LED Lighting | Downlight | Satco | True |  |  | LED Retrofit Kit |  | Downlight Solid State Retrofit Home / Fixtures / Downlight / Satco - S29741 - 15.5WLED/RDL/5-6/30K/120V Downlight Retrofit; 5-6"; Wet Location Rated; Energy Star Rated 15.5W LED Retrofit Downlight - 1200 Lumens - Warm White (3000K) - 90 CRI - 50000 Hours - 120 to 130V - White Satco - S29741 - 15.5WLED/RDL/5-6/30K/120V | 3000 | 91 | 1200 | 77.4194 | 50000 | 15.5 | 1 | 19.42 | 19.42 | 22.8193 | 2020Q2 | https://shop.regencylighting.com/fixtures/downlight/15-5wled-rdl-5-6-30k-120v-s29741.html | Regency Lighting | 2020 | Yes
LED Lighting | Downlight | Green Creative | False |  |  |  |  | Downlight Recessed Home / Fixtures / Downlight / Green Creative - 57870 - 21CDLA6/835/277V/R For Retrofit or New Construction Installation; Universal Housing Compatibility; Suitable for Damp Locations; Adjustable Lumen Output (700/1000/1500) 21W 6" Commercial Downlight - Neutral White (3500K) - 80 CRI - 40000 Hours Green Creative - 57870 - 21CDLA6/835/277V/R | 3500 | 84 | 1500 | 71.4286 | 25000 | 21 | 1 | 50.85 | 50.85 | 59.7507 | 2020Q2 | https://shop.regencylighting.com/fixtures/downlight/21cdla6-835-277v-r-grc.html | Regency Lighting | 2020 | Yes
LED Lighting | Downlight | Green Creative | False |  |  |  |  | Downlight Recessed Home / Fixtures / Downlight / Green Creative - 57871 - 21CDLA6/840/277V/R For Retrofit or New Construction Installation; Universal Housing Compatibility; Suitable for Damp Locations; Adjustable Lumen Output (700/1000/1500) 21W 6" Commercial Downlight - Cool White (4000K) - 80 CRI - 40000 Hours Green Creative - 57871 - 21CDLA6/840/277V/R | 4000 | 83 | 1500 | 71.4286 | 25000 | 21 | 1 | 50.85 | 50.85 | 59.7507 | 2020Q2 | https://shop.regencylighting.com/fixtures/downlight/21cdla6-840-277v-r-grc.html | Regency Lighting | 2020 | Yes
LED Lighting | Downlight | Green Creative | [5 empty] | Downlight Recessed Home / Fixtures / Downlight / Green Creative - 27CDLA8/840/277V For Retrofit or New Construction Installation; Universal Housing Compatibility; Adjustable Lumen Output - 3 Defined Light Levels; Easy Fit Installation Spring Action Housing Clips 27W LED Retrofit Downlight - 2000 Lumens - Cool White (4000K) - 80 CRI - 40000 Hours - 277V Green Creative - 27CDLA8/840/277V | 4000 | 84 | 2000 | 74.0741 | 25000 | 27 | 6 | 368.22 | 61.37 | 72.1121 | 2020Q2 | https://shop.regencylighting.com/fixtures/downlight/27cdla8-840-277v-grc.html | Regency Lighting | 2020 | Yes
LED Lighting | Downlight | Satco | True |  |  | LED Retrofit Kit |  | Downlight Solid State Retrofit Home / Fixtures / Downlight / Satco - S29714 - 8.5WLED/RDL/4/30K/120V Downlight Retrofit; 4"; Wet Location Rated; Energy Star Rated 8.5W LED Retrofit Downlight - 600 Lumens - Warm White (3000K) - 90 CRI - 50000 Hours - 120 to 130V - White Satco - S29714 - 8.5WLED/RDL/4/30K/120V | 3000 | 92 | 600 | 70.5882 | 50000 | 8.5 | 1 | 17.25 | 17.25 | 20.2694 | 2020Q2 | https://shop.regencylighting.com/fixtures/downlight/8-5wled-rdl-4-30k-120v-s29714.html | Regency Lighting | 2020 | Yes
LED Lighting | Downlight | Satco | True |  |  |  |  | Downlight Solid State Retrofit Home / Fixtures / Downlight / Satco - S29465 - 9.5WLED/DIR/4/40/40K/120V Directional Retrofit Downlight; Gimbaled; 4"; Damp Location Rated; Energy Star Rated 9.5W LED Retrofit Downlight - 600 Lumens - Cool White (4000K) - 90 CRI - 50000 Hours - 120 to 130V - White Satco - S29465 - 9.5WLED/DIR/4/40/40K/120V | 4000 | 94 | 600 | 63.1579 | 50000 | 9.5 | 1 | 23.76 | 23.76 | 27.9189 | 2020Q2 | https://shop.regencylighting.com/fixtures/downlight/9-5wled-dir-4-40-40k-120v-s29465.html | Regency Lighting | 2020 | Yes
LED Lighting | Downlight | TCP | True |  |  | LED Retrofit Kit | LED Retrofit Kit | Downlight Solid State Retrofit Home / Fixtures / Downlight / TCP - L11DR56D3527K95 E26 LED Retrofit Downlight 11W E26 LED Retrofit Downlight - 700 Lumens - Warm White (2700K) - 90 CRI - 35000 Hours - E26 (Medium) - 120 to 130V TCP - L11DR56D3527K95 | 2700 | 91 | 700 | 63.6364 | 35000 | 11 | 1 | 13.43 | 13.43 | 15.7808 | 2020Q2 | https://shop.regencylighting.com/fixtures/downlight/l11dr56d3527k95-tcp.html | Regency Lighting | 2020 | Yes
LED Lighting | Downlight | Sylvania | True |  |  |  |  | Downlight Recessed Home / Fixtures / Downlight / Sylvania - 40051 - LED/MD4/650/DIM/927/RP LED 4" Microdisk; Phase Cut Dimmable; Remote Driver; Energy Star Rated; Title 24 Compliant; Wet Location Rated 8.5W LED Microdisk - 650 Lumens - Warm White (2700K) - 90 CRI - 50000 hrs. - 120 to 130V - White Sylvania - 40051 - LED/MD4/650/DIM/927/RP | 2700 | 94 | 650 | 76.4706 | 50000 | 8.5 | 1 | 19.82 | 19.82 | 23.2893 | 2020Q2 | https://shop.regencylighting.com/fixtures/downlight/led-md4-650-dim-927-rp-40051.html | Regency Lighting | 2020 | Yes
LED Lighting | Downlight | Sylvania | True |  |  |  |  | Downlight Recessed Home / Fixtures / Downlight / Sylvania - 40052 - LED/MD4/650/DIM/930/RP LED 4" Microdisk; Phase Cut Dimmable; Remote Driver; Energy Star Rated; Title 24 Compliant; Wet Location Rated 8.5W LED Microdisk - 650 Lumens - Warm White (3000K) - 90 CRI - 50000 hrs. - 120 to 130V - White Sylvania - 40052 - LED/MD4/650/DIM/930/RP | 3000 | 94 | 650 | 76.4706 | 50000 | 8.5 | 1 | 20.23 | 20.23 | 23.771 | 2020Q2 | https://shop.regencylighting.com/fixtures/downlight/led-md4-650-dim-930-rp-40052.html | Regency Lighting | 2020 | Yes
LED Lighting | Downlight | Sylvania | True | Daylighting/Photocell, |  |  |  | Downlight Recessed Home / Fixtures / Downlight / Sylvania - 40054 - LED/MD4/650/DIM/950/RP LED 4" Microdisk; Phase Cut Dimmable; Remote Driver; Energy Star Rated; Title 24 Compliant; Wet Location Rated 8.5W LED Microdisk - 650 Lumens - Daylight (5000K) - 90 CRI - 50000 hrs. - 120 to 130V - White Sylvania - 40054 - LED/MD4/650/DIM/950/RP | 5000 | 93 | 650 | 76.4706 | 50000 | 8.5 | 1 | 20.23 | 20.23 | 23.771 | 2020Q2 | https://shop.regencylighting.com/fixtures/downlight/led-md4-650-dim-950-rp-40054.html | Regency Lighting | 2020 | Yes
LED Lighting | Downlight | Sylvania | True |  |  |  |  | Downlight Recessed Home / Fixtures / Downlight / Sylvania - 75030 - LED/MD4/700/830/UNV LED 4" Microdisk; Dimmable; Remote Driver; Energy Star Rated LED Microdisk - 700 Lumens - Warm White (3000K) - 80 CRI - 120 to 277V (Universal) - White Sylvania - 75030 - LED/MD4/700/830/UNV | 3000 | 85 | 700 | 87.5 | 50000 | 8 | 1 | 20.6 | 20.6 | 24.2058 | 2020Q2 | https://shop.regencylighting.com/fixtures/downlight/led-md4-700-830-unv-75030.html | Regency Lighting | 2020 | Yes
LED Lighting | Downlight | Sylvania | True |  |  |  |  | Downlight Recessed Home / Fixtures / Downlight / Sylvania - 75032 - LED/MD6/1100/830/UNV LED Microdisk LED Microdisk - Warm White (3000K) - 50000 Hours - 120 to 130V Sylvania - 75032 - LED/MD6/1100/830/UNV | 3000 | 85 | 1100 | 84.6154 | 50000 | 13 | 1 | 18.55 | 18.55 | 21.797 | 2020Q2 | https://shop.regencylighting.com/fixtures/downlight/led-md6-1100-830-unv-75032.html | Regency Lighting | 2020 | Yes
LED Lighting | Downlight | Satco | True |  |  | LED Retrofit Kit |  | Downlight Solid State Retrofit Home / Fixtures / Downlight / LED Retrofit Kits / Satco - S29725 - 10.5WLED/RDL/5-6/30K/120V Downlight Retrofit; 5-6"; Wet Location Rated; Energy Star Rated 10.5W LED Retrofit Downlight - 800 Lumens - Warm White (3000K) - 90 CRI - 50000 Hours - 120 to 130V - White Satco - S29725 - 10.5WLED/RDL/5-6/30K/120V | 3000 | 92 | 800 | 76.1905 | 50000 | 10.5 | 1 | 17.25 | 17.25 | 20.2694 | 2020Q2 | https://shop.regencylighting.com/fixtures/downlight/led-retrofit-kits/10-5wled-rdl-5-6-30k-120v-s29725.html | Regency Lighting | 2020 | Yes
LED Lighting | Downlight | Green Creative | True |  |  |  |  | Downlight Solid State Retrofit Home / Fixtures / Downlight / LED Retrofit Kits / Green Creative - 97766 - 12DL6DIM/930 Suitable for Installation in 5" or 6" Housing; Wet Location Rated 12W LED Retrofit Downlight - 750 Lumens - Warm White (3000K) - 90 CRI - 35000 Hours - E26 (Medium) - 120 to 130V - White Green Creative - 97766 - 12DL6DIM/930 | 3000 | 80 | 750 | 62.5 | 36000 | 12 | 1 | 15.06 | 15.06 | 17.6961 | 2020Q2 | https://shop.regencylighting.com/fixtures/downlight/led-retrofit-kits/12dl6dim-930-grc.html | Regency Lighting | 2020 | Yes
LED Lighting | Downlight | Satco | True |  |  |  |  | Downlight Solid State Retrofit Home / Fixtures / Downlight / LED Retrofit Kits / Satco - S29472 - 13WLED/DIR/5-6/27K/120V Directional Retrofit Downlight; Gimbaled; 5-6"; Damp Location Rated; Energy Star Rated 13W LED Retrofit Downlight - 800 Lumens - Warm White (2700K) - 90 CRI - 50000 Hours - 120 to 130V - White Satco - S29472 - 13WLED/DIR/5-6/27K/120V | 2700 | 92 | 800 | 61.5385 | 50000 | 13 | 1 | 19.42 | 19.42 | 22.8193 | 2020Q2 | https://shop.regencylighting.com/fixtures/downlight/led-retrofit-kits/13wled-dir-5-6-27k-120v-s29472.html | Regency Lighting | 2020 | Yes
LED Lighting | Downlight | Satco | True |  |  |  |  | Downlight Solid State Retrofit Home / Fixtures / Downlight / LED Retrofit Kits / Satco - S29474 - 13WLED/DIR/5-6/40K/120V Directional Retrofit Downlight; Gimbaled; 5-6"; Damp Location Rated; Energy Star Rated 13W LED Retrofit Downlight - 800 Lumens - Cool White (4000K) - 90 CRI - 50000 Hours - 120 to 130V - White Satco - S29474 - 13WLED/DIR/5-6/40K/120V | 4000 | 94 | 800 | 61.5385 | 50000 | 13 | 1 | 23.76 | 23.76 | 27.9189 | 2020Q2 | https://shop.regencylighting.com/fixtures/downlight/led-retrofit-kits/13wled-dir-5-6-40k-120v-s29474.html | Regency Lighting | 2020 | Yes
LED Lighting | Downlight | Satco | True |  |  | LED Retrofit Kit |  | Downlight Solid State Retrofit Home / Fixtures / Downlight / LED Retrofit Kits / Satco - S29741 - 15.5WLED/RDL/5-6/30K/120V Downlight Retrofit; 5-6"; Wet Location Rated; Energy Star Rated 15.5W LED Retrofit Downlight - 1200 Lumens - Warm White (3000K) - 90 CRI - 50000 Hours - 120 to 130V - White Satco - S29741 - 15.5WLED/RDL/5-6/30K/120V | 3000 | 91 | 1200 | 77.4194 | 50000 | 15.5 | 1 | 19.42 | 19.42 | 22.8193 | 2020Q2 | https://shop.regencylighting.com/fixtures/downlight/led-retrofit-kits/15-5wled-rdl-5-6-30k-120v-s29741.html | Regency Lighting | 2020 | Yes
LED Lighting | Downlight | Green Creative | False |  |  |  |  | Downlight Recessed Home / Fixtures / Downlight / LED Retrofit Kits / Green Creative - 57870 - 21CDLA6/835/277V/R For Retrofit or New Construction Installation; Universal Housing Compatibility; Suitable for Damp Locations; Adjustable Lumen Output (700/1000/1500) 21W 6" Commercial Downlight - Neutral White (3500K) - 80 CRI - 40000 Hours Green Creative - 57870 - 21CDLA6/835/277V/R | 3500 | 84 | 1500 | 71.4286 | 25000 | 21 | 1 | 50.85 | 50.85 | 59.7507 | 2020Q2 | https://shop.regencylighting.com/fixtures/downlight/led-retrofit-kits/21cdla6-835-277v-r-grc.html | Regency Lighting | 2020 | Yes
LED Lighting | Downlight | Green Creative | False |  |  |  |  | Downlight Recessed Home / Fixtures / Downlight / LED Retrofit Kits / Green Creative - 57871 - 21CDLA6/840/277V/R For Retrofit or New Construction Installation; Universal Housing Compatibility; Suitable for Damp Locations; Adjustable Lumen Output (700/1000/1500) 21W 6" Commercial Downlight - Cool White (4000K) - 80 CRI - 40000 Hours Green Creative - 57871 - 21CDLA6/840/277V/R | 4000 | 83 | 1500 | 71.4286 | 25000 | 21 | 1 | 50.85 | 50.85 | 59.7507 | 2020Q2 | https://shop.regencylighting.com/fixtures/downlight/led-retrofit-kits/21cdla6-840-277v-r-grc.html | Regency Lighting | 2020 | Yes
LED Lighting | Downlight | Green Creative | [5 empty] | Downlight Recessed Home / Fixtures / Downlight / LED Retrofit Kits / Green Creative - 27CDLA8/840/277V For Retrofit or New Construction Installation; Universal Housing Compatibility; Adjustable Lumen Output - 3 Defined Light Levels; Easy Fit Installation Spring Action Housing Clips 27W LED Retrofit Downlight - 2000 Lumens - Cool White (4000K) - 80 CRI - 40000 Hours - 277V Green Creative - 27CDLA8/840/277V | 4000 | 84 | 2000 | 74.0741 | 25000 | 27 | 6 | 368.22 | 61.37 | 72.1121 | 2020Q2 | https://shop.regencylighting.com/fixtures/downlight/led-retrofit-kits/27cdla8-840-277v-grc.html | Regency Lighting | 2020 | Yes
LED Lighting | Downlight | Satco | True |  |  | LED Retrofit Kit |  | Downlight Solid State Retrofit Home / Fixtures / Downlight / LED Retrofit Kits / Satco - S29714 - 8.5WLED/RDL/4/30K/120V Downlight Retrofit; 4"; Wet Location Rated; Energy Star Rated 8.5W LED Retrofit Downlight - 600 Lumens - Warm White (3000K) - 90 CRI - 50000 Hours - 120 to 130V - White Satco - S29714 - 8.5WLED/RDL/4/30K/120V | 3000 | 92 | 600 | 70.5882 | 50000 | 8.5 | 1 | 17.25 | 17.25 | 20.2694 | 2020Q2 | https://shop.regencylighting.com/fixtures/downlight/led-retrofit-kits/8-5wled-rdl-4-30k-120v-s29714.html | Regency Lighting | 2020 | Yes
LED Lighting | Downlight | Satco | True |  |  |  |  | Downlight Solid State Retrofit Home / Fixtures / Downlight / LED Retrofit Kits / Satco - S29465 - 9.5WLED/DIR/4/40/40K/120V Directional Retrofit Downlight; Gimbaled; 4"; Damp Location Rated; Energy Star Rated 9.5W LED Retrofit Downlight - 600 Lumens - Cool White (4000K) - 90 CRI - 50000 Hours - 120 to 130V - White Satco - S29465 - 9.5WLED/DIR/4/40/40K/120V | 4000 | 94 | 600 | 63.1579 | 50000 | 9.5 | 1 | 23.76 | 23.76 | 27.9189 | 2020Q2 | https://shop.regencylighting.com/fixtures/downlight/led-retrofit-kits/9-5wled-dir-4-40-40k-120v-s29465.html | Regency Lighting | 2020 | Yes
LED Lighting | Downlight | TCP | True |  |  | LED Retrofit Kit | LED Retrofit Kit | Downlight Solid State Retrofit Home / Fixtures / Downlight / LED Retrofit Kits / TCP - L11DR56D3527K95 E26 LED Retrofit Downlight 11W E26 LED Retrofit Downlight - 700 Lumens - Warm White (2700K) - 90 CRI - 35000 Hours - E26 (Medium) - 120 to 130V TCP - L11DR56D3527K95 | 2700 | 91 | 700 | 63.6364 | 35000 | 11 | 1 | 13.43 | 13.43 | 15.7808 | 2020Q2 | https://shop.regencylighting.com/fixtures/downlight/led-retrofit-kits/l11dr56d3527k95-tcp.html | Regency Lighting | 2020 | Yes
LED Lighting | Downlight | Sylvania | True |  |  |  |  | Downlight Recessed Home / Fixtures / Downlight / LED Retrofit Kits / Sylvania - 40051 - LED/MD4/650/DIM/927/RP LED 4" Microdisk; Phase Cut Dimmable; Remote Driver; Energy Star Rated; Title 24 Compliant; Wet Location Rated 8.5W LED Microdisk - 650 Lumens - Warm White (2700K) - 90 CRI - 50000 hrs. - 120 to 130V - White Sylvania - 40051 - LED/MD4/650/DIM/927/RP | 2700 | 94 | 650 | 76.4706 | 50000 | 8.5 | 1 | 19.82 | 19.82 | 23.2893 | 2020Q2 | https://shop.regencylighting.com/fixtures/downlight/led-retrofit-kits/led-md4-650-dim-927-rp-40051.html | Regency Lighting | 2020 | Yes
LED Lighting | Downlight | Sylvania | True |  |  |  |  | Downlight Recessed Home / Fixtures / Downlight / LED Retrofit Kits / Sylvania - 40052 - LED/MD4/650/DIM/930/RP LED 4" Microdisk; Phase Cut Dimmable; Remote Driver; Energy Star Rated; Title 24 Compliant; Wet Location Rated 8.5W LED Microdisk - 650 Lumens - Warm White (3000K) - 90 CRI - 50000 hrs. - 120 to 130V - White Sylvania - 40052 - LED/MD4/650/DIM/930/RP | 3000 | 94 | 650 | 76.4706 | 50000 | 8.5 | 1 | 20.23 | 20.23 | 23.771 | 2020Q2 | https://shop.regencylighting.com/fixtures/downlight/led-retrofit-kits/led-md4-650-dim-930-rp-40052.html | Regency Lighting | 2020 | Yes
LED Lighting | Downlight | Sylvania | True | Daylighting/Photocell, |  |  |  | Downlight Recessed Home / Fixtures / Downlight / LED Retrofit Kits / Sylvania - 40054 - LED/MD4/650/DIM/950/RP LED 4" Microdisk; Phase Cut Dimmable; Remote Driver; Energy Star Rated; Title 24 Compliant; Wet Location Rated 8.5W LED Microdisk - 650 Lumens - Daylight (5000K) - 90 CRI - 50000 hrs. - 120 to 130V - White Sylvania - 40054 - LED/MD4/650/DIM/950/RP | 5000 | 93 | 650 | 76.4706 | 50000 | 8.5 | 1 | 20.23 | 20.23 | 23.771 | 2020Q2 | https://shop.regencylighting.com/fixtures/downlight/led-retrofit-kits/led-md4-650-dim-950-rp-40054.html | Regency Lighting | 2020 | Yes
LED Lighting | Downlight | Sylvania | True |  |  |  |  | Downlight Recessed Home / Fixtures / Downlight / LED Retrofit Kits / Sylvania - 75030 - LED/MD4/700/830/UNV LED 4" Microdisk; Dimmable; Remote Driver; Energy Star Rated LED Microdisk - 700 Lumens - Warm White (3000K) - 80 CRI - 120 to 277V (Universal) - White Sylvania - 75030 - LED/MD4/700/830/UNV | 3000 | 85 | 700 | 87.5 | 50000 | 8 | 1 | 20.6 | 20.6 | 24.2058 | 2020Q2 | https://shop.regencylighting.com/fixtures/downlight/led-retrofit-kits/led-md4-700-830-unv-75030.html | Regency Lighting | 2020 | Yes
LED Lighting | Downlight | Sylvania | True |  |  |  |  | Downlight Recessed Home / Fixtures / Downlight / LED Retrofit Kits / Sylvania - 75032 - LED/MD6/1100/830/UNV LED Microdisk LED Microdisk - Warm White (3000K) - 50000 Hours - 120 to 130V Sylvania - 75032 - LED/MD6/1100/830/UNV | 3000 | 85 | 1100 | 84.6154 | 50000 | 13 | 1 | 18.55 | 18.55 | 21.797 | 2020Q2 | https://shop.regencylighting.com/fixtures/downlight/led-retrofit-kits/led-md6-1100-830-unv-75032.html | Regency Lighting | 2020 | Yes
LED Lighting | Downlight | Sylvania | True |  |  |  |  | Downlight Recessed Home / Fixtures / Downlight / LED Retrofit Kits / Sylvania - 75228 - LED/RT/5/6/HO/700/827 Downlights Housings with Compact Fluorescent Pin-Base Lamps 8W LED Retrofit Downlight - 700 Lumens - Warm White (2700K) - 82 CRI - 50000 Hours Sylvania - 75228 - LED/RT/5/6/HO/700/827 | 2700 | 82 | 700 | 87.5 | 50000 | 8 | 2 | 81.22 | 40.61 | 47.7183 | 2020Q2 | https://shop.regencylighting.com/fixtures/downlight/led-retrofit-kits/led-rt-5-6-ho-700-827-75228.html | Regency Lighting | 2020 | Yes
LED Lighting | Downlight | Sylvania | [5 empty] | Downlight Recessed Home / Fixtures / Downlight / LED Retrofit Kits / Sylvania - 75229 - LED/RT/5/6/HO/700/830 LED Recessed Downlight Kit LED Recessed Downlight Kit - Warm White (3000K) - 50000 Hours - 120 to 277V (Universal) Sylvania - 75229 - LED/RT/5/6/HO/700/830 | 2700 | 82 | 700 | 87.5 | 50000 | 8 | 1 | 40.34 | 40.34 | 47.4011 | 2020Q2 | https://shop.regencylighting.com/fixtures/downlight/led-retrofit-kits/led-rt-5-6-ho-700-830-75229.html | Regency Lighting | 2020 | Yes
LED Lighting | Downlight | Sylvania | True |  |  |  |  | Downlight Solid State Retrofit Home / Fixtures / Downlight / LED Retrofit Kits / Sylvania - 70387 - LED/RT4/G/600/827 2700 K 9W LED Retrofit Downlight - 600 Lumens - Warm White (2700K) - 80 CRI - 50000 Hours Sylvania - 70387 - LED/RT4/G/600/827 | 2700 | 83 | 600 | 66.6667 | 50000 | 9 | 4 | 150.04 | 37.51 | 44.0757 | 2020Q2 | https://shop.regencylighting.com/fixtures/downlight/led-retrofit-kits/led-rt4-g-600-827-70387.html | Regency Lighting | 2020 | Yes
LED Lighting | Downlight | Sylvania | True |  |  |  |  | Downlight Solid State Retrofit Home / Fixtures / Downlight / LED Retrofit Kits / Sylvania - 70395 - LED/RT4/G/600/830 LED Recessed Downlight Kit LED Recessed Downlight Kit - Warm White (3000K) - 50000 Hours - 120 to 130V - White (Trim) Sylvania - 70395 - LED/RT4/G/600/830 | 3000 | 82 | 600 | 66.6667 | 50000 | 9 | 1 | 37.51 | 37.51 | 44.0757 | 2020Q2 | https://shop.regencylighting.com/fixtures/downlight/led-retrofit-kits/led-rt4-g-600-830-70395.html | Regency Lighting | 2020 | Yes
LED Lighting | Downlight | Sylvania | True |  |  |  | Other | Downlight Solid State Retrofit Home / Fixtures / Downlight / LED Retrofit Kits / Sylvania - 73466 - LED/RT5/6/G/900/827/FL80/RP Airtight and Non IC Incandescent Downlights Housing 13W LED Retrofit Downlight - 900 Lumens - Warm White (2700K) - 80 CRI - 50000 Hours Sylvania - 73466 - LED/RT5/6/G/900/827/FL80/RP | 2700 | 84 | 900 | 69.2308 | 50000 | 13 | 4 | 149.96 | 37.49 | 44.0522 | 2020Q2 | https://shop.regencylighting.com/fixtures/downlight/led-retrofit-kits/led-rt5-6-g-900-827-fl80-rp-73466.html | Regency Lighting | 2020 | Yes
LED Lighting | Downlight | Sylvania |  |  |  |  | Other | Downlight Solid State Retrofit Home / Fixtures / Downlight / LED Retrofit Kits / Sylvania - 73467 - LED/RT5/6/G/900/830 Downlight LED Retrofit Downlight LED Retrofit - Warm White (3000K) Sylvania - 73467 - LED/RT5/6/G/900/830 | 3000 | 85 | 900 | 69.2308 | 50000 | 13 | 1 | 37.49 | 37.49 | 44.0522 | 2020Q2 | https://shop.regencylighting.com/fixtures/downlight/led-retrofit-kits/led-rt5-6-g-900-830-73467.html | Regency Lighting | 2020 | Yes
LED Lighting | Downlight | Sylvania | True |  |  | LED Retrofit Kit | LED Retrofit Kit | Downlight Recessed Home / Fixtures / Downlight / LED Retrofit Kits / Sylvania - 75137 - LED/RT5/6/HO/900/827 Downlights Housings with Compact Fluorescent Pin-Base Lamps 13W LED Retrofit Downlight - 900 Lumens - Warm White (2700K) - 81 CRI - 50000 Hours Sylvania - 75137 - LED/RT5/6/HO/900/827 | 2700 | 83 | 960 | 95.0495 | 56000 | 10.1 | 2 | 86.84 | 43.42 | 51.0202 | 2020Q2 | https://shop.regencylighting.com/fixtures/downlight/led-retrofit-kits/led-rt5-6-ho-900-827-75137.html | Regency Lighting | 2020 | Yes
LED Lighting | Downlight | Sylvania | True |  |  | LED Retrofit Kit | LED Retrofit Kit | Downlight Recessed Home / Fixtures / Downlight / LED Retrofit Kits / Sylvania - 75138 - LED/RT5/6/HO/900/830 Downlights Housings with Compact Fluorescent Pin-Base Lamps 13W LED Retrofit Downlight - 900 Lumens - Warm White (3000K) - 81 CRI - 50000 Hours Sylvania - 75138 - LED/RT5/6/HO/900/830 | 3000 | 83 | 965 | 100.5208 | 56000 | 9.6 | 2 | 87.92 | 43.96 | 51.6547 | 2020Q2 | https://shop.regencylighting.com/fixtures/downlight/led-retrofit-kits/led-rt5-6-ho-900-830-75138.html | Regency Lighting | 2020 | Yes
LED Lighting | Downlight | Sylvania | True |  |  | LED Retrofit Kit | LED Retrofit Kit | Downlight Recessed Home / Fixtures / Downlight / LED Retrofit Kits / Sylvania - 75140 - LED/RT5/6/HO/900/835 Downlights Housings with Compact Fluorescent Pin-Base Lamps 13W LED Retrofit Downlight - 900 Lumens - Neutral White (3500K) - 81 CRI - 50000 Hours Sylvania - 75140 - LED/RT5/6/HO/900/835 | 3500 | 85 | 983 | 103.4737 | 56000 | 9.5 | 2 | 87.92 | 43.96 | 51.6547 | 2020Q2 | https://shop.regencylighting.com/fixtures/downlight/led-retrofit-kits/led-rt5-6-ho-900-835-75140.html | Regency Lighting | 2020 | Yes
LED Lighting | Downlight | Sylvania | True |  |  | LED Retrofit Kit | LED Retrofit Kit | Downlight Recessed Home / Fixtures / Downlight / LED Retrofit Kits / Sylvania - 75139 - LED/RT5/6/HO/900/840 Downlights Housings with Compact Fluorescent Pin-Base Lamps 13W LED Retrofit Downlight - 900 Lumens - Cool White (4000K) - 82 CRI - 50000 Hours Sylvania - 75139 - LED/RT5/6/HO/900/840 | 4000 | 84 | 900 | 69.2308 | 50000 | 13 | 2 | 87.92 | 43.96 | 51.6547 | 2020Q2 | https://shop.regencylighting.com/fixtures/downlight/led-retrofit-kits/led-rt5-6-ho-900-840-75139.html | Regency Lighting | 2020 | Yes
LED Lighting | Downlight | Sylvania | [5 empty] | Downlight Recessed Home / Fixtures / Downlight / LED Retrofit Kits / Sylvania - 75397 - LED/RT8/2000/830/347V Downlight LED Retrofit 23W Downlight LED Retrofit - 2000 Lumens - Warm White (3000K) - 82 CRI - 50000 Hours - 347V Sylvania - 75397 - LED/RT8/2000/830/347V | 3000 | 84 | 2000 | 83.3333 | 50000 | 24 | 1 | 127.61 | 127.61 | 149.9467 | 2020Q2 | https://shop.regencylighting.com/fixtures/downlight/led-retrofit-kits/led-rt8-2000-830-347v-75397.html | Regency Lighting | 2020 | Yes
LED Lighting | Downlight | Sylvania | [5 empty] | Downlight Recessed Home / Fixtures / Downlight / LED Retrofit Kits / Sylvania - 75398 - LED/RT8/2000/840/347V Downlight LED Retrofit 23W Downlight LED Retrofit - 2000 Lumens - Cool White (4000K) - 82 CRI - 50000 Hours - 347V Sylvania - 75398 - LED/RT8/2000/840/347V | 3000 | 84 | 2000 | 83.3333 | 54000 | 24 | 1 | 127.61 | 127.61 | 149.9467 | 2020Q2 | https://shop.regencylighting.com/fixtures/downlight/led-retrofit-kits/led-rt8-2000-840-347v-75398.html | Regency Lighting | 2020 | Yes
LED Lighting | Downlight | Sylvania | True |  |  |  |  | Downlight Recessed Home / Fixtures / Downlight / LED Retrofit Kits / Sylvania - 74468 - LED/RT8/2000/840 LED Downlight LED Downlight - Cool White (4000K) - 50000 Hours - 120 to 277V (Universal) Sylvania - 74468 - LED/RT8/2000/840 | 4000 | 84 | 2000 | 83.3333 | 59000 | 24 | 1 | 84.8 | 84.8 | 99.6433 | 2020Q2 | https://shop.regencylighting.com/fixtures/downlight/led-retrofit-kits/led-rt8-2000-840-74468.html | Regency Lighting | 2020 | Yes
LED Lighting | Downlight | Sylvania | False | Daylighting/Photocell, |  |  |  | Downlight Recessed Home / Fixtures / Downlight / LED Retrofit Kits / Sylvania - 75399 - LED/RT8/2000/850/347V 8" Recessed Downlight Kit; Suitable for Wet Locations; Integrated White Trim, Baffle, Reflector, and Metal Conduit Adapter 23W LED Downlight Retrofit - 2000 Lumens - Daylight (5000K) - 82 CRI - 50000 hrs. - 347V Sylvania - 75399 - LED/RT8/2000/850/347V | 3000 | 84 | 2000 | 83.3333 | 54000 | 24 | 1 | 77.9 | 77.9 | 91.5355 | 2020Q2 | https://shop.regencylighting.com/fixtures/downlight/led-retrofit-kits/led-rt8-2000-850-347v-75399.html | Regency Lighting | 2020 | Yes
LED Lighting | Downlight | Sylvania | True |  |  |  |  | Downlight Recessed Home / Fixtures / Downlight / LED Retrofit Kits / Sylvania - 72625 - LED/RT8/3000/930 Low Voltage Dimmable 40W LED Retrofit Downlight - 3000 Lumens - Warm White (3000K) - 80 CRI - 50000 Hours Sylvania - 72625 - LED/RT8/3000/930 | 3000 | 95 | 3000 | 75 | 50000 | 40 | 4 | 445.68 | 111.42 | 130.9228 | 2020Q2 | https://shop.regencylighting.com/fixtures/downlight/led-retrofit-kits/led-rt8-3000-930-72625.html | Regency Lighting | 2020 | Yes
LED Lighting | Downlight | Sylvania | True |  |  |  |  | Downlight Recessed Home / Fixtures / Downlight / LED Retrofit Kits / Sylvania - 72626 - LED/RT8/3000/935 LED Recessed Downlight Kit LED Recessed Downlight Kit - Neutral White (3500K) - 50000 Hours - 120 to 277V (Universal) Sylvania - 72626 - LED/RT8/3000/935 | 3500 | 95 | 3000 | 75 | 36000 | 40 | 1 | 111.42 | 111.42 | 130.9228 | 2020Q2 | https://shop.regencylighting.com/fixtures/downlight/led-retrofit-kits/led-rt8-3000-935-72626.html | Regency Lighting | 2020 | Yes
LED Lighting | Downlight | Sylvania | True |  |  |  |  | Downlight Recessed Home / Fixtures / Downlight / LED Retrofit Kits / Sylvania - 79740 - LED/RT8/5000/830 Low Voltage Dimmable 55W LED Retrofit Downlight - 5000 Lumens - Warm White (3000K) - 82 CRI - 50000 Hours Sylvania - 79740 - LED/RT8/5000/830 | 3000 | 84 | 5000 | 92.5926 | 50000 | 54 | 1 | 144.27 | 144.27 | 169.5228 | 2020Q2 | https://shop.regencylighting.com/fixtures/downlight/led-retrofit-kits/led-rt8-5000-830-79740.html | Regency Lighting | 2020 | Yes
LED Lighting | Downlight | TCP | True |  |  | LED Retrofit Kit | LED Retrofit Kit | Downlight Solid State Retrofit Home / Fixtures / Downlight / LED Retrofit Kits / TCP - LED10DR427K Damp Location 10W LED Retrofit Downlight - 750 Lumens - Warm White (2700K) - 80 CRI - 35000 Hours - White TCP - LED10DR427K | 2700 | 82 | 750 | 75 | 35000 | 10 | 1 | 13.47 | 13.47 | 15.8278 | 2020Q2 | https://shop.regencylighting.com/fixtures/downlight/led-retrofit-kits/led10dr427k-tcp.html | Regency Lighting | 2020 | Yes
LED Lighting | Downlight | TCP | True |  |  | LED Retrofit Kit | LED Retrofit Kit | Downlight Solid State Retrofit Home / Fixtures / Downlight / LED Retrofit Kits / TCP - LED11DR5627K Indoor 11W LED Retrofit Downlight - 800 Lumens - Warm White (2700K) - 80 CRI - 35000 Hours - White TCP - LED11DR5627K | 2700 | 83 | 850 | 89.4737 | 35000 | 9.5 | 24 | 386.4 | 16.1 | 18.9181 | 2020Q2 | https://shop.regencylighting.com/fixtures/downlight/led-retrofit-kits/led11dr5627k-tcp.html | Regency Lighting | 2020 | Yes
LED Lighting | Downlight | TCP | True |  |  | LED Retrofit Kit |  | Downlight Solid State Retrofit Home / Fixtures / Downlight / LED Retrofit Kits / TCP - LED14DR5627K Damp Location 14W LED Retrofit Downlight - 1250 Lumens - Warm White (2700K) - 80 CRI - 35000 Hours - White TCP - LED14DR5627K | 2700 | 82 | 1250 | 104.1667 | 35000 | 12 | 6 | 103.44 | 17.24 | 20.2577 | 2020Q2 | https://shop.regencylighting.com/fixtures/downlight/led-retrofit-kits/led14dr5627k-tcp.html | Regency Lighting | 2020 | Yes
LED Lighting | Downlight | TCP | True |  |  | LED Retrofit Kit |  | Downlight Solid State Retrofit Home / Fixtures / Downlight / LED Retrofit Kits / TCP - LED14DR5627K95 Damp Location 14W LED Retrofit Downlight - 700 Lumens - Warm White (2700K) - 90 CRI - 35000 Hours - White TCP - LED14DR5627K95 | 2700 | 82 | 1250 | 104.1667 | 35000 | 12 | 1 | 18.96 | 18.96 | 22.2787 | 2020Q2 | https://shop.regencylighting.com/fixtures/downlight/led-retrofit-kits/led14dr5627k95-tcp.html | Regency Lighting | 2020 | Yes
LED Lighting | Downlight | Sylvania |  |  |  |  | LED Retrofit Kit | Downlight Solid State Retrofit Home / Fixtures / Downlight / LED Retrofit Kits / Sylvania - 75046 - LEDLD1100950FL120 Downlight LED Retrofit Downlight LED Retrofit Sylvania - 75046 - LEDLD1100950FL120 | 5000 | 97 | 1100 | 84.6154 | 50000 | 13 | 1 | 19.55 | 19.55 | 22.972 | 2020Q2 | https://shop.regencylighting.com/fixtures/downlight/led-retrofit-kits/ledld1100950fl120-75046.html | Regency Lighting | 2020 | Yes
LED Lighting | Downlight | Sylvania |  |  |  |  | LED Retrofit Kit | Downlight Solid State Retrofit Home / Fixtures / Downlight / LED Retrofit Kits / Sylvania - 75044 - LEDLD900930FL120 Wet Rated for indoor/outdoor applications 13W Surface Mount Lightdisk - 900 Lumens - Warm White (3000K) - 90 CRI - 50000 Hours - E26 (Medium) - 120 to 130V - White Sylvania - 75044 - LEDLD900930FL120 | 3000 | 92 | 900 | 69.2308 | 50000 | 13 | 1 | 25.17 | 25.17 | 29.5757 | 2020Q2 | https://shop.regencylighting.com/fixtures/downlight/led-retrofit-kits/ledld900930fl120-75044.html | Regency Lighting | 2020 | Yes
LED Lighting | Downlight | Sylvania |  |  |  |  | LED Retrofit Kit | Downlight Solid State Retrofit Home / Fixtures / Downlight / LED Retrofit Kits / Sylvania - 75045 - LEDLD900930FL120RP Surface Mount Lightdisk Surface Mount Lightdisk - Warm White (3000K) - 50000 Hours - 120 to 130V Sylvania - 75045 - LEDLD900930FL120RP | 3000 | 92 | 900 | 69.2308 | 50000 | 13 | 1 | 19.92 | 19.92 | 23.4068 | 2020Q2 | https://shop.regencylighting.com/fixtures/downlight/led-retrofit-kits/ledld900930fl120rp-75045.html | Regency Lighting | 2020 | Yes
LED Lighting | Downlight | Sylvania | True |  |  | LED Retrofit Kit | LED Retrofit Kit | Downlight Solid State Retrofit Home / Fixtures / Downlight / LED Retrofit Kits / Sylvania - 74181 - LEDRT4550840 Contractor Series; Suitable for Totally Enclosed Locations; Fits Into Most 4" Recessed Downlight Fixtures; Suitable for Wet Locations 8W LED Downlight Retrofit Kit - 550 Lumens - Cool White (4000K) - 82 CRI - 11000 hrs. Sylvania - 74181 - LEDRT4550840 | 2700 | 92 | 900 | 69.2308 | 35000 | 13 | 1 | 12.03 | 12.03 | 14.1357 | 2020Q2 | https://shop.regencylighting.com/fixtures/downlight/led-retrofit-kits/ledrt4550840-74181.html | Regency Lighting | 2020 | Yes
LED Lighting | Downlight | Sylvania | True |  |  |  | LED Retrofit Kit | Downlight Solid State Retrofit Home / Fixtures / Downlight / LED Retrofit Kits / Sylvania - 74285 - LEDRT4600927FL80 Replacement For 50w R20 Incandescent Lamps, Beam Angle:80()(), Suitable For Indoor and Outdoor Dry, Damp and Wet Locations, Integrated White Trim and White Baffle Reflector, Medium Base Socket Adaptor Included For Direct Replacement 9W LED Retrofit Downlight - 600 Lumens - Warm White (2700K) - 90 CRI - 50000 Hours Sylvania - 74285 - LEDRT4600927FL80 | 2700 | 90 | 600 | 66.6667 | 50000 | 9 | 1 | 19.06 | 19.06 | 22.3962 | 2020Q2 | https://shop.regencylighting.com/fixtures/downlight/led-retrofit-kits/ledrt4600927fl80-74285.html | Regency Lighting | 2020 | Yes
LED Lighting | Downlight | Sylvania |  |  |  |  | LED Retrofit Kit | Downlight Solid State Retrofit Home / Fixtures / Downlight / LED Retrofit Kits / Sylvania - 74286 - LEDRT4600930FL80 LED Recessed Downlight Kit LED Recessed Downlight Kit - Warm White (3000K) - 50000 Hours - 120 to 130V - White (Trim) Sylvania - 74286 - LEDRT4600930FL80 | 3000 | 92 | 600 | 66.6667 | 50000 | 9 | 1 | 19.06 | 19.06 | 22.3962 | 2020Q2 | https://shop.regencylighting.com/fixtures/downlight/led-retrofit-kits/ledrt4600930fl80-74286.html | Regency Lighting | 2020 | Yes
LED Lighting | Downlight | Sylvania |  |  |  |  | LED Retrofit Kit | Downlight Solid State Retrofit Home / Fixtures / Downlight / LED Retrofit Kits / Sylvania - 74287 - LEDRT4600930FL80RP LED Recessed Downlight Kit; Medium Base Socket Adaptor; Integrated White Trim 9W LED Downlight Retrofit Kit - 600 Lumens - Warm White (3000K) - 90 CRI - 50000 hrs. - White Sylvania - 74287 - LEDRT4600930FL80RP | 3000 | 92 | 600 | 66.6667 | 50000 | 9 | 1 | 19.06 | 19.06 | 22.3962 | 2020Q2 | https://shop.regencylighting.com/fixtures/downlight/led-retrofit-kits/ledrt4600930fl80rp-74287.html | Regency Lighting | 2020 | Yes
LED Lighting | Downlight | Sylvania |  |  |  |  | LED Retrofit Kit | Downlight Solid State Retrofit Home / Fixtures / Downlight / LED Retrofit Kits / Sylvania - 74288 - LEDRT4600940 Downlight LED Retrofit Downlight LED Retrofit - Cool White (4000K) Sylvania - 74288 - LEDRT4600940 | 4000 | 93 | 600 | 66.6667 | 50000 | 9 | 1 | 19.06 | 19.06 | 22.3962 | 2020Q2 | https://shop.regencylighting.com/fixtures/downlight/led-retrofit-kits/ledrt4600940-74288.html | Regency Lighting | 2020 | Yes
LED Lighting | Downlight | Sylvania | True | Daylighting/Photocell, |  |  | LED Retrofit Kit | Downlight Solid State Retrofit Home / Fixtures / Downlight / LED Retrofit Kits / Sylvania - 74289 - LEDRT4600950 4" LED Recessed Downlight Kit; Replaces up to 50 Watt Incandescent R30; Medium Base Socket Adapter and Integrated White Trim Included; Suitable for Indoor and Outdoor Applications; Wet Rated; Meets Title 24 Requirements 9W LED Resessed Downlight Kit - 600 Lumens - Daylight (5000K) - 90 CRI - 50000 hrs. - 120 to 130V - White Sylvania - 74289 - LEDRT4600950 | 5000 | 97 | 600 | 66.6667 | 50000 | 9 | 1 | 19.06 | 19.06 | 22.3962 | 2020Q2 | https://shop.regencylighting.com/fixtures/downlight/led-retrofit-kits/ledrt4600950-74289.html | Regency Lighting | 2020 | Yes
LED Lighting | Downlight | Sylvania | True |  |  | LED Retrofit Kit | LED Retrofit Kit | Downlight Solid State Retrofit Home / Fixtures / Downlight / LED Retrofit Kits / Sylvania - 79750 - LEDRT561200927 Dimmable Down to 10 Percent of Full Light Output with Compatible Dimmers; Beam Angle:80()(); 50000 Hour Life; No Warm-Up Time; Instant-On with Full Light Output and Stable Lamp to Lamp Color; Integrated White Trim; White Baffle Reflector Socket Adaptor (included) For Direct Replacement 16W LED Retrofit Downlight - 1200 Lumens - Warm White (2700K) - 90 CRI - 50000 Hours Sylvania - 79750 - LEDRT561200927 | 2700 | 92 | 1200 | 75 | 50000 | 16 | 2 | 58.34 | 29.17 | 34.2759 | 2020Q2 | https://shop.regencylighting.com/fixtures/downlight/led-retrofit-kits/ledrt561200927-79750.html | Regency Lighting | 2020 | Yes
LED Lighting | Downlight | Sylvania |  |  |  | LED Retrofit Kit | LED Retrofit Kit | Downlight Solid State Retrofit Home / Fixtures / Downlight / LED Retrofit Kits / Sylvania - 79751 - LEDRT561200930 LED Recessed Downlight Kit LED Retrofit Downlight - Warm White (3000K) - 50000 Hours - 120 to 130V - White (Trim) Sylvania - 79751 - LEDRT561200930 | 3000 | 92 | 1200 | 75 | 50000 | 16 | 1 | 29.77 | 29.77 | 34.9809 | 2020Q2 | https://shop.regencylighting.com/fixtures/downlight/led-retrofit-kits/ledrt561200930-79751.html | Regency Lighting | 2020 | Yes
LED Lighting | Downlight | Sylvania |  |  |  | LED Retrofit Kit | LED Retrofit Kit | Downlight Solid State Retrofit Home / Fixtures / Downlight / LED Retrofit Kits / Sylvania - 79752 - LEDRT561200930RP 2/CS 1/SKU Downlight LED Retrofit LED Retrofit Downlight - Warm White (3000K) Sylvania - 79752 - LEDRT561200930RP 2/CS 1/SKU | 3000 | 92 | 1200 | 75 | 50000 | 16 | 1 | 29.17 | 29.17 | 34.2759 | 2020Q2 | https://shop.regencylighting.com/fixtures/downlight/led-retrofit-kits/ledrt561200930rp-2-cs-1-sku-79752.html | Regency Lighting | 2020 | Yes
LED Lighting | Downlight | Sylvania |  |  |  | LED Retrofit Kit | LED Retrofit Kit | Downlight Solid State Retrofit Home / Fixtures / Downlight / LED Retrofit Kits / Sylvania - 79753 - LEDRT561200940 Downlight LED Retrofit LED Retrofit Downlight - Cool White (4000K) Sylvania - 79753 - LEDRT561200940 | 4000 | 92 | 1200 | 75 | 50000 | 16 | 1 | 29.77 | 29.77 | 34.9809 | 2020Q2 | https://shop.regencylighting.com/fixtures/downlight/led-retrofit-kits/ledrt561200940-79753.html | Regency Lighting | 2020 | Yes
LED Lighting | Downlight | Sylvania | True |  |  | LED Retrofit Kit | LED Retrofit Kit | Downlight Solid State Retrofit Home / Fixtures / Downlight / LED Retrofit Kits / Sylvania - 74290 - LEDRT56700927FL80 Dimmable Down to 10 Percent of Full Light Output with Compatible Dimmers; Beam Angle:80; 50000 Hour Life; No Warm-Up Time; Instant-On with Full Light Output and Stable Lamp to Lamp Color; Integrated White Trim; White Baffle Reflector Socket Adaptor (included) For Direct Replacement 10W LED Retrofit Downlight - 700 Lumens - Warm White (2700K) - 90 CRI - 50000 Hours Sylvania - 74290 - LEDRT56700927FL80 | 2700 | 91 | 700 | 66.0377 | 54000 | 10.6 | 2 | 40.98 | 20.49 | 24.0765 | 2020Q2 | https://shop.regencylighting.com/fixtures/downlight/led-retrofit-kits/ledrt56700927fl80-74290.html | Regency Lighting | 2020 | Yes
LED Lighting | Downlight | Sylvania | True |  |  | LED Retrofit Kit | LED Retrofit Kit | Downlight Solid State Retrofit Home / Fixtures / Downlight / LED Retrofit Kits / Sylvania - 74291 - LEDRT56700930FL80 Recessed Downlight Kit; Replacement for up to 100W Incandescent Lamps; Suitable for Wet and Damp Locations; Meets California Title 24 Fixture Requirements; Integrated White Trim, White Baffle, Reflector Socket Adapter 10W LED Retrofit Downlight - 700 Lumens - Warm White (3000K) - 90 CRI - 50000 Hours Sylvania - 74291 - LEDRT56700930FL80 | 3000 | 92 | 700 | 70 | 54000 | 10 | 2 | 40.98 | 20.49 | 24.0765 | 2020Q2 | https://shop.regencylighting.com/fixtures/downlight/led-retrofit-kits/ledrt56700930fl80-74291.html | Regency Lighting | 2020 | Yes
LED Lighting | Downlight | Sylvania |  |  |  | LED Retrofit Kit | LED Retrofit Kit | Downlight Solid State Retrofit Home / Fixtures / Downlight / LED Retrofit Kits / Sylvania - 71730 - LEDRT56700930RP LED Recessed Downlight Kit; Suitable for 5" and 6" Cans; Medium Base Socket Adaptor; Integrated White Trim and White Baffle Reflector; Retail Pack; Title 24 Compliant 10W LED Downlight Retrofit Kit - 700 Lumens - Warm White (3000K) - 90 CRI - 50000 hrs. - White Sylvania - 71730 - LEDRT56700930RP | 3000 | 92 | 700 | 70 | 54000 | 10 | 1 | 17.32 | 17.32 | 20.3517 | 2020Q2 | https://shop.regencylighting.com/fixtures/downlight/led-retrofit-kits/ledrt56700930rp-71730.html | Regency Lighting | 2020 | Yes
LED Lighting | Downlight | Sylvania | True |  |  | LED Retrofit Kit | LED Retrofit Kit | Downlight Solid State Retrofit Home / Fixtures / Downlight / LED Retrofit Kits / Sylvania - 74292 - LEDRT56700940FL80 Recessed Downlight Kit; Replacement for 65W Incandescent Lamps; Suitable for Wet and Damp Locations; Meets California Title 24 Fixture Requirements; Integrated White Trim, White Baffle, Reflector Socket Adapter LED Retrofit Downlight - Cool White (4000K) - 50000 Hours - 120 to 130V - White (Trim) Sylvania - 74292 - LEDRT56700940FL80 | 2700 | 95 | 700 | 70 | 54000 | 10 | 1 | 20.49 | 20.49 | 24.0765 | 2020Q2 | https://shop.regencylighting.com/fixtures/downlight/led-retrofit-kits/ledrt56700940fl80-74292.html | Regency Lighting | 2020 | Yes
LED Lighting | Downlight | Sylvania | True | Daylighting/Photocell, |  | LED Retrofit Kit | LED Retrofit Kit | Downlight Solid State Retrofit Home / Fixtures / Downlight / LED Retrofit Kits / Sylvania - 74293 - LEDRT56700950FL80 2/CS 1/SKU Recessed Downlight Kit; Replacement for 65W Incandescent Lamps; Suitable for Wet and Damp Locations; Meets California Title 24 Fixture Requirements; Integrated White Trim, White Baffle, Reflector Socket Adapter LED Retrofit Downlight - Daylight (5000K) Sylvania - 74293 - LEDRT56700950FL80 2/CS 1/SKU | 5000 | 95 | 700 | 70 | 54000 | 10 | 2 | 40.16 | 20.08 | 23.5948 | 2020Q2 | https://shop.regencylighting.com/fixtures/downlight/led-retrofit-kits/ledrt56700950fl80-2-cs-1-sku-74293.html | Regency Lighting | 2020 | Yes
LED Lighting | Downlight | Sylvania | True |  |  |  |  | Downlight Solid State Retrofit Home / Fixtures / Downlight / LED Retrofit Kits / Sylvania - 74294 - LEDRT56900927FL80 LED Recessed Downlight Kit; Replaces up to 75 Watt Incandescent BR30; 5" and 6" Housings; Medium Base Socket Adapter Included; Integrated White Trim and White Baffle; Suitable for Indoor or Outdoor Use; Wet Location Rated; Title 24 Compliant 13W LED Retrofit Downlight - 900 Lumens - Warm White (2700K) - 90 CRI - 50000 hrs. - White Sylvania - 74294 - LEDRT56900927FL80 | 2700 | 91 | 900 | 69.2308 | 50000 | 13 | 2 | 47.64 | 23.82 | 27.9894 | 2020Q2 | https://shop.regencylighting.com/fixtures/downlight/led-retrofit-kits/ledrt56900927fl80-74294.html | Regency Lighting | 2020 | Yes
LED Lighting | Downlight | Sylvania | True |  |  |  |  | Downlight Solid State Retrofit Home / Fixtures / Downlight / LED Retrofit Kits / Sylvania - 74295 - LEDRT56900930FL80 LED Recessed Downlight Kit; Replaces up to 75 Watt Incandescent BR30; 5" and 6" Housings; Medium Base Socket Adapter Included; Integrated White Trim and White Baffle; Suitable for Indoor or Outdoor Use; Wet Location Rated; Title 24 Compliant 13W LED Retrofit Downlight - 900 Lumens - Warm White (3000K) - 90 CRI - 50000 hrs. - White Sylvania - 74295 - LEDRT56900930FL80 | 3000 | 92 | 900 | 69.2308 | 50000 | 13 | 2 | 46.68 | 23.34 | 27.4254 | 2020Q2 | https://shop.regencylighting.com/fixtures/downlight/led-retrofit-kits/ledrt56900930fl80-74295.html | Regency Lighting | 2020 | Yes
LED Lighting | Downlight | Sylvania | True |  |  |  |  | Downlight Solid State Retrofit Home / Fixtures / Downlight / LED Retrofit Kits / Sylvania - 74296 - LEDRT56900930RP LED Recessed Downlight Kit; Replaces up to 75 Watt Incandescent BR30; 5" and 6" Housings; Medium Base Socket Adapter Included; Integrated White Trim and White Baffle; Suitable for Indoor or Outdoor Use; Wet Location Rated; Title 24 Compliant 13W LED Retrofit Downlight - 900 Lumens - Warm White (3000K) - 90 CRI - 50000 hrs. - White Sylvania - 74296 - LEDRT56900930RP | 3000 | 92 | 900 | 69.2308 | 50000 | 13 | 2 | 47.64 | 23.82 | 27.9894 | 2020Q2 | https://shop.regencylighting.com/fixtures/downlight/led-retrofit-kits/ledrt56900930rp-74296.html | Regency Lighting | 2020 | Yes
LED Lighting | Downlight | Sylvania | True | Daylighting/Photocell, |  |  |  | Downlight Solid State Retrofit Home / Fixtures / Downlight / LED Retrofit Kits / Sylvania - 74297 - LEDRT56900950RP LED Recessed Downlight Kit; Replaces up to 75 Watt Incandescent BR30; 5" and 6" Housings; Medium Base Socket Adapter Included; Integrated White Trim and White Baffle; Suitable for Indoor or Outdoor Use; Wet Location Rated; Title 24 Compliant 13W LED Resessed Downlight Kit - 900 Lumens - Daylight (5000K) - 90 CRI - 50000 hrs. - 120 to 130V - White Sylvania - 74297 - LEDRT56900950RP | 5000 | 96 | 900 | 69.2308 | 50000 | 13 | 2 | 47.64 | 23.82 | 27.9894 | 2020Q2 | https://shop.regencylighting.com/fixtures/downlight/led-retrofit-kits/ledrt56900950rp-74297.html | Regency Lighting | 2020 | Yes
LED Lighting | Downlight | Sylvania |  |  |  |  | Other | Downlight Solid State Retrofit Home / Fixtures / Downlight / LED Retrofit Kits / Sylvania - 73464 - LEDRT56G900830FL80RP Downlight LED Retrofit LED Retrofit Downlight - Warm White (3000K) Sylvania - 73464 - LEDRT56G900830FL80RP | 3000 | 84 | 900 | 69.2308 | 50000 | 13 | 1 | 35.5 | 35.5 | 41.7139 | 2020Q2 | https://shop.regencylighting.com/fixtures/downlight/led-retrofit-kits/ledrt56g900830fl80rp-73464.html | Regency Lighting | 2020 | Yes
LED Lighting | Downlight | Sylvania | False |  |  | LED Retrofit Kit | LED Retrofit Kit | Downlight Recessed Home / Fixtures / Downlight / LED Retrofit Kits / Sylvania - 75328 - LEDRT56HO1500840347V LED Recessed Downlight Kit; Suitable for 5" and 6" Cans; CFL Pin-Based Replacement (26W & 32W Replacement); Suitable for Wet Locations; Integrated White Trim and Metal Conduit Adaptor 17W LED Downlight Retrofit Kit - 1500 Lumens - Cool White (4000K) - 84 CRI - 50000 hrs. - White Sylvania - 75328 - LEDRT56HO1500840347V | 4000 | 83 | 1500 | 88.2353 | 50000 | 17 | 1 | 82.65 | 82.65 | 97.1169 | 2020Q2 | https://shop.regencylighting.com/fixtures/downlight/led-retrofit-kits/ledrt56ho1500840347v-75328.html | Regency Lighting | 2020 | Yes
LED Lighting | Downlight | Sylvania | [5 empty] | Downlight Recessed Home / Fixtures / Downlight / LED Retrofit Kits / Sylvania - 75331 - LEDRT56HO650930 2/CS 1/SKU Downlight LED Retrofit LED Retrofit Downlight - Warm White (3000K) Sylvania - 75331 - LEDRT56HO650930 2/CS 1/SKU | 3000 | 93 | 650 | 72.2222 | 35000 | 9 | 1 | 28.32 | 28.32 | 33.2771 | 2020Q2 | https://shop.regencylighting.com/fixtures/downlight/led-retrofit-kits/ledrt56ho650930-2-cs-1-sku-75331.html | Regency Lighting | 2020 | Yes
LED Lighting | Downlight | Sylvania | [5 empty] | Downlight Recessed Home / Fixtures / Downlight / LED Retrofit Kits / Sylvania - 75332 - LEDRT56HO650940 2/CS 1/SKU Downlight LED Retrofit LED Retrofit Downlight - Cool White (4000K) Sylvania - 75332 - LEDRT56HO650940 2/CS 1/SKU | 4000 | 94 | 650 | 72.2222 | 35000 | 9 | 1 | 28.32 | 28.32 | 33.2771 | 2020Q2 | https://shop.regencylighting.com/fixtures/downlight/led-retrofit-kits/ledrt56ho650940-2-cs-1-sku-75332.html | Regency Lighting | 2020 | Yes
LED Lighting | Downlight | Sylvania | False |  |  | LED Retrofit Kit | LED Retrofit Kit | Downlight Recessed Home / Fixtures / Downlight / LED Retrofit Kits / Sylvania - 75327 - LEDRT56HO900840347V LED Recessed Downlight Kit; Suitable for 5" and 6" Cans; CFL Pin-Based Replacement (18W Replacement); Suitable for Wet Locations; Integrated White Trim and Metal Conduit Adaptor 13W LED Downlight Retrofit Kit - 900 Lumens - Cool White (4000K) - 84 CRI - 50000 hrs. - White Sylvania - 75327 - LEDRT56HO900840347V | 4000 | 84 | 900 | 69.2308 | 50000 | 13 | 1 | 54.28 | 54.28 | 63.7811 | 2020Q2 | https://shop.regencylighting.com/fixtures/downlight/led-retrofit-kits/ledrt56ho900840347v-75327.html | Regency Lighting | 2020 | Yes
LED Lighting | Downlight | Sylvania | True |  |  |  |  | Downlight Recessed Home / Fixtures / Downlight / LED Retrofit Kits / Sylvania - 72529 - LEDRT61500HO835 Downlights Housings with Compact Fluorescent Pin-Base Lamps 17W LED Retrofit Downlight - 1500 Lumens - Neutral White (3500K) - 82 CRI - 50000 Hours Sylvania - 72529 - LEDRT61500HO835 | 3000 | 82 | 1500 | 93.75 | 60400 | 16 | 4 | 267.76 | 66.94 | 78.6571 | 2020Q2 | https://shop.regencylighting.com/fixtures/downlight/led-retrofit-kits/ledrt61500ho835-72529.html | Regency Lighting | 2020 | Yes
LED Lighting | Downlight | Sylvania | True |  |  |  |  | Downlight Recessed Home / Fixtures / Downlight / LED Retrofit Kits / Sylvania - 72530 - LEDRT61500HO840 Downlights Housings with Compact Fluorescent Pin-Base Lamps 17W LED Retrofit Downlight - 1500 Lumens - Cool White (4000K) - 82 CRI - 50000 Hours Sylvania - 72530 - LEDRT61500HO840 | 3000 | 82 | 1500 | 93.75 | 60400 | 16 | 4 | 275.84 | 68.96 | 81.0307 | 2020Q2 | https://shop.regencylighting.com/fixtures/downlight/led-retrofit-kits/ledrt61500ho840-72530.html | Regency Lighting | 2020 | Yes
LED Lighting | Downlight | Sylvania |  |  |  | LED Retrofit Kit | LED Retrofit Kit | Downlight Recessed Home / Fixtures / Downlight / LED Retrofit Kits / Sylvania - 79742 - LEDRT85000840 Downlight LED Retrofit Downlight LED Retrofit - Cool White (4000K) Sylvania - 79742 - LEDRT85000840 | 4000 | 83 | 5000 | 92.5926 | 54000 | 54 | 1 | 144.27 | 144.27 | 169.5228 | 2020Q2 | https://shop.regencylighting.com/fixtures/downlight/led-retrofit-kits/ledrt85000840-79742.html | Regency Lighting | 2020 | Yes
LED Lighting | Downlight | Sylvania | [5 empty] | Downlight Recessed Home / Fixtures / Downlight / LED Retrofit Kits / Sylvania - 75435 - LEDRT85000840347V LED Recessed Downlight Kit; Suitable for 8" Cans; CFL Pin-Based Replacement 50W LED Downlight Retrofit Kit - 5000 Lumens - Cool White (4000K) - 80 CRI - 50000 hrs. - White Sylvania - 75435 - LEDRT85000840347V | 4000 | 82 | 5000 | 100 | 50000 | 50 | 1 | 148.29 | 148.29 | 174.2465 | 2020Q2 | https://shop.regencylighting.com/fixtures/downlight/led-retrofit-kits/ledrt85000840347v-75435.html | Regency Lighting | 2020 | Yes
LED Lighting | Downlight | Sylvania | True |  |  |  |  | Downlight Recessed Home / Fixtures / Downlight / LED Retrofit Kits / Sylvania - 79754 - LEDRT88000830 Universal Input 92W LED Retrofit Downlight - 8000 Lumens - Warm White (3000K) - 82 CRI - 50000 Hours Sylvania - 79754 - LEDRT88000830 | 3000 | 83 | 8000 | 86.9565 | 50000 | 92 | 2 | 315.54 | 157.77 | 185.3858 | 2020Q2 | https://shop.regencylighting.com/fixtures/downlight/led-retrofit-kits/ledrt88000830-79754.html | Regency Lighting | 2020 | No
LED Lighting | Downlight | Sylvania | True |  |  |  |  | Downlight Recessed Home / Fixtures / Downlight / LED Retrofit Kits / Sylvania - 79755 - LEDRT88000835 LED Recessed Downlight Kit; Suitable for 8" Cans; Replaces 150W HPS or 175W MH; Suitable for Wet Locations; Integrated White Trim, White Baffle Reflector, and Metal Conduit; Remote Driver 92W LED Downlight Retrofit Kit - 8000 Lumens - Neutral White (3500K) - 82 CRI - 50000 hrs. - White Sylvania - 79755 - LEDRT88000835 | 3500 | 82 | 8000 | 86.9565 | 50000 | 92 | 1 | 157.77 | 157.77 | 185.3858 | 2020Q2 | https://shop.regencylighting.com/fixtures/downlight/led-retrofit-kits/ledrt88000835-79755.html | Regency Lighting | 2020 | No
LED Lighting | Downlight | Sylvania | [5 empty] | Downlight Recessed Home / Fixtures / Downlight / LED Retrofit Kits / Sylvania - 79756 - LEDRT88000840 Downlight LED Retrofit Downlight LED Retrofit - Cool White (4000K) Sylvania - 79756 - LEDRT88000840 | 4000 | 84 | 8000 | 86.9565 | 50000 | 92 | 1 | 157.77 | 157.77 | 185.3858 | 2020Q2 | https://shop.regencylighting.com/fixtures/downlight/led-retrofit-kits/ledrt88000840-79756.html | Regency Lighting | 2020 | No
LED Lighting | Downlight | Sylvania | True |  |  |  |  | Downlight Recessed Home / Fixtures / Downlight / LED Retrofit Kits / Sylvania - 60779 - LEDRT8R3A2000UD930 8" Compatible Can; Round; Wet Location Rated; Energy Star Listed 23W LED Downlight Retrofit Kit - 2000 Lumens - Warm White (3000K) - 90 CRI - 50000 hrs. - White Sylvania - 60779 - LEDRT8R3A2000UD930 | 4000 | 94 | 2000 | 83.3333 | 50000 | 24 | 1 | 86.56 | 86.56 | 101.7113 | 2020Q2 | https://shop.regencylighting.com/fixtures/downlight/led-retrofit-kits/ledrt8r3a2000ud930-60779.html | Regency Lighting | 2020 | Yes
LED Lighting | Downlight | Sylvania |  |  |  | LED Retrofit Kit | LED Retrofit Kit | Downlight Solid State Retrofit Home / Fixtures / Downlight / LED Retrofit Kits / Sylvania - 74925 - LEDRTQ4600927 LED Recessed Downlight Kit LED Recessed Downlight Kit - Warm White (2700K) Sylvania - 74925 - LEDRTQ4600927 | 2700 | 91 | 600 | 66.6667 | 50000 | 9 | 1 | 19.66 | 19.66 | 23.1013 | 2020Q2 | https://shop.regencylighting.com/fixtures/downlight/led-retrofit-kits/ledrtq4600927-74925.html | Regency Lighting | 2020 | Yes
LED Lighting | Downlight | Sylvania |  |  |  | LED Retrofit Kit | LED Retrofit Kit | Downlight Solid State Retrofit Home / Fixtures / Downlight / LED Retrofit Kits / Sylvania - 74924 - LEDRTQ4600930 LED Recessed Downlight Kit LED Recessed Downlight Kit - Warm White (3000K) Sylvania - 74924 - LEDRTQ4600930 | 3000 | 92 | 600 | 66.6667 | 50000 | 9 | 1 | 19.66 | 19.66 | 23.1013 | 2020Q2 | https://shop.regencylighting.com/fixtures/downlight/led-retrofit-kits/ledrtq4600930-74924.html | Regency Lighting | 2020 | Yes
LED Lighting | Downlight | Sylvania |  |  |  | LED Retrofit Kit | LED Retrofit Kit | Downlight Solid State Retrofit Home / Fixtures / Downlight / LED Retrofit Kits / Sylvania - 74926 - LEDRTQ4600940 LED Recessed Downlight Kit; Square; Suitable for 4" Housing; Medium Base Socket Adaptor; Integrated White Trim; Replaces up to 50W Incandescent BR30; Title 24 Compliant 9W LED Downlight Retrofit Kit - 600 Lumens - Cool White (4000K) - 90 CRI - 50000 hrs. - White Sylvania - 74926 - LEDRTQ4600940 | 4000 | 93 | 600 | 66.6667 | 50000 | 9 | 1 | 19.66 | 19.66 | 23.1013 | 2020Q2 | https://shop.regencylighting.com/fixtures/downlight/led-retrofit-kits/ledrtq4600940-74926.html | Regency Lighting | 2020 | Yes
LED Lighting | Downlight | Sylvania |  |  |  | LED Retrofit Kit | LED Retrofit Kit | Downlight Solid State Retrofit Home / Fixtures / Downlight / LED Retrofit Kits / Sylvania - 74928 - LEDRTQ56900927 LED Recessed Downlight Kit; Square; Suitable for 5" and 6" Housing; Medium Base Socket Adaptor; Integrated White Trim; Replaces up to 65W Incandescent BR30; Title 24 Compliant 13W LED Downlight Retrofit Kit - 900 Lumens - Warm White (2700K) - 90 CRI - 50000 hrs. - White Sylvania - 74928 - LEDRTQ56900927 | 2700 | 91 | 900 | 69.2308 | 50000 | 13 | 1 | 23.8 | 23.8 | 27.9659 | 2020Q2 | https://shop.regencylighting.com/fixtures/downlight/led-retrofit-kits/ledrtq56900927-74928.html | Regency Lighting | 2020 | Yes
LED Lighting | Downlight | Sylvania |  |  |  | LED Retrofit Kit | LED Retrofit Kit | Downlight Solid State Retrofit Home / Fixtures / Downlight / LED Retrofit Kits / Sylvania - 74929 - LEDRTQ56900930 LED Recessed Downlight Kit LED Recessed Downlight Kit - Warm White (3000K) Sylvania - 74929 - LEDRTQ56900930 | 3000 | 92 | 900 | 69.2308 | 50000 | 13 | 1 | 23.8 | 23.8 | 27.9659 | 2020Q2 | https://shop.regencylighting.com/fixtures/downlight/led-retrofit-kits/ledrtq56900930-74929.html | Regency Lighting | 2020 | Yes
LED Lighting | Downlight | Sylvania | True |  |  | LED Retrofit Kit | LED Retrofit Kit | Downlight Solid State Retrofit Home / Fixtures / Downlight / LED Retrofit Kits / LEDVANCE - 74930 - LEDRTQ56900940 LED Recessed Downlight Kit LED Recessed Downlight Kit - Cool White (4000K) - 50000 Hours - 120 to 130V - White (Trim) LEDVANCE - 74930 - LEDRTQ56900940 | 4000 | 93 | 900 | 69.2308 | 50000 | 13 | 1 | 23.8 | 23.8 | 27.9659 | 2020Q2 | https://shop.regencylighting.com/fixtures/downlight/led-retrofit-kits/ledrtq56900940-74930.html | Regency Lighting | 2020 | Yes
LED Lighting | Downlight | Sylvania |  | Daylighting/Photocell, |  | LED Retrofit Kit | LED Retrofit Kit | Downlight Solid State Retrofit Home / Fixtures / Downlight / LED Retrofit Kits / Sylvania - 74931 - LEDRTQ56900950 LED Recessed Downlight Kit LED Recessed Downlight Kit - Daylight (5000K) Sylvania - 74931 - LEDRTQ56900950 | 5000 | 96 | 900 | 69.2308 | 50000 | 13 | 1 | 23.11 | 23.11 | 27.1551 | 2020Q2 | https://shop.regencylighting.com/fixtures/downlight/led-retrofit-kits/ledrtq56900950-74931.html | Regency Lighting | 2020 | Yes
LED Lighting | Downlight | Maxlite | True |  |  |  |  | Downlight Recessed Home / Fixtures / Downlight / LED Retrofit Kits / Maxlite - 14099876 - RCF409CSW Mounts Directly in Ceiling (No Housing Required); Comes with 24" Power Whip; Damp Location Rated 8W LED Downlight Retrofit - 750 Lumens - 80 CRI - 50000 hrs. - 120 to 277V (Universal) Maxlite - 14099876 - RCF409CSW | 4000 | 84 | 750 | 83.3333 | 50000 | 9 | 1 | 41.15 | 41.15 | 48.3528 | 2020Q2 | https://shop.regencylighting.com/fixtures/downlight/led-retrofit-kits/rcf409csw-mxt.html | Regency Lighting | 2020 | Yes
LED Lighting | Downlight | Maxlite | True |  |  |  |  | Downlight Recessed Home / Fixtures / Downlight / LED Retrofit Kits / Maxlite - 14099878 - RCF618CSW Mounts Directly in Ceiling (No Housing Required); Comes with 24" Power Whip; Damp Location Rated 17W LED Downlight Retrofit - 1650 Lumens - 80 CRI - 50000 hrs. - 120 to 277V (Universal) Maxlite - 14099878 - RCF618CSW | 4000 | 83 | 1650 | 91.6667 | 50000 | 18 | 1 | 45.83 | 45.83 | 53.852 | 2020Q2 | https://shop.regencylighting.com/fixtures/downlight/led-retrofit-kits/rcf618csw-mxt.html | Regency Lighting | 2020 | Yes
LED Lighting | Downlight | Maxlite | True |  |  |  |  | Downlight Recessed Home / Fixtures / Downlight / LED Retrofit Kits / Maxlite - 14099880 - RCF818CSW Mounts Directly in Ceiling (No Housing Required); Comes with 24" Power Whip; Damp Location Rated 17W LED Downlight Retrofit - 1650 Lumens - 80 CRI - 50000 hrs. - 120 to 277V (Universal) Maxlite - 14099880 - RCF818CSW | 4000 | 83 | 1650 | 91.6667 | 50000 | 18 | 1 | 52.54 | 52.54 | 61.7365 | 2020Q2 | https://shop.regencylighting.com/fixtures/downlight/led-retrofit-kits/rcf818csw-mxt.html | Regency Lighting | 2020 | Yes
LED Lighting | Downlight | Maxlite | True |  |  |  |  | Downlight Solid State Retrofit Home / Fixtures / Downlight / LED Retrofit Kits / Maxlite - 101646 - RR61530W/V2 Easy Retrofit and Maintenance; Integral Thermal Protection; Easy Installation; Friction mounted; 50000 Hour Life; Aluminum Reflector; Environmentally Friendly; Die-cast Aluminum Heat Sink 15W LED Retrofit Downlight - 825 Lumens - Warm White (3000K) - 80 CRI - 50000 Hours - Anodized Maxlite - 101646 - RR61530W/V2 | 3000 | 83 | 850 | 56.6667 | 35000 | 15 | 1 | 72.56 | 72.56 | 85.2608 | 2020Q2 | https://shop.regencylighting.com/fixtures/downlight/led-retrofit-kits/rr61530w-v2-mxt.html | Regency Lighting | 2020 | Yes
LED Lighting | Downlight | Maxlite | True |  |  |  |  | Downlight Solid State Retrofit Home / Fixtures / Downlight / LED Retrofit Kits / Maxlite - 101647 - RR61540W/V2 Universal Voltage (120-277); Mounts into Existing Recessed Frame; Five year Limited Warranty; Dimmable to 5% (120v only) 15W LED Retrofit Downlight - 910 Lumens - Cool White (4000K) - 80 CRI - 50000 Hours - Anodized Maxlite - 101647 - RR61540W/V2 | 4000 | 83 | 850 | 56.6667 | 35000 | 15 | 1 | 72.56 | 72.56 | 85.2608 | 2020Q2 | https://shop.regencylighting.com/fixtures/downlight/led-retrofit-kits/rr61540w-v2-mxt.html | Regency Lighting | 2020 | Yes
LED Lighting | Downlight | Maxlite | True |  |  |  |  | Downlight Solid State Retrofit Home / Fixtures / Downlight / LED Retrofit Kits / Maxlite - 101649 - RR81530W/V2 Universal Voltage (120-277); Mounts into Existing Recessed Frame; Five year Limited Warranty; Dimmable to 5% (120v only) 15W LED Retrofit Downlight - 875 Lumens - Warm White (3000K) - 80 CRI - 50000 Hours - Anodized Maxlite - 101649 - RR81530W/V2 | 3000 | 83 | 850 | 56.6667 | 35000 | 15 | 1 | 133.17 | 133.17 | 156.4799 | 2020Q2 | https://shop.regencylighting.com/fixtures/downlight/led-retrofit-kits/rr81530w-v2-mxt.html | Regency Lighting | 2020 | Yes
LED Lighting | Downlight | Maxlite | True |  |  |  |  | Downlight Solid State Retrofit Home / Fixtures / Downlight / LED Retrofit Kits / Maxlite - 101650 - RR81540W/V2 Universal Voltage (120-277); Mounts into Existing Recessed Frame; Five year Limited Warranty; Dimmable to 5% (120v only) 15W LED Retrofit Downlight - 920 Lumens - Cool White (4000K) - 80 CRI - 50000 Hours - Anodized Maxlite - 101650 - RR81540W/V2 | 4000 | 83 | 850 | 56.6667 | 35000 | 15 | 1 | 133.17 | 133.17 | 156.4799 | 2020Q2 | https://shop.regencylighting.com/fixtures/downlight/led-retrofit-kits/rr81540w-v2-mxt.html | Regency Lighting | 2020 | Yes
LED Lighting | Downlight | Maxlite | [5 empty] | Downlight Recessed Home / Fixtures / Downlight / LED Retrofit Kits / Maxlite - 1408678 - RRECO61230W/V2 Energy Star; 6"; White Trim; Damp Location Rated; Mounts into Existing Recessed Frame 11W LED Downlight Retrofit Kit - 940 Lumens - Warm White (3000K) - 80 CRI - 50000 Hours - White Maxlite - 1408678 - RRECO61230W/V2 | 3000 | 84 | 920 | 76.6667 | 50000 | 12 | 1 | 77.15 | 77.15 | 90.6542 | 2020Q2 | https://shop.regencylighting.com/fixtures/downlight/led-retrofit-kits/rreco61230w-v2-mxt.html | Regency Lighting | 2020 | Yes
LED Lighting | Downlight | Sylvania | True |  |  |  |  | Downlight Recessed Home / Fixtures / Downlight / Sylvania - 75228 - LED/RT/5/6/HO/700/827 Downlights Housings with Compact Fluorescent Pin-Base Lamps 8W LED Retrofit Downlight - 700 Lumens - Warm White (2700K) - 82 CRI - 50000 Hours Sylvania - 75228 - LED/RT/5/6/HO/700/827 | 2700 | 82 | 700 | 87.5 | 50000 | 8 | 2 | 81.22 | 40.61 | 47.7183 | 2020Q2 | https://shop.regencylighting.com/fixtures/downlight/led-rt-5-6-ho-700-827-75228.html | Regency Lighting | 2020 | Yes
LED Lighting | Downlight | Sylvania | [5 empty] | Downlight Recessed Home / Fixtures / Downlight / Sylvania - 75229 - LED/RT/5/6/HO/700/830 LED Recessed Downlight Kit LED Recessed Downlight Kit - Warm White (3000K) - 50000 Hours - 120 to 277V (Universal) Sylvania - 75229 - LED/RT/5/6/HO/700/830 | 2700 | 82 | 700 | 87.5 | 50000 | 8 | 1 | 40.34 | 40.34 | 47.4011 | 2020Q2 | https://shop.regencylighting.com/fixtures/downlight/led-rt-5-6-ho-700-830-75229.html | Regency Lighting | 2020 | Yes
LED Lighting | Downlight | Sylvania | True |  |  |  |  | Downlight Solid State Retrofit Home / Fixtures / Downlight / Sylvania - 70387 - LED/RT4/G/600/827 2700 K 9W LED Retrofit Downlight - 600 Lumens - Warm White (2700K) - 80 CRI - 50000 Hours Sylvania - 70387 - LED/RT4/G/600/827 | 2700 | 83 | 600 | 66.6667 | 50000 | 9 | 4 | 150.04 | 37.51 | 44.0757 | 2020Q2 | https://shop.regencylighting.com/fixtures/downlight/led-rt4-g-600-827-70387.html | Regency Lighting | 2020 | Yes
LED Lighting | Downlight | Sylvania | True |  |  |  |  | Downlight Solid State Retrofit Home / Fixtures / Downlight / Sylvania - 70395 - LED/RT4/G/600/830 LED Recessed Downlight Kit LED Recessed Downlight Kit - Warm White (3000K) - 50000 Hours - 120 to 130V - White (Trim) Sylvania - 70395 - LED/RT4/G/600/830 | 3000 | 82 | 600 | 66.6667 | 50000 | 9 | 1 | 37.51 | 37.51 | 44.0757 | 2020Q2 | https://shop.regencylighting.com/fixtures/downlight/led-rt4-g-600-830-70395.html | Regency Lighting | 2020 | Yes
LED Lighting | Downlight | Sylvania | True |  |  |  | Other | Downlight Solid State Retrofit Home / Fixtures / Downlight / Sylvania - 73466 - LED/RT5/6/G/900/827/FL80/RP Airtight and Non IC Incandescent Downlights Housing 13W LED Retrofit Downlight - 900 Lumens - Warm White (2700K) - 80 CRI - 50000 Hours Sylvania - 73466 - LED/RT5/6/G/900/827/FL80/RP | 2700 | 84 | 900 | 69.2308 | 50000 | 13 | 4 | 149.96 | 37.49 | 44.0522 | 2020Q2 | https://shop.regencylighting.com/fixtures/downlight/led-rt5-6-g-900-827-fl80-rp-73466.html | Regency Lighting | 2020 | Yes
LED Lighting | Downlight | Sylvania |  |  |  |  | Other | Downlight Solid State Retrofit Home / Fixtures / Downlight / Sylvania - 73467 - LED/RT5/6/G/900/830 Downlight LED Retrofit Downlight LED Retrofit - Warm White (3000K) Sylvania - 73467 - LED/RT5/6/G/900/830 | 3000 | 85 | 900 | 69.2308 | 50000 | 13 | 1 | 37.49 | 37.49 | 44.0522 | 2020Q2 | https://shop.regencylighting.com/fixtures/downlight/led-rt5-6-g-900-830-73467.html | Regency Lighting | 2020 | Yes
LED Lighting | Downlight | Sylvania | True |  |  | LED Retrofit Kit | LED Retrofit Kit | Downlight Recessed Home / Fixtures / Downlight / Sylvania - 75137 - LED/RT5/6/HO/900/827 Downlights Housings with Compact Fluorescent Pin-Base Lamps 13W LED Retrofit Downlight - 900 Lumens - Warm White (2700K) - 81 CRI - 50000 Hours Sylvania - 75137 - LED/RT5/6/HO/900/827 | 2700 | 83 | 960 | 95.0495 | 56000 | 10.1 | 2 | 86.84 | 43.42 | 51.0202 | 2020Q2 | https://shop.regencylighting.com/fixtures/downlight/led-rt5-6-ho-900-827-75137.html | Regency Lighting | 2020 | Yes
LED Lighting | Downlight | Sylvania | True |  |  | LED Retrofit Kit | LED Retrofit Kit | Downlight Recessed Home / Fixtures / Downlight / Sylvania - 75138 - LED/RT5/6/HO/900/830 Downlights Housings with Compact Fluorescent Pin-Base Lamps 13W LED Retrofit Downlight - 900 Lumens - Warm White (3000K) - 81 CRI - 50000 Hours Sylvania - 75138 - LED/RT5/6/HO/900/830 | 3000 | 83 | 965 | 100.5208 | 56000 | 9.6 | 2 | 87.92 | 43.96 | 51.6547 | 2020Q2 | https://shop.regencylighting.com/fixtures/downlight/led-rt5-6-ho-900-830-75138.html | Regency Lighting | 2020 | Yes
LED Lighting | Downlight | Sylvania | True |  |  | LED Retrofit Kit | LED Retrofit Kit | Downlight Recessed Home / Fixtures / Downlight / Sylvania - 75140 - LED/RT5/6/HO/900/835 Downlights Housings with Compact Fluorescent Pin-Base Lamps 13W LED Retrofit Downlight - 900 Lumens - Neutral White (3500K) - 81 CRI - 50000 Hours Sylvania - 75140 - LED/RT5/6/HO/900/835 | 3500 | 85 | 983 | 103.4737 | 56000 | 9.5 | 2 | 87.92 | 43.96 | 51.6547 | 2020Q2 | https://shop.regencylighting.com/fixtures/downlight/led-rt5-6-ho-900-835-75140.html | Regency Lighting | 2020 | Yes
LED Lighting | Downlight | Sylvania | True |  |  | LED Retrofit Kit | LED Retrofit Kit | Downlight Recessed Home / Fixtures / Downlight / Sylvania - 75139 - LED/RT5/6/HO/900/840 Downlights Housings with Compact Fluorescent Pin-Base Lamps 13W LED Retrofit Downlight - 900 Lumens - Cool White (4000K) - 82 CRI - 50000 Hours Sylvania - 75139 - LED/RT5/6/HO/900/840 | 4000 | 84 | 900 | 69.2308 | 50000 | 13 | 2 | 87.92 | 43.96 | 51.6547 | 2020Q2 | https://shop.regencylighting.com/fixtures/downlight/led-rt5-6-ho-900-840-75139.html | Regency Lighting | 2020 | Yes
LED Lighting | Downlight | Sylvania | [5 empty] | Downlight Recessed Home / Fixtures / Downlight / Sylvania - 75397 - LED/RT8/2000/830/347V Downlight LED Retrofit 23W Downlight LED Retrofit - 2000 Lumens - Warm White (3000K) - 82 CRI - 50000 Hours - 347V Sylvania - 75397 - LED/RT8/2000/830/347V | 3000 | 84 | 2000 | 83.3333 | 50000 | 24 | 1 | 127.61 | 127.61 | 149.9467 | 2020Q2 | https://shop.regencylighting.com/fixtures/downlight/led-rt8-2000-830-347v-75397.html | Regency Lighting | 2020 | Yes
LED Lighting | Downlight | Sylvania | [5 empty] | Downlight Recessed Home / Fixtures / Downlight / Sylvania - 75398 - LED/RT8/2000/840/347V Downlight LED Retrofit 23W Downlight LED Retrofit - 2000 Lumens - Cool White (4000K) - 82 CRI - 50000 Hours - 347V Sylvania - 75398 - LED/RT8/2000/840/347V | 3000 | 84 | 2000 | 83.3333 | 54000 | 24 | 1 | 127.61 | 127.61 | 149.9467 | 2020Q2 | https://shop.regencylighting.com/fixtures/downlight/led-rt8-2000-840-347v-75398.html | Regency Lighting | 2020 | Yes
LED Lighting | Downlight | Sylvania | True |  |  |  |  | Downlight Recessed Home / Fixtures / Downlight / Sylvania - 74468 - LED/RT8/2000/840 LED Downlight LED Downlight - Cool White (4000K) - 50000 Hours - 120 to 277V (Universal) Sylvania - 74468 - LED/RT8/2000/840 | 4000 | 84 | 2000 | 83.3333 | 59000 | 24 | 1 | 84.8 | 84.8 | 99.6433 | 2020Q2 | https://shop.regencylighting.com/fixtures/downlight/led-rt8-2000-840-74468.html | Regency Lighting | 2020 | Yes
LED Lighting | Downlight | Sylvania | False | Daylighting/Photocell, |  |  |  | Downlight Recessed Home / Fixtures / Downlight / Sylvania - 75399 - LED/RT8/2000/850/347V 8" Recessed Downlight Kit; Suitable for Wet Locations; Integrated White Trim, Baffle, Reflector, and Metal Conduit Adapter 23W LED Downlight Retrofit - 2000 Lumens - Daylight (5000K) - 82 CRI - 50000 hrs. - 347V Sylvania - 75399 - LED/RT8/2000/850/347V | 3000 | 84 | 2000 | 83.3333 | 54000 | 24 | 1 | 77.9 | 77.9 | 91.5355 | 2020Q2 | https://shop.regencylighting.com/fixtures/downlight/led-rt8-2000-850-347v-75399.html | Regency Lighting | 2020 | Yes
LED Lighting | Downlight | Sylvania | True |  |  |  |  | Downlight Recessed Home / Fixtures / Downlight / Sylvania - 72625 - LED/RT8/3000/930 Low Voltage Dimmable 40W LED Retrofit Downlight - 3000 Lumens - Warm White (3000K) - 80 CRI - 50000 Hours Sylvania - 72625 - LED/RT8/3000/930 | 3000 | 95 | 3000 | 75 | 50000 | 40 | 4 | 445.68 | 111.42 | 130.9228 | 2020Q2 | https://shop.regencylighting.com/fixtures/downlight/led-rt8-3000-930-72625.html | Regency Lighting | 2020 | Yes
LED Lighting | Downlight | Sylvania | True |  |  |  |  | Downlight Recessed Home / Fixtures / Downlight / Sylvania - 72626 - LED/RT8/3000/935 LED Recessed Downlight Kit LED Recessed Downlight Kit - Neutral White (3500K) - 50000 Hours - 120 to 277V (Universal) Sylvania - 72626 - LED/RT8/3000/935 | 3500 | 95 | 3000 | 75 | 36000 | 40 | 1 | 111.42 | 111.42 | 130.9228 | 2020Q2 | https://shop.regencylighting.com/fixtures/downlight/led-rt8-3000-935-72626.html | Regency Lighting | 2020 | Yes
LED Lighting | Downlight | Sylvania | True |  |  |  |  | Downlight Recessed Home / Fixtures / Downlight / Sylvania - 79740 - LED/RT8/5000/830 Low Voltage Dimmable 55W LED Retrofit Downlight - 5000 Lumens - Warm White (3000K) - 82 CRI - 50000 Hours Sylvania - 79740 - LED/RT8/5000/830 | 3000 | 84 | 5000 | 92.5926 | 50000 | 54 | 1 | 144.27 | 144.27 | 169.5228 | 2020Q2 | https://shop.regencylighting.com/fixtures/downlight/led-rt8-5000-830-79740.html | Regency Lighting | 2020 | Yes
LED Lighting | Downlight | TCP | True |  |  | LED Retrofit Kit | LED Retrofit Kit | Downlight Solid State Retrofit Home / Fixtures / Downlight / TCP - LED10DR427K Damp Location 10W LED Retrofit Downlight - 750 Lumens - Warm White (2700K) - 80 CRI - 35000 Hours - White TCP - LED10DR427K | 2700 | 82 | 750 | 75 | 35000 | 10 | 1 | 13.47 | 13.47 | 15.8278 | 2020Q2 | https://shop.regencylighting.com/fixtures/downlight/led10dr427k-tcp.html | Regency Lighting | 2020 | Yes
LED Lighting | Downlight | TCP | True |  |  | LED Retrofit Kit | LED Retrofit Kit | Downlight Solid State Retrofit Home / Fixtures / Downlight / TCP - LED11DR5627K Indoor 11W LED Retrofit Downlight - 800 Lumens - Warm White (2700K) - 80 CRI - 35000 Hours - White TCP - LED11DR5627K | 2700 | 83 | 850 | 89.4737 | 35000 | 9.5 | 24 | 386.4 | 16.1 | 18.9181 | 2020Q2 | https://shop.regencylighting.com/fixtures/downlight/led11dr5627k-tcp.html | Regency Lighting | 2020 | Yes
LED Lighting | Downlight | TCP | True |  |  | LED Retrofit Kit |  | Downlight Solid State Retrofit Home / Fixtures / Downlight / TCP - LED14DR5627K Damp Location 14W LED Retrofit Downlight - 1250 Lumens - Warm White (2700K) - 80 CRI - 35000 Hours - White TCP - LED14DR5627K | 2700 | 82 | 1250 | 104.1667 | 35000 | 12 | 6 | 103.44 | 17.24 | 20.2577 | 2020Q2 | https://shop.regencylighting.com/fixtures/downlight/led14dr5627k-tcp.html | Regency Lighting | 2020 | Yes
LED Lighting | Downlight | TCP | True |  |  | LED Retrofit Kit |  | Downlight Solid State Retrofit Home / Fixtures / Downlight / TCP - LED14DR5627K95 Damp Location 14W LED Retrofit Downlight - 700 Lumens - Warm White (2700K) - 90 CRI - 35000 Hours - White TCP - LED14DR5627K95 | 2700 | 82 | 1250 | 104.1667 | 35000 | 12 | 1 | 18.96 | 18.96 | 22.2787 | 2020Q2 | https://shop.regencylighting.com/fixtures/downlight/led14dr5627k95-tcp.html | Regency Lighting | 2020 | Yes
LED Lighting | Downlight | Sylvania |  |  |  |  | LED Retrofit Kit | Downlight Solid State Retrofit Home / Fixtures / Downlight / Sylvania - 75046 - LEDLD1100950FL120 Downlight LED Retrofit Downlight LED Retrofit Sylvania - 75046 - LEDLD1100950FL120 | 5000 | 97 | 1100 | 84.6154 | 50000 | 13 | 1 | 19.55 | 19.55 | 22.972 | 2020Q2 | https://shop.regencylighting.com/fixtures/downlight/ledld1100950fl120-75046.html | Regency Lighting | 2020 | Yes
LED Lighting | Downlight | Sylvania |  |  |  |  | LED Retrofit Kit | Downlight Solid State Retrofit Home / Fixtures / Downlight / Sylvania - 75044 - LEDLD900930FL120 Wet Rated for indoor/outdoor applications 13W Surface Mount Lightdisk - 900 Lumens - Warm White (3000K) - 90 CRI - 50000 Hours - E26 (Medium) - 120 to 130V - White Sylvania - 75044 - LEDLD900930FL120 | 3000 | 92 | 900 | 69.2308 | 50000 | 13 | 1 | 25.17 | 25.17 | 29.5757 | 2020Q2 | https://shop.regencylighting.com/fixtures/downlight/ledld900930fl120-75044.html | Regency Lighting | 2020 | Yes
LED Lighting | Downlight | Sylvania |  |  |  |  | LED Retrofit Kit | Downlight Solid State Retrofit Home / Fixtures / Downlight / Sylvania - 75045 - LEDLD900930FL120RP Surface Mount Lightdisk Surface Mount Lightdisk - Warm White (3000K) - 50000 Hours - 120 to 130V Sylvania - 75045 - LEDLD900930FL120RP | 3000 | 92 | 900 | 69.2308 | 50000 | 13 | 1 | 19.92 | 19.92 | 23.4068 | 2020Q2 | https://shop.regencylighting.com/fixtures/downlight/ledld900930fl120rp-75045.html | Regency Lighting | 2020 | Yes
LED Lighting | Downlight | Sylvania | True |  |  | LED Retrofit Kit | LED Retrofit Kit | Downlight Solid State Retrofit Home / Fixtures / Downlight / Sylvania - 74181 - LEDRT4550840 Contractor Series; Suitable for Totally Enclosed Locations; Fits Into Most 4" Recessed Downlight Fixtures; Suitable for Wet Locations 8W LED Downlight Retrofit Kit - 550 Lumens - Cool White (4000K) - 82 CRI - 11000 hrs. Sylvania - 74181 - LEDRT4550840 | 2700 | 92 | 900 | 69.2308 | 35000 | 13 | 1 | 12.03 | 12.03 | 14.1357 | 2020Q2 | https://shop.regencylighting.com/fixtures/downlight/ledrt4550840-74181.html | Regency Lighting | 2020 | Yes
LED Lighting | Downlight | Sylvania | True |  |  |  | LED Retrofit Kit | Downlight Solid State Retrofit Home / Fixtures / Downlight / Sylvania - 74285 - LEDRT4600927FL80 Replacement For 50w R20 Incandescent Lamps, Beam Angle:80()(), Suitable For Indoor and Outdoor Dry, Damp and Wet Locations, Integrated White Trim and White Baffle Reflector, Medium Base Socket Adaptor Included For Direct Replacement 9W LED Retrofit Downlight - 600 Lumens - Warm White (2700K) - 90 CRI - 50000 Hours Sylvania - 74285 - LEDRT4600927FL80 | 2700 | 90 | 600 | 66.6667 | 50000 | 9 | 1 | 19.06 | 19.06 | 22.3962 | 2020Q2 | https://shop.regencylighting.com/fixtures/downlight/ledrt4600927fl80-74285.html | Regency Lighting | 2020 | Yes
LED Lighting | Downlight | Sylvania |  |  |  |  | LED Retrofit Kit | Downlight Solid State Retrofit Home / Fixtures / Downlight / Sylvania - 74286 - LEDRT4600930FL80 LED Recessed Downlight Kit LED Recessed Downlight Kit - Warm White (3000K) - 50000 Hours - 120 to 130V - White (Trim) Sylvania - 74286 - LEDRT4600930FL80 | 3000 | 92 | 600 | 66.6667 | 50000 | 9 | 1 | 19.06 | 19.06 | 22.3962 | 2020Q2 | https://shop.regencylighting.com/fixtures/downlight/ledrt4600930fl80-74286.html | Regency Lighting | 2020 | Yes
LED Lighting | Downlight | Sylvania |  |  |  |  | LED Retrofit Kit | Downlight Solid State Retrofit Home / Fixtures / Downlight / Sylvania - 74287 - LEDRT4600930FL80RP LED Recessed Downlight Kit; Medium Base Socket Adaptor; Integrated White Trim 9W LED Downlight Retrofit Kit - 600 Lumens - Warm White (3000K) - 90 CRI - 50000 hrs. - White Sylvania - 74287 - LEDRT4600930FL80RP | 3000 | 92 | 600 | 66.6667 | 50000 | 9 | 1 | 19.06 | 19.06 | 22.3962 | 2020Q2 | https://shop.regencylighting.com/fixtures/downlight/ledrt4600930fl80rp-74287.html | Regency Lighting | 2020 | Yes
LED Lighting | Downlight | Sylvania |  |  |  |  | LED Retrofit Kit | Downlight Solid State Retrofit Home / Fixtures / Downlight / Sylvania - 74288 - LEDRT4600940 Downlight LED Retrofit Downlight LED Retrofit - Cool White (4000K) Sylvania - 74288 - LEDRT4600940 | 4000 | 93 | 600 | 66.6667 | 50000 | 9 | 1 | 19.06 | 19.06 | 22.3962 | 2020Q2 | https://shop.regencylighting.com/fixtures/downlight/ledrt4600940-74288.html | Regency Lighting | 2020 | Yes
LED Lighting | Downlight | Sylvania | True | Daylighting/Photocell, |  |  | LED Retrofit Kit | Downlight Solid State Retrofit Home / Fixtures / Downlight / Sylvania - 74289 - LEDRT4600950 4" LED Recessed Downlight Kit; Replaces up to 50 Watt Incandescent R30; Medium Base Socket Adapter and Integrated White Trim Included; Suitable for Indoor and Outdoor Applications; Wet Rated; Meets Title 24 Requirements 9W LED Resessed Downlight Kit - 600 Lumens - Daylight (5000K) - 90 CRI - 50000 hrs. - 120 to 130V - White Sylvania - 74289 - LEDRT4600950 | 5000 | 97 | 600 | 66.6667 | 50000 | 9 | 1 | 19.06 | 19.06 | 22.3962 | 2020Q2 | https://shop.regencylighting.com/fixtures/downlight/ledrt4600950-74289.html | Regency Lighting | 2020 | Yes
LED Lighting | Downlight | Sylvania | True |  |  | LED Retrofit Kit | LED Retrofit Kit | Downlight Solid State Retrofit Home / Fixtures / Downlight / Sylvania - 79750 - LEDRT561200927 Dimmable Down to 10 Percent of Full Light Output with Compatible Dimmers; Beam Angle:80()(); 50000 Hour Life; No Warm-Up Time; Instant-On with Full Light Output and Stable Lamp to Lamp Color; Integrated White Trim; White Baffle Reflector Socket Adaptor (included) For Direct Replacement 16W LED Retrofit Downlight - 1200 Lumens - Warm White (2700K) - 90 CRI - 50000 Hours Sylvania - 79750 - LEDRT561200927 | 2700 | 92 | 1200 | 75 | 50000 | 16 | 2 | 58.34 | 29.17 | 34.2759 | 2020Q2 | https://shop.regencylighting.com/fixtures/downlight/ledrt561200927-79750.html | Regency Lighting | 2020 | Yes
LED Lighting | Downlight | Sylvania |  |  |  | LED Retrofit Kit | LED Retrofit Kit | Downlight Solid State Retrofit Home / Fixtures / Downlight / Sylvania - 79751 - LEDRT561200930 LED Recessed Downlight Kit LED Retrofit Downlight - Warm White (3000K) - 50000 Hours - 120 to 130V - White (Trim) Sylvania - 79751 - LEDRT561200930 | 3000 | 92 | 1200 | 75 | 50000 | 16 | 1 | 29.77 | 29.77 | 34.9809 | 2020Q2 | https://shop.regencylighting.com/fixtures/downlight/ledrt561200930-79751.html | Regency Lighting | 2020 | Yes
LED Lighting | Downlight | Sylvania |  |  |  | LED Retrofit Kit | LED Retrofit Kit | Downlight Solid State Retrofit Home / Fixtures / Downlight / Sylvania - 79752 - LEDRT561200930RP 2/CS 1/SKU Downlight LED Retrofit LED Retrofit Downlight - Warm White (3000K) Sylvania - 79752 - LEDRT561200930RP 2/CS 1/SKU | 3000 | 92 | 1200 | 75 | 50000 | 16 | 1 | 29.17 | 29.17 | 34.2759 | 2020Q2 | https://shop.regencylighting.com/fixtures/downlight/ledrt561200930rp-2-cs-1-sku-79752.html | Regency Lighting | 2020 | Yes
LED Lighting | Downlight | Sylvania |  |  |  | LED Retrofit Kit | LED Retrofit Kit | Downlight Solid State Retrofit Home / Fixtures / Downlight / Sylvania - 79753 - LEDRT561200940 Downlight LED Retrofit LED Retrofit Downlight - Cool White (4000K) Sylvania - 79753 - LEDRT561200940 | 4000 | 92 | 1200 | 75 | 50000 | 16 | 1 | 29.77 | 29.77 | 34.9809 | 2020Q2 | https://shop.regencylighting.com/fixtures/downlight/ledrt561200940-79753.html | Regency Lighting | 2020 | Yes
LED Lighting | Downlight | Sylvania | True |  |  | LED Retrofit Kit | LED Retrofit Kit | Downlight Solid State Retrofit Home / Fixtures / Downlight / Sylvania - 74290 - LEDRT56700927FL80 Dimmable Down to 10 Percent of Full Light Output with Compatible Dimmers; Beam Angle:80; 50000 Hour Life; No Warm-Up Time; Instant-On with Full Light Output and Stable Lamp to Lamp Color; Integrated White Trim; White Baffle Reflector Socket Adaptor (included) For Direct Replacement 10W LED Retrofit Downlight - 700 Lumens - Warm White (2700K) - 90 CRI - 50000 Hours Sylvania - 74290 - LEDRT56700927FL80 | 2700 | 91 | 700 | 66.0377 | 54000 | 10.6 | 2 | 40.98 | 20.49 | 24.0765 | 2020Q2 | https://shop.regencylighting.com/fixtures/downlight/ledrt56700927fl80-74290.html | Regency Lighting | 2020 | Yes
LED Lighting | Downlight | Sylvania | True |  |  | LED Retrofit Kit | LED Retrofit Kit | Downlight Solid State Retrofit Home / Fixtures / Downlight / Sylvania - 74291 - LEDRT56700930FL80 Recessed Downlight Kit; Replacement for up to 100W Incandescent Lamps; Suitable for Wet and Damp Locations; Meets California Title 24 Fixture Requirements; Integrated White Trim, White Baffle, Reflector Socket Adapter 10W LED Retrofit Downlight - 700 Lumens - Warm White (3000K) - 90 CRI - 50000 Hours Sylvania - 74291 - LEDRT56700930FL80 | 3000 | 92 | 700 | 70 | 54000 | 10 | 2 | 40.98 | 20.49 | 24.0765 | 2020Q2 | https://shop.regencylighting.com/fixtures/downlight/ledrt56700930fl80-74291.html | Regency Lighting | 2020 | Yes
LED Lighting | Downlight | Sylvania |  |  |  | LED Retrofit Kit | LED Retrofit Kit | Downlight Solid State Retrofit Home / Fixtures / Downlight / Sylvania - 71730 - LEDRT56700930RP LED Recessed Downlight Kit; Suitable for 5" and 6" Cans; Medium Base Socket Adaptor; Integrated White Trim and White Baffle Reflector; Retail Pack; Title 24 Compliant 10W LED Downlight Retrofit Kit - 700 Lumens - Warm White (3000K) - 90 CRI - 50000 hrs. - White Sylvania - 71730 - LEDRT56700930RP | 3000 | 92 | 700 | 70 | 54000 | 10 | 1 | 17.32 | 17.32 | 20.3517 | 2020Q2 | https://shop.regencylighting.com/fixtures/downlight/ledrt56700930rp-71730.html | Regency Lighting | 2020 | Yes
LED Lighting | Downlight | Sylvania | True |  |  | LED Retrofit Kit | LED Retrofit Kit | Downlight Solid State Retrofit Home / Fixtures / Downlight / Sylvania - 74292 - LEDRT56700940FL80 Recessed Downlight Kit; Replacement for 65W Incandescent Lamps; Suitable for Wet and Damp Locations; Meets California Title 24 Fixture Requirements; Integrated White Trim, White Baffle, Reflector Socket Adapter LED Retrofit Downlight - Cool White (4000K) - 50000 Hours - 120 to 130V - White (Trim) Sylvania - 74292 - LEDRT56700940FL80 | 2700 | 95 | 700 | 70 | 54000 | 10 | 1 | 20.49 | 20.49 | 24.0765 | 2020Q2 | https://shop.regencylighting.com/fixtures/downlight/ledrt56700940fl80-74292.html | Regency Lighting | 2020 | Yes
LED Lighting | Downlight | Sylvania | True | Daylighting/Photocell, |  | LED Retrofit Kit | LED Retrofit Kit | Downlight Solid State Retrofit Home / Fixtures / Downlight / Sylvania - 74293 - LEDRT56700950FL80 2/CS 1/SKU Recessed Downlight Kit; Replacement for 65W Incandescent Lamps; Suitable for Wet and Damp Locations; Meets California Title 24 Fixture Requirements; Integrated White Trim, White Baffle, Reflector Socket Adapter LED Retrofit Downlight - Daylight (5000K) Sylvania - 74293 - LEDRT56700950FL80 2/CS 1/SKU | 5000 | 95 | 700 | 70 | 54000 | 10 | 2 | 40.16 | 20.08 | 23.5948 | 2020Q2 | https://shop.regencylighting.com/fixtures/downlight/ledrt56700950fl80-2-cs-1-sku-74293.html | Regency Lighting | 2020 | Yes
LED Lighting | Downlight | Sylvania | True |  |  |  |  | Downlight Solid State Retrofit Home / Fixtures / Downlight / Sylvania - 74294 - LEDRT56900927FL80 LED Recessed Downlight Kit; Replaces up to 75 Watt Incandescent BR30; 5" and 6" Housings; Medium Base Socket Adapter Included; Integrated White Trim and White Baffle; Suitable for Indoor or Outdoor Use; Wet Location Rated; Title 24 Compliant 13W LED Retrofit Downlight - 900 Lumens - Warm White (2700K) - 90 CRI - 50000 hrs. - White Sylvania - 74294 - LEDRT56900927FL80 | 2700 | 91 | 900 | 69.2308 | 50000 | 13 | 2 | 47.64 | 23.82 | 27.9894 | 2020Q2 | https://shop.regencylighting.com/fixtures/downlight/ledrt56900927fl80-74294.html | Regency Lighting | 2020 | Yes
LED Lighting | Downlight | Sylvania | True |  |  |  |  | Downlight Solid State Retrofit Home / Fixtures / Downlight / Sylvania - 74295 - LEDRT56900930FL80 LED Recessed Downlight Kit; Replaces up to 75 Watt Incandescent BR30; 5" and 6" Housings; Medium Base Socket Adapter Included; Integrated White Trim and White Baffle; Suitable for Indoor or Outdoor Use; Wet Location Rated; Title 24 Compliant 13W LED Retrofit Downlight - 900 Lumens - Warm White (3000K) - 90 CRI - 50000 hrs. - White Sylvania - 74295 - LEDRT56900930FL80 | 3000 | 92 | 900 | 69.2308 | 50000 | 13 | 2 | 46.68 | 23.34 | 27.4254 | 2020Q2 | https://shop.regencylighting.com/fixtures/downlight/ledrt56900930fl80-74295.html | Regency Lighting | 2020 | Yes
LED Lighting | Downlight | Sylvania | True |  |  |  |  | Downlight Solid State Retrofit Home / Fixtures / Downlight / Sylvania - 74296 - LEDRT56900930RP LED Recessed Downlight Kit; Replaces up to 75 Watt Incandescent BR30; 5" and 6" Housings; Medium Base Socket Adapter Included; Integrated White Trim and White Baffle; Suitable for Indoor or Outdoor Use; Wet Location Rated; Title 24 Compliant 13W LED Retrofit Downlight - 900 Lumens - Warm White (3000K) - 90 CRI - 50000 hrs. - White Sylvania - 74296 - LEDRT56900930RP | 3000 | 92 | 900 | 69.2308 | 50000 | 13 | 2 | 47.64 | 23.82 | 27.9894 | 2020Q2 | https://shop.regencylighting.com/fixtures/downlight/ledrt56900930rp-74296.html | Regency Lighting | 2020 | Yes
LED Lighting | Downlight | Sylvania | True | Daylighting/Photocell, |  |  |  | Downlight Solid State Retrofit Home / Fixtures / Downlight / Sylvania - 74297 - LEDRT56900950RP LED Recessed Downlight Kit; Replaces up to 75 Watt Incandescent BR30; 5" and 6" Housings; Medium Base Socket Adapter Included; Integrated White Trim and White Baffle; Suitable for Indoor or Outdoor Use; Wet Location Rated; Title 24 Compliant 13W LED Resessed Downlight Kit - 900 Lumens - Daylight (5000K) - 90 CRI - 50000 hrs. - 120 to 130V - White Sylvania - 74297 - LEDRT56900950RP | 5000 | 96 | 900 | 69.2308 | 50000 | 13 | 2 | 47.64 | 23.82 | 27.9894 | 2020Q2 | https://shop.regencylighting.com/fixtures/downlight/ledrt56900950rp-74297.html | Regency Lighting | 2020 | Yes
LED Lighting | Downlight | Sylvania |  |  |  |  | Other | Downlight Solid State Retrofit Home / Fixtures / Downlight / Sylvania - 73464 - LEDRT56G900830FL80RP Downlight LED Retrofit LED Retrofit Downlight - Warm White (3000K) Sylvania - 73464 - LEDRT56G900830FL80RP | 3000 | 84 | 900 | 69.2308 | 50000 | 13 | 1 | 35.5 | 35.5 | 41.7139 | 2020Q2 | https://shop.regencylighting.com/fixtures/downlight/ledrt56g900830fl80rp-73464.html | Regency Lighting | 2020 | Yes
LED Lighting | Downlight | Sylvania | False |  |  | LED Retrofit Kit | LED Retrofit Kit | Downlight Recessed Home / Fixtures / Downlight / Sylvania - 75328 - LEDRT56HO1500840347V LED Recessed Downlight Kit; Suitable for 5" and 6" Cans; CFL Pin-Based Replacement (26W & 32W Replacement); Suitable for Wet Locations; Integrated White Trim and Metal Conduit Adaptor 17W LED Downlight Retrofit Kit - 1500 Lumens - Cool White (4000K) - 84 CRI - 50000 hrs. - White Sylvania - 75328 - LEDRT56HO1500840347V | 4000 | 83 | 1500 | 88.2353 | 50000 | 17 | 1 | 82.65 | 82.65 | 97.1169 | 2020Q2 | https://shop.regencylighting.com/fixtures/downlight/ledrt56ho1500840347v-75328.html | Regency Lighting | 2020 | Yes
LED Lighting | Downlight | Sylvania | [5 empty] | Downlight Recessed Home / Fixtures / Downlight / Sylvania - 75331 - LEDRT56HO650930 2/CS 1/SKU Downlight LED Retrofit LED Retrofit Downlight - Warm White (3000K) Sylvania - 75331 - LEDRT56HO650930 2/CS 1/SKU | 3000 | 93 | 650 | 72.2222 | 35000 | 9 | 1 | 28.32 | 28.32 | 33.2771 | 2020Q2 | https://shop.regencylighting.com/fixtures/downlight/ledrt56ho650930-2-cs-1-sku-75331.html | Regency Lighting | 2020 | Yes
LED Lighting | Downlight | Sylvania | [5 empty] | Downlight Recessed Home / Fixtures / Downlight / Sylvania - 75332 - LEDRT56HO650940 2/CS 1/SKU Downlight LED Retrofit LED Retrofit Downlight - Cool White (4000K) Sylvania - 75332 - LEDRT56HO650940 2/CS 1/SKU | 4000 | 94 | 650 | 72.2222 | 35000 | 9 | 1 | 28.32 | 28.32 | 33.2771 | 2020Q2 | https://shop.regencylighting.com/fixtures/downlight/ledrt56ho650940-2-cs-1-sku-75332.html | Regency Lighting | 2020 | Yes
LED Lighting | Downlight | Sylvania | False |  |  | LED Retrofit Kit | LED Retrofit Kit | Downlight Recessed Home / Fixtures / Downlight / Sylvania - 75327 - LEDRT56HO900840347V LED Recessed Downlight Kit; Suitable for 5" and 6" Cans; CFL Pin-Based Replacement (18W Replacement); Suitable for Wet Locations; Integrated White Trim and Metal Conduit Adaptor 13W LED Downlight Retrofit Kit - 900 Lumens - Cool White (4000K) - 84 CRI - 50000 hrs. - White Sylvania - 75327 - LEDRT56HO900840347V | 4000 | 84 | 900 | 69.2308 | 50000 | 13 | 1 | 54.28 | 54.28 | 63.7811 | 2020Q2 | https://shop.regencylighting.com/fixtures/downlight/ledrt56ho900840347v-75327.html | Regency Lighting | 2020 | Yes
LED Lighting | Downlight | Sylvania | True |  |  |  |  | Downlight Recessed Home / Fixtures / Downlight / Sylvania - 72529 - LEDRT61500HO835 Downlights Housings with Compact Fluorescent Pin-Base Lamps 17W LED Retrofit Downlight - 1500 Lumens - Neutral White (3500K) - 82 CRI - 50000 Hours Sylvania - 72529 - LEDRT61500HO835 | 3000 | 82 | 1500 | 93.75 | 60400 | 16 | 4 | 267.76 | 66.94 | 78.6571 | 2020Q2 | https://shop.regencylighting.com/fixtures/downlight/ledrt61500ho835-72529.html | Regency Lighting | 2020 | Yes
LED Lighting | Downlight | Sylvania | True |  |  |  |  | Downlight Recessed Home / Fixtures / Downlight / Sylvania - 72530 - LEDRT61500HO840 Downlights Housings with Compact Fluorescent Pin-Base Lamps 17W LED Retrofit Downlight - 1500 Lumens - Cool White (4000K) - 82 CRI - 50000 Hours Sylvania - 72530 - LEDRT61500HO840 | 3000 | 82 | 1500 | 93.75 | 60400 | 16 | 4 | 275.84 | 68.96 | 81.0307 | 2020Q2 | https://shop.regencylighting.com/fixtures/downlight/ledrt61500ho840-72530.html | Regency Lighting | 2020 | Yes
LED Lighting | Downlight | Sylvania |  |  |  | LED Retrofit Kit | LED Retrofit Kit | Downlight Recessed Home / Fixtures / Downlight / Sylvania - 79742 - LEDRT85000840 Downlight LED Retrofit Downlight LED Retrofit - Cool White (4000K) Sylvania - 79742 - LEDRT85000840 | 4000 | 83 | 5000 | 92.5926 | 54000 | 54 | 1 | 144.27 | 144.27 | 169.5228 | 2020Q2 | https://shop.regencylighting.com/fixtures/downlight/ledrt85000840-79742.html | Regency Lighting | 2020 | Yes
LED Lighting | Downlight | Sylvania | [5 empty] | Downlight Recessed Home / Fixtures / Downlight / Sylvania - 75435 - LEDRT85000840347V LED Recessed Downlight Kit; Suitable for 8" Cans; CFL Pin-Based Replacement 50W LED Downlight Retrofit Kit - 5000 Lumens - Cool White (4000K) - 80 CRI - 50000 hrs. - White Sylvania - 75435 - LEDRT85000840347V | 4000 | 82 | 5000 | 100 | 50000 | 50 | 1 | 148.29 | 148.29 | 174.2465 | 2020Q2 | https://shop.regencylighting.com/fixtures/downlight/ledrt85000840347v-75435.html | Regency Lighting | 2020 | Yes
LED Lighting | Downlight | Sylvania | True |  |  |  |  | Downlight Recessed Home / Fixtures / Downlight / Sylvania - 79754 - LEDRT88000830 Universal Input 92W LED Retrofit Downlight - 8000 Lumens - Warm White (3000K) - 82 CRI - 50000 Hours Sylvania - 79754 - LEDRT88000830 | 3000 | 83 | 8000 | 86.9565 | 50000 | 92 | 2 | 315.54 | 157.77 | 185.3858 | 2020Q2 | https://shop.regencylighting.com/fixtures/downlight/ledrt88000830-79754.html | Regency Lighting | 2020 | No
LED Lighting | Downlight | Sylvania | True |  |  |  |  | Downlight Recessed Home / Fixtures / Downlight / Sylvania - 79755 - LEDRT88000835 LED Recessed Downlight Kit; Suitable for 8" Cans; Replaces 150W HPS or 175W MH; Suitable for Wet Locations; Integrated White Trim, White Baffle Reflector, and Metal Conduit; Remote Driver 92W LED Downlight Retrofit Kit - 8000 Lumens - Neutral White (3500K) - 82 CRI - 50000 hrs. - White Sylvania - 79755 - LEDRT88000835 | 3500 | 82 | 8000 | 86.9565 | 50000 | 92 | 1 | 157.77 | 157.77 | 185.3858 | 2020Q2 | https://shop.regencylighting.com/fixtures/downlight/ledrt88000835-79755.html | Regency Lighting | 2020 | No
LED Lighting | Downlight | Sylvania | [5 empty] | Downlight Recessed Home / Fixtures / Downlight / Sylvania - 79756 - LEDRT88000840 Downlight LED Retrofit Downlight LED Retrofit - Cool White (4000K) Sylvania - 79756 - LEDRT88000840 | 4000 | 84 | 8000 | 86.9565 | 50000 | 92 | 1 | 157.77 | 157.77 | 185.3858 | 2020Q2 | https://shop.regencylighting.com/fixtures/downlight/ledrt88000840-79756.html | Regency Lighting | 2020 | No
LED Lighting | Downlight | Sylvania | True |  |  |  |  | Downlight Recessed Home / Fixtures / Downlight / Sylvania - 60779 - LEDRT8R3A2000UD930 8" Compatible Can; Round; Wet Location Rated; Energy Star Listed 23W LED Downlight Retrofit Kit - 2000 Lumens - Warm White (3000K) - 90 CRI - 50000 hrs. - White Sylvania - 60779 - LEDRT8R3A2000UD930 | 4000 | 94 | 2000 | 83.3333 | 50000 | 24 | 1 | 86.56 | 86.56 | 101.7113 | 2020Q2 | https://shop.regencylighting.com/fixtures/downlight/ledrt8r3a2000ud930-60779.html | Regency Lighting | 2020 | Yes
LED Lighting | Downlight | Sylvania |  |  |  | LED Retrofit Kit | LED Retrofit Kit | Downlight Solid State Retrofit Home / Fixtures / Downlight / Sylvania - 74925 - LEDRTQ4600927 LED Recessed Downlight Kit LED Recessed Downlight Kit - Warm White (2700K) Sylvania - 74925 - LEDRTQ4600927 | 2700 | 91 | 600 | 66.6667 | 50000 | 9 | 1 | 19.66 | 19.66 | 23.1013 | 2020Q2 | https://shop.regencylighting.com/fixtures/downlight/ledrtq4600927-74925.html | Regency Lighting | 2020 | Yes
LED Lighting | Downlight | Sylvania |  |  |  | LED Retrofit Kit | LED Retrofit Kit | Downlight Solid State Retrofit Home / Fixtures / Downlight / Sylvania - 74924 - LEDRTQ4600930 LED Recessed Downlight Kit LED Recessed Downlight Kit - Warm White (3000K) Sylvania - 74924 - LEDRTQ4600930 | 3000 | 92 | 600 | 66.6667 | 50000 | 9 | 1 | 19.66 | 19.66 | 23.1013 | 2020Q2 | https://shop.regencylighting.com/fixtures/downlight/ledrtq4600930-74924.html | Regency Lighting | 2020 | Yes
LED Lighting | Downlight | Sylvania |  |  |  | LED Retrofit Kit | LED Retrofit Kit | Downlight Solid State Retrofit Home / Fixtures / Downlight / Sylvania - 74926 - LEDRTQ4600940 LED Recessed Downlight Kit; Square; Suitable for 4" Housing; Medium Base Socket Adaptor; Integrated White Trim; Replaces up to 50W Incandescent BR30; Title 24 Compliant 9W LED Downlight Retrofit Kit - 600 Lumens - Cool White (4000K) - 90 CRI - 50000 hrs. - White Sylvania - 74926 - LEDRTQ4600940 | 4000 | 93 | 600 | 66.6667 | 50000 | 9 | 1 | 19.66 | 19.66 | 23.1013 | 2020Q2 | https://shop.regencylighting.com/fixtures/downlight/ledrtq4600940-74926.html | Regency Lighting | 2020 | Yes
LED Lighting | Downlight | Sylvania |  |  |  | LED Retrofit Kit | LED Retrofit Kit | Downlight Solid State Retrofit Home / Fixtures / Downlight / Sylvania - 74928 - LEDRTQ56900927 LED Recessed Downlight Kit; Square; Suitable for 5" and 6" Housing; Medium Base Socket Adaptor; Integrated White Trim; Replaces up to 65W Incandescent BR30; Title 24 Compliant 13W LED Downlight Retrofit Kit - 900 Lumens - Warm White (2700K) - 90 CRI - 50000 hrs. - White Sylvania - 74928 - LEDRTQ56900927 | 2700 | 91 | 900 | 69.2308 | 50000 | 13 | 1 | 23.8 | 23.8 | 27.9659 | 2020Q2 | https://shop.regencylighting.com/fixtures/downlight/ledrtq56900927-74928.html | Regency Lighting | 2020 | Yes
LED Lighting | Downlight | Sylvania |  |  |  | LED Retrofit Kit | LED Retrofit Kit | Downlight Solid State Retrofit Home / Fixtures / Downlight / Sylvania - 74929 - LEDRTQ56900930 LED Recessed Downlight Kit LED Recessed Downlight Kit - Warm White (3000K) Sylvania - 74929 - LEDRTQ56900930 | 3000 | 92 | 900 | 69.2308 | 50000 | 13 | 1 | 23.8 | 23.8 | 27.9659 | 2020Q2 | https://shop.regencylighting.com/fixtures/downlight/ledrtq56900930-74929.html | Regency Lighting | 2020 | Yes
LED Lighting | Downlight | Sylvania | True |  |  | LED Retrofit Kit | LED Retrofit Kit | Downlight Solid State Retrofit Home / Fixtures / Downlight / LEDVANCE - 74930 - LEDRTQ56900940 LED Recessed Downlight Kit LED Recessed Downlight Kit - Cool White (4000K) - 50000 Hours - 120 to 130V - White (Trim) LEDVANCE - 74930 - LEDRTQ56900940 | 4000 | 93 | 900 | 69.2308 | 50000 | 13 | 1 | 23.8 | 23.8 | 27.9659 | 2020Q2 | https://shop.regencylighting.com/fixtures/downlight/ledrtq56900940-74930.html | Regency Lighting | 2020 | Yes
LED Lighting | Downlight | Sylvania |  | Daylighting/Photocell, |  | LED Retrofit Kit | LED Retrofit Kit | Downlight Solid State Retrofit Home / Fixtures / Downlight / Sylvania - 74931 - LEDRTQ56900950 LED Recessed Downlight Kit LED Recessed Downlight Kit - Daylight (5000K) Sylvania - 74931 - LEDRTQ56900950 | 5000 | 96 | 900 | 69.2308 | 50000 | 13 | 1 | 23.11 | 23.11 | 27.1551 | 2020Q2 | https://shop.regencylighting.com/fixtures/downlight/ledrtq56900950-74931.html | Regency Lighting | 2020 | Yes
LED Lighting | Downlight | Maxlite | True |  |  |  |  | Downlight Recessed Home / Fixtures / Downlight / Maxlite - 14099876 - RCF409CSW Mounts Directly in Ceiling (No Housing Required); Comes with 24" Power Whip; Damp Location Rated 8W LED Downlight Retrofit - 750 Lumens - 80 CRI - 50000 hrs. - 120 to 277V (Universal) Maxlite - 14099876 - RCF409CSW | 4000 | 84 | 750 | 83.3333 | 50000 | 9 | 1 | 41.15 | 41.15 | 48.3528 | 2020Q2 | https://shop.regencylighting.com/fixtures/downlight/rcf409csw-mxt.html | Regency Lighting | 2020 | Yes
LED Lighting | Downlight | Maxlite | True |  |  |  |  | Downlight Recessed Home / Fixtures / Downlight / Maxlite - 14099878 - RCF618CSW Mounts Directly in Ceiling (No Housing Required); Comes with 24" Power Whip; Damp Location Rated 17W LED Downlight Retrofit - 1650 Lumens - 80 CRI - 50000 hrs. - 120 to 277V (Universal) Maxlite - 14099878 - RCF618CSW | 4000 | 83 | 1650 | 91.6667 | 50000 | 18 | 1 | 45.83 | 45.83 | 53.852 | 2020Q2 | https://shop.regencylighting.com/fixtures/downlight/rcf618csw-mxt.html | Regency Lighting | 2020 | Yes
LED Lighting | Downlight | Maxlite | True |  |  |  |  | Downlight Recessed Home / Fixtures / Downlight / Maxlite - 14099880 - RCF818CSW Mounts Directly in Ceiling (No Housing Required); Comes with 24" Power Whip; Damp Location Rated 17W LED Downlight Retrofit - 1650 Lumens - 80 CRI - 50000 hrs. - 120 to 277V (Universal) Maxlite - 14099880 - RCF818CSW | 4000 | 83 | 1650 | 91.6667 | 50000 | 18 | 1 | 52.54 | 52.54 | 61.7365 | 2020Q2 | https://shop.regencylighting.com/fixtures/downlight/rcf818csw-mxt.html | Regency Lighting | 2020 | Yes
LED Lighting | Downlight | Maxlite | True |  |  |  |  | Downlight Solid State Retrofit Home / Fixtures / Downlight / Maxlite - 101646 - RR61530W/V2 Easy Retrofit and Maintenance; Integral Thermal Protection; Easy Installation; Friction mounted; 50000 Hour Life; Aluminum Reflector; Environmentally Friendly; Die-cast Aluminum Heat Sink 15W LED Retrofit Downlight - 825 Lumens - Warm White (3000K) - 80 CRI - 50000 Hours - Anodized Maxlite - 101646 - RR61530W/V2 | 3000 | 83 | 850 | 56.6667 | 35000 | 15 | 1 | 72.56 | 72.56 | 85.2608 | 2020Q2 | https://shop.regencylighting.com/fixtures/downlight/rr61530w-v2-mxt.html | Regency Lighting | 2020 | Yes
LED Lighting | Downlight | Maxlite | True |  |  |  |  | Downlight Solid State Retrofit Home / Fixtures / Downlight / Maxlite - 101647 - RR61540W/V2 Universal Voltage (120-277); Mounts into Existing Recessed Frame; Five year Limited Warranty; Dimmable to 5% (120v only) 15W LED Retrofit Downlight - 910 Lumens - Cool White (4000K) - 80 CRI - 50000 Hours - Anodized Maxlite - 101647 - RR61540W/V2 | 4000 | 83 | 850 | 56.6667 | 35000 | 15 | 1 | 72.56 | 72.56 | 85.2608 | 2020Q2 | https://shop.regencylighting.com/fixtures/downlight/rr61540w-v2-mxt.html | Regency Lighting | 2020 | Yes
LED Lighting | Downlight | Maxlite | True |  |  |  |  | Downlight Solid State Retrofit Home / Fixtures / Downlight / Maxlite - 101649 - RR81530W/V2 Universal Voltage (120-277); Mounts into Existing Recessed Frame; Five year Limited Warranty; Dimmable to 5% (120v only) 15W LED Retrofit Downlight - 875 Lumens - Warm White (3000K) - 80 CRI - 50000 Hours - Anodized Maxlite - 101649 - RR81530W/V2 | 3000 | 83 | 850 | 56.6667 | 35000 | 15 | 1 | 133.17 | 133.17 | 156.4799 | 2020Q2 | https://shop.regencylighting.com/fixtures/downlight/rr81530w-v2-mxt.html | Regency Lighting | 2020 | Yes
LED Lighting | Downlight | Maxlite | True |  |  |  |  | Downlight Solid State Retrofit Home / Fixtures / Downlight / Maxlite - 101650 - RR81540W/V2 Universal Voltage (120-277); Mounts into Existing Recessed Frame; Five year Limited Warranty; Dimmable to 5% (120v only) 15W LED Retrofit Downlight - 920 Lumens - Cool White (4000K) - 80 CRI - 50000 Hours - Anodized Maxlite - 101650 - RR81540W/V2 | 4000 | 83 | 850 | 56.6667 | 35000 | 15 | 1 | 133.17 | 133.17 | 156.4799 | 2020Q2 | https://shop.regencylighting.com/fixtures/downlight/rr81540w-v2-mxt.html | Regency Lighting | 2020 | Yes
LED Lighting | Downlight | Maxlite | [5 empty] | Downlight Recessed Home / Fixtures / Downlight / Maxlite - 1408678 - RRECO61230W/V2 Energy Star; 6"; White Trim; Damp Location Rated; Mounts into Existing Recessed Frame 11W LED Downlight Retrofit Kit - 940 Lumens - Warm White (3000K) - 80 CRI - 50000 Hours - White Maxlite - 1408678 - RRECO61230W/V2 | 3000 | 84 | 920 | 76.6667 | 50000 | 12 | 1 | 77.15 | 77.15 | 90.6542 | 2020Q2 | https://shop.regencylighting.com/fixtures/downlight/rreco61230w-v2-mxt.html | Regency Lighting | 2020 | Yes
LED Lighting | Downlight | Sylvania | [5 empty] | Downlight Surface Mount Home / Fixtures / Industrial / Sylvania - 74232 - HIBAY1A/200UNVD840/GR LED High Bay Fixture LED High Bay Fixture - Cool White (4000K) Sylvania - 74232 - HIBAY1A/200UNVD840/GR | 3000 | 83 | 1050 | 70 | 50000 | 15 | 1 | 380.52 | 380.52 | 447.1257 | 2020Q2 | https://shop.regencylighting.com/fixtures/industrial/hibay1a-200unvd840-gr-74232.html | Regency Lighting | 2020 | Yes
LED Lighting | Downlight | Sylvania | [5 empty] | Downlight Surface Mount Home / Fixtures / Industrial / High Bay / Sylvania - 74232 - HIBAY1A/200UNVD840/GR LED High Bay Fixture LED High Bay Fixture - Cool White (4000K) Sylvania - 74232 - HIBAY1A/200UNVD840/GR | 3000 | 83 | 1050 | 70 | 50000 | 15 | 1 | 380.52 | 380.52 | 447.1257 | 2020Q2 | https://shop.regencylighting.com/fixtures/industrial/high-bay/hibay1a-200unvd840-gr-74232.html | Regency Lighting | 2020 | Yes
LED Lighting | Downlight | Sylvania | [5 empty] | Downlight Solid State Retrofit Home / Fixtures / Outdoor / Sylvania - 74204 - SLMWPK1A/030120740/CO/BZ/P LED Outdoor Wallpack 30W LED Outdoor Wallpack - Cool White (4000K) Sylvania - 74204 - SLMWPK1A/030120740/CO/BZ/P | 4000 | 83 | 500 | 62.5 | 50000 | 8 | 1 | 134.16 | 134.16 | 157.6432 | 2020Q2 | https://shop.regencylighting.com/fixtures/outdoor/slmwpk1a-030120740-co-bz-p-74204.html | Regency Lighting | 2020 | Yes
LED Lighting | Downlight | Sylvania |  | Daylighting/Photocell, |  |  |  | Downlight Solid State Retrofit Home / Fixtures / Outdoor / Sylvania - 74208 - SLMWPK1A/040120750/CO/BZ/P LED Outdoor Wallpack 40W LED Outdoor Wallpack - Daylight (5000K) Sylvania - 74208 - SLMWPK1A/040120750/CO/BZ/P | 4000 | 83 | 800 | 66.6667 | 50000 | 12 | 1 | 171.01 | 171.01 | 200.9434 | 2020Q2 | https://shop.regencylighting.com/fixtures/outdoor/slmwpk1a-040120750-co-bz-p-74208.html | Regency Lighting | 2020 | Yes
LED Lighting | Downlight | Sylvania | [5 empty] | Downlight Solid State Retrofit Home / Fixtures / Outdoor / Sylvania - 74206 - SLMWPK1A/060120740/CO/BZ/P LED Outdoor Wallpack 60W LED Outdoor Wallpack - Cool White (4000K) Sylvania - 74206 - SLMWPK1A/060120740/CO/BZ/P | 4000 | 86 | 800 | 66.6667 | 50000 | 12 | 1 | 228.71 | 228.71 | 268.7431 | 2020Q2 | https://shop.regencylighting.com/fixtures/outdoor/slmwpk1a-060120740-co-bz-p-74206.html | Regency Lighting | 2020 | Yes
LED Lighting | Downlight | Sylvania | [5 empty] | Downlight Solid State Retrofit Home / Fixtures / Outdoor / Wall Pack / Sylvania - 74204 - SLMWPK1A/030120740/CO/BZ/P LED Outdoor Wallpack 30W LED Outdoor Wallpack - Cool White (4000K) Sylvania - 74204 - SLMWPK1A/030120740/CO/BZ/P | 4000 | 83 | 500 | 62.5 | 50000 | 8 | 1 | 134.16 | 134.16 | 157.6432 | 2020Q2 | https://shop.regencylighting.com/fixtures/outdoor/wall-pack/slmwpk1a-030120740-co-bz-p-74204.html | Regency Lighting | 2020 | Yes
LED Lighting | Downlight | Sylvania |  | Daylighting/Photocell, |  |  |  | Downlight Solid State Retrofit Home / Fixtures / Outdoor / Wall Pack / Sylvania - 74208 - SLMWPK1A/040120750/CO/BZ/P LED Outdoor Wallpack 40W LED Outdoor Wallpack - Daylight (5000K) Sylvania - 74208 - SLMWPK1A/040120750/CO/BZ/P | 4000 | 83 | 800 | 66.6667 | 50000 | 12 | 1 | 171.01 | 171.01 | 200.9434 | 2020Q2 | https://shop.regencylighting.com/fixtures/outdoor/wall-pack/slmwpk1a-040120750-co-bz-p-74208.html | Regency Lighting | 2020 | Yes
LED Lighting | Downlight | Sylvania | [5 empty] | Downlight Solid State Retrofit Home / Fixtures / Outdoor / Wall Pack / Sylvania - 74206 - SLMWPK1A/060120740/CO/BZ/P LED Outdoor Wallpack 60W LED Outdoor Wallpack - Cool White (4000K) Sylvania - 74206 - SLMWPK1A/060120740/CO/BZ/P | 4000 | 86 | 800 | 66.6667 | 50000 | 12 | 1 | 228.71 | 228.71 | 268.7431 | 2020Q2 | https://shop.regencylighting.com/fixtures/outdoor/wall-pack/slmwpk1a-060120740-co-bz-p-74206.html | Regency Lighting | 2020 | Yes
LED Lighting | Downlight | Maxlite | True |  |  | Other |  | Downlight Surface Mount Home / Fixtures / Surface / Maxlite - 1410132 - ML2L13SLNI1530 Flush Mount LED Ceiling Fixture; ETL Listed for Damp Locations; Energy Star Rated 15W Flush Mount Ceiling Light - 1050 Lumens - Warm White (3000K) - 80 CRI - 50000 hrs. - Nickel Maxlite - 1410132 - ML2L13SLNI1530 | 3000 | 81 | 1050 | 70 | 50000 | 15 | 1 | 62.45 | 62.45 | 73.3812 | 2020Q2 | https://shop.regencylighting.com/fixtures/surface/ml2l13slni1530-mxt.html | Regency Lighting | 2020 | Yes
LED Lighting | Downlight | Philips | True |  |  |  |  | Downlight Recessed Home / Fixtures / Troffer / Philips - 510719 - EVOBASE 2X4 M 40L 34W 840 2 0 Module Efficacy up to 125 LM/W; 0-10 V and Line Voltage Dimming; Multiple Configurations, Lumen Outputs and Color Temperatures Offer Flexibility to Suit any Application Need and Budget; Installation, Operation and Maintenance Savings Through Reduced Energy Consumption and Installation Time and a Long Life Compared to Linear Fluorescents and Reduced Costs Compared to Complete Luminaire Replacements 34W EvoBase LED Retrofit Kit - 4000 Lumens - Cool White (4000K) - 80 CRI - 70000 Hours Philips - 510719 - EVOBASE 2X4 M 40L 34W 840 2 0 | 3000 | 92 | 900 | 75 | 50000 | 12 | 1 | 69.24 | 69.24 | 81.3597 | 2020Q2 | https://shop.regencylighting.com/fixtures/troffer/evobase-2x4-m-40l-34w-840-2-0-51071-9.html | Regency Lighting | 2020 | Yes
LED Lighting | Reflector | Sylvania | True |  | Reflector (Flood/Spot) | PAR30S | E26 (Medium) | None,Recessed Fixtures Home / Fixtures / Troffer / Sylvania - 75056 - LEDRTROFF3L029UNVD83022WH Troffer Retrofit Kit for 2x2 Fluorescent Luminaires; Universal Input Voltage 29W 2x2 Troffer Retrofit Kit - 3200 Lumens - Warm White (3000K) - 82 CRI - 50000 Hours Sylvania - 75056 - LEDRTROFF3L029UNVD83022WH | 4000 | 95 | 800 | 72.7273 | 40000 | 11 | 1 | 478.79 | 478.79 | 562.5968 | 2020Q2 | https://shop.regencylighting.com/fixtures/troffer/ledrtroff3l029unvd83022wh-75056.html | Regency Lighting | 2020 | No
LED Lighting | Downlight | Philips | True |  |  |  |  | Downlight Recessed Home / Fixtures / Troffer / Retrofit Kits / Philips - 510719 - EVOBASE 2X4 M 40L 34W 840 2 0 Module Efficacy up to 125 LM/W; 0-10 V and Line Voltage Dimming; Multiple Configurations, Lumen Outputs and Color Temperatures Offer Flexibility to Suit any Application Need and Budget; Installation, Operation and Maintenance Savings Through Reduced Energy Consumption and Installation Time and a Long Life Compared to Linear Fluorescents and Reduced Costs Compared to Complete Luminaire Replacements 34W EvoBase LED Retrofit Kit - 4000 Lumens - Cool White (4000K) - 80 CRI - 70000 Hours Philips - 510719 - EVOBASE 2X4 M 40L 34W 840 2 0 | 3000 | 92 | 900 | 75 | 50000 | 12 | 1 | 69.24 | 69.24 | 81.3597 | 2020Q2 | https://shop.regencylighting.com/fixtures/troffer/retrofit-kits/evobase-2x4-m-40l-34w-840-2-0-51071-9.html | Regency Lighting | 2020 | Yes
LED Lighting | Reflector | Sylvania | True |  | Reflector (Flood/Spot) | PAR30S | E26 (Medium) | None,Recessed Fixtures Home / Fixtures / Troffer / Retrofit Kits / Sylvania - 75056 - LEDRTROFF3L029UNVD83022WH Troffer Retrofit Kit for 2x2 Fluorescent Luminaires; Universal Input Voltage 29W 2x2 Troffer Retrofit Kit - 3200 Lumens - Warm White (3000K) - 82 CRI - 50000 Hours Sylvania - 75056 - LEDRTROFF3L029UNVD83022WH | 4000 | 95 | 800 | 72.7273 | 40000 | 11 | 1 | 478.79 | 478.79 | 562.5968 | 2020Q2 | https://shop.regencylighting.com/fixtures/troffer/retrofit-kits/ledrtroff3l029unvd83022wh-75056.html | Regency Lighting | 2020 | No
LED Lighting | A-Type | Green Creative | True |  | General Purpose Replacement | A19 | E26 (Medium) | Damp Location Rated,Recessed Fixtures Product Description The Green Creative 9A19DIM/930 bulb is a 60W incandescent equivalent bulb with Energy Star certification and tight LED binning. The LED A19 radiates 3000K soft white illumination at a 240-degree beam angle. With a compatible forward phase dimmer or reverse phase dimmer, tap into the bulb's dimming feature. Green Creative 98560 Features: E26 base 25,000 life hours 5-year warranty Green Creative 98560 Applications: Enclosed fixtures Indoor use Dry and damp locations 9A19DIM/930 - 820 Lumens - 92 CRI - 60W Incandescent Equivalent - 240° - 120V Green Creative 98560 - 9W LED A19 - 3000K | 3000 | 95 | 800 | 88.8889 | 25000 | 9 | 1 | 3.13 | 3.13 | 3.6779 | 2020Q2 | https://www.energyavenue.com/Green-Creative/98560 | Energy Avenue | 2020 | Yes
LED Lighting | A-Type | Green Creative | False |  | General Purpose Replacement | A19 | E26 (Medium) | Damp Location Rated,Recessed Fixtures Product Description The Green Creative 9A19/930/277V LED A19 bulb display tight LED binning as well as uniform color and light distribution through 240-degree omni-directional beam angles covering the bulb. The 60W incandescent equivalent includes Energy Star certification, a durable exterior, and an E26 base. It includes a limited warranty too. Green Creative 98563 Features: 3000K warm white illumination 25,000 life hours 5-year warranty Green Creative 98563 Applications: Open and enclosed fixtures Indoor use Dry and damp locations 9A19/930/277V - 820 Lumens - 92 CRI - 60W Incandescent Equivalent - 240° - 120-277V Green Creative 98563 - 9W LED A19 - 3000K | 2700 | 95 | 800 | 88.8889 | 25000 | 9 | 1 | 3.75 | 3.75 | 4.4064 | 2020Q2 | https://www.energyavenue.com/Green-Creative/98563 | Energy Avenue | 2020 | Yes
LED Lighting | A-Type | MaxLite | True |  | General Purpose Replacement | A19 | GU24 | Damp Location Rated Wattage11 Watt15 Watt6 Watt9 WattColor Temp.2700K3000K4000KBase TypeGU24Medium (E26) Product Description Give your commercial space or residential build enrage-saving illumination without sacrificing performance with the Maxlite E9A19GUDLED27/G6 LED Enclosed Omni A-Lamp. This omni-directional lamp offers a classic A shape, and it's compatible with any standard GU24 or E26. Maxlite's LED A19 bulb will give you 25,000 hours of high-quality lighting, with a color temperature of 2700K. Product Features: Input voltage of 120V Omni-directional beam with 300-degree angle Classic A shape Available in standard and high CRI (80+ and 90+) Dimmable to 10 percent UL listed and Energy Star rated Compatible with E26 and GU24 bases Lifespan of 15,000 - 25,000 hours 5-year warranty Applications: Educational facilities Retail/hospitality settings Industrial installation Offices/conference spaces Residential builds Hospitals and medical facilities Alternate Product Versions $3.90 add Maxlite 14099402 - 15W LED A19 Bulb - 2700K - E26 Base E15A19DLED27/G6 - 1,600 Lumens - 82 CRI - 100W Incandescent Equivalent - 300° - 120V $2.13 add Maxlite 14099393 - 6W LED A19 Bulb - 2700K - E26 Base E6A19DLED40/G6 - 480 Lumens - 83 CRI - 40W Incandescent Equivalent - 300° - 120V $3.65 add Maxlite 14099399 - 11W LED A19 Bulb - 2700K - E26 Base E11A19DLED27/G6 - 1,100 Lumens - 82 CRI - 75W Incandescent Equivalent - 300° - 120V $2.40 add Maxlite 14099407 - 6W LED A19 Bulb - 4000K E6A19GUDLED40/G6 - 480 Lumens - 83 CRI - 40W Incandescent Equivalent - 300° - 120V $4.00 add Maxlite 14099400 - 11W LED A19 Bulb - 3000K E11A19DLED30/G6 - 1,100 Lumens - 80 CRI - 75W Incandescent Equivalent - 300° - 120V $4.35 add Maxlite 14099415 - 15W LED A19 Bulb - 3000K E15A19GUDLED30/G7 - 1,600 Lumens - 80 CRI - 100W Incandescent Equivalent - 120V $4.45 add Maxlite 14099416 - 15W LED A19 Bulb - 4000K E15A19GUDLED40/G7 - 1,600 Lumens - 80 CRI - 100W Incandescent Equivalent - 120V - BACKORDER UNTIL 2ND WEEK OF MAY 2020 $2.45 add Maxlite 14099405 - 6W LED A19 Bulb - 2700K E6A19GUDLED27/G7 - 480 Lumens - 80 CRI - 40W Incandescent Equivalent - 120V $3.78 add Maxlite 14099411 - 11W LED A19 - 2700K E11A19GUDLED27/G6 - 75W Incandescent Equivalent - GU24 - 1100 Lumens - 120V $4.35 add Maxlite 14099414 - 15W LED A19 - 2700K - GU24 E15A19GUDLED27/G6 - 100W Incandescent Equivalent - 1600 Lumens - 82 CRI - 300 Degree Beam Angle - 120V $2.25 add Maxlite 14099392 - 6W LED A19 - 3000K - E26 E6A19DLED30/G6 - 40W Incandescent Equivalent - 480 Lumens - 80 CRI - 120V $2.50 add Maxlite 14099406 - 6W LED A19 - 3000K E6A19GUDLED30/G6 - 40W Incandescent Equivalent - GU24 - 480 Lumens - 120V $2.45 add Maxlite 14099394 - 9W LED A19 - 2700K - E26 E9A19DLED27/G6 - 60W Incandescent Equivalent - 800 Lumens - 81 CRI - 300 Degree Beam Angle - 120V $4.13 add Maxlite 14099397 - 9W LED A19 - 3000K - A19 E9A19DLED30/G6 - 60W Incandescent Equivalent - 800 Lumens - 82 CRI - 300° Beam Angle - 120V $2.71 add Maxlite 14099409 - 9W LED A19 - 3000K E9A19GUDLED30/G6 - 60W Incandescent Equivalent - GU24 - 800 Lumens - 120V E9A19GUDLED27/G6 - 60W Incandescent Equivalent - GU24 - 800 Lumens - 120V Maxlite 14099408 - 9W LED A19 - 2700K | 2700 | 82 | 800 | 88.8889 | 25000 | 9 | 1 | 2.5 | 2.5 | 2.9376 | 2020Q2 | https://www.energyavenue.com/MaxLite/14099408 | Energy Avenue | 2020 | Yes
LED Lighting | A-Type | MaxLite | True |  | General Purpose Replacement | A19 | GU24 | Damp Location Rated,Recessed Fixtures Product Description The Maxlite E9A19GUDLED40/G7 is an energy-saving bulb that radiates 4000K cool white illumination for 25,000 life hours. Use the dimming feature on the LED A19 bulb to create the right ambiance as it dims down to 10%. These features are possible without using at least 85% of electrical energy, saving more on the energy bill. Maxlite 14099410 Features: 60W incandescent replacement 5-year warranty Energy Star certified Maxlite 14099410 Applications: Residential use Commercial use Dry and damp locations E9A19GUDLED40/G7 - 800 Lumens - 80 CRI - 60W Incandescent Equivalent - 120V Maxlite 14099410 - 9W LED A19 - 4000K | 4000 | 83 | 800 | 88.8889 | 25000 | 9 | 1 | 2.56 | 2.56 | 3.0081 | 2020Q2 | https://www.energyavenue.com/MaxLite/14099410 | Energy Avenue | 2020 | Yes
LED Lighting | Decorative | Maxlite | True |  | Globe | G25 | E26 (Medium) | Damp Location Rated,Not for Use in Recessed Fixtures Home / Light Bulbs / LED / Maxlite - 1409460 - 10G25DLED927/JA8 Medium E26 LED Lamp 10W G25 LED Lamp - Universal - 800 Lumens - Warm White (2700K) - 92 CRI - 25000 Hours - E26 (Medium) - 120 to 130V Maxlite - 1409460 - 10G25DLED927/JA8 | 2700 | 93 | 800 | 80 | 25000 | 10 | 1 | 6.89 | 6.89 | 8.096 | 2020Q2 | https://shop.regencylighting.com/lamps/led/10g25dled927-ja8-mxt.html | Regency Lighting | 2020 | Yes
LED Lighting | Reflector | Satco | True |  | Reflector (Flood/Spot) | BR40 | E26 (Medium) | Damp Location Rated,Recessed Fixtures Home / Light Bulbs / LED / Satco - S9634 - 11.5BR40/LED/2700K/940L/120V Energy Star Certified; Suitable for Dry and Damp Location 11.5W BR40 LED Lamp - Universal - 940 Lumens - Warm White (2700K) - 80 CRI - 25000 Hours - E26 (Medium) - 120 to 130V Satco - S9634 - 11.5BR40/LED/2700K/940L/120V | 2700 | 83 | 940 | 81.7391 | 25000 | 11.5 | 1 | 10.44 | 10.44 | 12.2674 | 2020Q2 | https://shop.regencylighting.com/lamps/led/11-5br40-led-2700k-940l-120v-s9634.html | Regency Lighting | 2020 | Yes
LED Lighting | Reflector | Satco | True |  | Reflector (Flood/Spot) | BR40 | E26 (Medium) | Damp Location Rated,Recessed Fixtures Home / Light Bulbs / LED / Satco - S9635 - 11.5BR40/LED/3000K/940L/120V Energy Star Certified; Suitable for Dry and Damp Location 11.5W BR40 LED Lamp - Universal - 940 Lumens - Warm White (3000K) - 80 CRI - 25000 Hours - E26 (Medium) - 120 to 130V Satco - S9635 - 11.5BR40/LED/3000K/940L/120V | 3000 | 83 | 970 | 84.3478 | 25000 | 11.5 | 1 | 10.44 | 10.44 | 12.2674 | 2020Q2 | https://shop.regencylighting.com/lamps/led/11-5br40-led-3000k-940l-120v-s9635.html | Regency Lighting | 2020 | Yes
LED Lighting | A-Type | Sylvania | True | Daylighting/Photocell, | General Purpose Replacement | A19 | E26 (Medium) | Damp Location Rated,Use With Timers,Not for Use in Recessed Fixtures,Use With Photo and/or Motion Sensors Bulb ShapeA19BR30MR16PAR38Wattage10 Watt6 Watt9 WattColor Temp.2700K2700K to 6500KWorks withZigbee NOTICE: This Product Has Been Discontinued Please See the Following Comparable Products:Sylvania 75549 - 9W Zigbee LED A19 - 2700K -- LED9A19DIMZBS+ - 80 CRI - 120VYou can also browse our entire inventory of: LED Light BulbsProduct Description MUST ORDER IN MULTIPLE OF 4 Sylvania 74696 smart home A19 LED light bulb is a bulb with a brain. Relying on Wi-Fi, the Gateway, and the LIGHTIFY app, this SMART+ a19 dimmable led light bulb brightens and darkens through a Smartphone or tablet. The advanced technology replaces traditional LED A19 with a bulb that listens to your command. Sylvania LED9A19DIM10YS+ 74696 Features: Simple to use, convenient and secure. Turns on at 2700K 100% brightness, but can be changed via the App Offers variety of options to control the lighting system. 11,000 total hours 2-year limited manufacturer's warranty Sylvania LED9A19DIM10YS+ 74696 Applications: Residential Commercial Indoor Small business Application Notes: SMART+ A19 requires wireless ZigBee Certified Gateway (sold separately or in starter kit). Plugged into a standard wall outlet and wirelessly syncs with your existing WiFi network. Free LIGHTIFY App available for Apple iOS7 or above and Android 4.1 or above. Alternate Product Versions $28.00 add Sylvania 73693 - 10W LED A19 - Adjustable White Lamp - 2700K to 6500K - Full Color SMART+ ZigBee® - LED10A19RGBWZBS+ - 800 Lumens - 80+ CRI - 120V - MUST ORDER IN MULTIPLE OF 4 $14.00 add Sylvania 71831 - 9W LED A19 - Adjustable White Lamp - 2700K to 6500K SMART+ ZigBee® - LED9.5A19ADJW10YZBS+ - 800 Lumens - 80+ CRI - E26 Base - 120V $26.50 add Sylvania 74979 - 6W LED A19 - 2700K - Clear SMART+ Bluetooth® - LED6A19FWHOMEKITBLES+ - 650 Lumens - 80+ CRI - Works with Apple® HomeKit™ $38.00 add Sylvania 74484 - 10W LED A19 - Adjustable 2700K to 6500K Light - Full Color SMART+ Bluetooth® - LED10A19CHOMEKITBLES+ - 800 Lumens - 80+ CRI - Works with Apple® HomeKit™ - MUST ORDER IN MULTIPLE OF 4 $78.00 add Sylvania 74987 - 8.5W LED BR30 - 2700K SMART+ Bluetooth - LED8.5BR30WHOMEKITBLES+ - 800 Lumens - 80+ CRI - Works with Apple HomeKit - MUST ORDER IN MULTIPLE OF 4 $28.00 add Sylvania 74988 - 10W LED BR30 - Adjustable White Lamp - 2700K to 6500K - Full Color SMART+ Bluetooth - LED10BR30CHOMEKITBLES+ - 800 Lumens - 80+ CRI - Dimmable - Works with Apple® HomeKit™ - MUST ORDER IN MULTIPLE OF 4 $16.00 add Sylvania 74282 - 8.5W LED MR16 - Adjustable White Lamp - 2700K to 6500K SMART+ Zigbee LED8.5MR16ADJWZBS+ - 500 Lumens - 80+ CRI - 36 Degree Beam Angle - 12V $18.00 add Sylvania 74580 - 13W LED PAR38 - 3000K SMART+ ZigBee® - LED13PAR38DIM10YS+ - 1,050 Lumens - 80+ CRI - 40 Degree Beam Angle - 120V SMART+ A19 LED9A19DIM10YS+ - 60W Incandescent Equivalent - 800 Lumens - 80 CRI - E26 Base - MUST ORDER IN MULTIPLE OF 4 Sylvania 74696 - 10W LED A19 - 2700K | 2700 | 83 | 800 | 88.8889 | 15000 | 9 | 4 | 112 | 28 | 32.9011 | 2020Q2 | https://www.energyavenue.com/Sylvania/LED9A19DIM10YS+ | Energy Avenue | 2020 | Yes
LED Lighting | A-Type | Manufacturer: TCP | True |  | General Purpose Replacement | A19 | E26 (Medium) | Damp Location Rated Home > Energy Star Qualified Products > 9 Watt 800 Lumen Dimmable All Purpose LED A19 Light Bulb 2700K Product Specifications - Quick Reference Input Voltage: Lumens: 120 Volt AC 800 Lumens Dimensions: Dimmable: 2.4" W x 4.3" MOL Yes- Dimmable LED Color: 2700K Warm White Life Time: 15,000 Hours Power Consumption: Luminous Efficacy: 9 Watts 88.9 lm/W CRI: Certifications: 80 CRI UL listed Built off a 20-year history of producing energy efficient lighting, Technical Consumer Products, Inc. (TCP) is excited to announce its most advanced and comprehensive lineup of LED lamps: the LED Elite Series. With TCPs dedication to manufacturing high quality, state-of-the-art lighting, combined with excellent high color rendering index (CRI) and new shatterproof smooth housing (which gives the appearance of traditional halogen bulbs), the LED Elite Series bulbs are a perfect choice to transform nearly every lighted environment into something extraordinary. This is the TCP, LED Elite All-Purpose Dimmable A19 lamp with 230 Degree Beam Angle, and it comes with a color temperature of 2700 Kelvin (K). UL approved, the TCP L9A19D1527K (the factory replacement for the LED9A19D27K) offers a very durable, solid state lighting technology that significantly reduces lighting service and maintenance costs. These Dimmable LED A19 light bulbs consume up to 80% LESS energy than a standard 60A19 60-watt incandescent. These LED A19 bulbs do not contain Mercury or any other harmful substance, generate no IR or UV rays and carry a 3 Year Limited Warranty. TCPs LED A19 lamps have the highest light output, best dimmability (100% down to 5%) and are the most efficient LED A19 light bulbs available today. Consuming just 9 watts of 120 volt energy, this A19 bulb generates 800 lumens, that's 88.9 Lumens per watt. This 60 watt equivalent A19 LED bulb can be used in outdoor fixtures when protected from the elements, has a rated life of 15,000 hours with a minimum starting temperature of -30 degrees Celsius and measures 4.4" MOL and 2.4" in diameter. Click here to see the TCP LED Elite Omni Directional A19 Series Specification Sheet. Typical Applications Typical applications for the TCP L9A19D1527K, Elite dimmable A19 LED light bulbs include general indoor or outdoor lighting, table lamps, sconces, floor lamps and ceiling fixtures. TCP 9 Watt 800 Lumen Dimmable All Purpose LED A19 Light Bulb 2700K | 2700 | 81 | 800 | 88.8889 | 15000 | 9 | 1 | 2.56 | 2.56 | 3.0081 | 2020Q2 | https://www.greenelectricalsupply.com/9-watt-dimmable-a19-led-light-bulbs-2700k.aspx | Green Electrical Supply | 2020 | Yes
LED Lighting | Reflector | Maxlite | True | Daylighting/Photocell, | Reflector (Flood/Spot) | BR30 | E26 (Medium) | Damp Location Rated,Use With Timers,Use With Photo and/or Motion Sensors,Shatter Resistant,Recessed Fixtures Home / Light Bulbs / LED / Maxlite - 14099421 - 11BR30DLED27/G3 BR30 LED BR Lamp 11W BR30 LED Lamp - Universal - 850 Lumens - Warm White (2700K) - 83 CRI - 25000 Hours - E26 (Medium) - 120 to 130V Maxlite - 14099421 - 11BR30DLED27/G3 | 2700 | 83 | 850 | 77.2727 | 25000 | 11 | 1 | 5.97 | 5.97 | 7.015 | 2020Q2 | https://shop.regencylighting.com/lamps/led/11br30dled27-g3-mxt.html | Regency Lighting | 2020 | Yes
LED Lighting | Reflector | Maxlite | True | Daylighting/Photocell, | Reflector (Flood/Spot) | BR30 | E26 (Medium) | Damp Location Rated,Use With Timers,Use With Photo and/or Motion Sensors,Shatter Resistant,Recessed Fixtures Home / Light Bulbs / LED / Maxlite - 14099423 - 11BR30DLED30/G3 BR30 LED BR Lamp 11W BR30 LED Lamp - Universal - 850 Lumens - Warm White (3000K) - 80 CRI - 25000 Hours - E26 (Medium) - 120 to 130V Maxlite - 14099423 - 11BR30DLED30/G3 | 3000 | 83 | 850 | 77.2727 | 25000 | 11 | 1 | 5.97 | 5.97 | 7.015 | 2020Q2 | https://shop.regencylighting.com/lamps/led/11br30dled30-g3-mxt.html | Regency Lighting | 2020 | Yes
LED Lighting | Reflector | Maxlite | True | Daylighting/Photocell, | Reflector (Flood/Spot) | BR30 | E26 (Medium) | Damp Location Rated,Use With Timers,Use With Photo and/or Motion Sensors,Shatter Resistant,Recessed Fixtures Home / Light Bulbs / LED / Maxlite - 14099424 - 11BR30DLED40/G3 BR30 LED BR Lamp 11W BR30 LED Lamp - Universal - 850 Lumens - Cool White (4000K) - 84 CRI - 25000 Hours - E26 (Medium) - 120 to 130V Maxlite - 14099424 - 11BR30DLED40/G3 | 4000 | 84 | 850 | 77.2727 | 25000 | 11 | 1 | 5.97 | 5.97 | 7.015 | 2020Q2 | https://shop.regencylighting.com/lamps/led/11br30dled40-g3-mxt.html | Regency Lighting | 2020 | Yes
LED Lighting | Reflector | Maxlite | True |  | Reflector (Flood/Spot) | BR30 | E26 (Medium) | Damp Location Rated,Recessed Fixtures Home / Light Bulbs / LED / Maxlite - 107609 - 11BR30DLED930/G4 Solid Aluminum Body acts as a Heat Sink; Energy Star Certified; Suitable for Damp Location; Not for Use in Enclosed Fixtures 11W BR30 LED Lamp - Universal - 800 Lumens - Warm White (3000K) - 90 CRI - 25000 Hours - E26 (Medium) - 120 to 130V Maxlite - 107609 - 11BR30DLED930/G4 | 3000 | 92 | 800 | 72.7273 | 25000 | 11 | 1 | 6.98 | 6.98 | 8.2018 | 2020Q2 | https://shop.regencylighting.com/lamps/led/11br30dled930-g4-mxt.html | Regency Lighting | 2020 | Yes
LED Lighting | Reflector | Maxlite | True |  | Reflector (Flood/Spot) | PAR30S | E26 (Medium) | Damp Location Rated,Not Rated for Recessed Fixtures Home / Light Bulbs / LED / Maxlite - 14099226 - 11P30D27FL Medium E26 LED Par Lamp 11W PAR30 LED Lamp - Universal - 850 Lumens - Warm White (2700K) - 84 CRI - 25000 Hours - E26 (Medium) - 120 to 130V Maxlite - 14099226 - 11P30D27FL | 2700 | 82 | 850 | 77.2727 | 25000 | 11 | 1 | 6.62 | 6.62 | 7.7788 | 2020Q2 | https://shop.regencylighting.com/lamps/led/11p30d27fl-mxt.html | Regency Lighting | 2020 | Yes
LED Lighting | Reflector | Maxlite | True | Daylighting/Photocell, | Reflector (Flood/Spot) | PAR30S | E26 (Medium) | Damp Location Rated,Use With Timers,Use With Photo and/or Motion Sensors,Shatter Resistant,Not Rated for Recessed Fixtures Home / Light Bulbs / LED / Maxlite - 14099227 - 11P30D30FL Medium E26 LED Par Lamp 11W PAR30 LED Lamp - Universal - 850 Lumens - Warm White (3000K) - 84 CRI - 25000 Hours - E26 (Medium) - 120 to 130V Maxlite - 14099227 - 11P30D30FL | 3000 | 84 | 850 | 77.2727 | 25000 | 11 | 1 | 6.62 | 6.62 | 7.7788 | 2020Q2 | https://shop.regencylighting.com/lamps/led/11p30d30fl-mxt.html | Regency Lighting | 2020 | Yes
LED Lighting | Reflector | Maxlite | True | Daylighting/Photocell, | Reflector (Flood/Spot) | PAR30S | E26 (Medium) | Damp Location Rated,Use With Timers,Use With Photo and/or Motion Sensors,Shatter Resistant,Not Rated for Recessed Fixtures Home / Light Bulbs / LED / Maxlite - 14099228 - 11P30D40FL Energy Star Certified 11W PAR30 LED Lamp - Universal - 850 Lumens - Cool White (4000K) - 83 CRI - 25000 Hours - E26 (Medium) - 120 to 130V Maxlite - 14099228 - 11P30D40FL | 4000 | 83 | 850 | 77.2727 | 25000 | 11 | 1 | 6.62 | 6.62 | 7.7788 | 2020Q2 | https://shop.regencylighting.com/lamps/led/11p30d40fl-mxt.html | Regency Lighting | 2020 | Yes
LED Lighting | Reflector | Maxlite | True | Daylighting/Photocell, | Reflector (Flood/Spot) | PAR30S | E26 (Medium) | Damp Location Rated,Use With Timers,Use With Photo and/or Motion Sensors,Shatter Resistant,Not Rated for Recessed Fixtures Home / Light Bulbs / LED / Maxlite - 14099232 - 11P30D40NF Energy Star Rated; Instant On; Not for Use in Enclosed Fixtures; Damp Location Rated 11W PAR30 Short Neck LED Lamp - Universal - 850 Lumens - Cool White (4000K) - 83 CRI - 25000 Hours - E26 (Medium) - 120 to 130V - White Maxlite - 14099232 - 11P30D40NF | 4000 | 83 | 850 | 77.2727 | 25000 | 11 | 1 | 6.62 | 6.62 | 7.7788 | 2020Q2 | https://shop.regencylighting.com/lamps/led/11p30d40nf-mxt.html | Regency Lighting | 2020 | Yes
LED Lighting | Reflector | MaxLite | True | Daylighting/Photocell, | Reflector (Flood/Spot) | PAR30L | E26 (Medium) | Use With Timers,Use With Photo and/or Motion Sensors,Wet Location Rated,Shatter Resistant,Not Rated for Recessed Fixtures Home / Light Bulbs / LED / Maxlite - 14099216 - 11P30WLND27NF Energy Star Certified; Suitable for Wet Locations; Not Suitable for Enclosed Fixtures 11W PAR30 Long Neck LED Lamp - Universal - 850 Lumens - Warm White (2700K) - 83 CRI - 25000 Hours - E26 (Medium) - 120 to 130V Maxlite - 14099216 - 11P30WLND27NF | 2700 | 83 | 850 | 77.2727 | 25000 | 11 | 1 | 6.62 | 6.62 | 7.7788 | 2020Q2 | https://shop.regencylighting.com/lamps/led/11p30wlnd27nf-mxt.html | Regency Lighting | 2020 | Yes
LED Lighting | Reflector | Maxlite | True | Daylighting/Photocell, | Reflector (Flood/Spot) | PAR30L | E26 (Medium) | Use With Timers,Use With Photo and/or Motion Sensors,Wet Location Rated,Shatter Resistant,Not Rated for Recessed Fixtures Home / Light Bulbs / LED / Maxlite - 14099204 - 11P30WLND30FL Medium E26 LED PAR30 Long Neck Lamp 11W PAR30 Long Neck LED Lamp - Universal - 850 Lumens - Warm White (3000K) - 84 CRI - 25000 Hours - E26 (Medium) - 120 to 130V Maxlite - 14099204 - 11P30WLND30FL | 3000 | 84 | 850 | 77.2727 | 25000 | 11 | 1 | 6.62 | 6.62 | 7.7788 | 2020Q2 | https://shop.regencylighting.com/lamps/led/11p30wlnd30fl-mxt.html | Regency Lighting | 2020 | Yes
LED Lighting | Reflector | MaxLite | True | Daylighting/Photocell, | Reflector (Flood/Spot) | PAR30L | E26 (Medium) | Use With Timers,Use With Photo and/or Motion Sensors,Wet Location Rated,Shatter Resistant,Not Rated for Recessed Fixtures Home / Light Bulbs / LED / Maxlite - 14099205 - 11P30WLND40FL Energy Star Certified; Suitable for Wet Locations; Not Suitable for Enclosed Fixtures 11W PAR30 Long Neck LED Lamp - Universal - 850 Lumens - Cool White (4000K) - 83 CRI - 25000 Hours - E26 (Medium) - 120 to 130V Maxlite - 14099205 - 11P30WLND40FL | 4000 | 83 | 850 | 77.2727 | 25000 | 11 | 1 | 6.62 | 6.62 | 7.7788 | 2020Q2 | https://shop.regencylighting.com/lamps/led/11p30wlnd40fl-mxt.html | Regency Lighting | 2020 | Yes
LED Lighting | Reflector | Maxlite | True | Daylighting/Photocell, | Reflector (Flood/Spot) | BR40 | E26 (Medium) | Damp Location Rated,Use With Timers,Use With Photo and/or Motion Sensors,Shatter Resistant,Recessed Fixtures Home / Light Bulbs / LED / Maxlite - 14099052 - 12BR40DLED27/G3 Energy Star Certified; Damp Location Rated; Not for Use in Totally Enclosed Fixtures 12W BR40 LED Lamp - Universal - 1050 Lumens - Warm White (2700K) - 82 CRI - 25000 hrs. - E26 (Medium) - 120 to 130V Maxlite - 14099052 - 12BR40DLED27/G3 | 2700 | 82 | 1050 | 87.5 | 25000 | 12 | 1 | 7.9 | 7.9 | 9.2828 | 2020Q2 | https://shop.regencylighting.com/lamps/led/12br40dled27-g3-mxt.html | Regency Lighting | 2020 | Yes
LED Lighting | Decorative | MaxLite | True |  | Globe | G40 | E26 (Medium) | Damp Location Rated,Recessed Fixtures Home / Light Bulbs / LED / Maxlite - 1410218 - 12G40DLED302 Not Suitable for Enclosed Locations; Suitable for Damp Locations; Energy Star Rated 12W G40 LED Globe Lamp - Universal - 950 Lumens - Warm White (3000K) - 83 CRI - 15000 hrs. - E26 (Medium) - 120 to 130V - Frost Maxlite - 1410218 - 12G40DLED302 | 3000 | 84 | 950 | 79.1667 | 25000 | 12 | 1 | 15.43 | 15.43 | 18.1308 | 2020Q2 | https://shop.regencylighting.com/lamps/led/12g40dled302-mxt.html | Regency Lighting | 2020 | Yes
LED Lighting | Reflector | Maxlite | True | Daylighting/Photocell, | Reflector (Flood/Spot) | PAR30S | E26 (Medium) | Damp Location Rated,Use With Timers,Use With Photo and/or Motion Sensors,Shatter Resistant,Not Rated for Recessed Fixtures Home / Light Bulbs / LED / Maxlite - 14098880 - 12P30DLED927FL/JA8 PAR30 LED Par Lamp 12W PAR30 LED Lamp - Universal - 850 Lumens - Warm White (2700K) - 93 CRI - 25000 Hours - E26 (Medium) - 120 to 130V Maxlite - 14098880 - 12P30DLED927FL/JA8 | 2700 | 93 | 850 | 70.8333 | 25000 | 12 | 1 | 9.74 | 9.74 | 11.4449 | 2020Q2 | https://shop.regencylighting.com/lamps/led/12p30dled927fl-ja8-mxt.html | Regency Lighting | 2020 | Yes
LED Lighting | Reflector | Maxlite | True | Daylighting/Photocell, | Reflector (Flood/Spot) | PAR30L | E26 (Medium) | Use With Timers,Damp Location Rated,Use With Photo and/or Motion Sensors,Shatter Resistant,Not Rated for Recessed Fixtures Home / Light Bulbs / LED / Maxlite - 1410041 - 12P30LNDLED927FL/JA8 PAR30 Long Neck LED Reflector Lamp 12W PAR30 Long Neck LED Lamp - Universal - 900 Lumens - Warm White (2700K) - 91 CRI - 25000 Hours - E26 (Medium) - 120 to 130V Maxlite - 1410041 - 12P30LNDLED927FL/JA8 | 2700 | 91 | 900 | 75 | 25000 | 12 | 1 | 9.65 | 9.65 | 11.3391 | 2020Q2 | https://shop.regencylighting.com/lamps/led/12p30lndled927fl-ja8-mxt.html | Regency Lighting | 2020 | Yes
LED Lighting | Reflector | Maxlite | True | Daylighting/Photocell, | Reflector (Flood/Spot) | PAR30L | E26 (Medium) | Damp Location Rated,Use With Timers,Use With Photo and/or Motion Sensors,Shatter Resistant,Not Rated for Recessed Fixtures Home / Light Bulbs / LED / Maxlite - 1410042 - 12P30LNDLED930FL/JA8 JA8 Compliant; Energy Star Certified; Not for Use in Enclosed Fixtures; Damp Location Rated 12W PAR30 Long Neck LED Lamp - Universal - 900 Lumens - Warm White (3000K) - 92 CRI - 25000 hrs. - E26 (Medium) - 120 to 130V Maxlite - 1410042 - 12P30LNDLED930FL/JA8 | 3000 | 92 | 900 | 75 | 25000 | 12 | 1 | 9.65 | 9.65 | 11.3391 | 2020Q2 | https://shop.regencylighting.com/lamps/led/12p30lndled930fl-ja8-mxt.html | Regency Lighting | 2020 | Yes
LED Lighting | A-Type | Manufacturer: Keystone Technologies | True |  | General Purpose Replacement | A19 | E26 (Medium) | Damp Location Rated,Not for Use in Recessed Fixtures Home > LED Light Bulbs > LED A19 Bulbs > 600-900 Lumens (60W Equal) > 2700K Warm White > 9 Watt Essential Series LED General Purpose A19 Light Bulb Dimmable 800 Lumens 90 CRI 120V 2700K Product Specifications - Quick Reference Lamp Wattage: Working Voltage: 9 Watts 120 Volt Dimensions: Dimmability: 2.36" W x 4.33" (MOL) YES - Dimmable CRI: Delivered Lumens: 90 CRI 800 Lumens Replaces: Certifications: 60 Watt Incandescent ENERGY STAR, UL, RoHS Light Color: 2700K Warm White Warranty: 2 Year Limited Keystone’s Essential Series A Shape Bulbs are designed for general purpose lighting needs. They’re suitable for new construction applications or replacing incandescent and halogen bulbs. Offering substantially longer lifespans and higher efficiencies, our A Shape Bulbs minimize energy and replacement costs. Keystone’s extensive line of Essential Series omnidirectional LED bulbs provide solutions for a variety of application needs. There is a wide range of wattage and lumen outputs available, as well as both 80 and 90 CRI options for a majority of the line. Color temperature choices include 2700K, 3000K, and 5000K, offering more aesthetic flexibility over incandescent bulbs. This Keystone Technologies KT-LED9A19-O-927 Essential Series Dimmable LED A19 Light Bulb produces a color temperature of 2700K warm white, operates on your existing 120V circuit and consumes just 9 watts of energy. These LED A19 A lamps 60 watt incandescent equivalent retrofit lights generate 800 lumens and have a Color Rendering Index (CRI) of 90. These 120 volt LED light bulbs fit fixtures with an E26 medium base. These LED A19 bulbs are dimmable and CEC Title 20 Compliant. For Non-Dimmable versions, or Non-CEC compliant versions, please refer to the related products below. Can't find what you are looking for or need a quote for a large job? Give our customer service a call at 248-276-9640. The bulb's dimensions are 2.36 inches wide by 4.33 inches MOL. The lens conceals the LEDs from sight and evenly distributes the light and with a durable plastic housing that lowers the risk for breakage. They can be used with LED compatible controls and dimmers and are also rated for use in enclosed fixtures. Click here to see the complete Keystone 9 Watt 90CRI General Purpose Dimmable A19 Specification Sheet. These bulbs are damp location rated, Energy Star qualified, and have a rated life of 15,000 hours or a 2 Year limited warranty. Typical Applications Typical applications for these omni-directional LED A19 lamps include table and floor lamps, chandeliers, pendants, corridor light and sconce fixtures and general decorative outdoor lighting in residential, office, retail, restaurant, school, hospital and hotel/motel locations. Keystone Technologies 9 Watt Essential Series LED General Purpose A19 Light Bulb Dimmable 800 Lumens 90 CRI 120V 2700K | 2700 | 92 | 800 | 88.8889 | 25000 | 9 | 1 | 4.53 | 4.53 | 5.3229 | 2020Q2 | https://www.greenelectricalsupply.com/9-watt-essential-series-led-general-purpose-a19-light-bulb-dimmable-800-lumens-90-cri-120v-2700k.aspx | Green Electrical Supply | 2020 | Yes
LED Lighting | Reflector | Maxlite | True |  | Reflector (Flood/Spot) | PAR38 | E26 (Medium) | Damp Location Rated,Recessed Fixtures Home / Light Bulbs / LED / Maxlite - 102290 - 13P38DLED27NF Solid Aluminum Body acts as a Heat Sink; 25000 To 50000 Hour Life; Environmentally Friendly; Compatible with Building Controls; Uniform Color Consistency; Dimmable 13W PAR38 LED Lamp - Universal - 950 Lumens - Warm White (2700K) - 82 CRI - 25000 Hours - E26 (Medium) - 120 to 130V Maxlite - 102290 - 13P38DLED27NF | 2700 | 82 | 950 | 73.0769 | 25000 | 13 | 1 | 10.11 | 10.11 | 11.8796 | 2020Q2 | https://shop.regencylighting.com/lamps/led/13p38dled27nf-mxt.html | Regency Lighting | 2020 | Yes
LED Lighting | Reflector | Maxlite | True | Daylighting/Photocell, | Reflector (Flood/Spot) | PAR38 | E26 (Medium) | Use With Timers,Use With Photo and/or Motion Sensors,Wet Location Rated,Shatter Resistant,Not Rated for Recessed Fixtures Home / Light Bulbs / LED / Maxlite - 14099207 - 13P38WD30FL Solid Aluminum Body acts as a Heat Sink; Wet Location Rated; Compatible with Building Controls; Uniform Color Consistency 13W PAR38 LED Lamp - Universal - 1050 Lumens - Warm White (3000K) - 84 CRI - 25000 Hours - E26 (Medium) - 120 to 130V Maxlite - 14099207 - 13P38WD30FL | 3000 | 84 | 1050 | 80.7692 | 25000 | 13 | 1 | 11.67 | 11.67 | 13.7127 | 2020Q2 | https://shop.regencylighting.com/lamps/led/13p38wd30fl-mxt.html | Regency Lighting | 2020 | Yes
LED Lighting | Reflector | Maxlite | True | Daylighting/Photocell, | Reflector (Flood/Spot) | PAR38 | E26 (Medium) | Use With Timers,Use With Photo and/or Motion Sensors,Wet Location Rated,Shatter Resistant,Not Rated for Recessed Fixtures Home / Light Bulbs / LED / Maxlite - 14099208 - 13P38WD40FL Solid Aluminum Body acts as a Heat Sink; Wet Location Rated; Compatible with Building Controls; Uniform Color Consistency 13W PAR38 LED Lamp - Universal - 1050 Lumens - Cool White (4000K) - 84 CRI - 25000 Hours - E26 (Medium) - 120 to 130V Maxlite - 14099208 - 13P38WD40FL | 4000 | 83 | 1050 | 80.7692 | 25000 | 13 | 1 | 11.67 | 11.67 | 13.7127 | 2020Q2 | https://shop.regencylighting.com/lamps/led/13p38wd40fl-mxt.html | Regency Lighting | 2020 | Yes
LED Lighting | Reflector | Green Creative | False | Daylighting/Photocell, | Reflector (Flood/Spot) | PAR30L | E26 (Medium) | Damp Location Rated,Use With Timers,Use With Photo and/or Motion Sensors,Recessed Fixtures Home / Light Bulbs / LED / Green Creative - 58127 - 13PAR30/930FL40/277V Suitable for Totally Enclosed Fixtures; Direct Line Voltage 120-277 - Not Compatible with Ballasts 13W PAR30 Long Neck LED Lamp - Universal - 1050 Lumens - Warm White (3000K) - 90 CRI - 50000 Hours - E26 (Medium) - 120 to 277V (Universal) Green Creative - 58127 - 13PAR30/930FL40/277V | 3000 | 93 | 1050 | 80.7692 | 25000 | 13 | 1 | 10.5 | 10.5 | 12.3379 | 2020Q2 | https://shop.regencylighting.com/lamps/led/13par30-930fl40-277v-grc.html | Regency Lighting | 2020 | Yes
LED Lighting | Reflector | Green Creative | False | Daylighting/Photocell, | Reflector (Flood/Spot) | PAR30L | E26 (Medium) | Damp Location Rated,Use With Timers,Use With Photo and/or Motion Sensors,Recessed Fixtures Home / Light Bulbs / LED / Green Creative - 58130 - 13PAR30/940FL40/277V Suitable for Totally Enclosed Fixtures; Direct Line Voltage 120-277 - Not Compatible with Ballasts 13W PAR30 Long Neck LED Lamp - Universal - 1100 Lumens - Cool White (4000K) - 90 CRI - 50000 Hours - E26 (Medium) - 120 to 277V (Universal) Green Creative - 58130 - 13PAR30/940FL40/277V | 4000 | 91 | 1100 | 84.6154 | 25000 | 13 | 1 | 10.5 | 10.5 | 12.3379 | 2020Q2 | https://shop.regencylighting.com/lamps/led/13par30-940fl40-277v-grc.html | Regency Lighting | 2020 | Yes
LED Lighting | Reflector | Satco | True |  | Reflector (Flood/Spot) | PAR30L | E26 (Medium) | Wet Location Rated,Recessed Fixtures Home / Light Bulbs / LED / Satco - S9426 - 13PAR30/LN/LED/25/3000K/120V/D Approved for Enclosed Fixtures; Wet Location Rated; Energy Star Rated 13W PAR30 Long Neck LED Lamp - Universal - 1000 Lumens - Warm White (3000K) - 80 CRI - 25000 Hours - E26 (Medium) - 120 to 130V - Silver Satco - S9426 - 13PAR30/LN/LED/25/3000K/120V/D | 3000 | 83 | 1000 | 76.9231 | 25000 | 13 | 1 | 12.2 | 12.2 | 14.3355 | 2020Q2 | https://shop.regencylighting.com/lamps/led/13par30-ln-led-25-3000k-120v-d-s9426.html | Regency Lighting | 2020 | Yes
LED Lighting | Reflector | Satco | True |  | Reflector (Flood/Spot) | PAR30L | E26 (Medium) | Wet Location Rated,Recessed Fixtures Home / Light Bulbs / LED / Satco - S9487 - 13PAR30/LN/LED/40/2700K/90CRI Energy Star Rated; Approved for Enclosed Fixtures; Wet Location Rated 13W PAR30 Long Neck LED Lamp - Universal - 820 Lumens - Warm White (2700K) - 90 CRI - 25000 Hours - E26 (Medium) - 120 to 130V - White Satco - S9487 - 13PAR30/LN/LED/40/2700K/90CRI | 2700 | 93 | 820 | 63.0769 | 25000 | 13 | 1 | 10.44 | 10.44 | 12.2674 | 2020Q2 | https://shop.regencylighting.com/lamps/led/13par30-ln-led-40-2700k-90cri-s9487.html | Regency Lighting | 2020 | Yes
LED Lighting | Reflector | Satco | True |  | Reflector (Flood/Spot) | PAR30L | E26 (Medium) | Wet Location Rated,Recessed Fixtures Home / Light Bulbs / LED / Satco - S8583 - 13PAR30/LN/LED/40/3K/90CRI Energy Star Rated; Approved for Enclosed Fixtures; Wet Location Rated 13W PAR30 Long Neck LED Lamp - Universal - 820 Lumens - Warm White (3000K) - 90 CRI - 25000 Hours - E26 (Medium) - 120 to 130V - Clear Satco - S8583 - 13PAR30/LN/LED/40/3K/90CRI | 3000 | 92 | 820 | 63.0769 | 25000 | 13 | 1 | 12.2 | 12.2 | 14.3355 | 2020Q2 | https://shop.regencylighting.com/lamps/led/13par30-ln-led-40-3k-90cri-s8583.html | Regency Lighting | 2020 | Yes
LED Lighting | Reflector | Satco | True |  | Reflector (Flood/Spot) | PAR30L | E26 (Medium) | Wet Location Rated,Recessed Fixtures Home / Light Bulbs / LED / Satco - S9433 - 13PAR30/LN/LED/40/4000K/120V/D Wet Location Rated; Energy Star Certified; Enclosed Fixture Rated 13W PAR30 Long Neck LED Lamp - Universal - 1000 Lumens - Cool White (4000K) - 80 CRI - 25000 Hours - E26 (Medium) - 120 to 130V Satco - S9433 - 13PAR30/LN/LED/40/4000K/120V/D | 4000 | 82 | 1000 | 76.9231 | 25000 | 13 | 1 | 11.67 | 11.67 | 13.7127 | 2020Q2 | https://shop.regencylighting.com/lamps/led/13par30-ln-led-40-4000k-120v-d-s9433.html | Regency Lighting | 2020 | Yes
LED Lighting | Reflector | Satco | True |  | Reflector (Flood/Spot) | PAR30L | E26 (Medium) | Wet Location Rated,Recessed Fixtures Home / Light Bulbs / LED / Satco - S8496 - 13PAR30/LN/LED/40/4K/90CRI Energy Star Rated; Approved for Enclosed Fixtures; Wet Location Rated 13W PAR30 Long Neck LED Lamp - Universal - 820 Lumens - Cool White (4000K) - 90 CRI - 25000 Hours - E26 (Medium) - 120 to 130V - Clear Satco - S8496 - 13PAR30/LN/LED/40/4K/90CRI | 4000 | 93 | 820 | 63.0769 | 25000 | 13 | 1 | 12.2 | 12.2 | 14.3355 | 2020Q2 | https://shop.regencylighting.com/lamps/led/13par30-ln-led-40-4k-90cri-s8496.html | Regency Lighting | 2020 | Yes
LED Lighting | Reflector | Satco | True |  | Reflector (Flood/Spot) | PAR30L | E26 (Medium) | Wet Location Rated,Recessed Fixtures Home / Light Bulbs / LED / Satco - S9435 - 13PAR30/LN/LED/60/2700K/120V/D Wet Location Rated; Energy Star Certified; Enclosed Fixture Rated 13W PAR30 Long Neck LED Lamp - Universal - 1000 Lumens - Warm White (2700K) - 80 CRI - 25000 Hours - E26 (Medium) - 120 to 130V Satco - S9435 - 13PAR30/LN/LED/60/2700K/120V/D | 2700 | 82 | 1000 | 76.9231 | 25000 | 13 | 1 | 11.67 | 11.67 | 13.7127 | 2020Q2 | https://shop.regencylighting.com/lamps/led/13par30-ln-led-60-2700k-120v-d-s9435.html | Regency Lighting | 2020 | Yes
LED Lighting | Reflector | Satco | True |  | Reflector (Flood/Spot) | PAR30S | E26 (Medium) | Wet Location Rated,Recessed Fixtures Home / Light Bulbs / LED / Satco - S9411 - 13PAR30/SN/LED/25/3000K/120V/D Wet Location Rated; Approved for Enclosed Fixtures; Energy Star Certified 13W PAR30 LED Lamp - Universal - 1000 Lumens - Warm White (3000K) - 80 CRI - 25000 Hours - E26 (Medium) - 120 to 130V Satco - S9411 - 13PAR30/SN/LED/25/3000K/120V/D | 3000 | 83 | 1000 | 76.9231 | 25000 | 13 | 1 | 12.2 | 12.2 | 14.3355 | 2020Q2 | https://shop.regencylighting.com/lamps/led/13par30-sn-led-25-3000k-120v-d-s9411.html | Regency Lighting | 2020 | Yes
LED Lighting | Reflector | Satco | True |  | Reflector (Flood/Spot) | PAR30S | E26 (Medium) | Wet Location Rated,Recessed Fixtures Home / Light Bulbs / LED / Satco - S9412 - 13PAR30/SN/LED/25/3500K/120V/D Solid State LED lighting; Reflector Replacement Lamp; Long Life; IP65 - Wet location rated; Approved for Enclosed Fixtures; For Indoor and Outdoor use; ABS Lens; Dimmable 13W PAR30 LED Lamp - Universal - 1000 Lumens - Neutral White (3500K) - 80 CRI - 25000 Hours - E26 (Medium) - 120 to 130V - Silver Satco - S9412 - 13PAR30/SN/LED/25/3500K/120V/D | 3500 | 82 | 1000 | 76.9231 | 25000 | 13 | 12 | 146.4 | 12.2 | 14.3355 | 2020Q2 | https://shop.regencylighting.com/lamps/led/13par30-sn-led-25-3500k-120v-d-s9412.html | Regency Lighting | 2020 | Yes
LED Lighting | Reflector | Satco | True |  | Reflector (Flood/Spot) | PAR30S | E26 (Medium) | Wet Location Rated,Recessed Fixtures Home / Light Bulbs / LED / Satco - S9486 - 13PAR30/SN/LED/40/2700K/90CRI Energy Star Rated; Approved for Enclosed Fixtures; Wet Location Rated 13W PAR30 LED Lamp - Universal - 820 Lumens - Warm White (2700K) - 90 CRI - 25000 Hours - E26 (Medium) - 120 to 130V - White Satco - S9486 - 13PAR30/SN/LED/40/2700K/90CRI | 2700 | 93 | 820 | 63.0769 | 25000 | 13 | 1 | 12.2 | 12.2 | 14.3355 | 2020Q2 | https://shop.regencylighting.com/lamps/led/13par30-sn-led-40-2700k-90cri-s9486.html | Regency Lighting | 2020 | Yes
LED Lighting | Reflector | Satco | True |  | Reflector (Flood/Spot) | PAR30S | E26 (Medium) | Wet Location Rated,Recessed Fixtures Home / Light Bulbs / LED / Satco - S9418 - 13PAR30/SN/LED/40/4000K/120V/D Wet Location Rated; Approved for Enclosed Fixtures; Energy Star Certified 13W PAR30 LED Lamp - Universal - 1000 Lumens - Cool White (4000K) - 80 CRI - 25000 Hours - E26 (Medium) - 120 to 130V Satco - S9418 - 13PAR30/SN/LED/40/4000K/120V/D | 4000 | 83 | 1000 | 76.9231 | 25000 | 13 | 1 | 10.44 | 10.44 | 12.2674 | 2020Q2 | https://shop.regencylighting.com/lamps/led/13par30-sn-led-40-4000k-120v-d-s9418.html | Regency Lighting | 2020 | Yes
LED Lighting | Reflector | Satco | True |  | Reflector (Flood/Spot) | PAR30S | E26 (Medium) | Wet Location Rated,Recessed Fixtures Home / Light Bulbs / LED / Satco - S8495 - 13PAR30/SN/LED/40/4K/90CRI Energy Star Rated; Approved for Enclosed Fixtures; Wet Location Rated 13W PAR30 LED Lamp - Universal - 820 Lumens - Cool White (4000K) - 90 CRI - 25000 Hours - E26 (Medium) - 120 to 130V - Clear Satco - S8495 - 13PAR30/SN/LED/40/4K/90CRI | 4000 | 93 | 820 | 63.0769 | 25000 | 13 | 1 | 12.2 | 12.2 | 14.3355 | 2020Q2 | https://shop.regencylighting.com/lamps/led/13par30-sn-led-40-4k-90cri-s8495.html | Regency Lighting | 2020 | Yes
LED Lighting | Reflector | Green Creative | True | Daylighting/Photocell, | Reflector (Flood/Spot) | PAR30L | E26 (Medium) | Damp Location Rated,Use With Timers,Use With Photo and/or Motion Sensors,Wet Location Rated,Recessed Fixtures Home / Light Bulbs / LED / Green Creative - 97902 - 13PAR30DIM/930FL40/B Suitable for Totally Enclosed Fixtures 13W PAR30 Long Neck LED Lamp - Universal - 1050 Lumens - Warm White (3000K) - 90 CRI - 50000 Hours - E26 (Medium) - 120 to 130V Green Creative - 97902 - 13PAR30DIM/930FL40/B | 3000 | 92 | 1050 | 80.7692 | 25000 | 13 | 1 | 10.5 | 10.5 | 12.3379 | 2020Q2 | https://shop.regencylighting.com/lamps/led/13par30dim-930fl40-b-97902.html | Regency Lighting | 2020 | Yes
LED Lighting | Reflector | Green Creative | True | Daylighting/Photocell, | Reflector (Flood/Spot) | PAR30L | E26 (Medium) | Damp Location Rated,Use With Timers,Use With Photo and/or Motion Sensors,Wet Location Rated,Recessed Fixtures Home / Light Bulbs / LED / Green Creative - 58121 - 13PAR30DIM/930FL40 Suitable for Enclosed Fixtures 13W PAR30 Long Neck LED Lamp - Universal - 1050 Lumens - Warm White (3000K) - 90 CRI - 50000 Hours - E26 (Medium) - 120 to 130V Green Creative - 58121 - 13PAR30DIM/930FL40 | 3000 | 94 | 1050 | 80.7692 | 25000 | 13 | 1 | 10.5 | 10.5 | 12.3379 | 2020Q2 | https://shop.regencylighting.com/lamps/led/13par30dim-930fl40-grc.html | Regency Lighting | 2020 | Yes
LED Lighting | Reflector | Green Creative | True | Daylighting/Photocell, | Reflector (Flood/Spot) | PAR30L | E26 (Medium) | Damp Location Rated,Use With Timers,Use With Photo and/or Motion Sensors,Wet Location Rated,Recessed Fixtures Home / Light Bulbs / LED / Green Creative - 58117 - 13PAR30DIM/930NF25 Suitable for Totally Enclosed Fixtures 13W PAR30 Long Neck LED Lamp - Universal - 1050 Lumens - Warm White (3000K) - 90 CRI - 50000 Hours - E26 (Medium) - 120 to 130V Green Creative - 58117 - 13PAR30DIM/930NF25 | 3000 | 93 | 1050 | 80.7692 | 25000 | 13 | 1 | 10.5 | 10.5 | 12.3379 | 2020Q2 | https://shop.regencylighting.com/lamps/led/13par30dim-930nf25-grc.html | Regency Lighting | 2020 | Yes
LED Lighting | Reflector | Green Creative | True | Daylighting/Photocell, | Reflector (Flood/Spot) | PAR30S | E26 (Medium) | Damp Location Rated,Use With Timers,Use With Photo and/or Motion Sensors,Recessed Fixtures Home / Light Bulbs / LED / Green Creative - 58141 - 13PAR30SNDIM/927NF25 Suitable for Totally Enclosed Fixtures 13W PAR30 LED Lamp - Universal - 1100 Lumens - Warm White (2700K) - 90 CRI - 50000 Hours - E26 (Medium) - 120 to 130V Green Creative - 58141 - 13PAR30SNDIM/927NF25 | 2700 | 93 | 1000 | 76.9231 | 25000 | 13 | 1 | 11.29 | 11.29 | 13.2662 | 2020Q2 | https://shop.regencylighting.com/lamps/led/13par30sndim-927nf25-grc.html | Regency Lighting | 2020 | Yes
LED Lighting | Reflector | Green Creative | True | Daylighting/Photocell, | Reflector (Flood/Spot) | PAR30S | E26 (Medium) | Damp Location Rated,Use With Timers,Use With Photo and/or Motion Sensors,Recessed Fixtures Home / Light Bulbs / LED / Green Creative - 58145 - 13PAR30SNDIM/930FL40 Suitable for Totally Enclosed Fixtures 13W PAR30 LED Lamp - Universal - 1000 Lumens - Warm White (3000K) - 90 CRI - 50000 Hours - E26 (Medium) - 120 to 130V Green Creative - 58145 - 13PAR30SNDIM/930FL40 | 3000 | 93 | 1050 | 80.7692 | 25000 | 13 | 1 | 10.5 | 10.5 | 12.3379 | 2020Q2 | https://shop.regencylighting.com/lamps/led/13par30sndim-930fl40-grc.html | Regency Lighting | 2020 | Yes
LED Lighting | Reflector | Green Creative | True | Daylighting/Photocell, | Reflector (Flood/Spot) | PAR30S | E26 (Medium) | Damp Location Rated,Use With Timers,Use With Photo and/or Motion Sensors,Recessed Fixtures Home / Light Bulbs / LED / u Short Neck; Suitable for Totally Enclosed Fixtures; Suitable for Damp Locations 13W PAR30 LED Lamp - Universal - 1100 Lumens - Cool White (4000K) - 90 CRI - 50000 Hours - E26 (Medium) - 120 to 130V u | 4000 | 92 | 1100 | 84.6154 | 25000 | 13 | 1 | 10.5 | 10.5 | 12.3379 | 2020Q2 | https://shop.regencylighting.com/lamps/led/13par30sndim-940fl40-grc.html | Regency Lighting | 2020 | Yes
LED Lighting | A-Type | Manufacturer: Keystone Technologies | True |  | General Purpose Replacement | A19 | E26 (Medium) | Damp Location Rated,Not for Use in Recessed Fixtures Home > LED Light Bulbs > LED A19 Bulbs > 600-900 Lumens (60W Equal) > 3000K Warm White > 9 Watt Essential Series LED General Purpose A19 Light Bulb Dimmable 800 Lumens 90 CRI 120V 3000K Product Specifications - Quick Reference Lamp Wattage: Working Voltage: 9 Watts 120 Volt Dimensions: Dimmability: 2.36" W x 4.33" (MOL) YES - Dimmable CRI: Delivered Lumens: 90 CRI 800 Lumens Replaces: Certifications: 60 Watt Incandescent ENERGY STAR, UL, RoHS Light Color: 3000K Warm White Warranty: 2 Year Limited Keystone’s Essential Series A Shape Bulbs are designed for general purpose lighting needs. They’re suitable for new construction applications or replacing incandescent and halogen bulbs. Offering substantially longer lifespans and higher efficiencies, our A Shape Bulbs minimize energy and replacement costs. Keystone’s extensive line of Essential Series omnidirectional LED bulbs provide solutions for a variety of application needs. There is a wide range of wattage and lumen outputs available, as well as both 80 and 90 CRI options for a majority of the line. Color temperature choices include 2700K, 3000K, and 5000K, offering more aesthetic flexibility over incandescent bulbs. This Keystone Technologies KT-LED9A19-O-930 Essential Series Dimmable LED A19 Light Bulb produces a color temperature of 3000K warm white, operates on your existing 120V circuit and consumes just 9 watts of energy. These LED A19 A lamps 60 watt incandescent equivalent retrofit lights generate 800 lumens and have a Color Rendering Index (CRI) of 90. These 120 volt LED light bulbs fit fixtures with an E26 medium base. These LED A19 bulbs are dimmable and CEC Title 20 Compliant. For Non-Dimmable versions, or Non-CEC compliant versions, please refer to the related products below. Can't find what you are looking for or need a quote for a large job? Give our customer service a call at 248-276-9640. The bulb's dimensions are 2.36 inches wide by 4.33 inches MOL. The lens conceals the LEDs from sight and evenly distributes the light and with a durable plastic housing that lowers the risk for breakage. They can be used with LED compatible controls and dimmers and are also rated for use in enclosed fixtures. Click here to see the complete Keystone 9 Watt 90CRI General Purpose Dimmable A19 Specification Sheet. These bulbs are damp location rated, Energy Star qualified, and have a rated life of 15,000 hours or a 2 Year limited warranty. Typical Applications Typical applications for these omni-directional LED A19 lamps include table and floor lamps, chandeliers, pendants, corridor light and sconce fixtures and general decorative outdoor lighting in residential, office, retail, restaurant, school, hospital and hotel/motel locations. Keystone Technologies 9 Watt Essential Series LED General Purpose A19 Light Bulb Dimmable 800 Lumens 90 CRI 120V 3000K | 3000 | 93 | 800 | 88.8889 | 25000 | 9 | 1 | 4.53 | 4.53 | 5.3229 | 2020Q2 | https://www.greenelectricalsupply.com/9-watt-essential-series-led-general-purpose-a19-light-bulb-dimmable-800-lumens-90-cri-120v-3000k.aspx | Green Electrical Supply | 2020 | Yes
LED Lighting | Reflector | Green Creative | True | Daylighting/Photocell, | Reflector (Flood/Spot) | BR40 | E26 (Medium) | Damp Location Rated,Use With Timers,Use With Photo and/or Motion Sensors,Recessed Fixtures Home / Light Bulbs / LED / Green Creative - 40637 - 14BR40DIM/830 Revolutionary CLOUD Design; Suitable for Totally Enclosed Fixtures; Suitable for Damp Locations 14W BR40 LED Lamp - Universal - 1140 Lumens - Warm White (3000K) - 82 CRI - 25000 Hours - E26 (Medium) - 120 to 130V Green Creative - 40637 - 14BR40DIM/830 | 3000 | 82 | 1140 | 81.4286 | 25000 | 14 | 1 | 19.27 | 19.27 | 22.643 | 2020Q2 | https://shop.regencylighting.com/lamps/led/14br40dim-830-grc.html | Regency Lighting | 2020 | Yes
LED Lighting | Reflector | Green Creative | True |  | Reflector (Flood/Spot) | BR40 | E26 (Medium) | Damp Location Rated,Recessed Fixtures Home / Light Bulbs / LED / Green Creative - 98467 - 15.5BR40DIM/830 Energy Star Certified; Shatterproof; Not Intended for Totally Enclosed Fixtures; Suitable for Damp Locations 15.5W BR40 LED Lamp - Universal - 1100 Lumens - Warm White (3000K) - 82 CRI - 25000 Hours - E26 (Medium) - 120 to 130V Green Creative - 98467 - 15.5BR40DIM/830 | 3000 | 82 | 1100 | 70.9677 | 15000 | 15.5 | 1 | 5.71 | 5.71 | 6.7095 | 2020Q2 | https://shop.regencylighting.com/lamps/led/15-5br40dim-830-grc.html | Regency Lighting | 2020 | Yes
LED Lighting | A-Type | Manufacturer: Keystone Technologies | True |  | General Purpose Replacement | A19 | E26 (Medium) | Damp Location Rated,Not for Use in Recessed Fixtures Home > LED Light Bulbs > LED A19 Bulbs > 600-900 Lumens (60W Equal) > 4000K Cool White > 9 Watt Essential Series LED General Purpose A19 Light Bulb Dimmable 800 Lumens 90 CRI 120V 4000K Product Specifications - Quick Reference Lamp Wattage: Working Voltage: 9 Watts 120 Volt Dimensions: Dimmability: 2.36" W x 4.33" (MOL) YES - Dimmable CRI: Delivered Lumens: 90 CRI 800 Lumens Replaces: Certifications: 60 Watt Incandescent ENERGY STAR, UL, RoHS Light Color: 4000K Cool White Warranty: 2 Year Limited Keystone’s Essential Series A Shape Bulbs are designed for general purpose lighting needs. They’re suitable for new construction applications or replacing incandescent and halogen bulbs. Offering substantially longer lifespans and higher efficiencies, our A Shape Bulbs minimize energy and replacement costs. Keystone’s extensive line of Essential Series omnidirectional LED bulbs provide solutions for a variety of application needs. There is a wide range of wattage and lumen outputs available, as well as both 80 and 90 CRI options for a majority of the line. Color temperature choices include 2700K, 3000K, and 5000K, offering more aesthetic flexibility over incandescent bulbs. This Keystone Technologies KT-LED9A19-O-940 Essential Series Dimmable LED A19 Light Bulb produces a color temperature of 4000K cool white, operates on your existing 120V circuit and consumes just 9 watts of energy. These LED A19 A lamps 60 watt incandescent equivalent retrofit lights generate 800 lumens and have a Color Rendering Index (CRI) of 90. These 120 volt LED light bulbs fit fixtures with an E26 medium base. These LED A19 bulbs are dimmable and CEC Title 20 Compliant. For Non-Dimmable versions, or Non-CEC compliant versions, please refer to the related products below. Can't find what you are looking for or need a quote for a large job? Give our customer service a call at 248-276-9640. The bulb's dimensions are 2.36 inches wide by 4.33 inches MOL. The lens conceals the LEDs from sight and evenly distributes the light and with a durable plastic housing that lowers the risk for breakage. They can be used with LED compatible controls and dimmers and are also rated for use in enclosed fixtures. Click here to see the complete Keystone 9 Watt 90CRI General Purpose Dimmable A19 Specification Sheet. These bulbs are damp location rated, Energy Star qualified, and have a rated life of 15,000 hours or a 2 Year limited warranty. Typical Applications Typical applications for these omni-directional LED A19 lamps include table and floor lamps, chandeliers, pendants, corridor light and sconce fixtures and general decorative outdoor lighting in residential, office, retail, restaurant, school, hospital and hotel/motel locations. Keystone Technologies 9 Watt Essential Series LED General Purpose A19 Light Bulb Dimmable 800 Lumens 90 CRI 120V 4000K | 4000 | 92 | 800 | 88.8889 | 25000 | 9 | 1 | 4.53 | 4.53 | 5.3229 | 2020Q2 | https://www.greenelectricalsupply.com/9-watt-essential-series-led-general-purpose-a19-light-bulb-dimmable-800-lumens-90-cri-120v-4000k.aspx | Green Electrical Supply | 2020 | Yes
LED Lighting | A-Type | Manufacturer: Keystone Technologies | True | Daylighting/Photocell, | General Purpose Replacement | A19 | E26 (Medium) | Damp Location Rated,Not for Use in Recessed Fixtures Home > LED Light Bulbs > LED A19 Bulbs > 600-900 Lumens (60W Equal) > 5000K Daylight > 9 Watt Essential Series LED General Purpose A19 Light Bulb Dimmable 800 Lumens 90 CRI 120V 5000K Product Specifications - Quick Reference Lamp Wattage: Working Voltage: 9 Watts 120 Volt Dimensions: Dimmability: 2.36" W x 4.33" (MOL) YES - Dimmable CRI: Delivered Lumens: 90 CRI 800 Lumens Replaces: Certifications: 60 Watt Incandescent ENERGY STAR, UL, RoHS Light Color: 5000K Daylight Warranty: 2 Year Limited Keystone’s Essential Series A Shape Bulbs are designed for general purpose lighting needs. They’re suitable for new construction applications or replacing incandescent and halogen bulbs. Offering substantially longer lifespans and higher efficiencies, our A Shape Bulbs minimize energy and replacement costs. Keystone’s extensive line of Essential Series omnidirectional LED bulbs provide solutions for a variety of application needs. There is a wide range of wattage and lumen outputs available, as well as both 80 and 90 CRI options for a majority of the line. Color temperature choices include 2700K, 3000K, and 5000K, offering more aesthetic flexibility over incandescent bulbs. This Keystone Technologies KT-LED9A19-O-950 Essential Series Dimmable LED A19 Light Bulb produces a color temperature of 5000K daylight, operates on your existing 120V circuit and consumes just 9 watts of energy. These LED A19 A lamps 60 watt incandescent equivalent retrofit lights generate 800 lumens and have a Color Rendering Index (CRI) of 90. These 120 volt LED light bulbs fit fixtures with an E26 medium base. These LED A19 bulbs are dimmable and CEC Title 20 Compliant. For Non-Dimmable versions, or Non-CEC compliant versions, please refer to the related products below. Can't find what you are looking for or need a quote for a large job? Give our customer service a call at 248-276-9640. The bulb's dimensions are 2.36 inches wide by 4.33 inches MOL. The lens conceals the LEDs from sight and evenly distributes the light and with a durable plastic housing that lowers the risk for breakage. They can be used with LED compatible controls and dimmers and are also rated for use in enclosed fixtures. Click here to see the complete Keystone 9 Watt 90CRI General Purpose Dimmable A19 Specification Sheet. These bulbs are damp location rated, Energy Star qualified, and have a rated life of 15,000 hours or a 2 Year limited warranty. Typical Applications Typical applications for these omni-directional LED A19 lamps include table and floor lamps, chandeliers, pendants, corridor light and sconce fixtures and general decorative outdoor lighting in residential, office, retail, restaurant, school, hospital and hotel/motel locations. Keystone Technologies 9 Watt Essential Series LED General Purpose A19 Light Bulb Dimmable 800 Lumens 90 CRI 120V 5000K | 5000 | 94 | 800 | 88.8889 | 25000 | 9 | 1 | 4.53 | 4.53 | 5.3229 | 2020Q2 | https://www.greenelectricalsupply.com/9-watt-essential-series-led-general-purpose-a19-light-bulb-dimmable-800-lumens-90-cri-120v-5000k.aspx | Green Electrical Supply | 2020 | Yes
LED Lighting | A-Type | Manufacturer: Keystone Technologies | False |  | General Purpose Replacement | A19 | E26 (Medium) | Damp Location Rated Home > LED Light Bulbs > LED A19 Bulbs > 600-900 Lumens (60W Equal) > 2700K Warm White > 9 Watt Essential Series LED General Purpose A19 Light Bulb Non-Dimmable 800 Lumens 80 CRI 120V 2700K Product Specifications - Quick Reference Lamp Wattage: Working Voltage: 9 Watts 120 Volt Dimensions: Dimmability: 2.36" W x 4.33" (MOL) NO CRI: Delivered Lumens: 80 CRI 800 Lumens Replaces: Certifications: 60 Watt Incandescent ENERGY STAR, UL, RoHS Light Color: 2700K Warm White Warranty: 2 Year Limited Keystone’s Essential Series A Shape Bulbs are designed for general purpose lighting needs. They’re suitable for new construction applications or replacing incandescent and halogen bulbs. Offering substantially longer lifespans and higher efficiencies, our A Shape Bulbs minimize energy and replacement costs. Keystone’s extensive line of Essential Series omnidirectional LED bulbs provide solutions for a variety of application needs. There is a wide range of wattage and lumen outputs available, as well as both 80 and 90 CRI options for a majority of the line. Color temperature choices include 2700K, 3000K, and 5000K, offering more aesthetic flexibility over incandescent bulbs. This Keystone Technologies KT-LED9A19-O-827-ND Essential Series Non-Dimmable LED A19 Light Bulb produces a color temperature of 2700K warm white, operates on your existing 120V circuit and consumes just 9 watts of energy. These LED A19 A lamps 60 watt incandescent equivalent retrofit lights generate 800 lumens and have a Color Rendering Index (CRI) of 80. These 120 volt LED light bulbs fit fixtures with an E26 medium base. These LED A19 bulbs are dimmable but are NOT CEC Title 20 Compliant. For Dimmable versions, or CEC compliant versions, please refer to the related products below. Can't find what you are looking for or need a quote for a large job? Give our customer service a call at 248-276-9640. The bulb's dimensions are 2.36 inches wide by 4.33 inches MOL. The lens conceals the LEDs from sight and evenly distributes the light and with a durable plastic housing that lowers the risk for breakage. They can be used with LED compatible controls and dimmers and are also rated for use in enclosed fixtures. Click here to see the complete Keystone 9 Watt 80CRI General Purpose Non-Dimmable A19 Specification Sheet. These bulbs are damp location rated, Energy Star qualified, and have a rated life of 15,000 hours or a 2 Year limited warranty. Typical Applications Typical applications for these omni-directional LED A19 lamps include table and floor lamps, chandeliers, pendants, corridor light and sconce fixtures and general decorative outdoor lighting in residential, office, retail, restaurant, school, hospital and hotel/motel locations. Keystone Technologies 9 Watt Essential Series LED General Purpose A19 Light Bulb Non-Dimmable 800 Lumens 80 CRI 120V 2700K | 2700 | 82 | 800 | 88.8889 | 15000 | 9 | 1 | 1.69 | 1.69 | 1.9858 | 2020Q2 | https://www.greenelectricalsupply.com/9-watt-essential-series-led-general-purpose-a19-light-bulb-non-dimmable-800-lumens-80-cri-120v-2700k.aspx | Green Electrical Supply | 2020 | Yes
LED Lighting | A-Type | Manufacturer: Keystone Technologies | False |  | General Purpose Replacement | A19 | E26 (Medium) | Damp Location Rated Home > LED Light Bulbs > LED A19 Bulbs > 600-900 Lumens (60W Equal) > 3000K Warm White > 9 Watt Essential Series LED General Purpose A19 Light Bulb Non-Dimmable 800 Lumens 80 CRI 120V 3000K Product Specifications - Quick Reference Lamp Wattage: Working Voltage: 9 Watts 120 Volt Dimensions: Dimmability: 2.36" W x 4.33" (MOL) NO CRI: Delivered Lumens: 80 CRI 800 Lumens Replaces: Certifications: 60 Watt Incandescent ENERGY STAR, UL, RoHS Light Color: 3000K Warm White Warranty: 2 Year Limited Keystone’s Essential Series A Shape Bulbs are designed for general purpose lighting needs. They’re suitable for new construction applications or replacing incandescent and halogen bulbs. Offering substantially longer lifespans and higher efficiencies, our A Shape Bulbs minimize energy and replacement costs. Keystone’s extensive line of Essential Series omnidirectional LED bulbs provide solutions for a variety of application needs. There is a wide range of wattage and lumen outputs available, as well as both 80 and 90 CRI options for a majority of the line. Color temperature choices include 2700K, 3000K, and 5000K, offering more aesthetic flexibility over incandescent bulbs. This Keystone Technologies KT-LED9A19-O-830-ND Essential Series Non-Dimmable LED A19 Light Bulb produces a color temperature of 3000K warm white, operates on your existing 120V circuit and consumes just 9 watts of energy. These LED A19 A lamps 60 watt incandescent equivalent retrofit lights generate 800 lumens and have a Color Rendering Index (CRI) of 80. These 120 volt LED light bulbs fit fixtures with an E26 medium base. These LED A19 bulbs are dimmable but are NOT CEC Title 20 Compliant. For Dimmable versions, or CEC compliant versions, please refer to the related products below. Can't find what you are looking for or need a quote for a large job? Give our customer service a call at 248-276-9640. The bulb's dimensions are 2.36 inches wide by 4.33 inches MOL. The lens conceals the LEDs from sight and evenly distributes the light and with a durable plastic housing that lowers the risk for breakage. They can be used with LED compatible controls and dimmers and are also rated for use in enclosed fixtures. Click here to see the complete Keystone 9 Watt 80CRI General Purpose Non-Dimmable A19 Specification Sheet. These bulbs are damp location rated, Energy Star qualified, and have a rated life of 15,000 hours or a 2 Year limited warranty. Typical Applications Typical applications for these omni-directional LED A19 lamps include table and floor lamps, chandeliers, pendants, corridor light and sconce fixtures and general decorative outdoor lighting in residential, office, retail, restaurant, school, hospital and hotel/motel locations. Keystone Technologies 9 Watt Essential Series LED General Purpose A19 Light Bulb Non-Dimmable 800 Lumens 80 CRI 120V 3000K | 3000 | 82 | 800 | 88.8889 | 15000 | 9 | 1 | 1.69 | 1.69 | 1.9858 | 2020Q2 | https://www.greenelectricalsupply.com/9-watt-essential-series-led-general-purpose-a19-light-bulb-non-dimmable-800-lumens-80-cri-120v-3000k.aspx | Green Electrical Supply | 2020 | Yes
LED Lighting | Reflector | Maxlite | True | Daylighting/Photocell, | Reflector (Flood/Spot) | PAR38 | E26 (Medium) | Damp Location Rated,Use With Timers,Use With Photo and/or Motion Sensors,Shatter Resistant,Not Rated for Recessed Fixtures Home / Light Bulbs / LED / Maxlite - 1410043 - 15P38DLED927FL/JA8 JA8 Compliant; Energy Star Certified; Not for Use in Enclosed Fixtures; Damp Location Rated 15W PAR38 LED Lamp - Universal - 1150 Lumens - Warm White (2700K) - 92 CRI - 25000 hrs. - E26 (Medium) - 120 to 130V Maxlite - 1410043 - 15P38DLED927FL/JA8 | 2700 | 92 | 1150 | 76.6667 | 25000 | 15 | 1 | 12.68 | 12.68 | 14.8995 | 2020Q2 | https://shop.regencylighting.com/lamps/led/15p38dled927fl-ja8-mxt.html | Regency Lighting | 2020 | Yes
LED Lighting | Reflector | Maxlite | True |  | Reflector (Flood/Spot) | PAR38 | E26 (Medium) | Damp Location Rated,Wet Location Rated,Not Rated for Recessed Fixtures Home / Light Bulbs / LED / Maxlite - 14099210 - 15P38WD27FL Wet Location Rated; Energy Star Certified 15W PAR38 LED Lamp - Universal - 1250 Lumens - Warm White (2700K) - 83 CRI - 25000 Hours - E26 (Medium) - 120 to 130V Maxlite - 14099210 - 15P38WD27FL | 2700 | 83 | 1250 | 83.3333 | 25000 | 15 | 1 | 12.31 | 12.31 | 14.4647 | 2020Q2 | https://shop.regencylighting.com/lamps/led/15p38wd27fl-mxt.html | Regency Lighting | 2020 | Yes
LED Lighting | Reflector | Maxlite | True |  | Reflector (Flood/Spot) | PAR38 | E26 (Medium) | Damp Location Rated,Wet Location Rated,Not Rated for Recessed Fixtures Home / Light Bulbs / LED / Maxlite - 14099211 - 15P38WD30FL Energy Star Certified; Not Rated for Enclosed Fixtures; Wet Location Rated 15W PAR38 LED Lamp - Universal - 1250 Lumens - Warm White (3000K) - 83 CRI - 25000 hrs. - E26 (Medium) - 120 to 130V Maxlite - 14099211 - 15P38WD30FL | 3000 | 83 | 1250 | 83.3333 | 25000 | 15 | 1 | 12.31 | 12.31 | 14.4647 | 2020Q2 | https://shop.regencylighting.com/lamps/led/15p38wd30fl-mxt.html | Regency Lighting | 2020 | Yes
LED Lighting | Reflector | Maxlite | True |  | Reflector (Flood/Spot) | PAR38 | E26 (Medium) | Damp Location Rated,Wet Location Rated,Recessed Fixtures Home / Light Bulbs / LED / Maxlite - 14099211 - 15P38WDLED30FL Wet Location Rated; Energy Star Certified 15W PAR38 LED Lamp - Universal - 1250 Lumens - Warm White (3000K) - 83 CRI - 25000 Hours - E26 (Medium) - 120 to 130V Maxlite - 14099211 - 15P38WDLED30FL | 3000 | 84 | 1250 | 83.3333 | 25000 | 15 | 1 | 11.39 | 11.39 | 13.3837 | 2020Q2 | https://shop.regencylighting.com/lamps/led/15p38wdled30fl-mxt.html | Regency Lighting | 2020 | Yes
LED Lighting | Reflector | Satco | True |  | Reflector (Flood/Spot) | PAR38 | E26 (Medium) | Wet Location Rated,Recessed Fixtures Home / Light Bulbs / LED / Satco - S9488 - 15PAR38/LED/27K/90 Energy Star Rated; Approved for Enclosed Fixtures; Wet Location Rated 15W PAR38 LED Lamp - Universal - 1000 Lumens - Warm White (2700K) - 90 CRI - 25000 Hours - E26 (Medium) - 120 to 130V - White Satco - S9488 - 15PAR38/LED/27K/90 | 2700 | 93 | 1000 | 66.6667 | 25000 | 15 | 1 | 13.95 | 13.95 | 16.3918 | 2020Q2 | https://shop.regencylighting.com/lamps/led/15par38-led-27k-90-s9488.html | Regency Lighting | 2020 | Yes
LED Lighting | Reflector | Satco | True |  | Reflector (Flood/Spot) | PAR38 | E26 (Medium) | Wet Location Rated,Recessed Fixtures Home / Light Bulbs / LED / Satco - S9445 - 15PAR38/LED/40/2700K/120V/D Wet Location Rated; Energy Star Certified; Approved for Enclosed Fixtures 15W PAR38 LED Lamp - Universal - 1200 Lumens - Warm White (2700K) - 80 CRI - 25000 Hours - E26 (Medium) - 120 to 130V Satco - S9445 - 15PAR38/LED/40/2700K/120V/D | 2700 | 83 | 1200 | 80 | 25000 | 15 | 1 | 14.65 | 14.65 | 17.2143 | 2020Q2 | https://shop.regencylighting.com/lamps/led/15par38-led-40-2700k-120v-d-s9445.html | Regency Lighting | 2020 | Yes
LED Lighting | Reflector | Satco | True |  | Reflector (Flood/Spot) | PAR38 | E26 (Medium) | Wet Location Rated,Recessed Fixtures Home / Light Bulbs / LED / Satco - S9446 - 15PAR38/LED/40/3000K/120V/D Approved for Enclosed Fixtures; Wet Location Rated; Energy Star Rated 15W PAR38 LED Lamp - Universal - 1200 Lumens - Warm White (3000K) - 80 CRI - 25000 Hours - E26 (Medium) - 120 to 130V Satco - S9446 - 15PAR38/LED/40/3000K/120V/D | 3000 | 82 | 1200 | 80 | 25000 | 15 | 6 | 89.52 | 14.92 | 17.5316 | 2020Q2 | https://shop.regencylighting.com/lamps/led/15par38-led-40-3000k-120v-d-s9446.html | Regency Lighting | 2020 | Yes
LED Lighting | Reflector | Satco | True |  | Reflector (Flood/Spot) | PAR38 | E26 (Medium) | Wet Location Rated,Recessed Fixtures Home / Light Bulbs / LED / Satco - S8497 - 15PAR38/LED/40/4K/90CRI Energy Star Rated; Approved for Enclosed Fixtures; Wet Location Rated 15W PAR38 LED Lamp - Universal - 1000 Lumens - Cool White (4000K) - 90 CRI - 25000 Hours - E26 (Medium) - 120 to 130V - Clear Satco - S8497 - 15PAR38/LED/40/4K/90CRI | 4000 | 93 | 1000 | 66.6667 | 25000 | 15 | 1 | 13.95 | 13.95 | 16.3918 | 2020Q2 | https://shop.regencylighting.com/lamps/led/15par38-led-40-4k-90cri-s8497.html | Regency Lighting | 2020 | Yes
LED Lighting | Reflector | Satco | True | Daylighting/Photocell, | Reflector (Flood/Spot) | PAR38 | E26 (Medium) | Wet Location Rated,Recessed Fixtures Home / Light Bulbs / LED / Satco - S8498 - 15PAR38/LED/40/5K/90CRI Energy Star Rated; Approved for Enclosed Fixtures; Wet Location Rated 15W PAR38 LED Lamp - Universal - 1000 Lumens - Daylight (5000K) - 90 CRI - 25000 Hours - E26 (Medium) - 120 to 130V - Clear Satco - S8498 - 15PAR38/LED/40/5K/90CRI | 5000 | 95 | 1000 | 66.6667 | 25000 | 15 | 1 | 13.95 | 13.95 | 16.3918 | 2020Q2 | https://shop.regencylighting.com/lamps/led/15par38-led-40-5k-90cri-s8498.html | Regency Lighting | 2020 | Yes
LED Lighting | Reflector | Satco | True |  | Reflector (Flood/Spot) | PAR38 | E26 (Medium) | Wet Location Rated,Recessed Fixtures Home / Light Bulbs / LED / Satco - S9450 - 15PAR38/LED/60/2700K/120V/D Wet Location Rated; Energy Star Certified; Approved for Enclosed Fixtures 15W PAR38 LED Lamp - Universal - 1200 Lumens - Warm White (2700K) - 80 CRI - 25000 Hours - E26 (Medium) - 120 to 130V Satco - S9450 - 15PAR38/LED/60/2700K/120V/D | 2700 | 83 | 1200 | 80 | 25000 | 15 | 1 | 14.92 | 14.92 | 17.5316 | 2020Q2 | https://shop.regencylighting.com/lamps/led/15par38-led-60-2700k-120v-d-s9450.html | Regency Lighting | 2020 | Yes
LED Lighting | Reflector | Satco | True | Daylighting/Photocell, | Reflector (Flood/Spot) | PAR38 | E26 (Medium) | Wet Location Rated,Recessed Fixtures Home / Light Bulbs / LED / Satco - S9454 - 15PAR38/LED/60/5000K/120V/D Wet Location Rated; Energy Star Certified; Approved for Enclosed Fixtures 15W PAR38 LED Lamp - Universal - 1200 Lumens - Daylight (5000K) - 80 CRI - 25000 Hours - E26 (Medium) - 120 to 130V Satco - S9454 - 15PAR38/LED/60/5000K/120V/D | 5000 | 83 | 1200 | 80 | 25000 | 15 | 1 | 14.92 | 14.92 | 17.5316 | 2020Q2 | https://shop.regencylighting.com/lamps/led/15par38-led-60-5000k-120v-d-s9454.html | Regency Lighting | 2020 | Yes
LED Lighting | A-Type | Manufacturer: Keystone Technologies | False |  | General Purpose Replacement | A19 | E26 (Medium) | Damp Location Rated Home > LED Light Bulbs > LED A19 Bulbs > 600-900 Lumens (60W Equal) > 3500K Bright White > 9 Watt Essential Series LED General Purpose A19 Light Bulb Non-Dimmable 800 Lumens 80 CRI 120V 3500K Product Specifications - Quick Reference Lamp Wattage: Working Voltage: 9 Watts 120 Volt Dimensions: Dimmability: 2.36" W x 4.33" (MOL) NO CRI: Delivered Lumens: 80 CRI 800 Lumens Replaces: Certifications: 60 Watt Incandescent ENERGY STAR, UL, RoHS Light Color: 3500K Bright White Warranty: 2 Year Limited Keystone’s Essential Series A Shape Bulbs are designed for general purpose lighting needs. They’re suitable for new construction applications or replacing incandescent and halogen bulbs. Offering substantially longer lifespans and higher efficiencies, our A Shape Bulbs minimize energy and replacement costs. Keystone’s extensive line of Essential Series omnidirectional LED bulbs provide solutions for a variety of application needs. There is a wide range of wattage and lumen outputs available, as well as both 80 and 90 CRI options for a majority of the line. Color temperature choices include 2700K, 3000K, and 5000K, offering more aesthetic flexibility over incandescent bulbs. This Keystone Technologies KT-LED9A19-O-835-ND Essential Series Non-Dimmable LED A19 Light Bulb produces a color temperature of 3500K bright white, operates on your existing 120V circuit and consumes just 9 watts of energy. These LED A19 A lamps 60 watt incandescent equivalent retrofit lights generate 800 lumens and have a Color Rendering Index (CRI) of 80. These 120 volt LED light bulbs fit fixtures with an E26 medium base. These LED A19 bulbs are dimmable but are NOT CEC Title 20 Compliant. For Dimmable versions, or CEC compliant versions, please refer to the related products below. Can't find what you are looking for or need a quote for a large job? Give our customer service a call at 248-276-9640. The bulb's dimensions are 2.36 inches wide by 4.33 inches MOL. The lens conceals the LEDs from sight and evenly distributes the light and with a durable plastic housing that lowers the risk for breakage. They can be used with LED compatible controls and dimmers and are also rated for use in enclosed fixtures. Click here to see the complete Keystone 9 Watt 80CRI General Purpose Non-Dimmable A19 Specification Sheet. These bulbs are damp location rated, Energy Star qualified, and have a rated life of 15,000 hours or a 2 Year limited warranty. Typical Applications Typical applications for these omni-directional LED A19 lamps include table and floor lamps, chandeliers, pendants, corridor light and sconce fixtures and general decorative outdoor lighting in residential, office, retail, restaurant, school, hospital and hotel/motel locations. Keystone Technologies 9 Watt Essential Series LED General Purpose A19 Light Bulb Non-Dimmable 800 Lumens 80 CRI 120V 3500K | 3500 | 85 | 800 | 88.8889 | 15000 | 9 | 1 | 1.69 | 1.69 | 1.9858 | 2020Q2 | https://www.greenelectricalsupply.com/9-watt-essential-series-led-general-purpose-a19-light-bulb-non-dimmable-800-lumens-80-cri-120v-3500k.aspx | Green Electrical Supply | 2020 | Yes
LED Lighting | A-Type | Manufacturer: Keystone Technologies | False | Daylighting/Photocell, | General Purpose Replacement | A19 | E26 (Medium) | Damp Location Rated Home > LED Light Bulbs > LED A19 Bulbs > 600-900 Lumens (60W Equal) > 5000K Daylight > 9 Watt Essential Series LED General Purpose A19 Light Bulb Non-Dimmable 800 Lumens 80 CRI 120V 5000K Product Specifications - Quick Reference Lamp Wattage: Working Voltage: 9 Watts 120 Volt Dimensions: Dimmability: 2.36" W x 4.33" (MOL) NO CRI: Delivered Lumens: 80 CRI 800 Lumens Replaces: Certifications: 60 Watt Incandescent ENERGY STAR, UL, RoHS Light Color: 5000K Daylight Warranty: 2 Year Limited Keystone’s Essential Series A Shape Bulbs are designed for general purpose lighting needs. They’re suitable for new construction applications or replacing incandescent and halogen bulbs. Offering substantially longer lifespans and higher efficiencies, our A Shape Bulbs minimize energy and replacement costs. Keystone’s extensive line of Essential Series omnidirectional LED bulbs provide solutions for a variety of application needs. There is a wide range of wattage and lumen outputs available, as well as both 80 and 90 CRI options for a majority of the line. Color temperature choices include 2700K, 3000K, and 5000K, offering more aesthetic flexibility over incandescent bulbs. This Keystone Technologies KT-LED9A19-O-850-ND Essential Series Non-Dimmable LED A19 Light Bulb produces a color temperature of 5000K daylight, operates on your existing 120V circuit and consumes just 9 watts of energy. These LED A19 A lamps 60 watt incandescent equivalent retrofit lights generate 800 lumens and have a Color Rendering Index (CRI) of 80. These 120 volt LED light bulbs fit fixtures with an E26 medium base. These LED A19 bulbs are dimmable but are NOT CEC Title 20 Compliant. For Dimmable versions, or CEC compliant versions, please refer to the related products below. Can't find what you are looking for or need a quote for a large job? Give our customer service a call at 248-276-9640. The bulb's dimensions are 2.36 inches wide by 4.33 inches MOL. The lens conceals the LEDs from sight and evenly distributes the light and with a durable plastic housing that lowers the risk for breakage. They can be used with LED compatible controls and dimmers and are also rated for use in enclosed fixtures. Click here to see the complete Keystone 9 Watt 80CRI General Purpose Non-Dimmable A19 Specification Sheet. These bulbs are damp location rated, Energy Star qualified, and have a rated life of 15,000 hours or a 2 Year limited warranty. Typical Applications Typical applications for these omni-directional LED A19 lamps include table and floor lamps, chandeliers, pendants, corridor light and sconce fixtures and general decorative outdoor lighting in residential, office, retail, restaurant, school, hospital and hotel/motel locations. Keystone Technologies 9 Watt Essential Series LED General Purpose A19 Light Bulb Non-Dimmable 800 Lumens 80 CRI 120V 5000K | 5000 | 85 | 800 | 88.8889 | 15000 | 9 | 1 | 1.69 | 1.69 | 1.9858 | 2020Q2 | https://www.greenelectricalsupply.com/9-watt-essential-series-led-general-purpose-a19-light-bulb-non-dimmable-800-lumens-80-cri-120v-5000k.aspx | Green Electrical Supply | 2020 | Yes
LED Lighting | A-Type | Manufacturer: TCP | True |  | General Purpose Replacement | A19 | E26 (Medium) | Damp Location Rated Home > Energy Star Qualified Products > 9 Watt 825 Lumen Dimmable All Purpose LED A19 Light Bulb 3000K Product Specifications - Quick Reference Input Voltage: Lumens: 120 Volt AC 825 Lumens Dimensions: Dimmable: 2.4" W x 4.3" MOL Yes- Dimmable LED Color: 3000K Warm White Life Time: 15,000 Hours Power Consumption: Luminous Efficacy: 9 Watts 91.7 lm/W CRI: Certifications: 80 CRI UL listed Built off a 20-year history of producing energy efficient lighting, Technical Consumer Products, Inc. (TCP) is excited to announce its most advanced and comprehensive lineup of LED lamps: the LED Elite Series. With TCPs dedication to manufacturing high quality, state-of-the-art lighting, combined with excellent high color rendering index (CRI) and new shatterproof smooth housing (which gives the appearance of traditional halogen bulbs), the LED Elite Series bulbs are a perfect choice to transform nearly every lighted environment into something extraordinary. This is the TCP, LED Elite All-Purpose Dimmable A19 lamp with 230 Degree Beam Angle, and it comes with a color temperature of 3000 Kelvin (K). UL approved, the TCP L9A19D1530K (the factory replacement for the LED9A19D30K) offers a very durable, solid state lighting technology that significantly reduces lighting service and maintenance costs. These Dimmable LED A19 light bulbs consume up to 80% LESS energy than a standard 60A19 60-watt incandescent. These LED A19 bulbs do not contain Mercury or any other harmful substance, generate no IR or UV rays and carry a 3 Year Limited Warranty. TCPs LED A19 lamps have the highest light output, best dimmability (100% down to 5%) and are the most efficient LED A19 light bulbs available today. Consuming just 9 watts of 120 volt energy, this A19 bulb generates 825 lumens thats 91.7 Lumens per watt. This LED A19 bulb 60 watt equivalent can be used in outdoor fixtures when protected from the elements, has a rated life of 15,000 hours with a minimum starting temperature of -30 degrees Celsius and measures 4.4" MOL and 2.4" in diameter. Click here to see the TCP LED Elite Omni Directional A19 Series Specification Sheet. Typical Applications Typical applications for the TCP L9A19D1530K, Elite dimmable A19 LED light bulbs include general indoor or outdoor lighting, table lamps, sconces, floor lamps and ceiling fixtures. TCP 9 Watt 825 Lumen Dimmable All Purpose LED A19 Light Bulb 3000K | 3000 | 82 | 800 | 88.8889 | 15000 | 9 | 1 | 2.56 | 2.56 | 3.0081 | 2020Q2 | https://www.greenelectricalsupply.com/9-watt-led-dimmable-enclosed-rated-a19-3000k.aspx | Green Electrical Supply | 2020 | Yes
LED Lighting | Reflector | Satco | True |  | Reflector (Flood/Spot) | BR40 | E26 (Medium) | Damp Location Rated,Recessed Fixtures Home / Light Bulbs / LED / Satco - S9615 - 16.5BR40/LED/2700K/1075L/90CRI Energy Star Rated; Damp Location Rated 16.5W BR40 LED Lamp - 1075 Lumens - Warm White (2700K) - 90 CRI - 25000 Hours - E26 (Medium) - 120 to 130V - Frost Satco - S9615 - 16.5BR40/LED/2700K/1075L/90CRI | 2700 | 91 | 1075 | 65.1515 | 25000 | 16.5 | 1 | 10.44 | 10.44 | 12.2674 | 2020Q2 | https://shop.regencylighting.com/lamps/led/16-5br40-led-2700k-1075l-90cri-s9615.html | Regency Lighting | 2020 | Yes
LED Lighting | Reflector | Satco | True |  | Reflector (Flood/Spot) | BR40 | E26 (Medium) | Damp Location Rated,Recessed Fixtures Home / Light Bulbs / LED / Satco - S9640 - 16.5BR40/LED/4000K/1200L/120V BR40 LED Bulb 16.5W BR40 LED Lamp - Cool White (4000K) - 80 CRI - E26 (Medium) - 120 to 130V Satco - S9640 - 16.5BR40/LED/4000K/1200L/120V | 4000 | 82 | 1280 | 77.5758 | 25000 | 16.5 | 1 | 12.2 | 12.2 | 14.3355 | 2020Q2 | https://shop.regencylighting.com/lamps/led/16-5br40-led-4000k-1200l-120v-s9640.html | Regency Lighting | 2020 | Yes
LED Lighting | A-Type | Manufacturer: TCP | True |  | General Purpose Replacement | A19 | E26 (Medium) | Damp Location Rated Home > Energy Star Qualified Products > 9 Watt 800 Lumen Dimmable LED A19 Light Bulb 2700K Product Specifications - Quick Reference Input Voltage: Lumens: 120 Volt AC 800 Lumens Dimensions: Dimmable: 2.4" W x 4.3" MOL Yes LED Color: 2700K Warm White Life Time: 25,000 Hours Power Consumption: Luminous Efficacy: 9 Watts 88.9 lm/W CRI: Certifications: 80 CRI UL listed, RoHS, Energy Star Built off a 20-year history of producing energy efficient lighting, Technical Consumer Products, Inc. (TCP) is excited to announce its most advanced and comprehensive lineup of LED lamps: the LED Elite Series. With TCPs dedication to manufacturing high quality, state-of-the-art lighting, combined with excellent high color rendering index (CRI), smooth dimming capabilities and new shatterproof smooth housing (which gives the appearance of traditional halogen bulbs), the LED Elite Series bulbs are a perfect choice to transform nearly every lighted environment into something extraordinary. This is the TCP, LED Elite Dimmable A19 lamp with 230 Degree Beam Angle, and it comes with a color temperature of 2700 Kelvin (K). UL approved, RoHS compliant, and Energy Star Qualified, the TCP L9A19D2527K (a replacement of TCP LED10A19D27K and LED10A19DOD27K) offers a very durable, solid state lighting technology that significantly reduces lighting service and maintenance costs. These Dimmable LED A19 light bulbs consume up to 80% LESS energy than a standard 60A19 60-watt incandescent. These LED A19 bulbs do not contain Mercury or any other harmful substance, generate no IR or UV rays and carry a 5 Year Limited Warranty. TCPs LED A19 lamps have the highest light output, best dimmability (100% down to 5%) and are the most efficient LED A19 lamps available today. Consuming just 9 watts of 120 volt energy, this A19 bulb generates 800 lumens, that's 88.9 Lumens per watt. This LED A19 lamp is rated for enclosed fixtures, 25,000 hours with a minimum starting temperature of -30 degrees Celsius and measures 4.3" MOL and 2.4" in diameter. Click here to see the TCP LED Elite A19 Series Specification Sheet. Typical Applications Typical applications for the TCP L9A19D2527K, Elite Dimmable A19 LED light bulbs include dimmable general lighting, table lamps, sconces, floor lamps and ceiling fixtures. TCP 9 Watt 800 Lumen Dimmable LED A19 Light Bulb 2700K | 2700 | 81 | 800 | 88.8889 | 25000 | 9 | 1 | 3.14 | 3.14 | 3.6896 | 2020Q2 | https://www.greenelectricalsupply.com/tcp-9-watt-a19-dimmable-led-light-bulbs-2700k.aspx | Green Electrical Supply | 2020 | Yes
LED Lighting | Reflector | Maxlite | True |  | Reflector (Flood/Spot) | BR40 | E26 (Medium) | Damp Location Rated,Recessed Fixtures Home / Light Bulbs / LED / Maxlite - 14099418 - 17BR40DLED27/G3 Energy Star Rated 17W BR40 LED Lamp - Universal - 1400 Lumens - Warm White (2700K) - 82 CRI - 25000 Hours - E26 (Medium) - 120 to 130V Maxlite - 14099418 - 17BR40DLED27/G3 | 2700 | 82 | 1400 | 82.3529 | 25000 | 17 | 1 | 10.84 | 10.84 | 12.7374 | 2020Q2 | https://shop.regencylighting.com/lamps/led/17br40dled27-g3-mxt.html | Regency Lighting | 2020 | Yes
LED Lighting | Reflector | Green Creative | True | Daylighting/Photocell, | Reflector (Flood/Spot) | PAR38 | E26 (Medium) | Damp Location Rated,Use With Timers,Use With Photo and/or Motion Sensors,Recessed Fixtures Home / Light Bulbs / LED / Green Creative - 58150 - 17PAR38DIM/927NF25 Suitable for Use in Totally Enclosed Fixtures 17W PAR38 LED Lamp - Universal - 1400 Lumens - Warm White (2700K) - 90 CRI - 50000 hrs. - E26 (Medium) - 120 to 130V Green Creative - 58150 - 17PAR38DIM/927NF25 | 2700 | 94 | 1400 | 82.3529 | 25000 | 17 | 1 | 14 | 14 | 16.4505 | 2020Q2 | https://shop.regencylighting.com/lamps/led/17par38dim-927nf25-grc.html | Regency Lighting | 2020 | Yes
LED Lighting | Reflector | Green Creative | True | Daylighting/Photocell, | Reflector (Flood/Spot) | PAR38 | E26 (Medium) | Damp Location Rated,Use With Timers,Use With Photo and/or Motion Sensors,Recessed Fixtures Home / Light Bulbs / LED / Green Creative - 97905 - 17PAR38DIM/930FL40/B Black Housing; Suitable for Use in Totally Enclosed Fixtures 17W PAR38 LED Lamp - Universal - 1430 Lumens - Warm White (3000K) - 90 CRI - 50000 Hours - E26 (Medium) - 120 to 130V Green Creative - 97905 - 17PAR38DIM/930FL40/B | 3000 | 94 | 1430 | 84.1176 | 25000 | 17 | 1 | 14 | 14 | 16.4505 | 2020Q2 | https://shop.regencylighting.com/lamps/led/17par38dim-930fl40-b-grc.html | Regency Lighting | 2020 | Yes
LED Lighting | Reflector | Green Creative | True | Daylighting/Photocell, | Reflector (Flood/Spot) | PAR38 | E26 (Medium) | Damp Location Rated,Use With Timers,Use With Photo and/or Motion Sensors,Recessed Fixtures Home / Light Bulbs / LED / Green Creative - 17PAR38DIM/930FL40 Suitable for Use in Totally Enclosed Fixtures 17W PAR38 LED Lamp - Universal - 1430 Lumens - Warm White (3000K) - 90 CRI - 50000 Hours - E26 (Medium) - 120 to 130V Green Creative - 17PAR38DIM/930FL40 | 3000 | 93 | 1430 | 84.1176 | 25000 | 17 | 1 | 14 | 14 | 16.4505 | 2020Q2 | https://shop.regencylighting.com/lamps/led/17par38dim-930fl40-grc.html | Regency Lighting | 2020 | Yes
LED Lighting | Reflector | Green Creative | True | Daylighting/Photocell, | Reflector (Flood/Spot) | PAR38 | GU24 | Damp Location Rated,Use With Timers,Use With Photo and/or Motion Sensors,Recessed Fixtures Home / Light Bulbs / LED / Green Creative - 58172 - 17PAR38DIM/930FL40/GU24 Suitable for Totally Enclosed Fixtures 17W PAR38 LED Lamp - Universal - 1430 Lumens - Warm White (3000K) - 90 CRI - 50000 Hours - GU24 (Bi-Pin / Twist & Lock) - 120 to 130V Green Creative - 58172 - 17PAR38DIM/930FL40/GU24 | 3000 | 93 | 1430 | 84.1176 | 25000 | 17 | 1 | 15.06 | 15.06 | 17.6961 | 2020Q2 | https://shop.regencylighting.com/lamps/led/17par38dim-930fl40-gu24-grc.html | Regency Lighting | 2020 | Yes
LED Lighting | Reflector | Green Creative | True | Daylighting/Photocell, | Reflector (Flood/Spot) | PAR38 | E26 (Medium) | Damp Location Rated,Use With Timers,Use With Photo and/or Motion Sensors,Recessed Fixtures Home / Light Bulbs / LED / Green Creative - 58153 - 17PAR38DIM/930NF25 Suitable for Totally Enclosed Fixtures 17W PAR38 LED Lamp - Universal - 1430 Lumens - Warm White (3000K) - 90 CRI - 50000 Hours - E26 (Medium) - 120 to 130V Green Creative - 58153 - 17PAR38DIM/930NF25 | 3000 | 93 | 1430 | 84.1176 | 25000 | 17 | 1 | 14 | 14 | 16.4505 | 2020Q2 | https://shop.regencylighting.com/lamps/led/17par38dim-930nf25-grc.html | Regency Lighting | 2020 | Yes
LED Lighting | Reflector | Green Creative | True | Daylighting/Photocell, | Reflector (Flood/Spot) | PAR38 | E26 (Medium) | Damp Location Rated,Use With Timers,Use With Photo and/or Motion Sensors,Recessed Fixtures Home / Light Bulbs / LED / Green Creative - 58157 - 17PAR38DIM/940FL40 Suitable for Totally Enclosed Fixtures 17W PAR38 LED Lamp - Universal - 1450 Lumens - Cool White (4000K) - 90 CRI - 50000 Hours - E26 (Medium) - 120 to 130V Green Creative - 58157 - 17PAR38DIM/940FL40 | 4000 | 93 | 1450 | 85.2941 | 25000 | 17 | 1 | 14 | 14 | 16.4505 | 2020Q2 | https://shop.regencylighting.com/lamps/led/17par38dim-940fl40-grc.html | Regency Lighting | 2020 | Yes
LED Lighting | A-Type | Manufacturer: TCP | True |  | General Purpose Replacement | A19 | E26 (Medium) | Damp Location Rated Home > Energy Star Qualified Products > 9 Watt 825 Lumen Dimmable LED A19 Light Bulb 3000K Product Specifications - Quick Reference Input Voltage: Lumens: 120 Volt AC 825 Lumens Dimensions: Dimmable: 2.4" W x 4.3" MOL Yes LED Color: 3000K Warm White Life Time: 25,000 Hours Power Consumption: Luminous Efficacy: 9 Watts 91.7 lm/W CRI: Certifications: 80 CRI UL listed, RoHS, Energy Star Built off a 20-year history of producing energy efficient lighting, Technical Consumer Products, Inc. (TCP) is excited to announce its most advanced and comprehensive lineup of LED lamps: the LED Elite Series. With TCPs dedication to manufacturing high quality, state-of-the-art lighting, combined with excellent high color rendering index (CRI), smooth dimming capabilities and new shatterproof smooth housing (which gives the appearance of traditional halogen bulbs), the LED Elite Series bulbs are a perfect choice to transform nearly every lighted environment into something extraordinary. This is the TCP, LED Elite Dimmable A19 lamp with 230 Degree Beam Angle, and it comes with a color temperature of 3000 Kelvin (K). UL approved, RoHS compliant, and Energy Star Qualified, the TCP L9A19D2530K (a replacement of TCP LED10A19D30K and LED10A19DOD30K) offers a very durable, solid state lighting technology that significantly reduces lighting service and maintenance costs. These Dimmable LED A19 bulbs consume up to 80% LESS energy than a standard 60A19 60-watt incandescent. These LED A19 bulbs do not contain Mercury or any other harmful substance, generate no IR or UV rays and carry a 5 Year Limited Warranty. TCPs LED A19 lamps have the highest light output, best dimmability (100% down to 5%) and are the most efficient LED A19 lamps available today. Consuming just 9 watts of 120 volt energy, this LED A19 60 watt equivalent light bulb generates 825 lumens thats 91.7 Lumens per watt. This LED A19 lamp is rated for enclosed fixtures, 25,000 hours with a minimum starting temperature of -30 degrees Celsius and measures 4.3" MOL and 2.4" in diameter. Click here to see the TCP LED Elite A19 Series Specification Sheet. Typical Applications Typical applications for the TCP L9A19D2530K, Elite Dimmable A19 LED light bulbs include dimmable general lighting, table lamps, sconces, floor lamps and ceiling fixtures. TCP 9 Watt 825 Lumen Dimmable LED A19 Light Bulb 3000K | 3000 | 82 | 800 | 88.8889 | 20000 | 9 | 1 | 3.14 | 3.14 | 3.6896 | 2020Q2 | https://www.greenelectricalsupply.com/tcp-9-watt-a19-dimmable-led-light-bulbs-3000k.aspx | Green Electrical Supply | 2020 | Yes
LED Lighting | A-Type | TCP | False |  | General Purpose Replacement | A19 | E26 (Medium) | Damp Location Rated HomeLamps, Bulbs, BallastsBulbs - LEDLED - TraditionalLamps - A-Type LED A-Lamp Series 9W A19 Non-Dimmable 15,000 Hour 60W Equivalent Omni-Directional 2700K TCP L60A19N1527K LED 9W A19 ND 2700K | 2700 | 82 | 800 | 88.8889 | 15000 | 9 | 1 | 2.95 | 2.95 | 3.4664 | 2020Q2 | https://www.platt.com/platt-electric-supply/LED-Traditional-Lamps-A-Type/TCP/L60A19N1527K/product.aspx?zpid=1385059 | Platt | 2020 | Yes
LED Lighting | Reflector | Satco | True |  | Reflector (Flood/Spot) | PAR38 | E26 (Medium) | Wet Location Rated,Recessed Fixtures Home / Light Bulbs / LED / Satco - S9456 - 18PAR38/LED/40/4000K/120V/D PAR38 LED Lamp 18W PAR38 LED Lamp - Universal - 1400 Lumens - Cool White (4000K) - 80 CRI - 25000 Hours - E26 (Medium) - 120 to 130V Satco - S9456 - 18PAR38/LED/40/4000K/120V/D | 4000 | 82 | 1400 | 77.7778 | 25000 | 18 | 1 | 17.46 | 17.46 | 20.5162 | 2020Q2 | https://shop.regencylighting.com/lamps/led/18par38-led-40-4000k-120v-d-s9456.html | Regency Lighting | 2020 | Yes
LED Lighting | Reflector | Green Creative |  |  | Reflector (Flood/Spot) | PAR30L | E26 (Medium) | Damp Location Rated,Not Rated for Recessed Fixtures Home / Light Bulbs / LED / Green Creative - 98208 - 19.5PAR30HO/940NF25/277V Direct Line Voltage 120-277V (Not Compatible with Ballasts); Replaces 75W Halogen or 39W Ceramic Metal Halide; Not Intended for Totally Enclosed Fixtures; Suitable for Damp Locations 19.5W PAR30 LED Lamp - Universal - 1800 Lumens - Cool White (4000K) - 90 CRI - 50000 hrs. - E26 (Medium) Green Creative - 98208 - 19.5PAR30HO/940NF25/277V | 4000 | 93 | 1800 | 92.3077 | 50000 | 19.5 | 1 | 28.31 | 28.31 | 33.2653 | 2020Q2 | https://shop.regencylighting.com/lamps/led/19-5par30ho-940nf25-277v-grc.html | Regency Lighting | 2020 | Yes
LED Lighting | A-Type | TCP | False |  | General Purpose Replacement | A19 | E26 (Medium) | Damp Location Rated HomeLamps, Bulbs, BallastsBulbs - LEDLED - TraditionalLamps - A-Type Non-Dimmable LED Omni-Directional A-Lamp, 9W, 120V, Bulb: A-Type (A19), Base: Medium Screw (E26), Lumens: 800, CRI: 80, Color Temperature: 3000K. Suitable for use in totally enclosed fixtures. (Vapor tight or jelly jar applications may reduce life) TCP L60A19N1530K Non-Dimmable LED Lamp, A19, 9W, 120V | 3000 | 83 | 800 | 88.8889 | 15000 | 9 | 1 | 2.95 | 2.95 | 3.4664 | 2020Q2 | https://www.platt.com/platt-electric-supply/LED-Traditional-Lamps-A-Type/TCP/L60A19N1530K/product.aspx?zpid=1385062 | Platt | 2020 | Yes
LED Lighting | Reflector | Satco | True |  | Reflector (Flood/Spot) | BR30 | E26 (Medium) | Damp Location Rated,Recessed Fixtures Home / Light Bulbs / LED / Satco - S9873 - 2.5T6/LED/AMB/22K/E12/120V E12 Candelabra LED Bulb 2.5W T6 LED Lamp - Universal - Warm White (2000K) - 80 CRI - E12 (Candelabra) - 120 to 130V - Transparent Amber Satco - S9873 - 2.5T6/LED/AMB/22K/E12/120V | 3000 | 83 | 880 | 88 | 25000 | 10 | 1 | 6.93 | 6.93 | 8.143 | 2020Q2 | https://shop.regencylighting.com/lamps/led/2-5t6-led-amb-22k-e12-120v-s9873.html | Regency Lighting | 2020 | Yes
LED Lighting | Decorative | Satco | True |  | Decorative | ST | E12 (Candelabra) | Damp Location Rated Home / Light Bulbs / LED / Satco - S8555 - 2.5T6/LED/CL/27K/E12/120V Energy Star Rated; Approved for Enclosed Fixtures; Damp Location Rated 2.5W T6 LED Lamp - 180 Lumens - Warm White (2700K) - 90 CRI - 15000 Hours - E12 (Candelabra) - 120 to 130V - Clear Satco - S8555 - 2.5T6/LED/CL/27K/E12/120V | 2700 | 94 | 180 | 72 | 15000 | 2.5 | 1 | 4.37 | 4.37 | 5.1349 | 2020Q2 | https://shop.regencylighting.com/lamps/led/2-5t6-led-cl-27k-e12-120v-s8555.html | Regency Lighting | 2020 | Yes
LED Lighting | Decorative | Satco | True |  | Decorative | CA10 | E12 (Candelabra) | Damp Location Rated,Recessed Fixtures Home / Light Bulbs / LED / Satco - S29920 - 2.5W CTC/LED/27K/CL/120V Blunt Tip; Approved for Enclosed Fixtures; Damp Location Rated; Energy Star Rated 2.5W B11 LED Lamp - Universal - 200 Lumens - Warm White (2700K) - 80 CRI - 15000 Hours - E12 (Candelabra) - 120 to 130V - Clear Satco - S29920 - 2.5W CTC/LED/27K/CL/120V | 2700 | 84 | 200 | 80 | 15000 | 2.5 | 6 | 26.34 | 4.39 | 5.1584 | 2020Q2 | https://shop.regencylighting.com/lamps/led/2-5w-ctc-led-27k-cl-120v-s29920.html | Regency Lighting | 2020 | Yes
LED Lighting | Decorative | Satco | True |  | Decorative | B10 | E26 (Medium) | Damp Location Rated,Recessed Fixtures Home / Light Bulbs / LED / Satco - S9567 - 2.5W ETC/LED/27K/120V C11 LED Bulb 2.5W C11 LED Lamp - Warm White (2700K) - 80 CRI - E26 (Medium) - 120 to 130V Satco - S9567 - 2.5W ETC/LED/27K/120V | 2700 | 82 | 250 | 100 | 25000 | 2.5 | 1 | 6.41 | 6.41 | 7.532 | 2020Q2 | https://shop.regencylighting.com/lamps/led/2-5w-etc-led-27k-120v-s9567.html | Regency Lighting | 2020 | Yes
LED Lighting | A-Type | TCP | True |  | General Purpose Replacement | A19 | E26 (Medium) | Damp Location Rated HomeLamps, Bulbs, BallastsBulbs - LEDLED - TraditionalLamps - A-Type LED Dimmable A19 A-Lamp, 9 Watt, 120 Volt, 800 Lumens, 2700K, Life: 15,000 Hours. TCP L9A19D1527K LED Dimmable A19 A-Lamp, 9W, 120V | 2700 | 81 | 800 | 88.8889 | 15000 | 9 | 1 | 4.04 | 4.04 | 4.7472 | 2020Q2 | https://www.platt.com/platt-electric-supply/LED-Traditional-Lamps-A-Type/TCP/L9A19D1527K/product.aspx?zpid=374595 | Platt | 2020 | Yes
LED Lighting | A-Type | TCP | True |  | General Purpose Replacement | A19 | E26 (Medium) | Damp Location Rated HomeLamps, Bulbs, BallastsBulbs - LEDLED - TraditionalLamps - A-Type Dimmable LED Omni-Directional A-Lamp, 9W, 120V, Bulb: A-Type (A19), Base: Medium Screw (E26), Lumens: 800, CRI: 80, Color Temperature: 2700K, Rated Average Life: 15,000 Hrs. 60W Equivalent. Smooth Uniform Dimming. Pack of 24 lamps. TCP L9A19D1527K24 LED 9W A19 2700K, 24-Pack | 2700 | 81 | 800 | 88.8889 | 15000 | 9 | 1 | 96.85 | 96.85 | 113.8025 | 2020Q2 | https://www.platt.com/platt-electric-supply/LED-Traditional-Lamps-A-Type/TCP/L9A19D1527K24/product.aspx?zpid=445808 | Platt | 2020 | Yes
LED Lighting | A-Type | TCP | True |  | General Purpose Replacement | A19 | E26 (Medium) | Damp Location Rated HomeLamps, Bulbs, BallastsBulbs - LEDLED - TraditionalLamps - A-Type TCP L9A19D1530K LED 9W A19 DIMMABLE 3000K 120V 15K HR TCP L9A19D1530K TCP L9A19D1530K | 3000 | 82 | 800 | 88.8889 | 15000 | 9 | 1 | 4.04 | 4.04 | 4.7472 | 2020Q2 | https://www.platt.com/platt-electric-supply/LED-Traditional-Lamps-A-Type/TCP/L9A19D1530K/product.aspx?zpid=375349 | Platt | 2020 | Yes
LED Lighting | Decorative | Satco | True |  | Decorative | B10 | E26 (Medium) | Damp Location Rated Home / Light Bulbs / LED / Satco - S8951 - 4.5CTC/LED/2700K/E12/120V B11 LED Lamp 4.5W B11 LED Lamp - Warm White (2700K) - 80 CRI - E12 (Candelabra) - 120 to 130V - Clear Satco - S8951 - 4.5CTC/LED/2700K/E12/120V | 2700 | 82 | 300 | 66.6667 | 25000 | 4.5 | 1 | 6.93 | 6.93 | 8.143 | 2020Q2 | https://shop.regencylighting.com/lamps/led/4-5ctc-led-2700k-e12-120v-s8951.html | Regency Lighting | 2020 | Yes
LED Lighting | Decorative | Satco | True |  | Decorative | B10 | E12 (Candelabra) | Damp Location Rated Home / Light Bulbs / LED / Satco - S8952 - 4.5CTC/LED/3000K/E12/120V B11 LED Bulb 4.5W B11 LED Lamp - Warm White (3000K) - 80 CRI - E12 (Candelabra) - 120 to 130V - Clear Satco - S8952 - 4.5CTC/LED/3000K/E12/120V | 3000 | 83 | 300 | 66.6667 | 25000 | 4.5 | 1 | 6.93 | 6.93 | 8.143 | 2020Q2 | https://shop.regencylighting.com/lamps/led/4-5ctc-led-3000k-e12-120v-s8952.html | Regency Lighting | 2020 | Yes
LED Lighting | Decorative | Satco | True |  | Globe | G25 | E26 (Medium) | Damp Location Rated Home / Light Bulbs / LED / Satco - S9827 - 4.5G25/SW/LED/E26/27K/120V G25 LED Lamp 4.5W G25 LED Lamp - Universal - Warm White (2700K) - 80 CRI - E26 (Medium) - 120 to 130V - Soft White Satco - S9827 - 4.5G25/SW/LED/E26/27K/120V | 2700 | 81 | 420 | 93.3333 | 15000 | 4.5 | 1 | 8.69 | 8.69 | 10.2111 | 2020Q2 | https://shop.regencylighting.com/lamps/led/4-5g25-sw-led-e26-27k-120v-s9827.html | Regency Lighting | 2020 | Yes
LED Lighting | Reflector | Satco | True |  | Reflector (Flood/Spot) | PAR16 | GU10 | Damp Location Rated,Recessed Fixtures Home / Light Bulbs / LED / Satco - S8380 - 4.5MR16/LED/40/30K/120V/GU10 Approved for Totally Enclosed Fixtures; Energy Star Rated 4.5W MR16 LED Lamp - Universal - 360 Lumens - Warm White (3000K) - 80 CRI - 25000 Hours - GU10 (Bi-Pin / Twist & Lock) - 120 to 130V Satco - S8380 - 4.5MR16/LED/40/30K/120V/GU10 | 3000 | 84 | 370 | 82.2222 | 25000 | 4.5 | 1 | 8.69 | 8.69 | 10.2111 | 2020Q2 | https://shop.regencylighting.com/lamps/led/4-5mr16-led-40-30k-120v-gu10-s9380.html | Regency Lighting | 2020 | Yes
LED Lighting | Decorative | Satco | True |  | Decorative | CA10 | E12 (Candelabra) | Damp Location Rated Home / Light Bulbs / LED / Satco - S8552 - 4.5W CFC/LED/27K/CL/120V Bent Tip; Energy Star Rated; Approved for Enclosed Fixtures; Damp Location Rated 4.5W CA11 LED Lamp - 350 Lumens - Warm White (2700K) - 90 CRI - 15000 Hours - E12 (Candelabra) - 120 to 130V - Clear Satco - S8552 - 4.5W CFC/LED/27K/CL/120V | 2700 | 94 | 350 | 77.7778 | 15000 | 4.5 | 1 | 5.18 | 5.18 | 6.0867 | 2020Q2 | https://shop.regencylighting.com/lamps/led/4-5w-cfc-led-27k-cl-120v-s8552.html | Regency Lighting | 2020 | Yes
LED Lighting | Decorative | Satco | True |  | Decorative | B10 | E12 (Candelabra) | Damp Location Rated,Recessed Fixtures Home / Light Bulbs / LED / Satco - S9570 - 4.5W CTC/LED/27K/120V Blunt Tip, Damp Location Rated, Enclosed Fixture Rated 4.5W B11 LED Decorative Lamp - Universal - 470 Lumens - Warm White (2700K) - 80 CRI - 15000 Hours - E12 (Candelabra) - 120 to 130V - Clear Satco - S9570 - 4.5W CTC/LED/27K/120V | 2700 | 82 | 470 | 104.4444 | 20000 | 4.5 | 1 | 6.76 | 6.76 | 7.9433 | 2020Q2 | https://shop.regencylighting.com/lamps/led/4-5w-ctc-led-27k-120v-s9570.html | Regency Lighting | 2020 | Yes
LED Lighting | Decorative | Satco | True |  | Decorative | B10 | E12 (Candelabra) | Damp Location Rated Home / Light Bulbs / LED / Sacto - S29877 - 4.5W CTC/LED/27K/CL/90CRI Blunt Tip; Energy Star Rated; Damp Location Rated 4.5W B10 LED Lamp - 350 Lumens - Warm White (2700K) - 90 CRI - 15000 Hours - E12 (Candelabra) - 120 to 130V - Clear Sacto - S29877 - 4.5W CTC/LED/27K/CL/90CRI | 2700 | 94 | 350 | 77.7778 | 15000 | 4.5 | 1 | 8.69 | 8.69 | 10.2111 | 2020Q2 | https://shop.regencylighting.com/lamps/led/4-5w-ctc-led-27k-cl-90cri-s29877.html | Regency Lighting | 2020 | Yes
LED Lighting | Decorative | Satco | True |  | Decorative | CA10 | E26 (Medium) | Damp Location Rated Home / Light Bulbs / LED / Satco - S9573 - 4.5W EFC/LED/27K/120V Flame Tip; Damp Location Rated; Approved for Totally Enclosed Fixtures 4.5W CA11 LED Lamp - Universal - 450 Lumens - Warm White (2700K) - 80 CRI - 15000 Hours - E26 (Medium) - 120 to 130V - Clear Satco - S9573 - 4.5W EFC/LED/27K/120V | 2700 | 82 | 450 | 100 | 15000 | 4.5 | 1 | 6.76 | 6.76 | 7.9433 | 2020Q2 | https://shop.regencylighting.com/lamps/led/4-5w-efc-led-27k-120v-s9573.html | Regency Lighting | 2020 | Yes
LED Lighting | Decorative | Satco | True |  | Decorative | B10 | E26 (Medium) | Damp Location Rated Home / Light Bulbs / LED / Satco - S9569 - 4.5W ETC/LED/27K/120V Blunt Tip; Damp Location Rated; Approved for Totally Enclosed Fixtures 4.5W B11 LED Lamp - Universal - 450 Lumens - Warm White (2700K) - 80 CRI - 15000 Hours - E26 (Medium) - 120 to 130V - Clear Satco - S9569 - 4.5W ETC/LED/27K/120V | 2700 | 82 | 450 | 100 | 20000 | 4.5 | 1 | 6.76 | 6.76 | 7.9433 | 2020Q2 | https://shop.regencylighting.com/lamps/led/4-5w-etc-led-27k-120v-s9569.html | Regency Lighting | 2020 | Yes
LED Lighting | Decorative | Satco | True |  | Globe | G16.5 | E12 (Candelabra) | Damp Location Rated,Recessed Fixtures Home / Light Bulbs / LED / Satco - S29871 - 4G16/LED/CL/27K/120V/E12 Approved for Totally Enclosed Fixtures; Damp Rated; Energy Star Certified 4W G16 LED Lamp - Universal - 350 Lumens - Warm White (2700K) - 80 CRI - 15000 Hours - E12 (Candelabra) - 120 to 130V - Clear Satco - S29871 - 4G16/LED/CL/27K/120V/E12 | 2700 | 82 | 350 | 87.5 | 15000 | 4 | 6 | 26.34 | 4.39 | 5.1584 | 2020Q2 | https://shop.regencylighting.com/lamps/led/4g16-led-cl-27k-120v-e12-s29871.html | Regency Lighting | 2020 | Yes
LED Lighting | Decorative | Satco | True |  | Globe | G16.5 | E12 (Candelabra) | Damp Location Rated Home / Light Bulbs / LED / Satco - S8553 - 4G16/LED/CL/27K/120V/E12 Energy Star Rated; Approved for Enclosed Fixtures; Damp Location Rated 4W G16 LED Lamp - 350 Lumens - Warm White (2700K) - 90 CRI - 15000 Hours - E12 (Candelabra) - 120 to 130V - Clear Satco - S8553 - 4G16/LED/CL/27K/120V/E12 | 2700 | 94 | 350 | 77.7778 | 15000 | 4.5 | 1 | 5.18 | 5.18 | 6.0867 | 2020Q2 | https://shop.regencylighting.com/lamps/led/4g16-led-cl-27k-120v-e12-s8553.html | Regency Lighting | 2020 | Yes
LED Lighting | Reflector | Satco | True |  | Reflector (Flood/Spot) | PAR16 | E26 (Medium) | Damp Location Rated,Recessed Fixtures Home / Light Bulbs / LED / Satco - S8585 - 4PAR16/LED/40/3K/120V/90CRI Approved for Enclosed Fixtures; Damp Location Rated 4W PAR16 LED Lamp - Universal - 360 Lumens - Warm White (3000K) - 90 CRI - 25000 Hours - E26 (Medium) - 120 to 130V Satco - S8585 - 4PAR16/LED/40/3K/120V/90CRI | 3000 | 95 | 360 | 90 | 25000 | 4 | 1 | 8.69 | 8.69 | 10.2111 | 2020Q2 | https://shop.regencylighting.com/lamps/led/4par16-led-40-3k-120v-90cri-s8585.html | Regency Lighting | 2020 | Yes
LED Lighting | Decorative | Satco | True |  | Decorative | B10 | E12 (Candelabra) | Damp Location Rated,Recessed Fixtures Home / Light Bulbs / LED / Satco - S8839 - 4W CTC/LED/40K/CL/120V Traditional Incandescent Look and Feel; Damp Location Rated; UL Listed for Totally Enclosed Fixtures; Energy Star Rated 4W B11 LED Lamp - Universal - 350 Lumens - Cool White (4000K) - 80 CRI - 15000 hrs. - E12 (Candelabra) - 120 to 130V - Clear Satco - S8839 - 4W CTC/LED/40K/CL/120V | 4000 | 86 | 350 | 87.5 | 15000 | 4 | 1 | 5.18 | 5.18 | 6.0867 | 2020Q2 | https://shop.regencylighting.com/lamps/led/4w-ctc-led-40k-cl-120v-s8839.html | Regency Lighting | 2020 | Yes
LED Lighting | Decorative | Satco | True |  | Other | B11 | E26 (Medium) | Damp Location Rated Home / Light Bulbs / LED / Satco - S8551 - 4WETC/LED/27K/CL/120V Blunt Tip; Energy Star Rated; Approved for Enclosed Fixtures; Damp Location Rated 4W B11 LED Lamp - 350 Lumens - Warm White (2700K) - 90 CRI - 15000 Hours - E26 (Medium) - 120 to 130V - Clear Satco - S8551 - 4WETC/LED/27K/CL/120V | 2700 | 93 | 350 | 87.5 | 15000 | 4 | 1 | 5.18 | 5.18 | 6.0867 | 2020Q2 | https://shop.regencylighting.com/lamps/led/4wetc-led-27k-cl-120v-s8551.html | Regency Lighting | 2020 | Yes
LED Lighting | Decorative | Satco | True |  | Globe | G16.5 | E26 (Medium) | Damp Location Rated,Recessed Fixtures Home / Light Bulbs / LED / Satco - S12103 - 5.5G16/LED/CL/3K/120V/E26 Enclosed Fixture Rated; Damp Location Rated; Energy Star Rated 5.5W G16 LED Globe Lamp - Universal - 500 Lumens - Warm White (3000K) - 83 CRI - 15000 hrs. - E26 (Medium) - 120 to 130V - Clear Satco - S12103 - 5.5G16/LED/CL/3K/120V/E26 | 3000 | 83 | 500 | 90.9091 | 15000 | 5.5 | 6 | 31.08 | 5.18 | 6.0867 | 2020Q2 | https://shop.regencylighting.com/lamps/led/5-5g16-led-cl-3k-120v-e26-s12103.html | Regency Lighting | 2020 | Yes
LED Lighting | Decorative | Satco | True |  | Other | ST19 | E26 (Medium) | Damp Location Rated Home / Light Bulbs / LED / Satco - S8554 - 5.5ST19/CL/LED/E26/27K/120V Energy Star Rated; Approved for Enclosed Fixtures; Damp Location Rated 5.5W ST19 LED Lamp - 500 Lumens - Warm White (2700K) - 90 CRI - 15000 Hours - E26 (Medium) - 120 to 130V - Clear Satco - S8554 - 5.5ST19/CL/LED/E26/27K/120V | 2700 | 90 | 500 | 90.9091 | 15000 | 5.5 | 1 | 5.18 | 5.18 | 6.0867 | 2020Q2 | https://shop.regencylighting.com/lamps/led/5-5st19-cl-led-e26-27k-120v-s8554.html | Regency Lighting | 2020 | Yes
LED Lighting | Decorative | Philips | True | Daylighting/Photocell, | Other | ST19 | E26 (Medium) | Damp Location Rated,Use With Timers,Use With Photo and/or Motion Sensors,Recessed Fixtures Home / Light Bulbs / LED / Philips - 461673 - 5.5ST19/LEDFILAMENT/822/CL-A/D Wet Location Rated 5.5W ST19 LED Lamp - Universal - 400 Lumens - Warm White (2000K) - 80 CRI - 15000 Hours - E26 (Medium) - 120 to 130V - Amber Philips - 461673 - 5.5ST19/LEDFILAMENT/822/CL-A/D | 2200 | 81 | 400 | 66.6667 | 15000 | 6 | 6 | 80.22 | 13.37 | 15.7103 | 2020Q2 | https://shop.regencylighting.com/lamps/led/5-5st19-ledfilament-822-cl-a-d-46167-3.html | Regency Lighting | 2020 | Yes
LED Lighting | Decorative | Satco | True |  | Decorative | B10 | E12 (Candelabra) | Damp Location Rated,Recessed Fixtures Home / Light Bulbs / LED / Satco - S9960 - 5.5W CTC/LED/27K/CL/120V C11 LED Lamp 5.5W C11 LED Lamp - 500 Lumens - Warm White (2700K) - 80 CRI - 15000 Hours - E12 (Candelabra) - 120 to 130V - Clear Satco - S9960 - 5.5W CTC/LED/27K/CL/120V | 2700 | 82 | 500 | 90.9091 | 15000 | 5.5 | 1 | 6.58 | 6.58 | 7.7318 | 2020Q2 | https://shop.regencylighting.com/lamps/led/5-5w-ctc-led-27k-cl-120v-s9960.html | Regency Lighting | 2020 | Yes
LED Lighting | Decorative | Satco | True |  | Decorative | B10 | E26 (Medium) | Damp Location Rated,Recessed Fixtures Home / Light Bulbs / LED / Satco - S9964 - 5.5W ETC/LED/27K/CL/120V Blunt Tip; Damp Location Rated; Approved for Totally Enclosed Fixtures; Energy Start Rated 5.5W B11 LED Lamp - Universal - 500 Lumens - Warm White (2700K) - 80 CRI - 15000 Hours - E26 (Medium) - 120 to 130V - Clear Satco - S9964 - 5.5W ETC/LED/27K/CL/120V | 2700 | 83 | 500 | 90.9091 | 15000 | 5.5 | 1 | 6.93 | 6.93 | 8.143 | 2020Q2 | https://shop.regencylighting.com/lamps/led/5-5w-etc-led-27k-cl-120v-s9964.html | Regency Lighting | 2020 | Yes
LED Lighting | Decorative | Sylvania | True | Daylighting/Photocell, | Decorative | B10 | E26 (Medium) | Filament Style,Use With Photo and/or Motion Sensors,Recessed Fixtures,Damp Location Rated,Dim to Warm Home / Light Bulbs / LED / LEDVANCE - 79518 - 5B10BLUNTDIM827FILRP 5/CS 1/SKU B10 Decorative LED Lamp 4.5W B10 LED Lamp - 450 Lumens - Warm White (2700K) - 80 CRI - 15000 Hours - E26 (Medium) - 120 to 130V - Clear LEDVANCE - 79518 - 5B10BLUNTDIM827FILRP 5/CS 1/SKU | 2700 | 82 | 450 | 100 | 15000 | 4.5 | 1 | 5.56 | 5.56 | 6.5332 | 2020Q2 | https://shop.regencylighting.com/lamps/led/5b10bluntdim827filrp-5-cs-1-sku-79518.html | Regency Lighting | 2020 | Yes
LED Lighting | Decorative | Satco | True |  | Decorative | B10 | E12 (Candelabra) | Damp Location Rated Home / Light Bulbs / LED / Satco - S9618 - 5CTC/LED/2700K/E12/90CRI Blunt Tip; Energy Star Rated 5W B11 LED Lamp - 325 Lumens - Warm White (2700K) - 90 CRI - 25000 Hours - E12 (Candelabra) - 120 to 130V - Clear Satco - S9618 - 5CTC/LED/2700K/E12/90CRI | 2700 | 92 | 325 | 65 | 25000 | 5 | 1 | 6.41 | 6.41 | 7.532 | 2020Q2 | https://shop.regencylighting.com/lamps/led/5ctc-led-2700k-e12-90cri-s9618.html | Regency Lighting | 2020 | Yes
LED Lighting | Decorative | MaxLite | True |  | Globe | G16.5 | E12 (Candelabra) | Damp Location Rated,Recessed Fixtures Home / Light Bulbs / LED / Maxlite - 1409944 - 5G16.5DLED27/G2 Suitable for Damp Locations; Not for Use in Enclosed or Recessed Fixtures; Energy Star Certified 5W G16.5 LED Globe Lamp - Universal - 350 Lumens - Warm White (2700K) - 93 CRI - 25000 hrs. - E12 (Candelabra) - 120 to 130V - Frost Maxlite - 1409944 - 5G16.5DLED27/G2 | 2700 | 83 | 350 | 70 | 25000 | 5 | 1 | 4.41 | 4.41 | 5.1819 | 2020Q2 | https://shop.regencylighting.com/lamps/led/5g16-5dled27-g2-mxt.html | Regency Lighting | 2020 | Yes
LED Lighting | Decorative | Maxlite | True |  | Globe | G16.5 | E12 (Candelabra) | Damp Location Rated,Not for Use in Recessed Fixtures Home / Light Bulbs / LED / Maxlite - 101459 - 5G16.5DLED27 Suitable for Damp Location 5W G16 LED Lamp - Universal - 350 Lumens - Warm White (2700K) - 82 CRI - 25000 Hours - E26 (Medium) - 120 to 130V Maxlite - 101459 - 5G16.5DLED27 | 2700 | 82 | 350 | 70 | 25000 | 5 | 24 | 110.4 | 4.6 | 5.4052 | 2020Q2 | https://shop.regencylighting.com/lamps/led/5g16-5dled27-mxt.html | Regency Lighting | 2020 | Yes
LED Lighting | Reflector | Satco | True |  | Reflector (Flood/Spot) | MR16 | GU5.3 | Damp Location Rated,Recessed Fixtures Home / Light Bulbs / LED / Satco - S9490 - 6.5MR16/LED/25/27K/12V Suitable for Enclosed Fixtures; Damp Location Rated; Energy Star Rated 6.5W MR16 LED Lamp - Universal - 500 Lumens - Warm White (2700K) - 83 CRI - 25000 hrs. - GU5.3 (Bi-Pin) - 12V - Silver Back Satco - S9490 - 6.5MR16/LED/25/27K/12V | 2700 | 83 | 500 | 76.9231 | 25000 | 6.5 | 1 | 10.44 | 10.44 | 12.2674 | 2020Q2 | https://shop.regencylighting.com/lamps/led/6-5mr16-led-25-27k-12v-s9490.html | Regency Lighting | 2020 | Yes
LED Lighting | Reflector | Satco | True |  | Reflector (Flood/Spot) | MR16 | GU5.3 | Damp Location Rated,Recessed Fixtures Home / Light Bulbs / LED / Satco - S9491 - 6.5MR16/LED/25/30K/12V Energy Star; Approved for Enclosed Fixtures; Silver Back 6.5W MR16 LED Lamp - Universal - 500 Lumens - Warm White (3000K) - 80 CRI - 25000 Hours - GU5.3 (Bi-Pin) - 12V - Silver Back Satco - S9491 - 6.5MR16/LED/25/30K/12V | 3000 | 83 | 520 | 80 | 25000 | 6.5 | 1 | 8.34 | 8.34 | 9.7998 | 2020Q2 | https://shop.regencylighting.com/lamps/led/6-5mr16-led-25-30k-12v-s9491.html | Regency Lighting | 2020 | Yes
LED Lighting | Reflector | Satco | True |  | Reflector (Flood/Spot) | MR16 | GU5.3 | Damp Location Rated,Recessed Fixtures Home / Light Bulbs / LED / Satco - S9495 - 6.5MR16/LED/40/27K/12V Energy Star Rated; Approved for Enclosed Fixtures; Damp Location Rated; Silver Back 6.5W MR16 LED Lamp - Universal - 500 Lumens - Warm White (2700K) - 80 CRI - 25000 Hours - GU5.3 (Bi-Pin) - 12V - Silver Back Satco - S9495 - 6.5MR16/LED/40/27K/12V | 2700 | 83 | 500 | 76.9231 | 25000 | 6.5 | 1 | 8.69 | 8.69 | 10.2111 | 2020Q2 | https://shop.regencylighting.com/lamps/led/6-5mr16-led-40-27k-12v-s9495.html | Regency Lighting | 2020 | Yes
LED Lighting | Reflector | Satco | True |  | Reflector (Flood/Spot) | PAR16 | GU10 | Damp Location Rated,Recessed Fixtures Home / Light Bulbs / LED / Satco - S9383 - 6.5MR16/LED/40/30K/120V/GU10 MR16 LED Lamp 6.5W MR16 LED Lamp - Universal - Warm White (3000K) - 80 CRI - GU10 (Bi-Pin / Twist & Lock) - 120 to 130V Satco - S9383 - 6.5MR16/LED/40/30K/120V/GU10 | 3000 | 83 | 500 | 76.9231 | 25000 | 6.5 | 1 | 8.69 | 8.69 | 10.2111 | 2020Q2 | https://shop.regencylighting.com/lamps/led/6-5mr16-led-40-30k-120v-gu10-s9383.html | Regency Lighting | 2020 | Yes
LED Lighting | Reflector | Satco | True |  | Reflector (Flood/Spot) | MR16 | GU5.3 | Damp Location Rated,Recessed Fixtures Home / Light Bulbs / LED / Satco - S9616 - 6.5MR16/LED/40/30K/12V/90CRI Energy Star; Approved for Enclosed Fixtures; Silver Back 6.5W MR16 LED Lamp - Universal - 450 Lumens - Warm White (3000K) - 90 CRI - 25000 Hours - GU5.3 (Bi-Pin) - 12V - Silver Back Satco - S9616 - 6.5MR16/LED/40/30K/12V/90CRI | 3000 | 92 | 450 | 69.2308 | 25000 | 6.5 | 1 | 10.44 | 10.44 | 12.2674 | 2020Q2 | https://shop.regencylighting.com/lamps/led/6-5mr16-led-40-30k-12v-90cri-s9616.html | Regency Lighting | 2020 | Yes
LED Lighting | Reflector | Satco | True |  | Reflector (Flood/Spot) | MR16 | GU5.3 | Damp Location Rated,Recessed Fixtures Home / Light Bulbs / LED / Satco - S9496 - 6.5MR16/LED/40/30K/12V Energy Star; Approved for Enclosed Fixtures; Silver Back 6.5W MR16 LED Lamp - Universal - 500 Lumens - Warm White (3000K) - 80 CRI - 25000 Hours - GU5.3 (Bi-Pin) - 12V - Silver Back Satco - S9496 - 6.5MR16/LED/40/30K/12V | 3000 | 83 | 520 | 80 | 25000 | 6.5 | 1 | 8.69 | 8.69 | 10.2111 | 2020Q2 | https://shop.regencylighting.com/lamps/led/6-5mr16-led-40-30k-12v-s9496.html | Regency Lighting | 2020 | Yes
LED Lighting | Reflector | Satco | True |  | Reflector (Flood/Spot) | PAR16 | GU10 | Damp Location Rated,Recessed Fixtures Home / Light Bulbs / LED / Satco - S8589 - 6.5MR16/LED/40/30K/90CRI/GU10 Energy Star Rated; Approved for Enclosed Fixtures 6.5W MR16 LED Lamp - Universal - 450 Lumens - Warm White (3000K) - 90 CRI - 25000 Hours - GU10 (Bi-Pin / Twist & Lock) - 120 to 130V Satco - S8589 - 6.5MR16/LED/40/30K/90CRI/GU10 | 3000 | 92 | 450 | 69.2308 | 25000 | 6.5 | 1 | 6.93 | 6.93 | 8.143 | 2020Q2 | https://shop.regencylighting.com/lamps/led/6-5mr16-led-40-30k-90cri-gu10-s8589.html | Regency Lighting | 2020 | Yes
LED Lighting | Reflector | Satco | True |  | Reflector (Flood/Spot) | MR16 | GU5.3 | Damp Location Rated,Recessed Fixtures Home / Light Bulbs / LED / Satco - S9497 - 6.5MR16/LED/40/35K/12V Energy Star; Approved for Enclosed Fixtures; Silver Back 6.5W MR16 LED Lamp - Universal - 500 Lumens - Neutral White (3500K) - 80 CRI - 25000 Hours - GU5.3 (Bi-Pin) - 12V - Silver Back Satco - S9497 - 6.5MR16/LED/40/35K/12V | 3500 | 84 | 530 | 81.5385 | 25000 | 6.5 | 1 | 8.69 | 8.69 | 10.2111 | 2020Q2 | https://shop.regencylighting.com/lamps/led/6-5mr16-led-40-35k-12v-s9497.html | Regency Lighting | 2020 | Yes
LED Lighting | Reflector | Satco | True |  | Reflector (Flood/Spot) | MR16 | GU5.3 | Damp Location Rated,Recessed Fixtures Home / Light Bulbs / LED / Satco - S9498 - 6.5MR16/LED/40/40K/12V Energy Star; Approved for Enclosed Fixtures; Silver Back 6.5W MR16 LED Lamp - Universal - 500 Lumens - Cool White (4000K) - 80 CRI - 25000 Hours - GU5.3 (Bi-Pin) - 12V - Silver Back Satco - S9498 - 6.5MR16/LED/40/40K/12V | 4000 | 84 | 540 | 83.0769 | 25000 | 6.5 | 1 | 8.69 | 8.69 | 10.2111 | 2020Q2 | https://shop.regencylighting.com/lamps/led/6-5mr16-led-40-40k-12v-s9498.html | Regency Lighting | 2020 | Yes
LED Lighting | Reflector | Satco | True | Daylighting/Photocell, | Reflector (Flood/Spot) | PAR16 | GU10 | Damp Location Rated,Recessed Fixtures Home / Light Bulbs / LED / Satco - S9385 - 6.5MR16/LED/40/50K/120V/GU10 MR16 LED Lamp 6.5W MR16 LED Lamp - Universal - Daylight (5000K) - 80 CRI - GU10 (Bi-Pin / Twist & Lock) - 120 to 130V Satco - S9385 - 6.5MR16/LED/40/50K/120V/GU10 | 5000 | 85 | 500 | 76.9231 | 25000 | 6.5 | 1 | 8.69 | 8.69 | 10.2111 | 2020Q2 | https://shop.regencylighting.com/lamps/led/6-5mr16-led-40-50k-120v-gu10-s9385.html | Regency Lighting | 2020 | Yes
LED Lighting | Reflector | Satco | True | Daylighting/Photocell, | Reflector (Flood/Spot) | MR16 | GU5.3 | Damp Location Rated,Recessed Fixtures Home / Light Bulbs / LED / Satco - S9499 - 6.5MR16/LED/40/50K/12V Energy Star; Approved for Enclosed Fixtures; Silver Back 6.5W MR16 LED Lamp - Universal - 500 Lumens - Daylight (5000K) - 80 CRI - 25000 Hours - GU5.3 (Bi-Pin) - 12V - Silver Back Satco - S9499 - 6.5MR16/LED/40/50K/12V | 5000 | 85 | 560 | 86.1538 | 25000 | 6.5 | 1 | 8.69 | 8.69 | 10.2111 | 2020Q2 | https://shop.regencylighting.com/lamps/led/6-5mr16-led-40-50k-12v-s9499.html | Regency Lighting | 2020 | Yes
LED Lighting | Reflector | Satco | True |  | Reflector (Flood/Spot) | R20 | E26 (Medium) | None,Recessed Fixtures Home / Light Bulbs / LED / Satco - S9614 - 6.5R20/LED/2700K/450L/90CRI Energy Star Rated; Approved for Enclosed Fixtures; Damp Location Rated 6.5W R20 LED Lamp - 450 Lumens - Warm White (2700K) - 90 CRI - 25000 Hours - E26 (Medium) - 120 to 130V - Frost Satco - S9614 - 6.5R20/LED/2700K/450L/90CRI | 2700 | 91 | 450 | 69.2308 | 25000 | 6.5 | 1 | 6.93 | 6.93 | 8.143 | 2020Q2 | https://shop.regencylighting.com/lamps/led/6-5r20-led-2700k-450l-90cri-s9614.html | Regency Lighting | 2020 | Yes
LED Lighting | Reflector | Satco | True |  | Reflector (Flood/Spot) | R20 | E26 (Medium) | Damp Location Rated,Recessed Fixtures Home / Light Bulbs / LED / Satco - S9631 - 6.5R20/LED/3000K/540L/120V R20 LED Bulb 6.5W R20 LED Lamp - Universal - Warm White (3000K) - 80 CRI - E26 (Medium) - 120 to 130V Satco - S9631 - 6.5R20/LED/3000K/540L/120V | 3000 | 83 | 540 | 83.0769 | 25000 | 6.5 | 1 | 6.58 | 6.58 | 7.7318 | 2020Q2 | https://shop.regencylighting.com/lamps/led/6-5r20-led-3000k-540l-120v-s9631.html | Regency Lighting | 2020 | Yes
LED Lighting | Reflector | Green Creative | True |  | Reflector (Flood/Spot) | R20 | E26 (Medium) | Damp Location Rated,Not Rated for Recessed Fixtures Home / Light Bulbs / LED / Green Creative - 58001 - 6.5R20DIM/8CCTD Cloud Design; Smooth Warm Dimming from 2700-2200K; Suitable for Use in Totally Enclosed Fixtures; Suitable for Damp Locations; Energy Star Rated 6.5W R20 LED Reflector Lamp - Universal - 500 Lumens - Warm White (2200 to 2700K) - 82 CRI - 25000 hrs. - E26 (Medium) - 120 to 130V Green Creative - 58001 - 6.5R20DIM/8CCTD | 2700 | 83 | 500 | 72.4638 | 25000 | 6.9 | 1 | 2.64 | 2.64 | 3.1021 | 2020Q2 | https://shop.regencylighting.com/lamps/led/6-5r20dim-8cctd-58001.html | Regency Lighting | 2020 | Yes
LED Lighting | A-Type | TCP | True |  | General Purpose Replacement | A19 | E26 (Medium) | Damp Location Rated HomeLamps, Bulbs, BallastsBulbs - LEDLED - TraditionalLamps - A-Type Dimmable LED Omni-Directional A-Lamp, 9W, 120V, Bulb: A-Type (A19), Base: Medium Screw (E26), Lumens: 800, CRI: 82, Color Temperature: 2700K, Rated Average Life: 25,000 Hrs. 60W Equivalent. Smooth Uniform Dimming TCP L9A19D2527K Dimmable LED Lamp, Omni-Directional, A19, 9W, 120V | 2700 | 81 | 800 | 88.8889 | 25000 | 9 | 1 | 4.04 | 4.04 | 4.7472 | 2020Q2 | https://www.platt.com/platt-electric-supply/LED-Traditional-Lamps-A-Type/TCP/L9A19D2527K/product.aspx?zpid=248577 | Platt | 2020 | Yes
LED Lighting | A-Type | TCP | True |  | General Purpose Replacement | A19 | E26 (Medium) | Damp Location Rated HomeLamps, Bulbs, BallastsBulbs - LEDLED - TraditionalLamps - A-Type LED L9A19D25 3000K TCP L9A19D2530K TCP L9A19D2530K | 3000 | 82 | 800 | 88.8889 | 20000 | 9 | 1 | 4.04 | 4.04 | 4.7472 | 2020Q2 | https://www.platt.com/platt-electric-supply/LED-Traditional-Lamps-A-Type/TCP/L9A19D2530K/product.aspx?zpid=348607 | Platt | 2020 | Yes
LED Lighting | Decorative | Satco | True |  | Globe | G25 | E26 (Medium) | Damp Location Rated Home / Light Bulbs / LED / Satco - S9201 - 6G25/30K/E26 G25 Globe LED Bulb 6W G25 LED Lamp - 450 Lumens - Warm White (3000K) - 80 CRI - 25000 Hours - E26 (Medium) - 120 to 130V Satco - S9201 - 6G25/30K/E26 | 3000 | 83 | 565 | 94.1667 | 25000 | 6 | 1 | 8.69 | 8.69 | 10.2111 | 2020Q2 | https://shop.regencylighting.com/lamps/led/6g25-30k-e26-s9201.html | Regency Lighting | 2020 | Yes
LED Lighting | Decorative | Green Creative | True |  | Globe | G25 | E26 (Medium) | Damp Location Rated,Recessed Fixtures Home / Light Bulbs / LED / Green Creative - 97729 - 6G25DIM/827/R Instant On; Compatible with Motion Sensors; Not Intended for Use in Enclosed Fixtures; Suitable for Damp Locations; Energy Star Certified 6W G25 LED Lamp - Universal - 450 Lumens - Warm White (2700K) - 82 CRI - 25000 Hours - E26 (Medium) - 120 to 130V - Frost Green Creative - 97729 - 6G25DIM/827/R | 2700 | 82 | 450 | 75 | 25000 | 6 | 1 | 5.93 | 5.93 | 6.968 | 2020Q2 | https://shop.regencylighting.com/lamps/led/6g25dim-827-r-grc.html | Regency Lighting | 2020 | Yes
LED Lighting | Reflector | Green Creative | True |  | Reflector (Flood/Spot) | PAR16 | GU10 | Damp Location Rated,Recessed Fixtures Home / Light Bulbs / LED / Green Creative - 57987 - 6GU10DIM/827FL35 Suitable for Totally Enclosed Fixtuers 6W MR16 LED Lamp - Universal - 480 Lumens - Warm White (2700K) - 82 CRI - 25000 Hours - GU10 (Bi-Pin / Twist & Lock) - 120 to 130V Green Creative - 57987 - 6GU10DIM/827FL35 | 2700 | 84 | 480 | 80 | 25000 | 6 | 1 | 7.02 | 7.02 | 8.2488 | 2020Q2 | https://shop.regencylighting.com/lamps/led/6gu10dim-827fl35-grc.html | Regency Lighting | 2020 | Yes
LED Lighting | Reflector | Green Creative | True |  | Reflector (Flood/Spot) | PAR16 | GU10 | Damp Location Rated,Recessed Fixtures Home / Light Bulbs / LED / Green Creative - 57988 - 6GU10DIM/830FL35 Suitable for Totally Enclosed Fixtures 6W MR16 LED Lamp - Universal - 500 Lumens - Warm White (3000K) - 82 CRI - 25000 Hours - GU10 (Bi-Pin / Twist & Lock) - 120 to 130V Green Creative - 57988 - 6GU10DIM/830FL35 | 3000 | 83 | 500 | 83.3333 | 25000 | 6 | 1 | 7.02 | 7.02 | 8.2488 | 2020Q2 | https://shop.regencylighting.com/lamps/led/6gu10dim-830fl35-grc.html | Regency Lighting | 2020 | Yes
LED Lighting | Reflector | Maxlite | True |  | Reflector (Flood/Spot) | MR16 | GU5.3 | Damp Location Rated,Not Rated for Recessed Fixtures Home / Light Bulbs / LED / Maxlite - 14099576 - 6MR16D30FL MR16 LED Lamp 6W MR16 LED Lamp - Universal - 500 Lumens - Warm White (3000K) - 85 CRI - 25000 Hours - GU5.3 (Bi-Pin) - 12V Maxlite - 14099576 - 6MR16D30FL | 3000 | 83 | 500 | 83.3333 | 25000 | 6 | 1 | 6.34 | 6.34 | 7.4497 | 2020Q2 | https://shop.regencylighting.com/lamps/led/6mr16d30fl-mxt.html | Regency Lighting | 2020 | Yes
LED Lighting | Reflector | Green Creative | True |  | Reflector (Flood/Spot) | MR16 | GU5.3 | Damp Location Rated,Recessed Fixtures Home / Light Bulbs / LED / Green Creative - 58285 - 6MR16DIM/827FL35 Suitable for Totally Enclosed Fixtures 6W MR16 LED Lamp - Universal - 425 Lumens - Warm White (2700K) - 82 CRI - 25000 Hours - GU5.3 (Bi-Pin) - 12V Green Creative - 58285 - 6MR16DIM/827FL35 | 2700 | 81 | 480 | 80 | 25000 | 6 | 1 | 7.02 | 7.02 | 8.2488 | 2020Q2 | https://shop.regencylighting.com/lamps/led/6mr16dim-827fl35-grc.html | Regency Lighting | 2020 | Yes
LED Lighting | Reflector | Green Creative | True |  | Reflector (Flood/Spot) | MR16 | GU5.3 | Damp Location Rated,Recessed Fixtures Home / Light Bulbs / LED / Green Creative - 58286 - 6MR16DIM/830FL35 Suitable for Totally Enclosed Fixtures 6W MR16 LED Lamp - Universal - 450 Lumens - Warm White (3000K) - 82 CRI - 25000 Hours - GU5.3 (Bi-Pin) - 12V Green Creative - 58286 - 6MR16DIM/830FL35 | 3000 | 83 | 500 | 83.3333 | 25000 | 6 | 1 | 7.02 | 7.02 | 8.2488 | 2020Q2 | https://shop.regencylighting.com/lamps/led/6mr16dim-830fl35-grc.html | Regency Lighting | 2020 | Yes
LED Lighting | Reflector | Green Creative | True |  | Reflector (Flood/Spot) | MR16 | GU5.3 | Damp Location Rated,Recessed Fixtures Home / Light Bulbs / LED / Green Creative - 57986 - 6MR16DIM/840FL35 Suitable for Totally Enclosed Fixtures 6W MR16 LED Lamp - Universal - 520 Lumens - Cool White (4000K) - 82 CRI - 25000 Hours - GU5.3 (Bi-Pin) - 12V Green Creative - 57986 - 6MR16DIM/840FL35 | 4000 | 86 | 520 | 86.6667 | 25000 | 6 | 1 | 7.02 | 7.02 | 8.2488 | 2020Q2 | https://shop.regencylighting.com/lamps/led/6mr16dim-840fl35-grc.html | Regency Lighting | 2020 | Yes
LED Lighting | Reflector | Green Creative | True |  | Reflector (Flood/Spot) | MR16 | GU5.3 | Damp Location Rated,Recessed Fixtures Home / Light Bulbs / LED / Green Creative - 6MR16G4DIM/830FL36 Energy Star; Suitable for use in Totally Enclosed Fixture; Compact Size 1:1 halogen Form Factor 6W MR16 LED Lamp - Universal - 450 Lumens - Warm White (3000K) - 80 CRI - 25000 Hours - GU5.3 (Bi-Pin) - 12V Green Creative - 6MR16G4DIM/830FL36 | 3000 | 82 | 450 | 75 | 25000 | 6 | 12 | 31.68 | 2.64 | 3.1021 | 2020Q2 | https://shop.regencylighting.com/lamps/led/6mr16g4dim-830fl36-grc.html | Regency Lighting | 2020 | Yes
LED Lighting | Reflector | Maxlite | True |  | Reflector (Flood/Spot) | PAR20 | E26 (Medium) | Damp Location Rated,Recessed Fixtures Home / Light Bulbs / LED / Maxlite - 102282 - 6P20DLED30NF Solid Aluminum Body acts as a Heat Sink; 25000 To 50000 Hour Life; Environmentally Friendly; Compatible with Building Controls; Uniform Color Consistency; Dimmable 6W PAR20 LED Lamp - Universal - 450 Lumens - Warm White (3000K) - 82 CRI - 25000 Hours - E26 (Medium) - 120 to 130V Maxlite - 102282 - 6P20DLED30NF | 3000 | 82 | 450 | 75 | 25000 | 6 | 1 | 4.67 | 4.67 | 5.4874 | 2020Q2 | https://shop.regencylighting.com/lamps/led/6p20dled30nf-mxt.html | Regency Lighting | 2020 | Yes
LED Lighting | Reflector | Green Creative | True |  | Reflector (Flood/Spot) | MR16 | GU5.3 | Damp Location Rated,Not Rated for Recessed Fixtures Home / Light Bulbs / LED / Green Creative - 98482 - 7.5MR16DIM/927NF25 Suitable ofr Totally Enclosed Fixtures 7.5W MR16 LED Lamp - Universal - 580 Lumens - Warm White (2700K) - 92 CRI - 25000 Hours - GU5.3 (Bi-Pin) - 12V Green Creative - 98482 - 7.5MR16DIM/927NF25 | 2700 | 92 | 580 | 77.3333 | 25000 | 7.5 | 1 | 14.04 | 14.04 | 16.4975 | 2020Q2 | https://shop.regencylighting.com/lamps/led/7-5mr16dim-927nf25-grc.html | Regency Lighting | 2020 | Yes
LED Lighting | A-Type | Sylvania | True | Daylighting/Photocell, | General Purpose Replacement | A19 | E26 (Medium) | Damp Location Rated,Use With Timers,Not for Use in Recessed Fixtures,Use With Photo and/or Motion Sensors Topbulb » LED Bulbs » LED Standard Shape » 60W Equal » Sylvania 78037 ¦ 9W LED - 60W Equal - 3500K This Sylvania 78037 LED9A19DIMO835URP dimmable 9 watt LED replaces a standard 60 watt incandescent bulb and provides halogen-white illumination. Energy Star qualified. See this same bulb in 4-Pack pricing under Related Products on this page. LED Technology Notice Due to constantly evolving nature of LED technology, manufacturers will reserve the right to replace this product with next generation technology. We appreciate your understanding and acceptance of this policy. Utility/Government Incentives 15,000 Hours • Halogen White Light • Dimmable Sylvania 78037 ¦ 9W LED - 60W Equal - 3500K | 2700 | 83 | 800 | 88.8889 | 15000 | 9 | 1 | 4.5 | 4.5 | 5.2877 | 2020Q2 | https://www.topbulb.com/sylvania-78037-led9a19dimo835urp-led | Top Bulb | 2020 | Yes
LED Lighting | Reflector | MaxLite | True | Daylighting/Photocell, | Reflector (Flood/Spot) | R20 | E26 (Medium) | Damp Location Rated,Use With Timers,Use With Photo and/or Motion Sensors,Shatter Resistant,Recessed Fixtures Home / Light Bulbs / LED / Maxlite - 14099046 - 7BR20DLED27/G3 Energy Star Rated; Suitable for Damp Locations; Not for Use in Totally Enclosed Fixtures 7W BR20 LED Lamp - 550 Lumens - Warm White (2700K) - 82 CRI - 25000 Hours - E26 (Medium) - 120 to 130V Maxlite - 14099046 - 7BR20DLED27/G3 | 2700 | 84 | 550 | 78.5714 | 25000 | 7 | 1 | 3.95 | 3.95 | 4.6414 | 2020Q2 | https://shop.regencylighting.com/lamps/led/7br20dled27-g3-mxt.html | Regency Lighting | 2020 | Yes
LED Lighting | Reflector | MaxLite | True |  | Reflector (Flood/Spot) | R20 | E26 (Medium) | Damp Location Rated,Recessed Fixtures Home / Light Bulbs / LED / Maxlite - 14099048 - 7BR20DLED40/G3 Energy Star Rated; Suitable for Damp Locations; Not for Use in Totally Enclosed Fixtures 7W BR20 LED Lamp - 550 Lumens - Cool White (4000K) - 82 CRI - 25000 Hours - E26 (Medium) - 120 to 130V Maxlite - 14099048 - 7BR20DLED40/G3 | 4000 | 84 | 550 | 78.5714 | 25000 | 7 | 1 | 3.95 | 3.95 | 4.6414 | 2020Q2 | https://shop.regencylighting.com/lamps/led/7br20dled40-g3-mxt.html | Regency Lighting | 2020 | Yes
LED Lighting | Reflector | Maxlite | True | Daylighting/Photocell, | Reflector (Flood/Spot) | PAR20 | E26 (Medium) | Damp Location Rated,Use With Timers,Use With Photo and/or Motion Sensors,Shatter Resistant,Not Rated for Recessed Fixtures Home / Light Bulbs / LED / Maxlite - 1410039 - 7P20DLED927FL/JA8 Damp Location Rated; Energy Star Certified; Not for use in Enclosed Fixtures 7W PAR20 LED Lamp - Universal - 525 Lumens - Warm White (2700K) - 91 CRI - 25000 Hours - E26 (Medium) - 120 to 130V Maxlite - 1410039 - 7P20DLED927FL/JA8 | 2700 | 91 | 525 | 75 | 25000 | 7 | 1 | 5.33 | 5.33 | 6.263 | 2020Q2 | https://shop.regencylighting.com/lamps/led/7p20dled927fl-ja8-mxt.html | Regency Lighting | 2020 | Yes
LED Lighting | Reflector | Maxlite | True | Daylighting/Photocell, | Reflector (Flood/Spot) | PAR20 | E26 (Medium) | Use With Timers,Use With Photo and/or Motion Sensors,Wet Location Rated,Shatter Resistant,Not Rated for Recessed Fixtures Home / Light Bulbs / LED / Maxlite - 14099200 - 7P20WD27FL Energy Star Certified; Not Suitable for Enclosed Fixtures; Wet Location Rated 7W PAR20 LED Lamp - 500 Lumens - Warm White (2700K) - 83 CRI - 25000 hrs. - E26 (Medium) - 120 to 130V Maxlite - 14099200 - 7P20WD27FL | 2700 | 83 | 500 | 71.4286 | 25000 | 7 | 1 | 5.33 | 5.33 | 6.263 | 2020Q2 | https://shop.regencylighting.com/lamps/led/7p20wd27fl-mxt.html | Regency Lighting | 2020 | Yes
LED Lighting | Reflector | Maxlite | True | Daylighting/Photocell, | Reflector (Flood/Spot) | PAR20 | E26 (Medium) | Use With Timers,Use With Photo and/or Motion Sensors,Wet Location Rated,Shatter Resistant,Not Rated for Recessed Fixtures Home / Light Bulbs / LED / Maxlite - 14099201 - 7P20WD30FL Energy Star Certified; Not Rated for Enclosed Fixtures; Wet Location Rated 7W PAR20 LED Lamp - Universal - 500 Lumens - Warm White (3000K) - 84 CRI - 25000 hrs. - E26 (Medium) - 120 to 130V Maxlite - 14099201 - 7P20WD30FL | 3000 | 84 | 500 | 71.4286 | 25000 | 7 | 1 | 5.33 | 5.33 | 6.263 | 2020Q2 | https://shop.regencylighting.com/lamps/led/7p20wd30fl-mxt.html | Regency Lighting | 2020 | Yes
LED Lighting | Reflector | Maxlite | True | Daylighting/Photocell, | Reflector (Flood/Spot) | PAR20 | E26 (Medium) | Use With Timers,Use With Photo and/or Motion Sensors,Wet Location Rated,Shatter Resistant,Not Rated for Recessed Fixtures Home / Light Bulbs / LED / Maxlite - 14099214 - 7P20WD30NF Energy Star Certified; Not Rated for Enclosed Fixtures; Wet Location Rated 7W PAR20 LED Lamp - Universal - 500 Lumens - Warm White (3000K) - 84 CRI - 25000 hrs. - E26 (Medium) - 120 to 130V Maxlite - 14099214 - 7P20WD30NF | 3000 | 84 | 500 | 71.4286 | 25000 | 7 | 1 | 5.33 | 5.33 | 6.263 | 2020Q2 | https://shop.regencylighting.com/lamps/led/7p20wd30nf-mxt.html | Regency Lighting | 2020 | Yes
LED Lighting | Reflector | Maxlite | True | Daylighting/Photocell, | Reflector (Flood/Spot) | PAR20 | E26 (Medium) | Use With Timers,Use With Photo and/or Motion Sensors,Wet Location Rated,Shatter Resistant,Not Rated for Recessed Fixtures Home / Light Bulbs / LED / Maxlite - 14099202 - 7P20WD40FL Wet Location Rated; Energy Star Certified; Not for Use in Totally Enclosed Fixtures 7W PAR20 LED Lamp - Universal - 500 Lumens - Cool White (4000K) - 84 CRI - 25000 hrs. - E26 (Medium) - 120 to 130V Maxlite - 14099202 - 7P20WD40FL | 4000 | 85 | 500 | 71.4286 | 25000 | 7 | 1 | 5.33 | 5.33 | 6.263 | 2020Q2 | https://shop.regencylighting.com/lamps/led/7p20wd40fl-mxt.html | Regency Lighting | 2020 | Yes
LED Lighting | Reflector | Satco | True |  | Reflector (Flood/Spot) | PAR20 | E26 (Medium) | Wet Location Rated,Recessed Fixtures Home / Light Bulbs / LED / Satco - S9400 - 7PAR20/LED/25/2700K/120V/D Wet Location Rated; Approved for Totally Enclosed Fixtures; Energy Star Rated 7W PAR20 LED Lamp - Universal - 525 Lumens - Warm White (2700K) - 80 CRI - 25000 Hours - E26 (Medium) - 120 to 130V Satco - S9400 - 7PAR20/LED/25/2700K/120V/D | 2700 | 82 | 525 | 75 | 25000 | 7 | 6 | 41.58 | 6.93 | 8.143 | 2020Q2 | https://shop.regencylighting.com/lamps/led/7par20-led-25-2700k-120v-d-s9400.html | Regency Lighting | 2020 | Yes
LED Lighting | Reflector | Satco | True |  | Reflector (Flood/Spot) | PAR20 | E26 (Medium) | Wet Location Rated,Recessed Fixtures Home / Light Bulbs / LED / Satco - S9401 - 7PAR20/LED/25/3000K/120V/D Wet Location Rated; Approved for Enclosed Fixtures; Energy Star Certified 7W PAR20 LED Lamp - Universal - 525 Lumens - Warm White (3000K) - 80 CRI - 25000 Hours - E26 (Medium) - 120 to 130V Satco - S9401 - 7PAR20/LED/25/3000K/120V/D | 3000 | 81 | 525 | 75 | 25000 | 7 | 1 | 6.93 | 6.93 | 8.143 | 2020Q2 | https://shop.regencylighting.com/lamps/led/7par20-led-25-3000k-120v-d-s9401.html | Regency Lighting | 2020 | Yes
LED Lighting | Reflector | Satco | True |  | Reflector (Flood/Spot) | PAR20 | E26 (Medium) | Wet Location Rated,Recessed Fixtures Home / Light Bulbs / LED / Satco - S9403 - 7PAR20/LED/25/4000K/120V/D Approved for Enclosed Fixtures; Wet Location Rated; Energy Star Rated 7W PAR20 LED Lamp - Universal - 525 Lumens - Cool White (4000K) - 80 CRI - 25000 Hours - E26 (Medium) - 120 to 130V Satco - S9403 - 7PAR20/LED/25/4000K/120V/D | 4000 | 82 | 525 | 75 | 25000 | 7 | 6 | 41.58 | 6.93 | 8.143 | 2020Q2 | https://shop.regencylighting.com/lamps/led/7par20-led-25-4000k-120v-d-s9403.html | Regency Lighting | 2020 | Yes
LED Lighting | Reflector | Satco | True |  | Reflector (Flood/Spot) | PAR20 | E26 (Medium) | Wet Location Rated,Recessed Fixtures Home / Light Bulbs / LED / Satco - S9405 - 7PAR20/LED/40/2700K/120V/D Wet Location Rated; Approved for Enclosed Fixtures; Energy Star Certified 7W PAR20 LED Lamp - Universal - 525 Lumens - Warm White (2700K) - 80 CRI - 25000 Hours - E26 (Medium) - 120 to 130V Satco - S9405 - 7PAR20/LED/40/2700K/120V/D | 2700 | 82 | 525 | 75 | 25000 | 7 | 1 | 6.93 | 6.93 | 8.143 | 2020Q2 | https://shop.regencylighting.com/lamps/led/7par20-led-40-2700k-120v-d-s9405.html | Regency Lighting | 2020 | Yes
LED Lighting | Reflector | Satco | True |  | Reflector (Flood/Spot) | PAR20 | E26 (Medium) | Wet Location Rated,Recessed Fixtures Home / Light Bulbs / LED / Satco - S9485 - 7PAR20/LED/40/2700K/90CRI Approved for Enclosed Fixtures; Wet Location Rated 7W PAR20 LED Lamp - Universal - 470 Lumens - Warm White (2700K) - 90 CRI - 25000 Hours - E26 (Medium) - 120 to 130V - White Satco - S9485 - 7PAR20/LED/40/2700K/90CRI | 2700 | 93 | 470 | 67.1429 | 25000 | 7 | 1 | 8.69 | 8.69 | 10.2111 | 2020Q2 | https://shop.regencylighting.com/lamps/led/7par20-led-40-2700k-90cri-s9485.html | Regency Lighting | 2020 | Yes
LED Lighting | Reflector | Satco | True |  | Reflector (Flood/Spot) | PAR20 | E26 (Medium) | Wet Location Rated,Recessed Fixtures Home / Light Bulbs / LED / Satco - S9406 - 7PAR20/LED/40/3000K/120V/D Wet Location Rated; Approved for Enclosed Fixtures; Energy Star Certified 7W PAR20 LED Lamp - Universal - 525 Lumens - Warm White (3000K) - 80 CRI - 25000 Hours - E26 (Medium) - 120 to 130V Satco - S9406 - 7PAR20/LED/40/3000K/120V/D | 3000 | 81 | 525 | 75 | 25000 | 7 | 1 | 6.93 | 6.93 | 8.143 | 2020Q2 | https://shop.regencylighting.com/lamps/led/7par20-led-40-3000k-120v-d-s9406.html | Regency Lighting | 2020 | Yes
LED Lighting | Reflector | Satco | True |  | Reflector (Flood/Spot) | PAR20 | E26 (Medium) | Wet Location Rated,Recessed Fixtures Home / Light Bulbs / LED / Satco - S9407 - 7PAR20/LED/40/3500K/120V/D Wet Location Rated; Approved for Enclosed Fixtures; Energy Star Certified 7W PAR20 LED Lamp - Universal - 525 Lumens - Neutral White (3500K) - 80 CRI - 25000 Hours - E26 (Medium) - 120 to 130V Satco - S9407 - 7PAR20/LED/40/3500K/120V/D | 3500 | 82 | 525 | 75 | 25000 | 7 | 1 | 6.93 | 6.93 | 8.143 | 2020Q2 | https://shop.regencylighting.com/lamps/led/7par20-led-40-3500k-120v-d-s9407.html | Regency Lighting | 2020 | Yes
LED Lighting | Reflector | Satco | True |  | Reflector (Flood/Spot) | PAR20 | E26 (Medium) | Wet Location Rated,Recessed Fixtures Home / Light Bulbs / LED / Satco - S8581 - 7PAR20/LED/40/3K/90CRI Energy Star Rated; Approved for Enclosed Fixtures; Wet Location Rated 7W PAR20 LED Lamp - Universal - 470 Lumens - Warm White (3000K) - 90 CRI - 25000 Hours - E26 (Medium) - 120 to 130V - Clear Satco - S8581 - 7PAR20/LED/40/3K/90CRI | 3000 | 93 | 470 | 67.1429 | 25000 | 7 | 1 | 6.93 | 6.93 | 8.143 | 2020Q2 | https://shop.regencylighting.com/lamps/led/7par20-led-40-3k-90cri-s8581.html | Regency Lighting | 2020 | Yes
LED Lighting | Reflector | Satco | True |  | Reflector (Flood/Spot) | PAR20 | E26 (Medium) | Wet Location Rated,Recessed Fixtures Home / Light Bulbs / LED / Satco - S8494 - 7PAR20/LED/40/4K/90CRI Energy Star Rated; Approved for Enclosed Fixtures; Wet Location Rated 7W PAR20 LED Lamp - Universal - 470 Lumens - Cool White (4000K) - 90 CRI - 25000 Hours - E26 (Medium) - 120 to 130V - Clear Satco - S8494 - 7PAR20/LED/40/4K/90CRI | 4000 | 94 | 470 | 67.1429 | 25000 | 7 | 1 | 6.93 | 6.93 | 8.143 | 2020Q2 | https://shop.regencylighting.com/lamps/led/7par20-led-40-4k-90cri-s8494.html | Regency Lighting | 2020 | Yes
LED Lighting | Reflector | Satco | True | Daylighting/Photocell, | Reflector (Flood/Spot) | PAR20 | E26 (Medium) | Wet Location Rated,Recessed Fixtures Home / Light Bulbs / LED / Satco - S8598 - 7PAR20/LED/40/5K/90CRI Energy Star Rated; Approved for Enclosed Fixtures; Wet Location Rated 7W PAR20 LED Lamp - Universal - 470 Lumens - Daylight (5000K) - 90 CRI - 25000 Hours - E26 (Medium) - 120 to 130V - Clear Satco - S8598 - 7PAR20/LED/40/5K/90CRI | 5000 | 94 | 470 | 67.1429 | 25000 | 7 | 1 | 6.93 | 6.93 | 8.143 | 2020Q2 | https://shop.regencylighting.com/lamps/led/7par20-led-40-5k-90cri-s8598.html | Regency Lighting | 2020 | Yes
LED Lighting | Reflector | Green Creative | True |  | Reflector (Flood/Spot) | MR16 | GU5.3 | Damp Location Rated,Recessed Fixtures Home / Light Bulbs / LED / Green Creative - 98030 - 8.5MR16DIM/930NF25/R Suitable for Totally Enclosed Fixtures 8.5W MR16 LED Lamp - Universal - 580 Lumens - Warm White (3000K) - 92 CRI - 25000 Hours - GU5.3 (Bi-Pin) - 12V Green Creative - 98030 - 8.5MR16DIM/930NF25/R | 3000 | 94 | 580 | 68.2353 | 25000 | 8.5 | 1 | 9.65 | 9.65 | 11.3391 | 2020Q2 | https://shop.regencylighting.com/lamps/led/8-5mr16dim-930nf25-r-grc.html | Regency Lighting | 2020 | Yes
LED Lighting | A-Type | Sylvania | False | Daylighting/Photocell, | General Purpose Replacement | A19 | E26 (Medium) | Damp Location Rated,Use With Timers,Not for Use in Recessed Fixtures,Use With Photo and/or Motion Sensors Topbulb » LED Bulbs » LED Standard Shape » 60W Equal » Sylvania 79712 ¦ 9W LED - Motion Sensor Activated - 60W Equal - Warm White Sylvania Ultra LED Motion Sensor A19 lamp detects motion and illuminates. The built in motion sensor has a 360° angle of sensing, with a range of 10-15 feet. The lamp turns off after 40 seconds when motion is not detected.The lamp also has a dusk to dawn sensor that only activates the motion sensor when ambient light is not present, making the lamp the most energy efficient. The LED Motion Sensor A19 is ideal for illuminating porches, corridors, balconies and stairs without the need to physically turn on the light switch. The bulb can also be used for security and safety purposes when an area is hazardous without any lighting. See the document below for complete specifications. LED Technology Notice Due to constantly evolving nature of LED technology, manufacturers will reserve the right to replace this product with next generation technology. We appreciate your understanding and acceptance of this policy. Documents Sylvania 79712 Specification Sheet 25,000 Hours • Motion Activated Light • Built-in Dusk to Dawn Sensor Sylvania 79712 ¦ 9W LED - Motion Sensor Activated - 60W Equal - Warm White | 2700 | 83 | 800 | 88.8889 | 15000 | 9 | 1 | 16.95 | 16.95 | 19.9169 | 2020Q2 | https://www.topbulb.com/sylvania-79712-led-a19-9w-80cri-800-lumen-2700k-25000-life | Top Bulb | 2020 | Yes
LED Lighting | Reflector | Maxlite | True |  | Reflector (Flood/Spot) | BR30 | E26 (Medium) | Damp Location Rated,Recessed Fixtures Home / Light Bulbs / LED / Maxlite - 76557 - 8BR30DLED27/G2 Environmentally Friendly; Maintained Lumens 8W BR30 LED Lamp - Universal - 650 Lumens - Warm White (2700K) - 82 CRI - 25000 Hours - E26 (Medium) - 120 to 130V Maxlite - 76557 - 8BR30DLED27/G2 | 2700 | 82 | 650 | 81.25 | 25000 | 8 | 12 | 64.44 | 5.37 | 6.31 | 2020Q2 | https://shop.regencylighting.com/lamps/led/8br30dled27-g2-mxt.html | Regency Lighting | 2020 | Yes
LED Lighting | Reflector | Maxlite | True | Daylighting/Photocell, | Reflector (Flood/Spot) | BR30 | E26 (Medium) | Damp Location Rated,Use With Timers,Use With Photo and/or Motion Sensors,Shatter Resistant,Recessed Fixtures Home / Light Bulbs / LED / Maxlite - 14099049 - 8BR30DLED27/G3 Energy Star Rated 8W BR30 LED Lamp - Universal - 650 Lumens - Warm White (2700K) - 84 CRI - 25000 Hours - E26 (Medium) - 120 to 130V Maxlite - 14099049 - 8BR30DLED27/G3 | 2700 | 84 | 650 | 81.25 | 25000 | 8 | 1 | 5.52 | 5.52 | 6.4862 | 2020Q2 | https://shop.regencylighting.com/lamps/led/8br30dled27-g3-mxt.html | Regency Lighting | 2020 | Yes
LED Lighting | Reflector | Maxlite | True |  | Reflector (Flood/Spot) | BR30 | E26 (Medium) | Damp Location Rated,Recessed Fixtures Home / Light Bulbs / LED / Maxlite - 77628 - 8BR30DLED30/G2 Environmentally Friendly; Maintained Lumens 8W BR30 LED Lamp - Universal - 650 Lumens - Warm White (3000K) - 82 CRI - 25000 Hours - E26 (Medium) - 120 to 130V Maxlite - 77628 - 8BR30DLED30/G2 | 3000 | 84 | 650 | 81.25 | 25000 | 8 | 12 | 64.44 | 5.37 | 6.31 | 2020Q2 | https://shop.regencylighting.com/lamps/led/8br30dled30-g2-mxt.html | Regency Lighting | 2020 | Yes
LED Lighting | Reflector | Maxlite | True | Daylighting/Photocell, | Reflector (Flood/Spot) | BR30 | E26 (Medium) | Damp Location Rated,Use With Timers,Use With Photo and/or Motion Sensors,Shatter Resistant,Recessed Fixtures Home / Light Bulbs / LED / Maxlite - 14099050 - 8BR30DLED30/G3 Energy Star Certified, Not Rated for Enclosed Fixtures; Damp Location Rated 8W BR30 LED Lamp - 650 Lumens - Warm White (3000K) - 80 CRI - 25000 hrs. - E26 (Medium) - 120 to 130V Maxlite - 14099050 - 8BR30DLED30/G3 | 3000 | 83 | 650 | 81.25 | 25000 | 8 | 1 | 5.79 | 5.79 | 6.8035 | 2020Q2 | https://shop.regencylighting.com/lamps/led/8br30dled30-g3-mxt.html | Regency Lighting | 2020 | Yes
LED Lighting | Reflector | Maxlite | True |  | Reflector (Flood/Spot) | BR30 | E26 (Medium) | Damp Location Rated,Recessed Fixtures Home / Light Bulbs / LED / Maxlite - 77629 - 8BR30DLED40/G2 Environmentally Friendly; Maintained Lumens 8W BR30 LED Lamp - Universal - 650 Lumens - Cool White (4000K) - 84 CRI - 25000 Hours - E26 (Medium) - 120 to 130V Maxlite - 77629 - 8BR30DLED40/G2 | 4000 | 83 | 650 | 81.25 | 25000 | 8 | 12 | 64.44 | 5.37 | 6.31 | 2020Q2 | https://shop.regencylighting.com/lamps/led/8br30dled40-g2-mxt.html | Regency Lighting | 2020 | Yes
LED Lighting | Reflector | Maxlite | True | Daylighting/Photocell, | Reflector (Flood/Spot) | BR30 | E26 (Medium) | Damp Location Rated,Use With Timers,Use With Photo and/or Motion Sensors,Shatter Resistant,Recessed Fixtures Home / Light Bulbs / LED / Maxlite - 14099051 - 8BR30DLED40/G3 Energy Star Rated; Dry and Damp Location Rated 8W BR30 LED Lamp - Universal - 650 Lumens - Cool White (4000K) - 81 CRI - 25000 Hours - E26 (Medium) - 120 to 130V Maxlite - 14099051 - 8BR30DLED40/G3 | 4000 | 84 | 650 | 81.25 | 25000 | 8 | 1 | 5.79 | 5.79 | 6.8035 | 2020Q2 | https://shop.regencylighting.com/lamps/led/8br30dled40-g3-mxt.html | Regency Lighting | 2020 | Yes
LED Lighting | Reflector | Maxlite | True | Daylighting/Photocell, | Reflector (Flood/Spot) | BR30 | E26 (Medium) | Damp Location Rated,Use With Timers,Use With Photo and/or Motion Sensors,Shatter Resistant,Recessed Fixtures Home / Light Bulbs / LED / Maxlite - 14099657 - 8BR30DLED50/G3 Energy Star Certified, Not Rated for Enclosed Fixtures; Damp Location Rated 8W BR30 LED Lamp - 650 Lumens - Daylight (5000K) - 80 CRI - 25000 hrs. - E26 (Medium) - 120 to 130V Maxlite - 14099657 - 8BR30DLED50/G3 | 5000 | 85 | 650 | 81.25 | 25000 | 8 | 1 | 5.79 | 5.79 | 6.8035 | 2020Q2 | https://shop.regencylighting.com/lamps/led/8br30dled50-g3-mxt.html | Regency Lighting | 2020 | Yes
LED Lighting | Reflector | Satco | True |  | Reflector (Flood/Spot) | MR16 | GU5.3 | Damp Location Rated,Recessed Fixtures Home / Light Bulbs / LED / Satco - S8641 - 8MR16/LED/40/30K/90CRI/12V Energy Star Rated; Approved for Enclosed Fixtures; Damp Location Rated; Silver Back 8W MR16 LED Lamp - Universal - 490 Lumens - Warm White (3000K) - 90 CRI - 25000 Hours - GU5.3 (Bi-Pin) - 12V - Clear Satco - S8641 - 8MR16/LED/40/30K/90CRI/12V | 3000 | 93 | 490 | 61.25 | 25000 | 8 | 1 | 11.41 | 11.41 | 13.4072 | 2020Q2 | https://shop.regencylighting.com/lamps/led/8mr16-led-40-30k-90cri-12v-s8641.html | Regency Lighting | 2020 | Yes
LED Lighting | Reflector | Satco | True |  | Reflector (Flood/Spot) | MR16 | GU5.3 | Damp Location Rated,Recessed Fixtures Home / Light Bulbs / LED / Satco - S8642 - 8MR16/LED/40/35K/90CRI/12V Approved for Enclosed Fixtures; Damp Location Rated; Silver Back 8W MR16 LED Lamp - Universal - 490 Lumens - Neutral White (3500K) - 90 CRI - 25000 Hours - GU5.3 (Bi-Pin) - 12V - Clear Satco - S8642 - 8MR16/LED/40/35K/90CRI/12V | 3500 | 94 | 490 | 61.25 | 25000 | 8 | 1 | 11.41 | 11.41 | 13.4072 | 2020Q2 | https://shop.regencylighting.com/lamps/led/8mr16-led-40-35k-90cri-12v-s8642.html | Regency Lighting | 2020 | Yes
LED Lighting | Reflector | Satco | True |  | Reflector (Flood/Spot) | MR16 | GU5.3 | Damp Location Rated,Recessed Fixtures Home / Light Bulbs / LED / Satco - S8643 - 8MR16/LED/40/40K/90CRI/12V Approved for Enclosed Fixtures; Damp Location Rated; Silver Back 8W MR16 LED Lamp - Universal - 490 Lumens - Cool White (4000K) - 90 CRI - 25000 Hours - GU5.3 (Bi-Pin) - 12V - Clear Satco - S8643 - 8MR16/LED/40/40K/90CRI/12V | 4000 | 92 | 490 | 61.25 | 25000 | 8 | 1 | 11.04 | 11.04 | 12.9724 | 2020Q2 | https://shop.regencylighting.com/lamps/led/8mr16-led-40-40k-90cri-12v-s8643.html | Regency Lighting | 2020 | Yes
LED Lighting | Reflector | Satco | True | Daylighting/Photocell, | Reflector (Flood/Spot) | MR16 | GU5.3 | Damp Location Rated,Recessed Fixtures Home / Light Bulbs / LED / Satco - S8644 - 8MR16/LED/40/50K/90CRI/12V Approved for Enclosed Fixtures; Damp Location Rated; Silver Back 8W MR16 LED Lamp - Universal - 490 Lumens - Daylight (5000K) - 90 CRI - 25000 Hours - GU5.3 (Bi-Pin) - 12V - Clear Satco - S8644 - 8MR16/LED/40/50K/90CRI/12V | 5000 | 92 | 490 | 61.25 | 25000 | 8 | 1 | 11.04 | 11.04 | 12.9724 | 2020Q2 | https://shop.regencylighting.com/lamps/led/8mr16-led-40-50k-90cri-12v-s8644.html | Regency Lighting | 2020 | Yes
LED Lighting | A-Type | Sylvania | True | Daylighting/Photocell, | General Purpose Replacement | A19 | E26 (Medium) | Damp Location Rated,Use With Timers,Not for Use in Recessed Fixtures,Use With Photo and/or Motion Sensors Topbulb » LED Bulbs » LED Standard Shape » 60W Equal » Sylvania 74479 ¦ 9W LED - 60W Equal - 3000K to 2000K Warm Dimming This Sylvania 9 watt LED replaces a standard 60 watt incandescent. The bulb features a warm dimming function to match the dimming characteristics of incandescent. As the bulb is dimmed, the light shifts to a warmer color temperature. The range is 3000K to 2000K. LED Technology Notice Due to constantly evolving nature of LED technology, manufacturers will reserve the right to replace this product with next generation technology. We appreciate your understanding and acceptance of this policy. Documents Sylvania 74479 Spec Sheet 15,000 Hour • Warm Dimming - White to Amber Sylvania 74479 ¦ 9W LED - 60W Equal - 3000K to 2000K Warm Dimming | 2700 | 83 | 800 | 88.8889 | 15000 | 9 | 1 | 8.45 | 8.45 | 9.9291 | 2020Q2 | https://www.topbulb.com/sylvania-led9a19dimose830rp-led-a19-9w-dimmable-80-cri-3000k-2000k-15k-hour-800-lumens | Top Bulb | 2020 | Yes
LED Lighting | Reflector | Satco | True |  | Reflector (Flood/Spot) | BR30 | E26 (Medium) | Damp Location Rated,Recessed Fixtures Home / Light Bulbs / LED / Satco - S9625 - 9.5BR30/LED/2700K/650L/120V/D Energy Star Rated; Damp Location Rated 9.5W BR30 LED Lamp - 650 Lumens - Warm White (2700K) - 90 CRI - 25000 Hours - E26 (Medium) - 120 to 130V - Frost Satco - S9625 - 9.5BR30/LED/2700K/650L/120V/D | 2700 | 93 | 650 | 68.4211 | 25000 | 9.5 | 1 | 10.44 | 10.44 | 12.2674 | 2020Q2 | https://shop.regencylighting.com/lamps/led/9-5br30-led-2700k-650l-120v-d-s9625.html | Regency Lighting | 2020 | Yes
LED Lighting | Reflector | Satco | True |  | Reflector (Flood/Spot) | BR30 | E26 (Medium) | Damp Location Rated,Recessed Fixtures Home / Light Bulbs / LED / Satco - S9620 - 9.5BR30/LED/2700K/750L/120V/D BR30 LED Bulb 9.5W BR30 LED Lamp - 750 Lumens - Warm White (2700K) - 80 CRI - E26 (Medium) - 120 to 130V Satco - S9620 - 9.5BR30/LED/2700K/750L/120V/D | 2700 | 82 | 750 | 78.9474 | 25000 | 9.5 | 1 | 8.69 | 8.69 | 10.2111 | 2020Q2 | https://shop.regencylighting.com/lamps/led/9-5br30-led-2700k-750l-120v-d-s9620.html | Regency Lighting | 2020 | Yes
LED Lighting | Reflector | Satco | True |  | Reflector (Flood/Spot) | BR30 | GU24 | Damp Location Rated,Recessed Fixtures Home / Light Bulbs / LED / Satco - S9626 - 9.5BR30/LED/2700K/GU24/650L/120 Energy Star Rated; Damp Location Rated 9.5W BR30 LED Lamp - 650 Lumens - Warm White (2700K) - 90 CRI - 25000 Hours - GU24 (Bi-Pin / Twist & Lock) - 120 to 130V - Frost Satco - S9626 - 9.5BR30/LED/2700K/GU24/650L/120 | 2700 | 93 | 650 | 68.4211 | 25000 | 9.5 | 1 | 6.93 | 6.93 | 8.143 | 2020Q2 | https://shop.regencylighting.com/lamps/led/9-5br30-led-2700k-gu24-650l-120-s9626.html | Regency Lighting | 2020 | Yes
LED Lighting | Reflector | Satco | True |  | Reflector (Flood/Spot) | BR30 | GU24 | Damp Location Rated,Recessed Fixtures Home / Light Bulbs / LED / Satco - S9624 - 9.5BR30/LED/2700K/GU24/750L/120 Solid State LED Lighting; Reflector Replacement Lamp; Long Life; Dimmable 9.5W BR30 LED Lamp - Universal - 750 Lumens - Warm White (2700K) - 80 CRI - 25000 Hours - GU24 (Bi-Pin / Twist & Lock) - 120 to 130V - Gray Satco - S9624 - 9.5BR30/LED/2700K/GU24/750L/120 | 2700 | 82 | 750 | 78.9474 | 25000 | 9.5 | 12 | 125.28 | 10.44 | 12.2674 | 2020Q2 | https://shop.regencylighting.com/lamps/led/9-5br30-led-2700k-gu24-750l-120-s9624.html | Regency Lighting | 2020 | Yes
LED Lighting | Reflector | Satco | True |  | Reflector (Flood/Spot) | BR30 | E26 (Medium) | Damp Location Rated,Recessed Fixtures Home / Light Bulbs / LED / Satco - S8578 - 9.5BR30/LED/3000K/650L/120V/D Energy Star Rated; Damp Location Rated 9.5W BR30 LED Lamp - 650 Lumens - Warm White (3000K) - 90 CRI - 25000 Hours - E26 (Medium) - 120 to 130V - Frost Satco - S8578 - 9.5BR30/LED/3000K/650L/120V/D | 3000 | 93 | 650 | 68.4211 | 25000 | 9.5 | 1 | 8.69 | 8.69 | 10.2111 | 2020Q2 | https://shop.regencylighting.com/lamps/led/9-5br30-led-3000k-650l-120v-d-s8578.html | Regency Lighting | 2020 | Yes
LED Lighting | Reflector | Satco | True |  | Reflector (Flood/Spot) | BR30 | E26 (Medium) | Damp Location Rated,Recessed Fixtures Home / Light Bulbs / LED / Satco - S9621 - 9.5BR30/LED/3000K/800L/120V/D BR30 LED Bulb 9.5W BR30 LED Lamp - Universal - 750 Lumens - Warm White (3000K) - 80 CRI - 25000 Hours - E26 (Medium) - 120 to 130V Satco - S9621 - 9.5BR30/LED/3000K/800L/120V/D | 3000 | 83 | 800 | 84.2105 | 25000 | 9.5 | 1 | 8.69 | 8.69 | 10.2111 | 2020Q2 | https://shop.regencylighting.com/lamps/led/9-5br30-led-3000k-800l-120v-d-s9621.html | Regency Lighting | 2020 | Yes
LED Lighting | Reflector | Satco | True |  | Reflector (Flood/Spot) | BR30 | E26 (Medium) | Damp Location Rated,Recessed Fixtures Home / Light Bulbs / LED / Satco - S9622 - 9.5BR30/LED/4000K/750L/120V/D BR30 LED Bulb 90W BR30 LED Lamp - Cool White (4000K) - 80 CRI - E26 (Medium) - 120 to 130V Satco - S9622 - 9.5BR30/LED/4000K/750L/120V/D | 4000 | 83 | 830 | 87.3684 | 25000 | 9.5 | 1 | 6.93 | 6.93 | 8.143 | 2020Q2 | https://shop.regencylighting.com/lamps/led/9-5br30-led-4000k-750l-120v-d-s9622.html | Regency Lighting | 2020 | Yes
LED Lighting | Reflector | Satco | True | Daylighting/Photocell, | Reflector (Flood/Spot) | BR30 | E26 (Medium) | Damp Location Rated,Recessed Fixtures Home / Light Bulbs / LED / Satco - S9623 - 9.5BR30/LED/5000K/750L/120V/D BR30 LED Bulb 9.5W BR30 LED Lamp - Daylight (5000K) - 80 CRI - E26 (Medium) - 120 to 130V Satco - S9623 - 9.5BR30/LED/5000K/750L/120V/D | 5000 | 81 | 860 | 90.5263 | 25000 | 9.5 | 1 | 8.69 | 8.69 | 10.2111 | 2020Q2 | https://shop.regencylighting.com/lamps/led/9-5br30-led-5000k-750l-120v-d-s9623.html | Regency Lighting | 2020 | Yes
LED Lighting | A-Type | Green Creative | True |  |  | A19 |  | 60W incandescent replacement Smooth dimming with existing dimmers Suitable for use in totally enclosed fixtures More Information This TITANIUM LED CRISP SERIES A19 has been designed and engineered for commercial applications that demand accurate color rendering and high performance. Features: Wattage: 9W LED Bulb Shape: A19 Bulb Base: E26 Base Voltage: 120V Rated Life: 30,000 hours Color Temperature: 2700K Finish: White CRI: 92 Lumens: 800 Beam Angle: 240 degrees 60W incandescent replacement Smooth dimming with existing dimmers Suitable for use in totally enclosed fixtures Model: 28395 *MFG Part Number*: 28395 This TITANIUM LED CRISP SERIES A19 has been designed and engineered for commercial applications that demand accurate color rendering and high performance. Green Creative 9W A19 LED Bulb - E26 Base, 120V | 2700 | 92 | 800 | 88.8889 | 30000 | 9 | 1 | 6.59 | 6.59 | 7.7435 | 2020Q2 | https://www.lbclighting.com/led/light-bulb-led/grnc-28395.html | LBC Lighting | 2020 | Yes
LED Lighting | A-Type | Green Creative |  |  |  | A19 |  | 60W incandescent replacement Instant start and compatible with motion sensors Suitable for use in totally enclosed fixtures More Information This TITANIUM LED SERIES A19 has been designed and engineered for demanding commercial applications. Features: Wattage: 9W LED Bulb Shape: A19 Bulb Base: E26 Base Voltage: 120-277V Rated Life: 25,000 hours Color Temperature: 2700K, 3000K, 4000K Finish: White CRI: 82 Lumens: 800 - 860 Beam Angle: 300 degrees 60W incandescent replacement Instant start and compatible with motion sensors Suitable for use in totally enclosed fixtures Models: 58037 , 58038 , 58039 *MFG Part Number*: 58039 , 58037 , 58038 This TITANIUM LED SERIES A19 has been designed and engineered for demanding commercial applications. Green Creative 9W A19 LED Bulb - E26 Base, 120-277V | 2700 | 82 | 800 | 88.8889 | 25000 | 9 | 1 | 5.78 | 5.78 | 6.7917 | 2020Q2 | https://www.lbclighting.com/led/light-bulb-led/grnc-58037.html | LBC Lighting | 2020 | Yes
LED Lighting | A-Type | Green Creative | True |  |  | A19 |  | 60W incandescent replacement Smooth dimming with existing dimmers Instant start and compatible with motion sensors Suitable for use in totally enclosed fixtures More Information This TITANIUM LED SERIES A19 has been designed and engineered for demanding commercial applications. Features: Wattage: 9W LED Bulb Shape: A19 Bulb Base: E26 Base Voltage: 120V Rated Life: 25,000 hours Color Temperature: 2700K, 3000K, 4000K Finish: White CRI: 82 Lumens: 800 - 860 Beam Angle: 300 degrees 60W incandescent replacement Smooth dimming with existing dimmers Instant start and compatible with motion sensors Suitable for use in totally enclosed fixtures Models: 97780 , 97781 , 97782 *MFG Part Number*: 97780 , 97781 , 97782 This TITANIUM LED SERIES A19 has been designed and engineered for demanding commercial applications. Green Creative 9W A19 LED Bulb - E26 Base, 120V | 2700 | 82 | 800 | 88.8889 | 25000 | 9 | 1 | 6.59 | 6.59 | 7.7435 | 2020Q2 | https://www.lbclighting.com/led/light-bulb-led/grnc-97780.html | LBC Lighting | 2020 | Yes
LED Lighting | A-Type | Green Creative | True |  |  | A19 |  | 60W incandescent replacement Instant start and compatible with motion sensors Smooth dimming with existing dimmers Suitable for use in totally enclosed fixtures More Information This TITANIUM LED SERIES A19 has been designed and engineered for demanding commercial applications. Features: Wattage: 9W LED Bulb Shape: A19 Bulb Base: GU24 Base Voltage: 120V Rated Life: 25,000 hours Color Temperature: 2700K, 3000K, 4000K Finish: White CRI: 82 Lumens: 800 - 860 Beam Angle: 240 degrees 60W incandescent replacement Instant start and compatible with motion sensors Smooth dimming with existing dimmers Suitable for use in totally enclosed fixtures Models: 97908 , 97909 , 97910 *MFG Part Number*: 97908 , 97909 , 97910 This TITANIUM LED SERIES A19 has been designed and engineered for demanding commercial applications. Green Creative 9W A19 LED Bulb - GU24 Base, 120V | 2700 | 82 | 800 | 88.8889 | 25000 | 9 | 1 | 5.78 | 5.78 | 6.7917 | 2020Q2 | https://www.lbclighting.com/led/light-bulb-led/grnc-97908.html | LBC Lighting | 2020 | Yes
LED Lighting | A-Type | Green Creative | True |  |  | A19 |  | 60W incandescent replacement Smooth dimming with existing dimmers Suitable for use in totally enclosed fixtures More Information This TITANIUM LED CRISP SERIES A19 has been designed and engineered for commercial applications that demand accurate color rendering and high performance. Features: Wattage: 9W LED Bulb Shape: A19 Bulb Base: GU24 Base Voltage: 120V Rated Life: 30,000 hours Color Temperature: 2700K Finish: White CRI: 92 Lumens: 800 Beam Angle: 240 degrees 60W incandescent replacement Smooth dimming with existing dimmers Suitable for use in totally enclosed fixtures Model: 97911 *MFG Part Number*: 97911 This TITANIUM LED CRISP SERIES A19 has been designed and engineered for commercial applications that demand accurate color rendering and high performance. Green Creative 9W A19 LED Bulb - GU24 Base, 120V | 2700 | 92 | 800 | 88.8889 | 30000 | 9 | 1 | 5.78 | 5.78 | 6.7917 | 2020Q2 | https://www.lbclighting.com/led/light-bulb-led/grnc-97911.html | LBC Lighting | 2020 | Yes
LED Lighting | A-Type | Green Creative | True |  |  | A19 |  | Suitable to replace 60W Incandescent Suitable for use in totally enclosed fixtures Smooth dimming with most forward and reverse phase dimmers More Information 9W Dimmable LED Bulb - E26 Base, 120V Features: Wattage: 9W LED Bulb Base: E26 Base Bulb Shape: A19 Voltage: 120V Rated Life: 25,000 hours Color Temperature: 2700K, 3000K, 4000K CRI: 92 Lumens: 800-860 Beam Angle: 240° Suitable to replace 60W Incandescent Suitable for use in totally enclosed fixtures Smooth dimming with most forward and reverse phase dimmers Models: 98559 , 98560 , 98561 *MFG Part Number*: 98559 , 98560 , 98561 9W Dimmable LED Bulb - E26 Base, 120V Green Creative 9W Dimmable LED Bulb - E26 Base, 120V | 2700 | 92 | 800 | 88.8889 | 25000 | 9 | 1 | 8.37 | 8.37 | 9.8351 | 2020Q2 | https://www.lbclighting.com/led/light-bulb-led/grnc-98559.html | LBC Lighting | 2020 | Yes
LED Lighting | A-Type | Green Creative |  |  |  | A19 |  | Suitable to replace 60W Incandescent Suitable for use in totally enclosed fixtures More Information 9W A19 LED Bulb - E26 Base, 120-277V, 92CRI Features: Wattage: 9W LED Bulb Base: E26 Base Bulb Shape: A19 Voltage: 120-277V Rated Life: 25,000 hours Color Temperature: 2700K, 3000K, 4000K CRI: 92 Lumens: 800-860 Beam Angle: 240° Suitable to replace 60W Incandescent Suitable for use in totally enclosed fixtures Models: 98562 , 98563 , 98564 *MFG Part Number*: 98562 , 98563 , 98564 9W A19 LED Bulb - E26 Base, 120-277V, 92CRI Green Creative 9W A19 LED Bulb - E26 Base, 120-277V, 92CRI | 2700 | 92 | 800 | 88.8889 | 25000 | 9 | 1 | 15.12 | 15.12 | 17.7666 | 2020Q2 | https://www.lbclighting.com/led/light-bulb-led/grnc-98562.html | LBC Lighting | 2020 | Yes
LED Lighting | A-Type | EIKO | True |  | LED | A19 | GU24 | NOTICE: This Product Has Been Discontinued Please See the Following Comparable Products:EiKO 10288 - 9W LED A19 - 4000K -- LED9WA19/OMN/840-GU24-DIM-G9 - 60 Watt Incandescent Equivalent - 800 Lumens - 120V - SOLD IN MINIMUM QUANTITY OF 130You can also browse our entire inventory of: LED Light BulbsProduct Description EiKO's LED9WA19/300/840K-GU24-DIM-G5 dimmable LED bulb with GU24 base is Energy Star qualified to ensure savings in energy costs. This 9 watt A19 LED bulb is an ideal substitute for 60 watt incandescent equivalent bulbs. The 4000Kcool white color temperature paired with the omni-directional 300° beam angle emits light in all directions for even and consistent distribution. This 8925 is compatible with a wide array of dimmers. Features: Dimmable Shatter resistant 80% more energy efficient 30x longer lasting than incandescent bulbs Instant on Applications: Retail Residential Accent lighting Display lighting Healthcare Restaurants Hospitality GU 24 Base - 9 Watt - 60 Watt Incandescent Equal - 4000K EiKO 08925 - LED9WA19/300/840K-GU24-DIM-G5 - A19 LED Bulb | 4000 | 80 | 800 | 88.8889 | 25000 | 9 | 24 | 64.8 | 2.7 | 3.1726 | 2020Q2 | https://www.energyavenue.com/EIKO/08925 | Energy Avenue | 2020 | Yes
LED Lighting | A-Type | Green Creative | True |  | LED | A19 | Medium (E26) | Product Description The Green Creative 28395 9 Watt LED E26 Dimmable A19 Bulb is an extremely energy efficient light bulb, operating on only 9 Watts. This A19 bulb replaces your 60 Watt incandescent bulbs. The 28395 emits 800 Lumens of 2700K Warm White Light. This product has a life expectancy of 30,000 life hours and is covered by a 3 year warranty. Features: Exceptional color rendering CRI 92 Richer reds and natural skin tones (R9 70, R13 95) Tight LED binning for consistent CCT across all lamps Omnidirectional beam angle Suitable for use in totally enclosed fixtures 9W - E26 - 2700K - Dimmable Green Creative - 28395 - 9A19DIM/927 - LED A19 Bulb | 2700 | 92 | 800 | 88.8889 | 30000 | 9 | 1 | 13.98 | 13.98 | 16.427 | 2020Q2 | https://www.energyavenue.com/Green-Creative/28395 | Energy Avenue | 2020 | Yes
LED Lighting | A-Type | Green Creative | True |  | A19 (Arbitrary) |  | E26 (Medium Screw) | HomeLamps, Bulbs, BallastsBulbs - LEDLED - TraditionalLamps - A-Type Dimmable LED Lamp, 9W, 120V, Bulb: A-Type (A19), Base: Medium Screw (E26), Lumens: 800, CRI: 92, Color Temperature: 2700K, Rated Average Life: 30,000 Hrs. Green Creative 28395 Dimmable LED Lamp, 9W, 120V | 2700 | 92 | 800 | 88.8889 |  | 9 | 1 | 7.02 | 7.02 | 8.2488 | 2020Q2 | https://www.platt.com/platt-electric-supply/LED-Traditional-Lamps-A-Type/Green-Creative/28395/product.aspx?zpid=242372 | Platt | 2020 | Yes
LED Lighting | A-Type | Green Creative | False |  | A19 (Arbitrary) |  | E26 (Medium Screw) | HomeLamps, Bulbs, BallastsBulbs - LEDLED - TraditionalLamps - A-Type LED Lamp, 9W, 120-277V, Bulb: A-Type (A19), Base: Medium Screw (E26), Lumens: 800, CRI: 82, Color Temperature: 2700K, Rated Average Life: 25,000 Hrs. Green Creative 58037 LED Lamp, 9W, 120-277V, 2700K, A-Type | 2700 | 82 | 800 | 88.8889 |  | 9 | 1 | 6.18 | 6.18 | 7.2617 | 2020Q2 | https://www.platt.com/platt-electric-supply/LED-Traditional-Lamps-A-Type/Green-Creative/58037/product.aspx?zpid=242355 | Platt | 2020 | Yes
LED Lighting | A-Type | Green Creative | True |  | A19 (Arbitrary) |  | E26 (Medium Screw) | HomeLamps, Bulbs, BallastsBulbs - LEDLED - TraditionalLamps - A-Type Dimmable LED Lamp, 9W, 120V, Bulb: A-Type (A19), Base: Medium Screw (E26), Lumens: 800, CRI: 82, Color Temperature: 2700K, Rated Average Life: 25,000 Hrs. Green Creative 97780 Dimmable LED Lamp, 9W, 120V | 2700 | 82 | 800 | 88.8889 |  | 9 | 1 | 8 | 8 | 9.4003 | 2020Q2 | https://www.platt.com/platt-electric-supply/LED-Traditional-Lamps-A-Type/Green-Creative/97780/product.aspx?zpid=217581 | Platt | 2020 | Yes
LED Lighting | A-Type | Green Creative | True |  | A19 (Arbitrary) |  | GU24 (2-Pin Twist Lock) | HomeLamps, Bulbs, BallastsBulbs - LEDLED - TraditionalLamps - A-Type Dimmable LED Lamp, 9W, 120V, Bulb: A-Type (A19), Base: GU24, Lumens: 800, CRI: 82, Color Temperature: 2700K, Rated Average Life: 25,000 Hrs Green Creative 97908 Dimmable LED Lamp, 9W, 120V, 2700K, GU24 | 2700 | 82 | 800 | 88.8889 |  | 9 | 1 | 6.69 | 6.69 | 7.861 | 2020Q2 | https://www.platt.com/platt-electric-supply/LED-Traditional-Lamps-A-Type/Green-Creative/97908/product.aspx?zpid=241728 | Platt | 2020 | Yes
LED Lighting | A-Type | Philips Lighting | True |  | A19 (Arbitrary) |  | E26 (Medium Screw) | HomeLamps, Bulbs, BallastsBulbs - LEDLED - TraditionalLamps - A-Type Dimmable LED Lamp, 9W, 120V, Bulb: A-Type (A19), Base: Medium Screw (E26), Lumens: 800, CRI: 80, Color Temperature: 3000K. Rated Average Life: 25,000 Hrs. *Philips Part # 479865* 60W Equivalent. Suitable for use in enclosed fixtures. Philips Lighting 9.5A19/PER/830/P/E26/DIM 6/1FB 9W A19 Dimmable LED Bulb 3K | 3000 | 80 | 800 | 88.8889 |  | 9 | 1 | 4.49 | 4.49 | 5.2759 | 2020Q2 | https://www.platt.com/platt-electric-supply/LED-Traditional-Lamps-A-Type/Philips-Lighting/9-5A19-PER-830-P-E26-DIM-6-1FB/product.aspx?zpid=1172958 | Platt | 2020 | Yes
LED Lighting | Reflector | Green Creative | True |  | Reflector (Flood/Spot) | BR30 | E26 (Medium) | Damp Location Rated,Recessed Fixtures Home / Light Bulbs / LED / Green Creative - 57885 - 9BR30DIM/8CCTD Cloud Design; Smooth Warm Dimming from 2700-2200K; Suitable for Use in Totally Enclosed Fixtures; Energy Star Rated 9W BR30 LED Reflector Lamp - 650 Lumens - Warm White (2200 to 2700K) - 80 CRI - 25000 hrs. - E26 (Medium) - 120 to 130V Green Creative - 57885 - 9BR30DIM/8CCTD | 2700 | 84 | 650 | 72.2222 | 25000 | 9 | 1 | 9.79 | 9.79 | 11.5036 | 2020Q2 | https://shop.regencylighting.com/lamps/led/9br30dim-8cctd-grc.html | Regency Lighting | 2020 | Yes
LED Lighting | A-Type | Philips Lighting | True |  | A19 (Arbitrary) |  | E26 (Medium Screw) | HomeLamps, Bulbs, BallastsBulbs - LEDLED - TraditionalLamps - A-Type Dimmable LED Lamp, 9W, 120V, Bulb: A-Type (A19), Base: Medium Screw (E26), Lumens: 800, CRI: 80, Color Temperature: 5000K. Rated Average Life: 25,000 Hrs. *Philips Part # 454041* 60W Equivalent. This lamp is ENERGY STAR® Certified. Philips Lighting 9A19/5000 DIM 9W A19 Dimmable LED Bulb | 5000 | 80 | 800 | 88.8889 |  | 9 | 1 | 9.75 | 9.75 | 11.4566 | 2020Q2 | https://www.platt.com/platt-electric-supply/LED-Traditional-Lamps-A-Type/Philips-Lighting/9A19-5000-DIM/product.aspx?zpid=141385 | Platt | 2020 | Yes
LED Lighting | A-Type | Philips Lighting | True |  | A19 (Arbitrary) |  | E26 (Medium Screw) | HomeLamps, Bulbs, BallastsBulbs - LEDLED - TraditionalLamps - A-Type Dimmable LED Lamp, 9W, 120V, Bulb: A-Type (A19), Base: Medium Screw (E26), Lumens: 800, CRI: 80, Color Temperature: 3000K. Rated Average Life: 25,000 Hrs. *Philips Part # 45905-7* 60W Equivalent. Suitable for use in enclosed fixtures. Philips Lighting 9A19/LED/830/DIM 9W A19 Dimmable LED Bulb 3K | 3000 | 80 | 800 | 88.8889 |  | 9 | 1 | 7.8 | 7.8 | 9.1653 | 2020Q2 | https://www.platt.com/platt-electric-supply/LED-Traditional-Lamps-A-Type/Philips-Lighting/9A19-LED-830-DIM/product.aspx?zpid=178734 | Platt | 2020 | Yes
LED Lighting | A-Type | Philips Lighting | False |  | A19 (Arbitrary) |  | E26 (Medium Screw) | HomeLamps, Bulbs, BallastsBulbs - LEDLED - TraditionalLamps - A-Type Non-Dimmable LED Lamp, 9W, 120V, Bulb: A-Type (A19), Base: Medium Screw (E26), Lumens: 800, CRI: 90, Color Temperature: 2700K. *Philips Part # 479963* 60W Equivalent. *CALIFORNIA TITLE 20 COMPLIANT* * 9A19/LED/927/P/E26/ND 6/1FB T20 ** Philips Lighting 9A19/LED/927/P/E26/ND T20 Dimmable LED Lamp, A19 | 2700 | 90 | 800 | 88.8889 |  | 9 | 1 | 4.25 | 4.25 | 4.9939 | 2020Q2 | https://www.platt.com/platt-electric-supply/LED-Traditional-Lamps-A-Type/Philips-Lighting/9A19-LED-927-P-E26-ND-T20/product.aspx?zpid=1307015 | Platt | 2020 | Yes
LED Lighting | A-Type | Philips Lighting | True |  | A19 (Arbitrary) |  | E26 (Medium Screw) | HomeLamps, Bulbs, BallastsBulbs - LEDLED - TraditionalLamps - A-Type Dimmable LED Lamp, 9W, 120V, Bulb: A-Type (A19), Base: Medium Screw (E26), Lumens: 800, CRI: 80, Color Temperature: 5000K. Rated Average Life: 15,000 Hrs. Energy Star Compliant, *Philips Part # 47945-1, MDL# 9290018365* 60W Equivalent. Suitable for use in enclosed fixtures. 9A19/PER/850/P/E26/DIM 6/1FB Philips Lighting 9A19/PER/850/P/E26/DIM 9W A19 Dimmable LED Bulb 5K | 5000 | 80 | 800 | 88.8889 |  | 9 | 1 | 4.49 | 4.49 | 5.2759 | 2020Q2 | https://www.platt.com/platt-electric-supply/LED-Traditional-Lamps-A-Type/Philips-Lighting/9A19-PER-850-P-E26-DIM/product.aspx?zpid=1172962 | Platt | 2020 | Yes
LED Lighting | A-Type | Philips Lighting | True |  | A19 (Arbitrary) |  | E26 (Medium Screw) | HomeLamps, Bulbs, BallastsBulbs - LEDLED - TraditionalLamps - A-Type Dimmable LED Lamp, 9W, 120V, Bulb: A-Type (A19), Base: Medium Screw (E26), Lumens: 800, CRI: 90, Color Temperature: 5000K. *Philips Part # 47997-1, Mdl #9290018601. 60W Equivalent. *CALIFORNIA TITLE 20 COMPLIANT* * 9A19/LED/927/P/E26/ND 6/1FB T20 ** Philips Lighting 9A19LED950PE26N Dimmable LED Lamp, A19 | 5000 | 90 | 800 | 88.8889 |  | 9 | 1 | 4.39 | 4.39 | 5.1584 | 2020Q2 | https://www.platt.com/platt-electric-supply/LED-Traditional-Lamps-A-Type/Philips-Lighting/9A19LED950PE26N/product.aspx?zpid=1305388 | Platt | 2020 | Yes
LED Lighting | A-Type | Satco |  |  | A19 (Arbitrary) |  | E26 (Medium Screw) | HomeLamps, Bulbs, BallastsBulbs - LEDLED - TraditionalLamps - A-Type 9A19/LED/12-34VDC/850/ND, LED Lamp, 9 Watt, A19, 5000K, Medium Base, 12-34 Volt DC Satco S15012 LED Lamp, 9 Watt, A19, 5000K, Medium Base, 12-34 Volt DC | 5000 |  | 800 | 88.8889 |  | 9 | 1 | 8.17 | 8.17 | 9.6001 | 2020Q2 | https://www.platt.com/platt-electric-supply/LED-Traditional-Lamps-A-Type/Satco/S15012/product.aspx?zpid=1419197 | Platt | 2020 | Yes
LED Lighting | A-Type | Satco | False | Daylighting/Photocell, | A19/21 | E26 (Medium) | E26 (Medium) | Home / Light Bulbs / LED / Satco - S15012 - 9A19/LED/12-34VDC/850/ND Damp Location Rated; Approved for Enclosed Fixtures; 12-34 Volt 9W A19 LED Lamp - Universal - 800 Lumens - Daylight (5000K) - 80 CRI - 25000 Hours - E26 (Medium) - 12 to 34V - Frost Satco - S15012 - 9A19/LED/12-34VDC/850/ND | 5000 | 80 | 800 | 88.8889 | 25000 | 9 | 1 | 6.93 | 6.93 | 8.143 | 2020Q2 | https://shop.regencylighting.com/lamps/led/9a19-led-12-34vdc-850-nd-s15012.html | Regency Lighting | 2020 | Yes
LED Lighting | A-Type | Philips | False | Daylighting/Photocell, | A19/21 | E26 (Medium) | E26 (Medium) | Home / Light Bulbs / LED / Philips - 479971 - 9A19/LED/950/P/E26/ND 6/1FB A19 LED Bulb 9W A19 LED Lamp - Universal - 800 Lumens - Daylight (5000K) - 90 CRI - 11000 Hours - E26 (Medium) - 120 to 130V - Frost Philips - 479971 - 9A19/LED/950/P/E26/ND 6/1FB | 5000 | 90 | 800 | 88.8889 | 11000 | 9 | 1 | 4.33 | 4.33 | 5.0879 | 2020Q2 | https://shop.regencylighting.com/lamps/led/9a19-led-950-p-e26-nd-6-1fb-47997-1.html | Regency Lighting | 2020 | Yes
LED Lighting | A-Type | Philips | True | Daylighting/Photocell, | A19/21 | E26 (Medium) | E26 (Medium) | Home / Light Bulbs / LED / Philips - 479451 - 9A19/PER/850/P/E26/DIM 6/1FB Energy Star Rated; Enclosed Fixture Rated 9W A19 LED Lamp - Universal - 800 Lumens - Daylight (5000K) - 80 CRI - 15000 Hours - E26 (Medium) - 120 to 130V - Frost Philips - 479451 - 9A19/PER/850/P/E26/DIM 6/1FB | 5000 | 80 | 800 | 88.8889 | 15000 | 9 | 1 | 4.43 | 4.43 | 5.2054 | 2020Q2 | https://shop.regencylighting.com/lamps/led/9a19-per-850-p-e26-dim-6-1fb-47945-1.html | Regency Lighting | 2020 | Yes
LED Lighting | A-Type | Maxlite | True |  | A19/21 | E26 (Medium) | E26 (Medium) | Home / Light Bulbs / LED / Maxlite - 1409242 - 9A19DLED40/G5 Energy Star Certified; Dry and Damp Location; Not for Use in Totally Enclosed Fixtures 9W A19 LED Lamp - Universal - 800 Lumens - Cool White (4000K) - 82 CRI - 25000 Hours - E26 (Medium) - 120 to 130V Maxlite - 1409242 - 9A19DLED40/G5 | 4000 | 82 | 800 | 88.8889 | 25000 | 9 | 1 | 3.22 | 3.22 | 3.7836 | 2020Q2 | https://shop.regencylighting.com/lamps/led/9a19dled40-g5-mxt.html | Regency Lighting | 2020 | Yes
LED Lighting | A-Type | Maxlite | True |  | A19/21 | GU24 (Bi-Pin / Twist & Lock) | GU24 (Bi-Pin / Twist & Lock) | Home / Light Bulbs / LED / Maxlite - 102166 - 9A19GUDLED30/G4 Dry or Damp Location; Not for Use in Totally Enclosed Fixtures 9W A19 LED Lamp - Universal - 800 Lumens - Warm White (3000K) - 82 CRI - 25000 Hours - GU24 (Bi-Pin / Twist & Lock) - 120 to 130V Maxlite - 102166 - 9A19GUDLED30/G4 | 3000 | 82 | 800 | 88.8889 | 25000 | 9 | 50 | 176.5 | 3.53 | 4.1479 | 2020Q2 | https://shop.regencylighting.com/lamps/led/9a19gudled30-g4-mxt.html | Regency Lighting | 2020 | Yes
LED Lighting | A-Type | Satco | False | Daylighting/Photocell, | A19/21 | E26 (Medium) | E26 (Medium) | Home / Light Bulbs / LED / LED A-Line / Satco - S15012 - 9A19/LED/12-34VDC/850/ND Damp Location Rated; Approved for Enclosed Fixtures; 12-34 Volt 9W A19 LED Lamp - Universal - 800 Lumens - Daylight (5000K) - 80 CRI - 25000 Hours - E26 (Medium) - 12 to 34V - Frost Satco - S15012 - 9A19/LED/12-34VDC/850/ND | 5000 | 80 | 800 | 88.8889 | 25000 | 9 | 1 | 6.93 | 6.93 | 8.143 | 2020Q2 | https://shop.regencylighting.com/lamps/led/a-line/9a19-led-12-34vdc-850-nd-s15012.html | Regency Lighting | 2020 | Yes
LED Lighting | A-Type | Philips | False | Daylighting/Photocell, | A19/21 | E26 (Medium) | E26 (Medium) | Home / Light Bulbs / LED / LED A-Line / Philips - 479971 - 9A19/LED/950/P/E26/ND 6/1FB A19 LED Bulb 9W A19 LED Lamp - Universal - 800 Lumens - Daylight (5000K) - 90 CRI - 11000 Hours - E26 (Medium) - 120 to 130V - Frost Philips - 479971 - 9A19/LED/950/P/E26/ND 6/1FB | 5000 | 90 | 800 | 88.8889 | 11000 | 9 | 1 | 4.33 | 4.33 | 5.0879 | 2020Q2 | https://shop.regencylighting.com/lamps/led/a-line/9a19-led-950-p-e26-nd-6-1fb-47997-1.html | Regency Lighting | 2020 | Yes
LED Lighting | A-Type | Philips | True | Daylighting/Photocell, | A19/21 | E26 (Medium) | E26 (Medium) | Home / Light Bulbs / LED / LED A-Line / Philips - 479451 - 9A19/PER/850/P/E26/DIM 6/1FB Energy Star Rated; Enclosed Fixture Rated 9W A19 LED Lamp - Universal - 800 Lumens - Daylight (5000K) - 80 CRI - 15000 Hours - E26 (Medium) - 120 to 130V - Frost Philips - 479451 - 9A19/PER/850/P/E26/DIM 6/1FB | 5000 | 80 | 800 | 88.8889 | 15000 | 9 | 1 | 4.43 | 4.43 | 5.2054 | 2020Q2 | https://shop.regencylighting.com/lamps/led/a-line/9a19-per-850-p-e26-dim-6-1fb-47945-1.html | Regency Lighting | 2020 | Yes
LED Lighting | A-Type | Maxlite | True |  | A19/21 | E26 (Medium) | E26 (Medium) | Home / Light Bulbs / LED / LED A-Line / Maxlite - 1409242 - 9A19DLED40/G5 Energy Star Certified; Dry and Damp Location; Not for Use in Totally Enclosed Fixtures 9W A19 LED Lamp - Universal - 800 Lumens - Cool White (4000K) - 82 CRI - 25000 Hours - E26 (Medium) - 120 to 130V Maxlite - 1409242 - 9A19DLED40/G5 | 4000 | 82 | 800 | 88.8889 | 25000 | 9 | 1 | 3.22 | 3.22 | 3.7836 | 2020Q2 | https://shop.regencylighting.com/lamps/led/a-line/9a19dled40-g5-mxt.html | Regency Lighting | 2020 | Yes
LED Lighting | A-Type | Maxlite | True |  | A19/21 | GU24 (Bi-Pin / Twist & Lock) | GU24 (Bi-Pin / Twist & Lock) | Home / Light Bulbs / LED / LED A-Line / Maxlite - 102166 - 9A19GUDLED30/G4 Dry or Damp Location; Not for Use in Totally Enclosed Fixtures 9W A19 LED Lamp - Universal - 800 Lumens - Warm White (3000K) - 82 CRI - 25000 Hours - GU24 (Bi-Pin / Twist & Lock) - 120 to 130V Maxlite - 102166 - 9A19GUDLED30/G4 | 3000 | 82 | 800 | 88.8889 | 25000 | 9 | 50 | 176.5 | 3.53 | 4.1479 | 2020Q2 | https://shop.regencylighting.com/lamps/led/a-line/9a19gudled30-g4-mxt.html | Regency Lighting | 2020 | Yes
LED Lighting | A-Type | Maxlite | False |  | A19/21 | E26 (Medium) | E26 (Medium) | Home / Light Bulbs / LED / LED A-Line / Maxlite - 102606 - E9A19NDV30 Non-Dimming Value Series; Enclosed Rated; Damp Location Rated 9W A19 LED Lamp - 800 Lumens - Warm White (3000K) - 80 CRI - 11000 hrs. - E26 (Medium) - 120 to 130V Maxlite - 102606 - E9A19NDV30 | 3000 | 80 | 800 | 88.8889 | 11000 | 9 | 1 | 2.12 | 2.12 | 2.4911 | 2020Q2 | https://shop.regencylighting.com/lamps/led/a-line/e9a19ndv30-mxt.html | Regency Lighting | 2020 | Yes
LED Lighting | A-Type | Maxlite | False | Daylighting/Photocell, | A19/21 | E26 (Medium) | E26 (Medium) | Home / Light Bulbs / LED / LED A-Line / Maxlite - 102607 - E9A19NDV50 Non-Dimming Value Series; Enclosed Rated; Damp Location Rated 9W A19 LED Lamp - 800 Lumens - Daylight (5000K) - 80 CRI - 11000 hrs. - E26 (Medium) - 120 to 130V Maxlite - 102607 - E9A19NDV50 | 5000 | 80 | 800 | 88.8889 | 11000 | 9 | 1 | 2.12 | 2.12 | 2.4911 | 2020Q2 | https://shop.regencylighting.com/lamps/led/a-line/e9a19ndv50-mxt.html | Regency Lighting | 2020 | Yes
LED Lighting | A-Type | TCP | False |  | A19/21 | E26 (Medium) | E26 (Medium) | Home / Light Bulbs / LED / LED A-Line / TCP - L9A19N1041K4 Suitable for Damp Locations; Suitable for Fully Enclosed Fixtures; Energy Star Qualified 9W A19 LED Lamp - Universal - 800 Lumens - Cool White (4100K) - 82 CRI - 10000 hrs. - E26 (Medium) - 120 to 130V TCP - L9A19N1041K4 | 4100 | 82 | 800 | 88.8889 | 10000 | 9 | 1 | 6.8 | 6.8 | 7.9903 | 2020Q2 | https://shop.regencylighting.com/lamps/led/a-line/l9a19n1041k4-tcp.html | Regency Lighting | 2020 | Yes
LED Lighting | A-Type | TCP | False |  | A19/21 | E26 (Medium) | E26 (Medium) | Home / Light Bulbs / LED / LED A-Line / TCP - L9A19N1541K Energy Star; Durable Plastic Housing; Enclosed Fixture Rated; Damp Location Rated 9W A19 LED Lamp - Universal - 800 Lumens - Cool White (4100K) - 80 CRI - 15000 Hours - E26 (Medium) - 120 to 130V TCP - L9A19N1541K | 4100 | 80 | 800 | 88.8889 | 15000 | 9 | 1 | 2.27 | 2.27 | 2.6673 | 2020Q2 | https://shop.regencylighting.com/lamps/led/a-line/l9a19n1541k-tcp.html | Regency Lighting | 2020 | Yes
LED Lighting | A-Type | Eiko | True |  | A19/21 | GU24 (Bi-Pin / Twist & Lock) | GU24 (Bi-Pin / Twist & Lock) | Home / Light Bulbs / LED / LED A-Line / Eiko - 9975 - LED9WA19/OMN/830K-GU24-DIM-G8 09975 Shatter Resistant Plastic Housing; Suitable for Damp Locations; Energy Star Rated 9W A19 LED Lamp - Universal - 800 Lumens - Warm White (3000K) - 80 CRI - 25000 hrs. - GU24 (Bi-Pin / Twist & Lock) - 120 to 130V Eiko - 9975 - LED9WA19/OMN/830K-GU24-DIM-G8 09975 | 3000 | 80 | 800 | 88.8889 | 25000 | 9 | 1 | 3.76 | 3.76 | 4.4181 | 2020Q2 | https://shop.regencylighting.com/lamps/led/a-line/led9wa19-omn-830k-gu24-dim-g8-09975-eik.html | Regency Lighting | 2020 | Yes
LED Lighting | A-Type | Maxlite | False |  | A19/21 | E26 (Medium) | E26 (Medium) | Home / Light Bulbs / LED / Maxlite - 102606 - E9A19NDV30 Non-Dimming Value Series; Enclosed Rated; Damp Location Rated 9W A19 LED Lamp - 800 Lumens - Warm White (3000K) - 80 CRI - 11000 hrs. - E26 (Medium) - 120 to 130V Maxlite - 102606 - E9A19NDV30 | 3000 | 80 | 800 | 88.8889 | 11000 | 9 | 1 | 2.12 | 2.12 | 2.4911 | 2020Q2 | https://shop.regencylighting.com/lamps/led/e9a19ndv30-mxt.html | Regency Lighting | 2020 | Yes
LED Lighting | A-Type | Maxlite | False | Daylighting/Photocell, | A19/21 | E26 (Medium) | E26 (Medium) | Home / Light Bulbs / LED / Maxlite - 102607 - E9A19NDV50 Non-Dimming Value Series; Enclosed Rated; Damp Location Rated 9W A19 LED Lamp - 800 Lumens - Daylight (5000K) - 80 CRI - 11000 hrs. - E26 (Medium) - 120 to 130V Maxlite - 102607 - E9A19NDV50 | 5000 | 80 | 800 | 88.8889 | 11000 | 9 | 1 | 2.12 | 2.12 | 2.4911 | 2020Q2 | https://shop.regencylighting.com/lamps/led/e9a19ndv50-mxt.html | Regency Lighting | 2020 | Yes
LED Lighting | A-Type | TCP | False |  | A19/21 | E26 (Medium) | E26 (Medium) | Home / Light Bulbs / LED / TCP - L9A19N1041K4 Suitable for Damp Locations; Suitable for Fully Enclosed Fixtures; Energy Star Qualified 9W A19 LED Lamp - Universal - 800 Lumens - Cool White (4100K) - 82 CRI - 10000 hrs. - E26 (Medium) - 120 to 130V TCP - L9A19N1041K4 | 4100 | 82 | 800 | 88.8889 | 10000 | 9 | 1 | 6.8 | 6.8 | 7.9903 | 2020Q2 | https://shop.regencylighting.com/lamps/led/l9a19n1041k4-tcp.html | Regency Lighting | 2020 | Yes
LED Lighting | A-Type | TCP | False |  | A19/21 | E26 (Medium) | E26 (Medium) | Home / Light Bulbs / LED / TCP - L9A19N1541K Energy Star; Durable Plastic Housing; Enclosed Fixture Rated; Damp Location Rated 9W A19 LED Lamp - Universal - 800 Lumens - Cool White (4100K) - 80 CRI - 15000 Hours - E26 (Medium) - 120 to 130V TCP - L9A19N1541K | 4100 | 80 | 800 | 88.8889 | 15000 | 9 | 1 | 2.27 | 2.27 | 2.6673 | 2020Q2 | https://shop.regencylighting.com/lamps/led/l9a19n1541k-tcp.html | Regency Lighting | 2020 | Yes
LED Lighting | A-Type | Eiko | True |  | A19/21 | GU24 (Bi-Pin / Twist & Lock) | GU24 (Bi-Pin / Twist & Lock) | Home / Light Bulbs / LED / Eiko - 9975 - LED9WA19/OMN/830K-GU24-DIM-G8 09975 Shatter Resistant Plastic Housing; Suitable for Damp Locations; Energy Star Rated 9W A19 LED Lamp - Universal - 800 Lumens - Warm White (3000K) - 80 CRI - 25000 hrs. - GU24 (Bi-Pin / Twist & Lock) - 120 to 130V Eiko - 9975 - LED9WA19/OMN/830K-GU24-DIM-G8 09975 | 3000 | 80 | 800 | 88.8889 | 25000 | 9 | 1 | 3.76 | 3.76 | 4.4181 | 2020Q2 | https://shop.regencylighting.com/lamps/led/led9wa19-omn-830k-gu24-dim-g8-09975-eik.html | Regency Lighting | 2020 | Yes
LED Lighting | A-Type | GE Lighting | False |  | LED | A19 | E26 (Medium) | Topbulb » LED Bulbs » LED Standard Shape » 60W Equal » GE 75588 ¦ 9W LED Bright Stik - 60W Equal - 800 Lumens - 5000K - 3 Pack Use this GE 9 watt, medium base LED as a direct replacement for 60 watt incandescent / halogen equivalent light sources where very cool white light is desired. Especially useful in applications requiring short bulb length. Priced and shipped as a 3-Pack. LED Technology Notice Due to constantly evolving nature of LED technology, manufacturers will reserve the right to replace this product with next generation technology. We appreciate your understanding and acceptance of this policy. Utility/Government Incentives Documents GE 75588 Spec Sheet About GE Lighting Started over 130 years ago, General Electric began with Thomas Edison's invention of the world's first affordable incandescent light bulb. More than a century later, the company still brings light to the world through its products. Its modern new light technologies, such as fluorescent and LED light bulbs, cost less and are more energy efficient and environmentally friendly. GE currently works to make nearly all of their lighting products Energy Star certified. 15,000 Hours • Length 4.45" • Not Dimmable GE 75588 ¦ 9W LED Bright Stik - 60W Equal - 800 Lumens - 5000K - 3 Pack | 5000 | 80 | 800 | 88.8889 | 15000 | 9 | 1 | 10.95 | 10.95 | 12.8667 | 2020Q2 | https://www.topbulb.com/ge-75588-9w-led-a19-5000k | Top Bulb | 2020 | Yes
LED Lighting | A-Type | Green Creative | True |  | LED | A19 | E26 (Medium) | Topbulb » LED Bulbs » LED Standard Shape » 60W Equal » Green Creative 40746 - 9W A19 LED - 60W Equal - Warm White This 9A19G4DIM/927 premium 9 watt LED replacement for 60 bulbs from Green Creative features 120 volt operation and exception light distribution characteristics.See the document below for additional information and specifications. LED Technology Notice Due to constantly evolving nature of LED technology, manufacturers will reserve the right to replace this product with next generation technology. We appreciate your understanding and acceptance of this policy. Utility/Government Incentives Documents Green Creative 9A19G4DIM/927 Specification Sheet About Green Creative Green Creative, founded in 2010, is a solid state lighting development and manufacturing company based in Silicon Valley, CA. The company offers a comprehensive line of high-performance LED solutions that have been adopted by some of the largest companies in the world. Green Creative focuses on professional-grade LED lamps and fixtures that meet the high standards of commercial, institutional and industrial installations. Anchored by strongly integrated R&D capabilities and patented technology, Green Creative's innovation, performance and reliability have been recognized year after year by the Illuminating Engineering Society Progress Report, the LEDs Magazine Sapphire Awards and Lighting for Tomorrow. 25000 Hours • CRI 92 Green Creative 40746 - 9W A19 LED - 60W Equal - Warm White | 2700 | 92 | 800 | 88.8889 | 25000 | 9 | 1 | 19.95 | 19.95 | 23.442 | 2020Q2 | https://www.topbulb.com/green-creative-40746-9a19g4dim-927-9w-120v-2700k | Top Bulb | 2020 | Yes
LED Lighting | A-Type | MaxLite | True |  | LED | A19 | E26 (Medium) | Topbulb » LED Bulbs » LED Standard Shape » 60W Equal » Maxlite 9A19DLED27/G5 ¦ 9W LED - 60W Equal - A19 - 2700K MaxLite's LED Omnidirectional A-Line lamp replicate true A19 incandescents. They are suited to a wide variety of residential and commercial applications, including pendants, wall sconces and table and floor lamps. LED Technology Notice Due to constantly evolving nature of LED technology, manufacturers will reserve the right to replace this product with next generation technology. We appreciate your understanding and acceptance of this policy. Lamps • A Lamps • LED Dimmable Omni A-Lamp • 9A19DLED27/G5 Maxlite 9A19DLED27/G5 ¦ 9W LED - 60W Equal - A19 - 2700K | 2700 | 80 | 800 | 88.8889 | 25000 | 9 | 1 | 2.95 | 2.95 | 3.4664 | 2020Q2 | https://www.topbulb.com/mxl107584-maxlite-9a19dled27-g5-9w-dimmable-led-omni-a19-2700k-gen-5 | Top Bulb | 2020 | Yes
LED Lighting | A-Type | Satco | True |  | General Purpose Replacement | A21 | E26 (Medium) | Damp Location Rated,Recessed Fixtures Damp Location Rated,Recessed Fixtures Home / Light Bulbs / LED / Satco - S8652 - 18A21/LED/27K/90CRI Energy Star Rated; Approved for Enclosed Fixtures; Damp Location Rated 18W A21 LED Lamp - 1600 Lumens - Warm White (2700K) - 90 CRI - 25000 Hours - E26 (Medium) - 120 to 130V - Frost Satco - S8652 - 18A21/LED/27K/90CRI | 2700 | 93 | 1600 | 88.8889 | 25000 | 18 | 1 | 11.37 | 11.37 | 13.3602 | 2020Q3 | https://shop.regencylighting.com/lamps/led/18a21-led-27k-90cri-s8652.html | Regency Lighting | 2020 | Yes
LED Lighting | A-Type | Satco | True |  | General Purpose Replacement | A21 | E26 (Medium) | Damp Location Rated,Recessed Fixtures Damp Location Rated,Recessed Fixtures Home / Light Bulbs / LED / Satco - S8653 - 18A21/LED/3K/90CRI Energy Star Rated; Approved for Enclosed Fixtures; Damp Location Rated 18W A21 LED Lamp - 1600 Lumens - Warm White (3000K) - 90 CRI - 25000 Hours - E26 (Medium) - 120 to 130V - Frost Satco - S8653 - 18A21/LED/3K/90CRI | 3000 | 93 | 1600 | 88.8889 | 25000 | 18 | 1 | 10 | 10 | 11.7504 | 2020Q3 | https://shop.regencylighting.com/lamps/led/18a21-led-3k-90cri-s8653.html | Regency Lighting | 2020 | Yes
LED Lighting | A-Type | Satco | True |  | General Purpose Replacement | A21 | E26 (Medium) | Damp Location Rated,Recessed Fixtures Damp Location Rated,Recessed Fixtures Home / Light Bulbs / LED / LED A-Line / Satco - S8652 - 18A21/LED/27K/90CRI Energy Star Rated; Approved for Enclosed Fixtures; Damp Location Rated 18W A21 LED Lamp - 1600 Lumens - Warm White (2700K) - 90 CRI - 25000 Hours - E26 (Medium) - 120 to 130V - Frost Satco - S8652 - 18A21/LED/27K/90CRI | 2700 | 93 | 1600 | 88.8889 | 25000 | 18 | 1 | 11.37 | 11.37 | 13.3602 | 2020Q3 | https://shop.regencylighting.com/lamps/led/a-line/18a21-led-27k-90cri-s8652.html | Regency Lighting | 2020 | Yes
LED Lighting | A-Type | Satco | True |  | General Purpose Replacement | A21 | E26 (Medium) | Damp Location Rated,Recessed Fixtures Damp Location Rated,Recessed Fixtures Home / Light Bulbs / LED / LED A-Line / Satco - S8653 - 18A21/LED/3K/90CRI Energy Star Rated; Approved for Enclosed Fixtures; Damp Location Rated 18W A21 LED Lamp - 1600 Lumens - Warm White (3000K) - 90 CRI - 25000 Hours - E26 (Medium) - 120 to 130V - Frost Satco - S8653 - 18A21/LED/3K/90CRI | 3000 | 93 | 1600 | 88.8889 | 25000 | 18 | 1 | 10 | 10 | 11.7504 | 2020Q3 | https://shop.regencylighting.com/lamps/led/a-line/18a21-led-3k-90cri-s8653.html | Regency Lighting | 2020 | Yes
LED Lighting | A-Type | Satco | True |  | General Purpose Replacement | A21 | E26 (Medium) | Damp Location Rated,Recessed Fixtures Damp Location Rated,Recessed Fixtures Home Bulbs A19 LED Light Bulbs 100W Equal - 18W - LED A21 bulb - 2700K Warm White - 90 CRI Back Description This Satco S8652 LED A21 bulb produces 1600 lumens, with only 18 watt power consumption. The S8652 replaces 100 watt incandescent bulbs and has an E26 base type. Moreover, the bulb illuminates a warm white color temperature in 2700K. Solid State LED lighting A21 replacement lamp Approved for enclosed fixtures Available in 120V Quality 90 CRI lighting Bulb has a rate life of 25,000 hours 100W Equal - 18W - LED A21 bulb - 2700K Warm White - 90 CRI | 2700 | 93 | 1600 | 88.8889 | 25000 | 18 | 1 | 9.95 | 9.95 | 11.6916 | 2020Q3 | https://www.beeslighting.com/S8652 | Bee's Lighting | 2020 | Yes
LED Lighting | A-Type | Satco | True |  | General Purpose Replacement | A21 | E26 (Medium) | Damp Location Rated,Recessed Fixtures Damp Location Rated,Recessed Fixtures Home Bulbs A19 LED Light Bulbs 100W Equal - 18W - LED A21 bulb - 3000K Soft White - 90 CRI Back Description This Satco S8653 LED A21 bulb produces 1600 lumens, with only 18 watt power consumption. The S8653 replaces 100 watt incandescent bulbs and has an E26 base type. Moreover, the bulb illuminates a warm white color temperature in 3000K. Solid State LED lighting A21 replacement lamp Approved for enclosed fixtures Available in 120V Quality 90 CRI lighting Bulb has a rate life of 25,000 hours 100W Equal - 18W - LED A21 bulb - 3000K Soft White - 90 CRI | 3000 | 93 | 1600 | 88.8889 | 25000 | 18 | 1 | 9.95 | 9.95 | 11.6916 | 2020Q3 | https://www.beeslighting.com/S8653 | Bee's Lighting | 2020 | Yes
LED Lighting | A-Type | Satco | True |  | General Purpose Replacement | A21 | E26 (Medium) | Damp Location Rated,Recessed Fixtures Damp Location Rated,Recessed Fixtures Satco Replacement LED lamp features E26 medium screw-in base and A21 arbitrary shape. This 18-Watt frosted LED lamp delivers a warm white light output of 1600-Lumens with 2700K color temperature and 90+ CRI. It has an average life of 25000 Hours and emits light at a beam angle of 220-Degrees. Dimmable LED lamp has a voltage rating of 120-Volts. It has glass construction for durability. Lamp withstands a temperature rating from -25 to 45 deg C and measures 2-5/8-Inch Dia x 5-9/16-Inch. It is suitable for indoor residential and commercial lighting. It is perfect for enclosed fixtures. LED lamp meets UL/ETL, cULus, California T24, RoHS, Energy Star standards. Satco S8652 Dimmable A21 Replacement LED Lamp E26 Medium Base 18-Watt 1600-Lumens 90+ CRI 2700K Warm White | 2700 | 93 | 1600 | 88.8889 | 25000 | 18 | 24 | 11.9 | 0.49583 | 0.58262 | 2020Q3 | https://www.ew-ne.com/lighting-1600000000/satco-s8652-dimmable-a21-replacement-led-lamp-e26-medium-base-18-watt-1600-lumens-90-cri-2700k-warm-white-787049 | Electrical Wholesalers Inc | 2020 | Yes
LED Lighting | A-Type | Satco | True |  | General Purpose Replacement | A21 | E26 (Medium) | Damp Location Rated,Recessed Fixtures Damp Location Rated,Recessed Fixtures Satco Replacement LED lamp features E26 medium screw-in base and A21 arbitrary shape. This 18-Watt frosted LED lamp delivers a warm white light output of 1600-Lumens with 2700K color temperature and 90+ CRI. It has an average life of 25000 Hours and emits light at a beam angle of 220-Degrees. Dimmable LED lamp has a voltage rating of 120-Volts. It has glass construction for durability. Lamp withstands a temperature rating from -25 to 45 deg C and measures 2-5/8-Inch Dia x 5-9/16-Inch. It is suitable for indoor residential and commercial lighting. It is perfect for enclosed fixtures. LED lamp meets UL/ETL, cULus, California T24, RoHS, Energy Star standards. Satco S8652 Dimmable A21 Replacement LED Lamp E26 Medium Base 18-Watt 1600-Lumens 90+ CRI 2700K Warm White | 2700 | 93 | 1600 | 88.8889 | 25000 | 18 | 24 | 13.982 | 0.58258 | 0.68456 | 2020Q3 | https://www.standardelectric.com/lighting-1600000000/satco-s8652-dimmable-a21-replacement-led-lamp-e26-medium-base-18-watt-1600-lumens-90-cri-2700k-warm-white-787049 | Standard Electric | 2020 | Yes
LED Lighting | A-Type | Satco | True |  | A19/21 | GU24 (Bi-Pin / Twist & Lock) | GU24 (Bi-Pin / Twist & Lock) | Home / Light Bulbs / LED / Satco - S8488 - 18A21/LED/4K/90CRI/GU24 Approved for Enclosed Fixtures; Damp Location Rated 18W A21 LED Lamp - 1600 Lumens - Cool White (4000K) - 90 CRI - 25000 hrs. - GU24 (Bi-Pin / Twist & Lock) - 120 to 130V - Frost Satco - S8488 - 18A21/LED/4K/90CRI/GU24 | 4000 | 90 | 1600 | 88.8889 | 25000 | 18 | 1 | 11.37 | 11.37 | 13.3602 | 2020Q3 | https://shop.regencylighting.com/lamps/led/18a21-led-4k-90cri-gu24-s8488.html | Regency Lighting | 2020 | Yes
LED Lighting | A-Type | Satco | True |  | A19/21 | E26 (Medium) | E26 (Medium) | Home / Light Bulbs / LED / Satco - S8486 - 18A21/LED/4K/90CRI Approved for Enclosed Fixtures; Damp Location Rated 18W A21 LED Lamp - 1600 Lumens - Cool White (4000K) - 90 CRI - 25000 Hours - E26 (Medium) - 120 to 130V - Frost Satco - S8486 - 18A21/LED/4K/90CRI | 4000 | 90 | 1600 | 88.8889 | 25000 | 18 | 1 | 10 | 10 | 11.7504 | 2020Q3 | https://shop.regencylighting.com/lamps/led/18a21-led-4k-90cri-s8486.html | Regency Lighting | 2020 | Yes
LED Lighting | A-Type | Satco | True | Daylighting/Photocell, | A19/21 | E26 (Medium) | E26 (Medium) | Home / Light Bulbs / LED / Satco - S8487 - 18A21/LED/5K/90CRI Approved for Enclosed Fixtures; Damp Location Rated 18W A21 LED Lamp - 1600 Lumens - Daylight (5000K) - 90 CRI - 25000 Hours - E26 (Medium) - 120 to 130V - Frost Satco - S8487 - 18A21/LED/5K/90CRI | 5000 | 90 | 1600 | 88.8889 | 25000 | 18 | 1 | 10 | 10 | 11.7504 | 2020Q3 | https://shop.regencylighting.com/lamps/led/18a21-led-5k-90cri-s8487.html | Regency Lighting | 2020 | Yes
LED Lighting | A-Type | Satco | True |  | A19/21 | GU24 (Bi-Pin / Twist & Lock) | GU24 (Bi-Pin / Twist & Lock) | Home / Light Bulbs / LED / LED A-Line / Satco - S8488 - 18A21/LED/4K/90CRI/GU24 Approved for Enclosed Fixtures; Damp Location Rated 18W A21 LED Lamp - 1600 Lumens - Cool White (4000K) - 90 CRI - 25000 hrs. - GU24 (Bi-Pin / Twist & Lock) - 120 to 130V - Frost Satco - S8488 - 18A21/LED/4K/90CRI/GU24 | 4000 | 90 | 1600 | 88.8889 | 25000 | 18 | 1 | 11.37 | 11.37 | 13.3602 | 2020Q3 | https://shop.regencylighting.com/lamps/led/a-line/18a21-led-4k-90cri-gu24-s8488.html | Regency Lighting | 2020 | Yes
LED Lighting | A-Type | Satco | True |  | A19/21 | E26 (Medium) | E26 (Medium) | Home / Light Bulbs / LED / LED A-Line / Satco - S8486 - 18A21/LED/4K/90CRI Approved for Enclosed Fixtures; Damp Location Rated 18W A21 LED Lamp - 1600 Lumens - Cool White (4000K) - 90 CRI - 25000 Hours - E26 (Medium) - 120 to 130V - Frost Satco - S8486 - 18A21/LED/4K/90CRI | 4000 | 90 | 1600 | 88.8889 | 25000 | 18 | 1 | 10 | 10 | 11.7504 | 2020Q3 | https://shop.regencylighting.com/lamps/led/a-line/18a21-led-4k-90cri-s8486.html | Regency Lighting | 2020 | Yes
LED Lighting | A-Type | Satco | True | Daylighting/Photocell, | A19/21 | E26 (Medium) | E26 (Medium) | Home / Light Bulbs / LED / LED A-Line / Satco - S8487 - 18A21/LED/5K/90CRI Approved for Enclosed Fixtures; Damp Location Rated 18W A21 LED Lamp - 1600 Lumens - Daylight (5000K) - 90 CRI - 25000 Hours - E26 (Medium) - 120 to 130V - Frost Satco - S8487 - 18A21/LED/5K/90CRI | 5000 | 90 | 1600 | 88.8889 | 25000 | 18 | 1 | 10 | 10 | 11.7504 | 2020Q3 | https://shop.regencylighting.com/lamps/led/a-line/18a21-led-5k-90cri-s8487.html | Regency Lighting | 2020 | Yes
LED Lighting | A-Type | Satco Products, Inc. | True |  |  | A-21 | GU24 | LED A-Style Light Bulbs Satco dimmable 18 watt 2700K Title 20 compliant A21 LED bulb with GU24 base generates as much light as a 100 watt incandescent bulbs. Suitable for use in enclosed fixtures Title 20 compliant No lead or mercury means easy and environmentally safe disposal Very long life - Rated to still put out 70% as much light after 25,000 hours of operation as it does when brand new Compatible with Lutron AYCL-153P and DVCL-153P and MACL-153M dimmers Do not “hot swap” this bulb. Turn off fixture before replacing existing bulb. Suitable for use in enclosed fixtures Title 20 compliant No lead or mercury means easy and environmentally safe disposal Very long life - Rated to still put out 70% as much light after 25,000 hours of operation as it does when brand new Compatible with Lutron AYCL-153P and DVCL-153P and MACL-153M dimmers Satco Dimmable 18 Watt 2700K A21 LED Bulb, 90 CRI, GU24 Base, Title 20 Compliant, Enclosed Fixture Rated | 2700 | 90 | 1600 | 88.8889 | 25000 | 18 | 24 | 15.99 | 0.66625 | 0.78287 | 2020Q3 | https://www.bulbs.com/product/18A21-LED-927-120V-D-GU24 | Bulbs.com | 2020 | Yes
LED Lighting | A-Type | Satco Products, Inc. | True |  |  | A-21 | GU24 | LED A-Style Light Bulbs Satco dimmable 18 watt 3000K Title 20 compliant A21 LED bulb with GU24 base generates as much light as a 100 watt incandescent bulbs. Suitable for use in enclosed fixtures Title 20 compliant No lead or mercury means easy and environmentally safe disposal Very long life - Rated to still put out 70% as much light after 25,000 hours of operation as it does when brand new Compatible with Lutron AYCL-153P and DVCL-153P and MACL-153M dimmers Do not “hot swap” this bulb. Turn off fixture before replacing existing bulb. Suitable for use in enclosed fixtures Title 20 compliant No lead or mercury means easy and environmentally safe disposal Very long life - Rated to still put out 70% as much light after 25,000 hours of operation as it does when brand new Compatible with Lutron AYCL-153P and DVCL-153P and MACL-153M dimmers Satco Dimmable 18 Watt 3000K A21 LED Bulb, 90 CRI, GU24 Base, Title 20 Compliant, Enclosed Fixture Rated | 3000 | 90 | 1600 | 88.8889 | 25000 | 18 | 24 | 15.99 | 0.66625 | 0.78287 | 2020Q3 | https://www.bulbs.com/product/18A21-LED-930-120V-D-GU24 | Bulbs.com | 2020 | Yes
LED Lighting | A-Type | Satco | True |  | LED | A21 | GU24 | Bulb ShapeA19A21A23A25 Base TypeGU24Medium (E26) Product Description The Satco 18A21/LED/4K/90CRI/GU24 18 watts A21 LED lamp that comes with a powerful cool white 4000K that illuminates throughout the room. Expect long life from this LED A21 lamp, a 100W incandescent equivalent, that comes with 25,000 life hours. Components of the A-shaped replacement lamp are a solid state LED interior with a frosted finish. Satco S8488 Features: Dimming feature 220-degree beam angle spread 5-year warranty Satco S8488 Applications: Dry and damp locations Enclosed fixtures Indoor use Alternate Product Versions $5.90 EACASE of 6 add Satco S29844 - 9.8W LED A19 - 3000K - GU24 - Frosted 9.8A19/OMNI/220/LED/30K/GU24 - 60W Incandescent Equivalent - 800 Lumens - 80 CRI - 220° - 120V $26.90 EACASE of 12 add Satco S8779 - 20W LED A21 - 4000K - E26 - Frosted 20WA21/LED/4K/120-277V/E26 - 2,828 Lumens - 80 CRI - 150W Incandescent Equivalent - 280° - 120-277V $28.90 EACASE of 0 add Satco S13102 - 25W LED A23 - 5000K - E26 - Frosted 25WA23/LED/50K/120-277V/E26 - 3,525 Lumens - 80 CRI - 200W Incandescent Equivalent - 280° - 120-277V $31.90 EACASE of 0 add Satco S13110 - 35W LED A25 - 5000K - EX39 - Frosted 35WA25/LED/50K/120-277V/EX39 - 4,830 Lumens - 80 CRI - 300W Incandescent Equivalent / 150W HID Equivalent - 280° Beam Angle - 120-277V GU24 18A21/LED/4K/90CRI/GU24 - 100W Incandescent Equivalent - 1,600 Lumens - 90 CRI - 220° - 120V Satco S8488 - 18W LED A21 - 4000K - GU24 - Frosted | 4000 | 90 | 1600 | 88.8889 | 25000 | 18 | 24 | 237.6 | 9.9 | 11.6329 | 2020Q3 | https://www.energyavenue.com/Satco/S8488 | Energy Avenue | 2020 | Yes
LED Lighting | A-Type | Philips Lighting |  |  | A21 (Arbitrary) |  | Medium Screw (E26), Medium Screw (E26), Medium Screw (E26) | Home Lamps, Bulbs, Ballasts Bulbs - LED LED - Traditional Lamps - 3-Way LED 3-Way Lamp, 5/8/18W, 120V, Bulb: A-Type (A21), Base: Medium Screw (E26), Lumens: 450/800/1600, CRI: 80, Color Temperature: 2700K, Rated Average Life: 25,000 Hrs. *Philips Part # 45916-4. 40W/60W/100W Equivalent. Philips Lighting 18A21/LED/827 3WAY LED Lamp, A21, 5/8/18 Watt | 2700 | 80 | 1600 | 88.8889 |  | 18 | 1 | 21.45 | 21.45 | 25.2046 | 2020Q3 | https://www.platt.com/platt-electric-supply/LED-Traditional-Lamps-3-Way/Philips-Lighting/18A21-LED-827-3WAY/product.aspx?zpid=88877 | Platt | 2020 | Yes
LED Lighting | A-Type | Philips Lighting | True |  |  | A21 (Arbitrary) | Medium Screw (E26) | Home Lamps, Bulbs, Ballasts Bulbs - LED LED - Traditional Lamps - A-Type 18A21/LED/827-22-DIM-120V Dimmable LED Lamp, 18W, 120V, Bulb: A-Type (A21), Base: Medium Screw (E26), Lumens: 1600, CRI: 80, Color Temperature: 2700K-2200K WARM-GLOW, Rated Average Life: 25,000 Hrs. *Philips Part # 45911-5* 100W Equivalent. ENERGY STAR® Test in progress. 18W A21 Dimmable LED Bulb Philips Lighting 18A21/LED/827-22-DIM-120V 18W A21 Dimmable LED Bulb | 2700 | 80 | 1600 | 88.8889 |  | 18 | 1 | 19.02 | 19.02 | 22.3492 | 2020Q3 | https://www.rexelusa.com/usr/Root-Category/Lamps,-Bulbs,-Ballasts/Bulbs---LED/LED---Traditional/Lamps---A-Type/Philips-Lighting-18A21-LED-827-22-DIM-120V-18W-A21-Dimmable-LED-Bulb/p/938939?prevPageNumber=4 | Rexel Energy Solutions | 2020 | Yes
LED Lighting | A-Type | Satco | True |  | General Purpose Replacement | A21 | E26 (Medium) | Damp Location Rated,Recessed Fixtures Home / Light Bulbs / LED / Satco - S8652 - 18A21/LED/27K/90CRI Energy Star Rated; Approved for Enclosed Fixtures; Damp Location Rated 18W A21 LED Lamp - 1600 Lumens - Warm White (2700K) - 90 CRI - 25000 Hours - E26 (Medium) - 120 to 130V - Frost Satco - S8652 - 18A21/LED/27K/90CRI | 2700 | 93 | 1600 | 88.8889 | 25000 | 18 | 1 | 10.97 | 10.97 | 12.8902 | 2020Q2 | https://shop.regencylighting.com/lamps/led/18a21-led-27k-90cri-s8652.html | Regency Lighting | 2020 | Yes
LED Lighting | A-Type | Satco | True |  | General Purpose Replacement | A21 | E26 (Medium) | Damp Location Rated,Recessed Fixtures Home / Light Bulbs / LED / Satco - S8653 - 18A21/LED/3K/90CRI Energy Star Rated; Approved for Enclosed Fixtures; Damp Location Rated 18W A21 LED Lamp - 1600 Lumens - Warm White (3000K) - 90 CRI - 25000 Hours - E26 (Medium) - 120 to 130V - Frost Satco - S8653 - 18A21/LED/3K/90CRI | 3000 | 93 | 1600 | 88.8889 | 25000 | 18 | 1 | 9.65 | 9.65 | 11.3391 | 2020Q2 | https://shop.regencylighting.com/lamps/led/18a21-led-3k-90cri-s8653.html | Regency Lighting | 2020 | Yes
LED Lighting | A-Type | Satco | True |  | General Purpose Replacement | A21 | E26 (Medium) | Damp Location Rated,Recessed Fixtures Home / Light Bulbs / LED / LED A-Line / Satco - S8652 - 18A21/LED/27K/90CRI Energy Star Rated; Approved for Enclosed Fixtures; Damp Location Rated 18W A21 LED Lamp - 1600 Lumens - Warm White (2700K) - 90 CRI - 25000 Hours - E26 (Medium) - 120 to 130V - Frost Satco - S8652 - 18A21/LED/27K/90CRI | 2700 | 93 | 1600 | 88.8889 | 25000 | 18 | 1 | 10.97 | 10.97 | 12.8902 | 2020Q2 | https://shop.regencylighting.com/lamps/led/a-line/18a21-led-27k-90cri-s8652.html | Regency Lighting | 2020 | Yes
LED Lighting | A-Type | Satco | True |  | General Purpose Replacement | A21 | E26 (Medium) | Damp Location Rated,Recessed Fixtures Home / Light Bulbs / LED / LED A-Line / Satco - S8653 - 18A21/LED/3K/90CRI Energy Star Rated; Approved for Enclosed Fixtures; Damp Location Rated 18W A21 LED Lamp - 1600 Lumens - Warm White (3000K) - 90 CRI - 25000 Hours - E26 (Medium) - 120 to 130V - Frost Satco - S8653 - 18A21/LED/3K/90CRI | 3000 | 93 | 1600 | 88.8889 | 25000 | 18 | 1 | 9.65 | 9.65 | 11.3391 | 2020Q2 | https://shop.regencylighting.com/lamps/led/a-line/18a21-led-3k-90cri-s8653.html | Regency Lighting | 2020 | Yes
LED Lighting | A-Type | Satco | True |  | LED | A21 | GU24 | Bulb ShapeA19A21A23A25Base TypeGU24Medium (E26) Product Description The Satco 18A21/LED/4K/90CRI/GU24 18 watts A21 LED lamp that comes with a powerful cool white 4000K that illuminates throughout the room. Expect long life from this LED A21 lamp, a 100W incandescent equivalent, that comes with 25,000 life hours. Components of the A-shaped replacement lamp are a solid state LED interior with a frosted finish. Satco S8488 Features: Dimming feature 220-degree beam angle spread 5-year warranty Satco S8488 Applications: Dry and damp locations Enclosed fixtures Indoor use Alternate Product Versions $2.19 EACASE of 6EA add Satco S29844 - 9.8W LED A19 - 3000K - GU24 - Frosted 9.8A19/OMNI/220/LED/30K/GU24 - 60W Incandescent Equivalent - 800 Lumens - 80 CRI - 220° - 120V $21.19 EACASE of 12EA add Satco S8779 - 20W LED A21 - 4000K - E26 - Frosted 20WA21/LED/4K/120-277V/E26 - 2,828 Lumens - 80 CRI - 150W Incandescent Equivalent - 280° - 120-277V $22.44 EACASE of 0EA add Satco S13102 - 25W LED A23 - 5000K - E26 - Frosted 25WA23/LED/50K/120-277V/E26 - 3,525 Lumens - 80 CRI - 200W Incandescent Equivalent - 280° - 120-277V $24.94 EACASE of 0EA add Satco S13110 - 35W LED A25 - 5000K - EX39 - Frosted 35WA25/LED/50K/120-277V/EX39 - 4,830 Lumens - 80 CRI - 300W Incandescent Equivalent / 150W HID Equivalent - 280° Beam Angle - 120-277V 18A21/LED/4K/90CRI/GU24 - 100W Incandescent Equivalent - 1,600 Lumens - 90 CRI - 220° - 120V Satco S8488 - 18W LED A21 - 4000K - GU24 - Frosted | 4000 | 90 | 1600 | 88.8889 | 25000 | 18 | 24 | 157.44 | 6.56 | 7.7083 | 2020Q2 | https://www.energyavenue.com/Satco/S8488 | Energy Avenue | 2020 | Yes
LED Lighting | A-Type | Satco | True |  | A21 (Arbitrary) |  | E26 (Medium Screw) | HomeLamps, Bulbs, BallastsBulbs - LEDLED - TraditionalLamps - A-Type LED Lamp, 18 Watt, A21, 1600 Lumen, 4000K, 90CRI, Medium Base, 120 Volt, Dimmable Satco S8486 LED Lamp, 18 Watt, A21, 1600 Lumen, 4000K, Medium Base, 120V | 4000 | 90 | 1600 | 88.8889 |  | 18 | 1 | 14.51 | 14.51 | 17.0498 | 2020Q2 | https://www.platt.com/platt-electric-supply/LED-Traditional-Lamps-A-Type/Satco/S8486/product.aspx?zpid=1418521 | Platt | 2020 | Yes
LED Lighting | A-Type | Satco | True |  | A19/21 | GU24 (Bi-Pin / Twist & Lock) | GU24 (Bi-Pin / Twist & Lock) | Home / Light Bulbs / LED / Satco - S8488 - 18A21/LED/4K/90CRI/GU24 Approved for Enclosed Fixtures; Damp Location Rated 18W A21 LED Lamp - 1600 Lumens - Cool White (4000K) - 90 CRI - 25000 hrs. - GU24 (Bi-Pin / Twist & Lock) - 120 to 130V - Frost Satco - S8488 - 18A21/LED/4K/90CRI/GU24 | 4000 | 90 | 1600 | 88.8889 | 25000 | 18 | 1 | 10.97 | 10.97 | 12.8902 | 2020Q2 | https://shop.regencylighting.com/lamps/led/18a21-led-4k-90cri-gu24-s8488.html | Regency Lighting | 2020 | Yes
LED Lighting | A-Type | Satco | True |  | A19/21 | E26 (Medium) | E26 (Medium) | Home / Light Bulbs / LED / Satco - S8486 - 18A21/LED/4K/90CRI Approved for Enclosed Fixtures; Damp Location Rated 18W A21 LED Lamp - 1600 Lumens - Cool White (4000K) - 90 CRI - 25000 Hours - E26 (Medium) - 120 to 130V - Frost Satco - S8486 - 18A21/LED/4K/90CRI | 4000 | 90 | 1600 | 88.8889 | 25000 | 18 | 1 | 9.65 | 9.65 | 11.3391 | 2020Q2 | https://shop.regencylighting.com/lamps/led/18a21-led-4k-90cri-s8486.html | Regency Lighting | 2020 | Yes
LED Lighting | A-Type | Satco | True | Daylighting/Photocell, | A19/21 | E26 (Medium) | E26 (Medium) | Home / Light Bulbs / LED / Satco - S8487 - 18A21/LED/5K/90CRI Approved for Enclosed Fixtures; Damp Location Rated 18W A21 LED Lamp - 1600 Lumens - Daylight (5000K) - 90 CRI - 25000 Hours - E26 (Medium) - 120 to 130V - Frost Satco - S8487 - 18A21/LED/5K/90CRI | 5000 | 90 | 1600 | 88.8889 | 25000 | 18 | 1 | 9.65 | 9.65 | 11.3391 | 2020Q2 | https://shop.regencylighting.com/lamps/led/18a21-led-5k-90cri-s8487.html | Regency Lighting | 2020 | Yes
LED Lighting | A-Type | Satco | True |  | A19/21 | GU24 (Bi-Pin / Twist & Lock) | GU24 (Bi-Pin / Twist & Lock) | Home / Light Bulbs / LED / LED A-Line / Satco - S8488 - 18A21/LED/4K/90CRI/GU24 Approved for Enclosed Fixtures; Damp Location Rated 18W A21 LED Lamp - 1600 Lumens - Cool White (4000K) - 90 CRI - 25000 hrs. - GU24 (Bi-Pin / Twist & Lock) - 120 to 130V - Frost Satco - S8488 - 18A21/LED/4K/90CRI/GU24 | 4000 | 90 | 1600 | 88.8889 | 25000 | 18 | 1 | 10.97 | 10.97 | 12.8902 | 2020Q2 | https://shop.regencylighting.com/lamps/led/a-line/18a21-led-4k-90cri-gu24-s8488.html | Regency Lighting | 2020 | Yes
LED Lighting | A-Type | Satco | True |  | A19/21 | E26 (Medium) | E26 (Medium) | Home / Light Bulbs / LED / LED A-Line / Satco - S8486 - 18A21/LED/4K/90CRI Approved for Enclosed Fixtures; Damp Location Rated 18W A21 LED Lamp - 1600 Lumens - Cool White (4000K) - 90 CRI - 25000 Hours - E26 (Medium) - 120 to 130V - Frost Satco - S8486 - 18A21/LED/4K/90CRI | 4000 | 90 | 1600 | 88.8889 | 25000 | 18 | 1 | 9.65 | 9.65 | 11.3391 | 2020Q2 | https://shop.regencylighting.com/lamps/led/a-line/18a21-led-4k-90cri-s8486.html | Regency Lighting | 2020 | Yes
LED Lighting | A-Type | Satco | True | Daylighting/Photocell, | A19/21 | E26 (Medium) | E26 (Medium) | Home / Light Bulbs / LED / LED A-Line / Satco - S8487 - 18A21/LED/5K/90CRI Approved for Enclosed Fixtures; Damp Location Rated 18W A21 LED Lamp - 1600 Lumens - Daylight (5000K) - 90 CRI - 25000 Hours - E26 (Medium) - 120 to 130V - Frost Satco - S8487 - 18A21/LED/5K/90CRI | 5000 | 90 | 1600 | 88.8889 | 25000 | 18 | 1 | 9.65 | 9.65 | 11.3391 | 2020Q2 | https://shop.regencylighting.com/lamps/led/a-line/18a21-led-5k-90cri-s8487.html | Regency Lighting | 2020 | Yes
LED Lighting | A-Type | TCP | True | Daylighting/Photocell, | General Purpose Replacement | A19 | E26 (Medium) | Damp Location Rated Damp Location Rated Description Featuring efficient LED technology and evenly-diffused light, this LED A19 bulb is ideal for residential applications that need long-lasting, reliable illumination. Excellent alternative to 40-Watt incandescent Great for table lamps and wall sconces Daylight white color improves visibility 525 Lumens - 5000 Kelvin - 120 Volt - TCP L40A19D2550K LED A19 - 6 Watt - 40 Watt Equal - Daylight White | 5000 | 83 | 525 | 87.5 | 25000 | 6 | 48 | 96 | 2 | 2.3501 | 2020Q3 | https://www.1000bulbs.com/product/216654/TCP-10458.html | 1000bulbs.com | 2020 | Yes
LED Lighting | A-Type | TCP | True |  | General Purpose Replacement | A19 | E26 (Medium) | Damp Location Rated Damp Location Rated Home Lamps, Bulbs, Ballasts Bulbs - LED LED - Traditional Lamps - A-Type LED A19 Bulb, 6W, 120V, Lumens: 525, Color Temperature: 5000K, CRI: 80, Dimming, Rated Life: 25,000 Hrs. TCP L40A19D2550K 6 watt LED bulb, A19, 525 lumens, 5000K | 5000 | 83 | 525 | 87.5 | 25000 | 6 | 1 | 3.74 | 3.74 | 4.3946 | 2020Q3 | https://www.platt.com/platt-electric-supply/LED-Traditional-Lamps-A-Type/TCP/L40A19D2550K/product.aspx?zpid=1820053 | Platt | 2020 | Yes
LED Lighting | A-Type | Brand TCP | True |  |  |  |  | TCP 7 Watt LED A-19 Bulb 120 Volt Medium Base 5,000 Kelvin 500 Lumens 82 CRI 25,000 Average Hour Life 230° Non Dimmable Replaces 40W Incandescent Bulb Mfg #LED7A19D50K Mfg #L6A19D2550K LED Bulb TCP 7W Smooth A19 40W Equivalent 5000K Dimmable Package Of 12 | 5000 | 80 | 525 | 87.5 | 25000 | 6 | 12 | 150.34 | 12.5283 | 14.7213 | 2020Q3 | https://hdsupplysolutions.com/p/led-00-75-10-35/led-bulb-tcp-7w-smooth-a19-40w-equivalent-5000k-dimmable-package-of-12-p159442 | HD Supply | 2020 | Yes
LED Lighting | A-Type | TCP | True | Daylighting/Photocell, |  | A19 | Medium (E26) | Description Purchase the TCP L6A19D2550K LED A19 bulb with an output of 5000 Kelvin daylight white light at 525 Lumens, suitable for task lighting in offices and kitchens. This 6-Watt LED bulb fits in hanging pendants, table lamps, and accent lighting like wall sconces and keeps the maintenance costs to a minimum by lasting up to 25,000 hours. Shatter-resistant; reduces breakage when dropped from high areas Use indoors and outdoors when protected from elements Enclosed fixture rated and approved for damp locations Dimmable when paired with the correct dimmer 525 Lumens - 5000 Kelvin - 120 Volt - TCP L6A19D2550K LED A19 - 6 Watt - 40 Watt Equal - Daylight White | 2550 |  | 525 | 87.5 | 25000 | 6 | 12 | 15 | 1.25 | 1.4688 | 2020Q3 | https://www.1000bulbs.com/product/203436/TCP-10118.html | 1000bulbs.com | 2020 | Yes
LED Lighting | A-Type | Brand TCP | True |  |  |  |  | TCP 7 Watt LED A-19 Bulb 120 Volt Medium Base 5,000 Kelvin 500 Lumens 82 CRI 25,000 Average Hour Life 230° Non Dimmable Replaces 40W Incandescent Bulb Mfg #LED7A19D50K Mfg #L6A19D2550K LED Bulb TCP 7W Smooth A19 40W Equivalent 5000K Dimmable Package Of 12 | 5000 | 80 | 525 | 87.5 | 25000 | 6 | 12 | 150.34 | 12.5283 | 14.7213 | 2020Q2 | https://hdsupplysolutions.com/p/led-00-75-10-35/led-bulb-tcp-7w-smooth-a19-40w-equivalent-5000k-dimmable-package-of-12-p159442 | HD Supply | 2020 | Yes
LED Lighting | A-Type | Rab | True |  | General Purpose Replacement | A19 | GU24 | Damp Location Rated,Recessed Fixtures,Shatter Resistant,Vibration Service Damp Location Rated,Recessed Fixtures,Shatter Resistant,Vibration Service Rab Shatterproof LED lamp features 2-pin GU24 twist-lock base and A19 arbitrary shape. This 9-Watt LED lamp delivers a cool white light output of 840-Lumens with 4000K color temperature and 80 CRI. It has an average life of 15000 Hours and emits light at a beam angle of 230-Degrees. Dimmable LED lamp has a voltage rating of 120-Volts AC at 60-Hz. It has plastic construction for durability. It has a power factor of >=0.7. Lamp withstands a temperature rating from -20 to 45 deg C and measures 2-3/8-Inch Dia x 4-5/16-Inch. It is suitable for general lighting, commercial and residential applications. It is perfect for use in both enclosed and open fixtures. It is ideal for damp locations. LED lamp meets UL, CEC, IES LM-70, FCC, RoHS, Energy Star V2.0, 2329337 standards. Rab A19-9-GU24-840-DIM Dimmable A19 Shatterproof LED Lamp 2-Pin GU24 Base 9-Watt 840-Lumens 80 CRI 4000K Cool White | 4000 | 83 | 840 | 87.5 | 15000 | 9.6 | 12 | 3.518 | 0.29317 | 0.34448 | 2020Q3 | https://www.ew-ne.com/lighting-1600000000/rab-a19-9-gu24-840-dim-dimmable-a19-shatterproof-led-lamp-2-pin-gu24-base-9-watt-840-lumens-80-cri-4000k-cool-white-862221 | Electrical Wholesalers Inc | 2020 | Yes
LED Lighting | A-Type | Satco | False |  | A19 (Arbitrary) |  | E26 (Medium Screw) | HomeLamps, Bulbs, BallastsBulbs - LEDLED - TraditionalLamps - A-Type Type A, Designation: 9.6W LED A19 - 240' Beam Spread - Medium Base - 5000K - 120V - Non-Dimmable Satco S9115 9.6A19/LED/5000K/120V | 5000 | 80 | 840 | 87.5 |  | 9.6 | 1 | 7 | 7 | 8.2253 | 2020Q2 | https://www.platt.com/platt-electric-supply/LED-Traditional-Lamps-A-Type/Satco/S9115/product.aspx?zpid=126643 | Platt | 2020 | Yes
LED Lighting | A-Type | Standard Products | True |  | LED | A19 | E26 (Medium) | Topbulb » LED Bulbs » LED Standard Shape » 60W Equal » Standard - 9.5W LED - 60W Equal - Warm White Use this Standard 9.5 watt LED bulb to replace a 60 watt incandescent in table lamps, floor lamps, pendants, wall sconces and any other applications where warm white illumination is desired. This LED is fully dimmable. Energy Star approved. Shipping Notice This item has certain shipping restrictions. Please refer to specifications table on this page for restricted shipping zones. LED Technology Notice Due to constantly evolving nature of LED technology, manufacturers will reserve the right to replace this product with next generation technology. We appreciate your understanding and acceptance of this policy. Utility/Government Incentives About Standard Standard Products Inc., head office located in Montreal, Canada, supplies a full range of lighting solutions to the North American market. Standard surpasses market norms on quality products and innovative ideas across their entire line of lamps. Standard Products Inc. is a Gold Standard Winner as one of Canada's Best Managed Companies. 25,000 Hours • Dimmable • Medium Base Standard - 9.5W LED - 60W Equal - Warm White | 2700 | 81 | 830 | 87.3684 | 25000 | 9.5 | 1 | 4.95 | 4.95 | 5.8164 | 2020Q3 | https://www.topbulb.com/standard-9-5w-led-60w-equal-warm-white-dimmable | Top Bulb | 2020 | Yes
LED Lighting | A-Type | Standard Products | True |  | LED | A19 | E26 (Medium) | Topbulb » LED Bulbs » LED Standard Shape » 60W Equal » Standard - 9.5W LED - 60W Equal - Warm White Use this Standard 9.5 watt LED bulb to replace a 60 watt incandescent in table lamps, floor lamps, pendants, wall sconces and any other applications where warm white illumination is desired. This LED is fully dimmable. Energy Star approved. Shipping Notice This item will not ship to Canada. LED Technology Notice Due to constantly evolving nature of LED technology, manufacturers will reserve the right to replace this product with next generation technology. We appreciate your understanding and acceptance of this policy. Utility/Government Incentives About Standard Standard Products Inc., head office located in Montreal, Canada, supplies a full range of lighting solutions to the North American market. Standard surpasses market norms on quality products and innovative ideas across their entire line of lamps. Standard Products Inc. is a Gold Standard Winner as one of Canada's Best Managed Companies. 25,000 Hours • Dimmable • Medium Base Standard - 9.5W LED - 60W Equal - Warm White | 2700 | 81 | 830 | 87.3684 | 25000 | 9.5 | 1 | 4.95 | 4.95 | 5.8164 | 2020Q2 | https://www.topbulb.com/standard-9-5w-led-60w-equal-warm-white-dimmable | Top Bulb | 2020 | Yes
LED Lighting | A-Type | TCP | True |  | A19/21 | E26 (Medium) | E26 (Medium) | Home / Light Bulbs / LED / LED A-Line / TCP - L6A19D2527K Energy Star; Durable Plastic Housing; Enclosed Fixture Rated; Damp Location Rated 5.5W A19 LED Lamp - Universal - 480 Lumens - Warm White (2700K) - 80 CRI - 25000 Hours - E26 (Medium) - 120 to 130V TCP - L6A19D2527K | 2700 | 80 | 480 | 87.2727 | 25000 | 5.5 | 1 | 1.51 | 1.51 | 1.7743 | 2020Q3 | https://shop.regencylighting.com/lamps/led/a-line/l6a19d2527k-tcp.html | Regency Lighting | 2020 | Yes
LED Lighting | A-Type | TCP | True |  | A19/21 | E26 (Medium) | E26 (Medium) | Home / Light Bulbs / LED / LED A-Line / TCP - L6A19D2530K Energy Star; Durable Plastic Housing; Enclosed Fixture Rated; Damp Location Rated 5.5W A19 LED Lamp - Universal - 480 Lumens - Warm White (3000K) - 80 CRI - 25000 Hours - E26 (Medium) - 120 to 130V TCP - L6A19D2530K | 3000 | 80 | 480 | 87.2727 | 25000 | 5.5 | 1 | 1.51 | 1.51 | 1.7743 | 2020Q3 | https://shop.regencylighting.com/lamps/led/a-line/l6a19d2530k-tcp.html | Regency Lighting | 2020 | Yes
LED Lighting | A-Type | TCP | True |  | A19/21 | E26 (Medium) | E26 (Medium) | Home / Light Bulbs / LED / TCP - L6A19D2527K Energy Star; Durable Plastic Housing; Enclosed Fixture Rated; Damp Location Rated 5.5W A19 LED Lamp - Universal - 480 Lumens - Warm White (2700K) - 80 CRI - 25000 Hours - E26 (Medium) - 120 to 130V TCP - L6A19D2527K | 2700 | 80 | 480 | 87.2727 | 25000 | 5.5 | 1 | 1.51 | 1.51 | 1.7743 | 2020Q3 | https://shop.regencylighting.com/lamps/led/l6a19d2527k-tcp.html | Regency Lighting | 2020 | Yes
LED Lighting | A-Type | TCP | True |  | A19/21 | E26 (Medium) | E26 (Medium) | Home / Light Bulbs / LED / TCP - L6A19D2530K Energy Star; Durable Plastic Housing; Enclosed Fixture Rated; Damp Location Rated 5.5W A19 LED Lamp - Universal - 480 Lumens - Warm White (3000K) - 80 CRI - 25000 Hours - E26 (Medium) - 120 to 130V TCP - L6A19D2530K | 3000 | 80 | 480 | 87.2727 | 25000 | 5.5 | 1 | 1.51 | 1.51 | 1.7743 | 2020Q3 | https://shop.regencylighting.com/lamps/led/l6a19d2530k-tcp.html | Regency Lighting | 2020 | Yes
LED Lighting | A-Type | TCP | True |  | General Purpose Replacement | A19 | E26 (Medium) | Wet Location Rated Wet Location Rated Home / Light Bulbs / LED / LED A-Line / TCP - LED10A19DOD30KW Energy Star; Wet Location; Suitable for Totally Enclosed Fixtures 9.5W A19 LED Lamp - Universal - 825 Lumens - Warm White (3000K) - 82 CRI - 25000 Hours - E26 (Medium) - 120 to 130V - White TCP - LED10A19DOD30KW | 3000 | 82 | 825 | 86.8421 | 25000 | 9.5 | 1 | 6.37 | 6.37 | 7.485 | 2020Q3 | https://shop.regencylighting.com/lamps/led/a-line/led10a19dod30kw-tcp.html | Regency Lighting | 2020 | Yes
LED Lighting | A-Type | TCP | True |  | General Purpose Replacement | A19 | E26 (Medium) | Wet Location Rated Wet Location Rated Home / Light Bulbs / LED / TCP - LED10A19DOD30KW Energy Star; Wet Location; Suitable for Totally Enclosed Fixtures 9.5W A19 LED Lamp - Universal - 825 Lumens - Warm White (3000K) - 82 CRI - 25000 Hours - E26 (Medium) - 120 to 130V - White TCP - LED10A19DOD30KW | 3000 | 82 | 825 | 86.8421 | 25000 | 9.5 | 1 | 6.37 | 6.37 | 7.485 | 2020Q3 | https://shop.regencylighting.com/lamps/led/led10a19dod30kw-tcp.html | Regency Lighting | 2020 | Yes
LED Lighting | A-Type | TCP | True |  | General Purpose Replacement | A19 | E26 (Medium) | Wet Location Rated Wet Location Rated LED A-Style Light Bulbs TCP wet listed dimmable 9.5 watt A-19 LED bulb generates as much light as many 60 watt incandescent bulbs. No lead or mercury means easy and environmentally safe disposal Rated for wet locations and enclosed fixtures Very long life - Rated to still put out 70% as much light after 25,000 hours of operation as it does when brand new Do not “hot swap” this bulb. Turn off fixture before replacing existing bulb. No lead or mercury means easy and environmentally safe disposal Rated for wet locations and enclosed fixtures Very long life - Rated to still put out 70% as much light after 25,000 hours of operation as it does when brand new TCP Dimmable 9.5 Watt 3000K A19 LED Bulb, Rated For Wet Locations and Enclosed Fixtures | 3000 | 82 | 825 | 86.8421 | 25000 | 9.5 | 12 | 5.39 | 0.44917 | 0.52779 | 2020Q3 | https://www.bulbs.com/product/LED10A19DOD30KW | Bulbs.com | 2020 | Yes
LED Lighting | A-Type | TCP | True |  | General Purpose Replacement | A19 | E26 (Medium) | Wet Location Rated Wet Location Rated Home Lamps, Bulbs, Ballasts Bulbs - LED LED - Traditional Lamps - A-Type TCP LED10A19DOD30KW LED 10W A TCP LED10A19DOD30KW TCP LED10A19DOD30KW | 3000 | 82 | 825 | 86.8421 | 25000 | 9.5 | 1 | 6.95 | 6.95 | 8.1665 | 2020Q3 | https://www.platt.com/platt-electric-supply/LED-Traditional-Lamps-A-Type/TCP/LED10A19DOD30KW/product.aspx?zpid=282252 | Platt | 2020 | Yes
LED Lighting | A-Type | TCP | True |  | General Purpose Replacement | A19 | E26 (Medium) | Wet Location Rated Wet Location Rated Home Lamps, Bulbs, Ballasts Bulbs - LED LED - Traditional Lamps - A-Type LED10A19DOD30KW TCP LED10A19DOD30KW LED 10W A TCP LED10A19DOD30KW TCP LED10A19DOD30KW TCP LED10A19DOD30KW | 3000 | 82 | 825 | 86.8421 | 25000 | 9.5 | 1 | 7.65 | 7.65 | 8.989 | 2020Q3 | https://www.rexelusa.com/usr/Root-Category/Lamps,-Bulbs,-Ballasts/Bulbs---LED/LED---Traditional/Lamps---A-Type/TCP-LED10A19DOD30KW-TCP-LED10A19DOD30KW/p/1210720?prevPageNumber=83 | Rexel Energy Solutions | 2020 | Yes
LED Lighting | A-Type | TCP | True |  | General Purpose Replacement | A19 | E26 (Medium) | Wet Location Rated Home / Light Bulbs / LED / LED A-Line / TCP - LED10A19DOD30KW Energy Star; Wet Location; Suitable for Totally Enclosed Fixtures 9.5W A19 LED Lamp - Universal - 825 Lumens - Warm White (3000K) - 82 CRI - 25000 Hours - E26 (Medium) - 120 to 130V - White TCP - LED10A19DOD30KW | 3000 | 82 | 825 | 86.8421 | 25000 | 9.5 | 1 | 6.05 | 6.05 | 7.109 | 2020Q2 | https://shop.regencylighting.com/lamps/led/a-line/led10a19dod30kw-tcp.html | Regency Lighting | 2020 | Yes
LED Lighting | A-Type | TCP | True |  | General Purpose Replacement | A19 | E26 (Medium) | Wet Location Rated Home / Light Bulbs / LED / TCP - LED10A19DOD30KW Energy Star; Wet Location; Suitable for Totally Enclosed Fixtures 9.5W A19 LED Lamp - Universal - 825 Lumens - Warm White (3000K) - 82 CRI - 25000 Hours - E26 (Medium) - 120 to 130V - White TCP - LED10A19DOD30KW | 3000 | 82 | 825 | 86.8421 | 25000 | 9.5 | 1 | 6.05 | 6.05 | 7.109 | 2020Q2 | https://shop.regencylighting.com/lamps/led/led10a19dod30kw-tcp.html | Regency Lighting | 2020 | Yes
LED Lighting | A-Type | TCP | True |  | General Purpose Replacement | A19 | E26 (Medium) | Wet Location Rated HomeLamps, Bulbs, BallastsBulbs - LEDLED - TraditionalLamps - A-Type TCP LED10A19DOD30KW LED 10W A TCP LED10A19DOD30KW TCP LED10A19DOD30KW | 3000 | 82 | 825 | 86.8421 | 25000 | 9.5 | 1 | 6.94 | 6.94 | 8.1548 | 2020Q2 | https://www.platt.com/platt-electric-supply/LED-Traditional-Lamps-A-Type/TCP/LED10A19DOD30KW/product.aspx?zpid=282252 | Platt | 2020 | Yes
LED Lighting | A-Type | Green Creative | True |  | General Purpose Replacement | A21 | E26 (Medium) | Damp Location Rated Damp Location Rated Home Bulbs A19 LED Light Bulbs 100W Equal - 18.5W - LED A21 bulb - 2700K Warm White - 90 CRI Back Description The Titanium CRISP series 18.5A21DIM/927 from Green Creative produces 1600 lumens, consumes 18.5 watts and illuminates a warm white color temperature in 2700K. The 18.5A21DIM/927 replaces 100 watt incandescent bulbs. Moreover, the bulb has a base type E26 and is a smart choice for general lighting, downlighting and uplighting. Suitable for use in enclosed fixtures 211$ in energy savings Color equivalent to residential white color temperature Suitable for use in damp locations Richer reds and natural skin tones (R9 50, R13 90) cULus classified and Energy Star 100W Equal - 18.5W - LED A21 bulb - 2700K Warm White - 90 CRI | 2700 | 91 | 1600 | 86.4865 | 25000 | 18.5 | 1 | 24.68 | 24.68 | 29 | 2020Q3 | https://www.beeslighting.com/18.5A21DIM-927 | Bee's Lighting | 2020 | Yes
LED Lighting | A-Type | Green Creative | True |  | General Purpose Replacement | A21 | E26 (Medium) | Damp Location Rated Damp Location Rated Topbulb » LED Bulbs » LED Standard Shape » 100W Equal » Green Creative 16329 - 18.5W A21 LED - 100W Equal - Warm White - High CRI This Green Creative 18.5 watt LED A21 replaces a 100 watt equivalent incandescent, halogen or CFL without sacrificing lumen output or light quality and with a dramatic increase in rated life at 25,000 hours reducing maintenance costs. Designed and engineered for demanding commercial applications, this lamp meets the Energy Star V1.1 requirements for omnidirectional lamps by emitting 330° of evenly diffused light. With a typical CRI 90 (R9 50, R13 90) and a 4-step Macadam ellipse, this lamp meets the CEC California Quality Specification. Features smooth dimming with most existing dimmers. See the document below for additional information and specifications. LED Technology Notice Due to constantly evolving nature of LED technology, manufacturers will reserve the right to replace this product with next generation technology. We appreciate your understanding and acceptance of this policy. Utility/Government Incentives Documents Green Creative 16329 Specification Sheet Green Creative 16329 Dimmer List About Green Creative Green Creative, founded in 2010, is a solid state lighting development and manufacturing company based in Silicon Valley, CA. The company offers a comprehensive line of high-performance LED solutions that have been adopted by some of the largest companies in the world. Green Creative focuses on professional-grade LED lamps and fixtures that meet the high standards of commercial, institutional and industrial installations. Anchored by strongly integrated R&D capabilities and patented technology, Green Creative's innovation, performance and reliability have been recognized year after year by the Illuminating Engineering Society Progress Report, the LEDs Magazine Sapphire Awards and Lighting for Tomorrow. 25000 Hours • CRI 90 • Specification Grade Green Creative 16329 - 18.5W A21 LED - 100W Equal - Warm White - High CRI | 2700 | 91 | 1600 | 86.4865 | 25000 | 18.5 | 1 | 29.98 | 29.98 | 35.2277 | 2020Q3 | https://www.topbulb.com/green-creative-16329-18-5w-a21-led-100w-equal-warm-white-high-cri | Top Bulb | 2020 | Yes
LED Lighting | A-Type | Green Creative | True |  | General Purpose Replacement | A21 | E26 (Medium) | Damp Location Rated Home Bulbs A19 LED Light Bulbs 100W Equal - 18.5W - LED A21 bulb - 2700K Warm White - 90 CRI Back Description The Titanium CRISP series 18.5A21DIM/927 from Green Creative produces 1600 lumens, consumes 18.5 watts and illuminates a warm white color temperature in 2700K. The 18.5A21DIM/927 replaces 100 watt incandescent bulbs. Moreover, the bulb has a base type E26 and is a smart choice for general lighting, downlighting and uplighting. Suitable for use in enclosed fixtures 211$ in energy savings Color equivalent to residential white color temperature Suitable for use in damp locations Richer reds and natural skin tones (R9 50, R13 90) cULus classified and Energy Star 100W Equal - 18.5W - LED A21 bulb - 2700K Warm White - 90 CRI | 2700 | 91 | 1600 | 86.4865 | 25000 | 18.5 | 1 | 24.68 | 24.68 | 29 | 2020Q2 | https://www.beeslighting.com/18.5A21DIM-927 | Bee's Lighting | 2020 | Yes
LED Lighting | A-Type | Green Creative | True |  | General Purpose Replacement | A21 | E26 (Medium) | Damp Location Rated Topbulb » LED Bulbs » LED Standard Shape » 100W Equal » Green Creative 16329 - 18.5W A21 LED - 100W Equal - Warm White - High CRI This Green Creative 18.5 watt LED A21 replaces a 100 watt equivalent incandescent, halogen or CFL without sacrificing lumen output or light quality and with a dramatic increase in rated life at 25,000 hours reducing maintenance costs. Designed and engineered for demanding commercial applications, this lamp meets the Energy Star V1.1 requirements for omnidirectional lamps by emitting 330° of evenly diffused light. With a typical CRI 90 (R9 50, R13 90) and a 4-step Macadam ellipse, this lamp meets the CEC California Quality Specification. Features smooth dimming with most existing dimmers. See the document below for additional information and specifications. LED Technology Notice Due to constantly evolving nature of LED technology, manufacturers will reserve the right to replace this product with next generation technology. We appreciate your understanding and acceptance of this policy. Utility/Government Incentives Documents Green Creative 16329 Specification Sheet Green Creative 16329 Dimmer List About Green Creative Green Creative, founded in 2010, is a solid state lighting development and manufacturing company based in Silicon Valley, CA. The company offers a comprehensive line of high-performance LED solutions that have been adopted by some of the largest companies in the world. Green Creative focuses on professional-grade LED lamps and fixtures that meet the high standards of commercial, institutional and industrial installations. Anchored by strongly integrated R&D capabilities and patented technology, Green Creative's innovation, performance and reliability have been recognized year after year by the Illuminating Engineering Society Progress Report, the LEDs Magazine Sapphire Awards and Lighting for Tomorrow. 25000 Hours • CRI 90 • Specification Grade Green Creative 16329 - 18.5W A21 LED - 100W Equal - Warm White - High CRI | 2700 | 91 | 1600 | 86.4865 | 25000 | 18.5 | 1 | 29.98 | 29.98 | 35.2277 | 2020Q2 | https://www.topbulb.com/green-creative-16329-18-5w-a21-led-100w-equal-warm-white-high-cri | Top Bulb | 2020 | Yes
LED Lighting | A-Type | Green Creative | True |  |  | A21 |  | 100W incandescent replacement Smooth dimming with existing dimmers More Information This TITANIUM LED CRISP SERIES A21 has been designed and engineered for commercial applications that demand accurate color rendering and high performance. Features: Wattage: 18.5W LED Bulb Shape: A21 Bulb Base: E26 Base Voltage: 120V Rated Life: 25,000 hours Color Temperature: 2700K Finish: White CRI: 90 Lumens: 1600 Beam Angle: 330 degrees 100W incandescent replacement Smooth dimming with existing dimmers Model: 16329 *MFG Part Number*: 16329 This TITANIUM LED CRISP SERIES A21 has been designed and engineered for commercial applications that demand accurate color rendering and high performance. Green Creative 18.5W A21 LED Bulb - E26 Base, 120V | 2700 | 90 | 1600 | 86.4865 | 25000 | 18.5 | 1 | 20.07 | 20.07 | 23.583 | 2020Q2 | https://www.lbclighting.com/led/light-bulb-led/grnc-16329.html | LBC Lighting | 2020 | Yes
LED Lighting | A-Type | Cree Lighting | True |  |  | A19 (Arbitrary) | Medium Screw (E26) | Home Lamps, Bulbs, Ballasts Bulbs - LED LED - Traditional Lamps - A-Type A19-60W-27K-M4 Dimmable LED Lamp, 9.5W, 120V, A19, E26, Lumens: 820, CRI: 85, 2700K, (1 = 4 Pack) Dimmable LED Lamp Cree Lighting A19-60W-27K-M4 Dimmable LED Lamp | 2700 | 85 | 820 | 86.3158 |  | 9.5 | 1 | 27.37 | 27.37 | 32.1608 | 2020Q3 | https://www.rexelusa.com/usr/Root-Category/Lamps,-Bulbs,-Ballasts/Bulbs---LED/LED---Traditional/Lamps---A-Type/Cree-Lighting-A19-60W-27K-M4-Dimmable-LED-Lamp/p/1038727?prevPageNumber=5 | Rexel Energy Solutions | 2020 | Yes
LED Lighting | A-Type | Cree LED Lighting | True |  | A19 | Arbitrary | E26 | Cree LED Lighting 9.5-Watt E26 Screw-in base LED lamp offers light output of 815 - 820 Lumens. This A19 arbitrary shape lamp with instant ballast, has voltage rating of 120-Volt AC at 60-Hz. It has color rendering index of 85. This lamp with 2700K color temperature rating radiates soft white light to the surrounding. It offers consistent and balanced omni-directional light distribution. This dimmable lamp features plastic globe that offers increased optical spread. It has a dimension of 4.4-Inch x 2.4-Inch. This lamp operates in the temperature range of -25 to 45 deg C. It is suitable for hospitality, restaurant, healthcare and residential applications. This lamp has average life of 35000 hours. Lamp is cULus listed, RoHS compliant, Energy Star qualified and meets ANSI, FCC Part 15, Subpart B, Class B standards. Cree LED Lighting A19-60W-27K-U1 Dimmable A19 LED Lamp 9.5-Watt E26 Base 815 - 820-Lumens 85 CRI 2700K Soft White | 2700 | 85 | 820 | 86.3158 | 35000 | 9.5 | 1 | 7.454 | 7.454 | 8.7587 | 2020Q3 | https://www.standardelectric.com/lighting-1600000000/cree-led-lighting-a19-60w-27k-u1-dimmable-a19-led-lamp-9-5-watt-e26-base-815-820-lumens-85-cri-2700k-soft-white-669548 | Standard Electric | 2020 | Yes
LED Lighting | A-Type | Aamsco | True |  | A19/21 | E26 (Medium) | E26 (Medium) | Home / Light Bulbs / LED / LED A-Line / Aamsco - LED-8WF-A19HYBRID-DIM-2200K All Glass Hybrid LED 8W A19 Hybrid LED - Universal - 690 Lumens - Warm White (2200K) - 80 CRI - 20000 Hours - E26 (Medium) - 120 to 130V - Frost Aamsco - LED-8WF-A19HYBRID-DIM-2200K | 2200 | 80 | 690 | 86.25 | 20000 | 8 | 1 | 24.33 | 24.33 | 28.5887 | 2020Q3 | https://shop.regencylighting.com/lamps/led/a-line/led-8wf-a19hybrid-dim-2200k-aam.html | Regency Lighting | 2020 | Yes
LED Lighting | A-Type | Aamsco | True |  | A19/21 | E26 (Medium) | E26 (Medium) | Home / Light Bulbs / LED / Aamsco - LED-8WF-A19HYBRID-DIM-2200K All Glass Hybrid LED 8W A19 Hybrid LED - Universal - 690 Lumens - Warm White (2200K) - 80 CRI - 20000 Hours - E26 (Medium) - 120 to 130V - Frost Aamsco - LED-8WF-A19HYBRID-DIM-2200K | 2200 | 80 | 690 | 86.25 | 20000 | 8 | 1 | 24.33 | 24.33 | 28.5887 | 2020Q3 | https://shop.regencylighting.com/lamps/led/led-8wf-a19hybrid-dim-2200k-aam.html | Regency Lighting | 2020 | Yes
LED Lighting | A-Type | Aamsco | True |  | A19/21 | E26 (Medium) | E26 (Medium) | Home / Light Bulbs / LED / LED A-Line / Aamsco - LED-8WF-A19HYBRID-DIM-2200K All Glass Hybrid LED 8W A19 Hybrid LED - Universal - 690 Lumens - Warm White (2200K) - 80 CRI - 20000 Hours - E26 (Medium) - 120 to 130V - Frost Aamsco - LED-8WF-A19HYBRID-DIM-2200K | 2200 | 80 | 690 | 86.25 | 20000 | 8 | 1 | 23.48 | 23.48 | 27.5899 | 2020Q2 | https://shop.regencylighting.com/lamps/led/a-line/led-8wf-a19hybrid-dim-2200k-aam.html | Regency Lighting | 2020 | Yes
LED Lighting | A-Type | Aamsco | True |  | A19/21 | E26 (Medium) | E26 (Medium) | Home / Light Bulbs / LED / Aamsco - LED-8WF-A19HYBRID-DIM-2200K All Glass Hybrid LED 8W A19 Hybrid LED - Universal - 690 Lumens - Warm White (2200K) - 80 CRI - 20000 Hours - E26 (Medium) - 120 to 130V - Frost Aamsco - LED-8WF-A19HYBRID-DIM-2200K | 2200 | 80 | 690 | 86.25 | 20000 | 8 | 1 | 23.48 | 23.48 | 27.5899 | 2020Q2 | https://shop.regencylighting.com/lamps/led/led-8wf-a19hybrid-dim-2200k-aam.html | Regency Lighting | 2020 | Yes
LED Lighting | A-Type | Cree LED Lighting | True |  | A19 | Arbitrary | E26 | Cree LED Lighting 9.5-Watt E26 Screw-in base LED lamp offers light output of 815 - 820 Lumens. This A19 arbitrary shape lamp with instant ballast, has voltage rating of 120-Volt AC at 60-Hz. It has color rendering index of 85. This lamp with 2700K color temperature rating radiates soft white light to the surrounding. It offers consistent and balanced omni-directional light distribution. This dimmable lamp features plastic globe that offers increased optical spread. It has a dimension of 4.4-Inch x 2.4-Inch. This lamp operates in the temperature range of -25 to 45 deg C. It is suitable for hospitality, restaurant, healthcare and residential applications. This lamp has average life of 35000 hours. Lamp is cULus listed, RoHS compliant, Energy Star qualified and meets ANSI, FCC Part 15, Subpart B, Class B standards. Cree LED Lighting A19-60W-27K-U1 Dimmable A19 LED Lamp 9.5-Watt E26 Base 815 - 820-Lumens 85 CRI 2700K Soft White | 2700 | 85 | 815 | 85.7895 | 35000 | 9.5 | 1 | 9.15 | 9.15 | 10.7516 | 2020Q3 | https://www.ew-ne.com/lighting-1600000000/cree-led-lighting-a19-60w-27k-u1-dimmable-a19-led-lamp-9-5-watt-e26-base-815-820-lumens-85-cri-2700k-soft-white-669548 | Electrical Wholesalers Inc | 2020 | Yes
LED Lighting | A-Type | Rab | True | Daylighting/Photocell, | General Purpose Replacement | A19 | E26 (Medium) | Recessed Fixtures,Damp Location Rated Recessed Fixtures,Damp Location Rated LED LMP Rab A19-13-E26-850-DIM Dimmable A19 Shatterproof LED Lamp E26 Medium Screw Base 13-Watt 1155-Lumens 80 CRI 5000K Daylight | 5000 | 82 | 1155 | 85.5556 | 15000 | 13.5 | 12 | 4.523 | 0.37692 | 0.44289 | 2020Q3 | https://www.ew-ne.com/lighting-1600000000/rab-a19-13-e26-850-dim-dimmable-a19-shatterproof-led-lamp-e26-medium-screw-base-13-watt-1155-lumens-80-cri-5000k-daylight-828396 | Electrical Wholesalers Inc | 2020 | Yes
LED Lighting | A-Type | Rab | True | Daylighting/Photocell, | General Purpose Replacement | A19 | E26 (Medium) | Recessed Fixtures,Damp Location Rated Recessed Fixtures,Damp Location Rated LED LMP Rab A19-13-E26-850-DIM Dimmable A19 Shatterproof LED Lamp E26 Medium Screw Base 13-Watt 1155-Lumens 80 CRI 5000K Daylight | 5000 | 82 | 1155 | 85.5556 | 15000 | 13.5 | 12 | 3.825 | 0.31875 | 0.37454 | 2020Q3 | https://www.standardelectric.com/lighting-1600000000/rab-a19-13-e26-850-dim-dimmable-a19-shatterproof-led-lamp-e26-medium-screw-base-13-watt-1155-lumens-80-cri-5000k-daylight-828396 | Standard Electric | 2020 | Yes
LED Lighting | A-Type | Brand TCP | True |  | General Purpose Replacement | A19 | GU24 | Damp Location Rated Damp Location Rated CAC LED Bulb TCP 11W A19 60W Equivalent 3000K Dimmable 11 Watt 3,000 Kelvin 25,000 Average Hour Life 900 Lumens GU-24 Base 120 Volt 90 CRI Dimmable Replaces 60W Incandescent Bulb Mfg #L11A19GUD2530KCQ Mfg #L11A19GUD2530KCQ CAC LED Bulb TCP 11W A19 60W Equivalent 3000K Dimmable | 3000 | 92 | 850 | 85 | 25000 | 10 | 1 | 9.14 | 9.14 | 10.7399 | 2020Q3 | https://hdsupplysolutions.com/p/led-00-75-10-35/cac-led-bulb-tcp-11w-a19-60w-equivalent-3000k-dimmable-p238232 | HD Supply | 2020 | Yes
LED Lighting | A-Type | TCP | True |  | General Purpose Replacement | A19 | GU24 | Damp Location Rated Damp Location Rated Description Provide bright task lighting while cutting your utility cost by using this LED A19 bulb in your home and business. Long lifespan to reduce maintenance Shows colors with greater depth Smooth dimming with dimmers For fixtures with GU24 sockets Color Corrected - CRI 90 - 850 Lumens - 3000 Kelvin - GU24 Base - 120 Volt - TCP L11A19GUD2530KCQ LED A19 - 10 Watt - 60 Watt Equal - Halogen Match | 3000 | 92 | 850 | 85 | 25000 | 10 | 12 | 72.72 | 6.06 | 7.1207 | 2020Q3 | https://www.1000bulbs.com/product/210052/TCP-10224.html | 1000bulbs.com | 2020 | Yes
LED Lighting | A-Type | TCP | True |  | General Purpose Replacement | A19 | GU24 | Damp Location Rated Damp Location Rated Home Lamps, Bulbs, Ballasts Bulbs - LED LED - Traditional Lamps - A-Type LED A-Lamp, 120V, 11 Watts, 900 Lumens, CRI 90, E26 Base, 3000K TCP L11A19GUD2530KCQ LED A-Lamp | 3000 | 92 | 850 | 85 | 25000 | 10 | 1 | 8.62 | 8.62 | 10.1288 | 2020Q3 | https://www.platt.com/platt-electric-supply/LED-Traditional-Lamps-A-Type/TCP/L11A19GUD2530KCQ/product.aspx?zpid=995322 | Platt | 2020 | Yes
LED Lighting | A-Type | TCP | False |  | LED | A19 | E26 (Medium) | Topbulb » Clearance » LED Bulbs » TCP LED10A19D41K - 10W LED - 60W Equal - 4100K The TCP LED10A19D41K is a 10 watt, 120 volt LED medium base bulb that produces cool white illumination. This non-dimmable bulb is rated for enclosed fixtures but may be used in table lamps, floor lamps, ceiling fixtures and wall sconces. Download the product data sheet below for complete specifications. LED Technology Notice Due to constantly evolving nature of LED technology, manufacturers will reserve the right to replace this product with next generation technology. We appreciate your understanding and acceptance of this policy. Applications General Lighting Table Lamps Floor Lamps Ceiling Fixtures Sconces Enclosed Fixtures Documents TCP LED10A19D41K Spec Sheet TCP LED10A19D41K Specification Sheet About TCP Lighting TCP has a 20 year history of developing energy-efficient lighting products such as compact fluorescent and LED. With cutting edge technology and strong manufacturing expertise, TCP has shipped billions of high quality lamps and deployed integrated technology and manufacturing to provide expedited time-to-market. Resources Step by Step, How to Buy an LED Bulb for Your Home WHILE SUPPLIES LAST - 2 IN STOCK TCP LED10A19D41K - 10W LED - 60W Equal - 4100K | 4100 |  | 850 | 85 | 25000 | 10 | 1 | 15.95 | 15.95 | 18.7419 | 2020Q3 | https://www.topbulb.com/tcp-10w-led-60w-equal-4100k | Top Bulb | 2020 | Yes
LED Lighting | A-Type | Brand TCP | True |  | General Purpose Replacement | A19 | GU24 | Damp Location Rated CAC LED Bulb TCP 11W A19 60W Equivalent 3000K Dimmable 11 Watt 3,000 Kelvin 25,000 Average Hour Life 900 Lumens GU-24 Base 120 Volt 90 CRI Dimmable Replaces 60W Incandescent Bulb Mfg #L11A19GUD2530KCQ Mfg #L11A19GUD2530KCQ CAC LED Bulb TCP 11W A19 60W Equivalent 3000K Dimmable | 3000 | 92 | 850 | 85 | 25000 | 10 | 1 | 9.14 | 9.14 | 10.7399 | 2020Q2 | https://hdsupplysolutions.com/p/led-00-75-10-35/cac-led-bulb-tcp-11w-a19-60w-equivalent-3000k-dimmable-p238232 | HD Supply | 2020 | Yes
LED Lighting | A-Type | TCP | True |  | General Purpose Replacement | A19 | GU24 | Damp Location Rated HomeLamps, Bulbs, BallastsBulbs - LEDLED - TraditionalLamps - A-Type LED A-Lamp, 120V, 11 Watts, 900 Lumens, CRI 90, E26 Base, 3000K TCP L11A19GUD2530KCQ LED A-Lamp | 3000 | 92 | 850 | 85 | 25000 | 10 | 1 | 8.61 | 8.61 | 10.1171 | 2020Q2 | https://www.platt.com/platt-electric-supply/LED-Traditional-Lamps-A-Type/TCP/L11A19GUD2530KCQ/product.aspx?zpid=995322 | Platt | 2020 | Yes
LED Lighting | A-Type | TCP | False |  | LED | A19 | E26 (Medium) | Topbulb » Clearance » LED Bulbs » TCP LED10A19D41K - 10W LED - 60W Equal - 4100K The TCP LED10A19D41K is a 10 watt, 120 volt LED medium base bulb that produces cool white illumination. This non-dimmable bulb is rated for enclosed fixtures but may be used in table lamps, floor lamps, ceiling fixtures and wall sconces. Download the product data sheet below for complete specifications. LED Technology Notice Due to constantly evolving nature of LED technology, manufacturers will reserve the right to replace this product with next generation technology. We appreciate your understanding and acceptance of this policy. Applications General Lighting Table Lamps Floor Lamps Ceiling Fixtures Sconces Enclosed Fixtures Documents TCP LED10A19D41K Spec Sheet TCP LED10A19D41K Specification Sheet About TCP Lighting TCP has a 20 year history of developing energy-efficient lighting products such as compact fluorescent and LED. With cutting edge technology and strong manufacturing expertise, TCP has shipped billions of high quality lamps and deployed integrated technology and manufacturing to provide expedited time-to-market. Resources Step by Step, How to Buy an LED Bulb for Your Home WHILE SUPPLIES LAST - 2 IN STOCK TCP LED10A19D41K - 10W LED - 60W Equal - 4100K | 4100 |  | 850 | 85 | 25000 | 10 | 1 | 15.95 | 15.95 | 18.7419 | 2020Q2 | https://www.topbulb.com/tcp-10w-led-60w-equal-4100k | Top Bulb | 2020 | Yes
LED Lighting | A-Type | Sylvania |  | Scene Controls, | A19/21 | E26 (Medium) | E26 (Medium) | Home / Light Bulbs / LED / LED A-Line / Sylvania - 71831 - LED9.5A19ADJW10YZBS Sylvania Smart + LED A19 Lamp; Compatible with Standard Zigbee Platform; Tunable White 2700K-6500K; Damp Location Rated; Not for Use in Totally Enclosed Fixtures 9.5W A19 LED Lamp - 805 Lumens - Warm White (2700K) - 80 CRI - 11000 hrs. - E26 (Medium) - 120 to 130V Sylvania - 71831 - LED9.5A19ADJW10YZBS | 2700 | 80 | 805 | 84.7368 | 11000 | 9.5 | 1 | 116.42 | 116.42 | 136.798 | 2020Q3 | https://shop.regencylighting.com/lamps/led/a-line/led9-5a19adjw10yzbs-71831.html | Regency Lighting | 2020 | Yes
LED Lighting | A-Type | Sylvania | True |  | A19/21 | E26 (Medium) | E26 (Medium) | Home / Light Bulbs / LED / LED A-Line / Sylvania - 73674 - LED9.5A19DIMTWLFY Lightify Smart Connected Light 9.5W A19 LED Lamp - Universal - 805 Lumens - 80 CRI - 20000 Hours - E26 (Medium) Sylvania - 73674 - LED9.5A19DIMTWLFY |  | 80 | 805 | 84.7368 | 20000 | 9.5 | 1 | 99.11 | 99.11 | 116.4581 | 2020Q3 | https://shop.regencylighting.com/lamps/led/a-line/led9-5a19dimtwlfy-73674.html | Regency Lighting | 2020 | Yes
LED Lighting | A-Type | Sylvania |  | Scene Controls, | A19/21 | E26 (Medium) | E26 (Medium) | Home / Light Bulbs / LED / Sylvania - 71831 - LED9.5A19ADJW10YZBS Sylvania Smart + LED A19 Lamp; Compatible with Standard Zigbee Platform; Tunable White 2700K-6500K; Damp Location Rated; Not for Use in Totally Enclosed Fixtures 9.5W A19 LED Lamp - 805 Lumens - Warm White (2700K) - 80 CRI - 11000 hrs. - E26 (Medium) - 120 to 130V Sylvania - 71831 - LED9.5A19ADJW10YZBS | 2700 | 80 | 805 | 84.7368 | 11000 | 9.5 | 1 | 116.42 | 116.42 | 136.798 | 2020Q3 | https://shop.regencylighting.com/lamps/led/led9-5a19adjw10yzbs-71831.html | Regency Lighting | 2020 | Yes
LED Lighting | A-Type | Sylvania | True |  | A19/21 | E26 (Medium) | E26 (Medium) | Home / Light Bulbs / LED / Sylvania - 73674 - LED9.5A19DIMTWLFY Lightify Smart Connected Light 9.5W A19 LED Lamp - Universal - 805 Lumens - 80 CRI - 20000 Hours - E26 (Medium) Sylvania - 73674 - LED9.5A19DIMTWLFY |  | 80 | 805 | 84.7368 | 20000 | 9.5 | 1 | 99.11 | 99.11 | 116.4581 | 2020Q3 | https://shop.regencylighting.com/lamps/led/led9-5a19dimtwlfy-73674.html | Regency Lighting | 2020 | Yes
LED Lighting | A-Type | Sylvania |  | Scene Controls, | A19/21 | E26 (Medium) | E26 (Medium) | Home / Light Bulbs / LED / LED A-Line / Sylvania - 71831 - LED9.5A19ADJW10YZBS Sylvania Smart + LED A19 Lamp; Compatible with Standard Zigbee Platform; Tunable White 2700K-6500K; Damp Location Rated; Not for Use in Totally Enclosed Fixtures 9.5W A19 LED Lamp - 805 Lumens - Warm White (2700K) - 80 CRI - 11000 hrs. - E26 (Medium) - 120 to 130V Sylvania - 71831 - LED9.5A19ADJW10YZBS | 2700 | 80 | 805 | 84.7368 | 11000 | 9.5 | 1 | 111.57 | 111.57 | 131.0991 | 2020Q2 | https://shop.regencylighting.com/lamps/led/a-line/led9-5a19adjw10yzbs-71831.html | Regency Lighting | 2020 | Yes
LED Lighting | A-Type | Sylvania | True |  | A19/21 | E26 (Medium) | E26 (Medium) | Home / Light Bulbs / LED / LED A-Line / Sylvania - 73674 - LED9.5A19DIMTWLFY Lightify Smart Connected Light 9.5W A19 LED Lamp - Universal - 805 Lumens - 80 CRI - 20000 Hours - E26 (Medium) Sylvania - 73674 - LED9.5A19DIMTWLFY |  | 80 | 805 | 84.7368 | 20000 | 9.5 | 1 | 95.07 | 95.07 | 111.7109 | 2020Q2 | https://shop.regencylighting.com/lamps/led/a-line/led9-5a19dimtwlfy-73674.html | Regency Lighting | 2020 | Yes
LED Lighting | A-Type | Sylvania |  | Scene Controls, | A19/21 | E26 (Medium) | E26 (Medium) | Home / Light Bulbs / LED / Sylvania - 71831 - LED9.5A19ADJW10YZBS Sylvania Smart + LED A19 Lamp; Compatible with Standard Zigbee Platform; Tunable White 2700K-6500K; Damp Location Rated; Not for Use in Totally Enclosed Fixtures 9.5W A19 LED Lamp - 805 Lumens - Warm White (2700K) - 80 CRI - 11000 hrs. - E26 (Medium) - 120 to 130V Sylvania - 71831 - LED9.5A19ADJW10YZBS | 2700 | 80 | 805 | 84.7368 | 11000 | 9.5 | 1 | 111.57 | 111.57 | 131.0991 | 2020Q2 | https://shop.regencylighting.com/lamps/led/led9-5a19adjw10yzbs-71831.html | Regency Lighting | 2020 | Yes
LED Lighting | A-Type | Sylvania | True |  | A19/21 | E26 (Medium) | E26 (Medium) | Home / Light Bulbs / LED / Sylvania - 73674 - LED9.5A19DIMTWLFY Lightify Smart Connected Light 9.5W A19 LED Lamp - Universal - 805 Lumens - 80 CRI - 20000 Hours - E26 (Medium) Sylvania - 73674 - LED9.5A19DIMTWLFY |  | 80 | 805 | 84.7368 | 20000 | 9.5 | 1 | 95.07 | 95.07 | 111.7109 | 2020Q2 | https://shop.regencylighting.com/lamps/led/led9-5a19dimtwlfy-73674.html | Regency Lighting | 2020 | Yes
LED Lighting | A-Type | Brand TCP | True |  | General Purpose Replacement | A19 | E26 (Medium) | Damp Location Rated Damp Location Rated CAC LED Bulb TCP 12W A19 75W Equivalent 2700K Dimmable 12 Watt 2,700 Kelvin 15,000 Average Hour Life 1,100 Lumens Medium Base 120 Volt 90 CRI Dimmable Replaces 75W Incandescent Bulb Mfg #L75A19D2527KCQ Mfg #L75A19D2527KCQ CAC LED Bulb TCP 12W A19 75W Equivalent 2700K Dimmable | 2700 | 91 | 1100 | 84.6154 | 25000 | 13 | 1 | 6.79 | 6.79 | 7.9785 | 2020Q3 | https://hdsupplysolutions.com/p/led-00-75-10-35/cac-led-bulb-tcp-12w-a19-75w-equivalent-2700k-dimmable-p238229 | HD Supply | 2020 | Yes
LED Lighting | A-Type | Brand TCP | True |  | General Purpose Replacement | A19 | E26 (Medium) | Damp Location Rated Damp Location Rated CAC LED Bulb TCP 12W A19 75W Equivalent 3000K Dimmable 12 Watt 3,000 Kelvin 15,000 Average Hour Life 1,100 Lumens Medium Base 120 Volt 90 CRI Dimmable Replaces 75W Incandescent Bulb Mfg #L75A19D2530KCQ Mfg #L75A19D2530KCQ CAC LED Bulb TCP 12W A19 75W Equivalent 3000K Dimmable | 3000 | 92 | 1100 | 84.6154 | 25000 | 13 | 1 | 7.99 | 7.99 | 9.3886 | 2020Q3 | https://hdsupplysolutions.com/p/led-00-75-10-35/cac-led-bulb-tcp-12w-a19-75w-equivalent-3000k-dimmable-p238230 | HD Supply | 2020 | Yes
LED Lighting | A-Type | Satco | True |  | General Purpose Replacement | A19 | E26 (Medium) | Damp Location Rated,Recessed Fixtures Damp Location Rated,Recessed Fixtures Home / Light Bulbs / LED / Satco - S8650 - 13A19/LED/27K/90CRI Energy Star Rated; Approved for Enclosed Fixtures; Damp Location Rated 13W A19 LED Lamp - 1100 Lumens - Warm White (2700K) - 90 CRI - 25000 Hours - E26 (Medium) - 120 to 130V - Frost Satco - S8650 - 13A19/LED/27K/90CRI | 2700 | 92 | 1100 | 84.6154 | 25000 | 13 | 1 | 7.73 | 7.73 | 9.083 | 2020Q3 | https://shop.regencylighting.com/lamps/led/13a19-led-27k-90cri-s8650.html | Regency Lighting | 2020 | Yes
LED Lighting | A-Type | Satco | True |  | General Purpose Replacement | A19 | E26 (Medium) | Damp Location Rated,Recessed Fixtures Damp Location Rated,Recessed Fixtures Home / Light Bulbs / LED / Satco - S8651 - 13A19/LED/3K/90CRI Energy Star Rated; Approved for Enclosed Fixtures; Damp Location Rated 13W A19 LED Lamp - 1100 Lumens - Warm White (3000K) - 90 CRI - 25000 Hours - E26 (Medium) - 120 to 130V - Frost Satco - S8651 - 13A19/LED/3K/90CRI | 3000 | 93 | 1100 | 84.6154 | 25000 | 13 | 1 | 7.73 | 7.73 | 9.083 | 2020Q3 | https://shop.regencylighting.com/lamps/led/13a19-led-3k-90cri-s8651.html | Regency Lighting | 2020 | Yes
LED Lighting | A-Type | Satco | True |  | General Purpose Replacement | A19 | E26 (Medium) | Damp Location Rated,Recessed Fixtures Damp Location Rated,Recessed Fixtures Home / Light Bulbs / LED / LED A-Line / Satco - S8650 - 13A19/LED/27K/90CRI Energy Star Rated; Approved for Enclosed Fixtures; Damp Location Rated 13W A19 LED Lamp - 1100 Lumens - Warm White (2700K) - 90 CRI - 25000 Hours - E26 (Medium) - 120 to 130V - Frost Satco - S8650 - 13A19/LED/27K/90CRI | 2700 | 92 | 1100 | 84.6154 | 25000 | 13 | 1 | 7.73 | 7.73 | 9.083 | 2020Q3 | https://shop.regencylighting.com/lamps/led/a-line/13a19-led-27k-90cri-s8650.html | Regency Lighting | 2020 | Yes
LED Lighting | A-Type | Satco | True |  | General Purpose Replacement | A19 | E26 (Medium) | Damp Location Rated,Recessed Fixtures Damp Location Rated,Recessed Fixtures Home / Light Bulbs / LED / LED A-Line / Satco - S8651 - 13A19/LED/3K/90CRI Energy Star Rated; Approved for Enclosed Fixtures; Damp Location Rated 13W A19 LED Lamp - 1100 Lumens - Warm White (3000K) - 90 CRI - 25000 Hours - E26 (Medium) - 120 to 130V - Frost Satco - S8651 - 13A19/LED/3K/90CRI | 3000 | 93 | 1100 | 84.6154 | 25000 | 13 | 1 | 7.73 | 7.73 | 9.083 | 2020Q3 | https://shop.regencylighting.com/lamps/led/a-line/13a19-led-3k-90cri-s8651.html | Regency Lighting | 2020 | Yes
LED Lighting | A-Type | Satco | True |  | General Purpose Replacement | A19 | E26 (Medium) | Damp Location Rated,Recessed Fixtures Damp Location Rated,Recessed Fixtures Home Bulbs A19 LED Light Bulbs 75W Equal - 13W - LED A19 bulb - 2700K Warm White - 90 CRI Back Description This Satco S8650 LED A19 bulb produces 1100 lumens, with only 13 watt power consumption. The S8650 replaces 75 watt incandescent bulbs and has an E26 base type. Moreover, the bulb illuminates a warm white color temperature in 2700K. Solid State LED lighting A19 replacement lamp Approved for enclosed fixtures Available in 120V Quality 90 CRI lighting Bulb has a rate life of 25,000 hours 75W Equal - 13W - LED A19 bulb - 2700K Warm White - 90 CRI | 2700 | 92 | 1100 | 84.6154 | 25000 | 13 | 1 | 7.95 | 7.95 | 9.3416 | 2020Q3 | https://www.beeslighting.com/S8650 | Bee's Lighting | 2020 | Yes
LED Lighting | A-Type | Satco | True |  | General Purpose Replacement | A19 | E26 (Medium) | Damp Location Rated,Recessed Fixtures Damp Location Rated,Recessed Fixtures Home Bulbs A19 LED Light Bulbs 75W Equal - 13W - LED A19 bulb - 3000K Soft White - 90 CRI Back Description This Satco S8651 LED A19 bulb produces 1100 lumens, with only 13 watt power consumption. The S8651 replaces 75 watt incandescent bulbs and has an E26 base type. Moreover, the bulb illuminates a warm white color temperature in 3000K. Solid State LED lighting A19 replacement lamp Approved for enclosed fixtures Available in 120V Quality 90 CRI lighting Bulb has a rate life of 25,000 hours 75W Equal - 13W - LED A19 bulb - 3000K Soft White - 90 CRI | 3000 | 93 | 1100 | 84.6154 | 25000 | 13 | 1 | 7.95 | 7.95 | 9.3416 | 2020Q3 | https://www.beeslighting.com/S8651 | Bee's Lighting | 2020 | Yes
LED Lighting | A-Type | TCP | True |  | General Purpose Replacement | A19 | E26 (Medium) | Damp Location Rated Damp Location Rated Home Lamps, Bulbs, Ballasts Bulbs - LED LED - Traditional Lamps - A-Type TCP L75A19D2527KCQ T-20/24 13W A19; 120V; 1100LM; 2700K; 90CRI; 75W EQUIV; DIMMABLE; CQ (CALIFORNIA QUALIFIED) TCP L75A19D2527KCQ 13 watt LED, 1100 lumens, 2700K | 2700 | 91 | 1100 | 84.6154 | 25000 | 13 | 1 | 6.11 | 6.11 | 7.1795 | 2020Q3 | https://www.platt.com/platt-electric-supply/LED-Traditional-Lamps-A-Type/TCP/L75A19D2527KCQ/product.aspx?zpid=1445978 | Platt | 2020 | Yes
LED Lighting | A-Type | TCP | True |  | General Purpose Replacement | A19 | E26 (Medium) | Damp Location Rated Damp Location Rated Home Lamps, Bulbs, Ballasts Bulbs - LED LED - Traditional Lamps - A-Type LED A19 Lamp, 13W, 120V, Lumens: 1100, Color Temperature: 3000K, Dimmable, 75W Equivalent, Omni California Quality TCP L75A19D2530KCQ LED A19, 13W, Dimmable | 3000 | 92 | 1100 | 84.6154 | 25000 | 13 | 1 | 6.11 | 6.11 | 7.1795 | 2020Q3 | https://www.platt.com/platt-electric-supply/LED-Traditional-Lamps-A-Type/TCP/L75A19D2530KCQ/product.aspx?zpid=1445992 | Platt | 2020 | Yes
LED Lighting | A-Type | Satco | True |  | General Purpose Replacement | A19 | E26 (Medium) | Damp Location Rated,Recessed Fixtures Damp Location Rated,Recessed Fixtures Home Lamps, Bulbs, Ballasts Bulbs - LED LED - Traditional Lamps - A-Type S8651 13A19/LED/3K/90CRI 13A19/LED/3K/90CRI Satco S8651 13A19/LED/3K/90CRI | 3000 | 93 | 1100 | 84.6154 | 25000 | 13 | 1 | 11.99 | 11.99 | 14.0887 | 2020Q3 | https://www.rexelusa.com/usr/Root-Category/Lamps,-Bulbs,-Ballasts/Bulbs---LED/LED---Traditional/Lamps---A-Type/Satco-S8651-13A19-LED-3K-90CRI/p/1298876?prevPageNumber=64 | Rexel Energy Solutions | 2020 | Yes
LED Lighting | A-Type | Satco | True |  | A19/21 | GU24 (Bi-Pin / Twist & Lock) | GU24 (Bi-Pin / Twist & Lock) | Home / Light Bulbs / LED / Satco - S8485 - 18A21/LED/4K/90CRI/GU24 Approved for Enclosed Fixtures; Damp Location Rated 13W A19 LED Lamp - 1100 Lumens - Cool White (4000K) - 90 CRI - 25000 hrs. - GU24 (Bi-Pin / Twist & Lock) - 120 to 130V - Frost Satco - S8485 - 18A21/LED/4K/90CRI/GU24 | 4000 | 90 | 1100 | 84.6154 | 25000 | 13 | 1 | 9 | 9 | 10.5753 | 2020Q3 | https://shop.regencylighting.com/lamps/led/13a19-led-4k-90cri-gu24-s8485.html | Regency Lighting | 2020 | Yes
LED Lighting | A-Type | Satco | True |  | A19/21 | E26 (Medium) | E26 (Medium) | Home / Light Bulbs / LED / Satco - S8483 - 13A19/LED/4K/90CRI Approved for Enclosed Fixtures; Damp Location Rated 13W A19 LED Lamp - 1100 Lumens - Cool White (4000K) - 90 CRI - 25000 Hours - E26 (Medium) - 120 to 130V - Frost Satco - S8483 - 13A19/LED/4K/90CRI | 4000 | 90 | 1100 | 84.6154 | 25000 | 13 | 1 | 9 | 9 | 10.5753 | 2020Q3 | https://shop.regencylighting.com/lamps/led/13a19-led-4k-90cri-s8483.html | Regency Lighting | 2020 | Yes
LED Lighting | A-Type | Satco | True | Daylighting/Photocell, | A19/21 | E26 (Medium) | E26 (Medium) | Home / Light Bulbs / LED / Satco - S8484 - 13A19/LED/5K/90CRI Approved for Enclosed Fixtures; Damp Location Rated 13W A19 LED Lamp - 1100 Lumens - Daylight (5000K) - 90 CRI - 25000 Hours - E26 (Medium) - 120 to 130V - Frost Satco - S8484 - 13A19/LED/5K/90CRI | 5000 | 90 | 1100 | 84.6154 | 25000 | 13 | 1 | 7.73 | 7.73 | 9.083 | 2020Q3 | https://shop.regencylighting.com/lamps/led/13a19-led-5k-90cri-s8484.html | Regency Lighting | 2020 | Yes
LED Lighting | A-Type | Philips | True |  | A19/21 | E26 (Medium) | E26 (Medium) | Home / Light Bulbs / LED / Philips - 452771 - 13A21/SLIM/2700 DIM 120V A21 LED Lamp 13W A21 LED Lamp - Universal - 1100 Lumens - Warm White (2700K) - 80 CRI - 25000 Hours - E26 (Medium) - 120 to 130V Philips - 452771 - 13A21/SLIM/2700 DIM 120V | 2700 | 80 | 1100 | 84.6154 | 25000 | 13 | 1 | 3 | 3 | 3.5251 | 2020Q3 | https://shop.regencylighting.com/lamps/led/13a21-slim-2700-dim-120v-45277-1.html | Regency Lighting | 2020 | Yes
LED Lighting | A-Type | Satco | True |  | A19/21 | GU24 (Bi-Pin / Twist & Lock) | GU24 (Bi-Pin / Twist & Lock) | Home / Light Bulbs / LED / LED A-Line / Satco - S8485 - 18A21/LED/4K/90CRI/GU24 Approved for Enclosed Fixtures; Damp Location Rated 13W A19 LED Lamp - 1100 Lumens - Cool White (4000K) - 90 CRI - 25000 hrs. - GU24 (Bi-Pin / Twist & Lock) - 120 to 130V - Frost Satco - S8485 - 18A21/LED/4K/90CRI/GU24 | 4000 | 90 | 1100 | 84.6154 | 25000 | 13 | 1 | 9 | 9 | 10.5753 | 2020Q3 | https://shop.regencylighting.com/lamps/led/a-line/13a19-led-4k-90cri-gu24-s8485.html | Regency Lighting | 2020 | Yes
LED Lighting | A-Type | Satco | True |  | A19/21 | E26 (Medium) | E26 (Medium) | Home / Light Bulbs / LED / LED A-Line / Satco - S8483 - 13A19/LED/4K/90CRI Approved for Enclosed Fixtures; Damp Location Rated 13W A19 LED Lamp - 1100 Lumens - Cool White (4000K) - 90 CRI - 25000 Hours - E26 (Medium) - 120 to 130V - Frost Satco - S8483 - 13A19/LED/4K/90CRI | 4000 | 90 | 1100 | 84.6154 | 25000 | 13 | 1 | 9 | 9 | 10.5753 | 2020Q3 | https://shop.regencylighting.com/lamps/led/a-line/13a19-led-4k-90cri-s8483.html | Regency Lighting | 2020 | Yes
LED Lighting | A-Type | Satco | True | Daylighting/Photocell, | A19/21 | E26 (Medium) | E26 (Medium) | Home / Light Bulbs / LED / LED A-Line / Satco - S8484 - 13A19/LED/5K/90CRI Approved for Enclosed Fixtures; Damp Location Rated 13W A19 LED Lamp - 1100 Lumens - Daylight (5000K) - 90 CRI - 25000 Hours - E26 (Medium) - 120 to 130V - Frost Satco - S8484 - 13A19/LED/5K/90CRI | 5000 | 90 | 1100 | 84.6154 | 25000 | 13 | 1 | 7.73 | 7.73 | 9.083 | 2020Q3 | https://shop.regencylighting.com/lamps/led/a-line/13a19-led-5k-90cri-s8484.html | Regency Lighting | 2020 | Yes
LED Lighting | A-Type | Philips | True |  | A19/21 | E26 (Medium) | E26 (Medium) | Home / Light Bulbs / LED / LED A-Line / Philips - 452771 - 13A21/SLIM/2700 DIM 120V A21 LED Lamp 13W A21 LED Lamp - Universal - 1100 Lumens - Warm White (2700K) - 80 CRI - 25000 Hours - E26 (Medium) - 120 to 130V Philips - 452771 - 13A21/SLIM/2700 DIM 120V | 2700 | 80 | 1100 | 84.6154 | 25000 | 13 | 1 | 3 | 3 | 3.5251 | 2020Q3 | https://shop.regencylighting.com/lamps/led/a-line/13a21-slim-2700-dim-120v-45277-1.html | Regency Lighting | 2020 | Yes
LED Lighting | A-Type | TCP | False |  | A19/21 | E26 (Medium) | E26 (Medium) | Home / Light Bulbs / LED / LED A-Line / TCP - LED13A2127K Damp Location Rated; Shatter Resistant; Enclosed Fixture Rated 13W A21 LED Lamp - Universal - 1100 Lumens - Warm White (2700K) - 82 CRI - 25000 Hours - E26 (Medium) - 120 to 130V TCP - LED13A2127K | 2700 | 82 | 1100 | 84.6154 | 25000 | 13 | 1 | 9.07 | 9.07 | 10.6576 | 2020Q3 | https://shop.regencylighting.com/lamps/led/a-line/led13a2127k-tcp.html | Regency Lighting | 2020 | Yes
LED Lighting | A-Type | TCP | True |  | A19/21 | E26 (Medium) | E26 (Medium) | Home / Light Bulbs / LED / LED A-Line / TCP - LED13A21D27K A21 LED Lamp 13W A21 LED Lamp - Universal - 1100 Lumens - Warm White (2700K) - 82 CRI - 25000 Hours - E26 (Medium) - 120 to 130V - Frost TCP - LED13A21D27K | 2700 | 82 | 1100 | 84.6154 | 25000 | 13 | 1 | 12.5 | 12.5 | 14.688 | 2020Q3 | https://shop.regencylighting.com/lamps/led/a-line/led13a21d27k-tcp.html | Regency Lighting | 2020 | Yes
LED Lighting | A-Type | TCP | True |  | A19/21 | E26 (Medium) | E26 (Medium) | Home / Light Bulbs / LED / LED A-Line / TCP - LED13A21DOD27K Smooth Uniform Dimming; All Purpose and Omni-Directional Options; Incandescent Replacement 13W A21 LED Lamp - Universal - 1100 Lumens - Warm White (2700K) - 82 CRI - 25000 Hours - E26 (Medium) - 120 to 130V TCP - LED13A21DOD27K | 2700 | 82 | 1100 | 84.6154 | 25000 | 13 | 48 | 352.8 | 7.35 | 8.6365 | 2020Q3 | https://shop.regencylighting.com/lamps/led/a-line/led13a21dod27k-tcp.html | Regency Lighting | 2020 | Yes
LED Lighting | A-Type | TCP | False |  | A19/21 | E26 (Medium) | E26 (Medium) | Home / Light Bulbs / LED / TCP - LED13A2127K Damp Location Rated; Shatter Resistant; Enclosed Fixture Rated 13W A21 LED Lamp - Universal - 1100 Lumens - Warm White (2700K) - 82 CRI - 25000 Hours - E26 (Medium) - 120 to 130V TCP - LED13A2127K | 2700 | 82 | 1100 | 84.6154 | 25000 | 13 | 1 | 9.07 | 9.07 | 10.6576 | 2020Q3 | https://shop.regencylighting.com/lamps/led/led13a2127k-tcp.html | Regency Lighting | 2020 | Yes
LED Lighting | A-Type | TCP | True |  | A19/21 | E26 (Medium) | E26 (Medium) | Home / Light Bulbs / LED / TCP - LED13A21D27K A21 LED Lamp 13W A21 LED Lamp - Universal - 1100 Lumens - Warm White (2700K) - 82 CRI - 25000 Hours - E26 (Medium) - 120 to 130V - Frost TCP - LED13A21D27K | 2700 | 82 | 1100 | 84.6154 | 25000 | 13 | 1 | 12.5 | 12.5 | 14.688 | 2020Q3 | https://shop.regencylighting.com/lamps/led/led13a21d27k-tcp.html | Regency Lighting | 2020 | Yes
LED Lighting | A-Type | TCP | True |  | A19/21 | E26 (Medium) | E26 (Medium) | Home / Light Bulbs / LED / TCP - LED13A21DOD27K Smooth Uniform Dimming; All Purpose and Omni-Directional Options; Incandescent Replacement 13W A21 LED Lamp - Universal - 1100 Lumens - Warm White (2700K) - 82 CRI - 25000 Hours - E26 (Medium) - 120 to 130V TCP - LED13A21DOD27K | 2700 | 82 | 1100 | 84.6154 | 25000 | 13 | 48 | 352.8 | 7.35 | 8.6365 | 2020Q3 | https://shop.regencylighting.com/lamps/led/led13a21dod27k-tcp.html | Regency Lighting | 2020 | Yes
LED Lighting | A-Type | SYLVANIA |  |  |  | A19 (Arbitrary) | Medium Screw (E26) | Home Lamps, Bulbs, Ballasts Bulbs - LED LED - Traditional Lamps - A-Type LED12A19F82710YVRP LED Lamp, 12 Watt, 120 Volt, Bulb: A19 (Arbitrary), Base: Medium Screw (E26), Lumens: 1100, CRI: 80, Color Temperature: 2700K, Lamp Finish: Frosted, Rated Hours: 11000, Note: RP indicates special retail packaging, Standard Case Qty: 6 *Sylvania Part # 79291* LED Lamp, A19, 12W, 120V, Frosted SYLVANIA LED12A19F82710YVRP LED Lamp, A19, 12W, 120V, Frosted | 2700 | 80 | 1100 | 84.6154 |  | 13 | 1 | 9.21 | 9.21 | 10.8221 | 2020Q3 | https://www.rexelusa.com/usr/Root-Category/Lamps,-Bulbs,-Ballasts/Bulbs---LED/LED---Traditional/Lamps---A-Type/SYLVANIA-LED12A19F82710YVRP-LED-Lamp,-A19,-12W,-120V,-Frosted/p/970111?prevPageNumber=2 | Rexel Energy Solutions | 2020 | Yes
LED Lighting | A-Type | Brand TCP | True |  | General Purpose Replacement | A19 | E26 (Medium) | Damp Location Rated CAC LED Bulb TCP 12W A19 75W Equivalent 2700K Dimmable 12 Watt 2,700 Kelvin 15,000 Average Hour Life 1,100 Lumens Medium Base 120 Volt 90 CRI Dimmable Replaces 75W Incandescent Bulb Mfg #L75A19D2527KCQ Mfg #L75A19D2527KCQ CAC LED Bulb TCP 12W A19 75W Equivalent 2700K Dimmable | 2700 | 91 | 1100 | 84.6154 | 25000 | 13 | 1 | 6.79 | 6.79 | 7.9785 | 2020Q2 | https://hdsupplysolutions.com/p/led-00-75-10-35/cac-led-bulb-tcp-12w-a19-75w-equivalent-2700k-dimmable-p238229 | HD Supply | 2020 | Yes
LED Lighting | A-Type | Brand TCP | True |  | General Purpose Replacement | A19 | E26 (Medium) | Damp Location Rated CAC LED Bulb TCP 12W A19 75W Equivalent 3000K Dimmable 12 Watt 3,000 Kelvin 15,000 Average Hour Life 1,100 Lumens Medium Base 120 Volt 90 CRI Dimmable Replaces 75W Incandescent Bulb Mfg #L75A19D2530KCQ Mfg #L75A19D2530KCQ CAC LED Bulb TCP 12W A19 75W Equivalent 3000K Dimmable | 3000 | 92 | 1100 | 84.6154 | 25000 | 13 | 1 | 7.99 | 7.99 | 9.3886 | 2020Q2 | https://hdsupplysolutions.com/p/led-00-75-10-35/cac-led-bulb-tcp-12w-a19-75w-equivalent-3000k-dimmable-p238230 | HD Supply | 2020 | Yes
LED Lighting | A-Type | Satco | True |  | General Purpose Replacement | A19 | E26 (Medium) | Damp Location Rated,Recessed Fixtures Home / Light Bulbs / LED / Satco - S8650 - 13A19/LED/27K/90CRI Energy Star Rated; Approved for Enclosed Fixtures; Damp Location Rated 13W A19 LED Lamp - 1100 Lumens - Warm White (2700K) - 90 CRI - 25000 Hours - E26 (Medium) - 120 to 130V - Frost Satco - S8650 - 13A19/LED/27K/90CRI | 2700 | 92 | 1100 | 84.6154 | 25000 | 13 | 1 | 7.46 | 7.46 | 8.7658 | 2020Q2 | https://shop.regencylighting.com/lamps/led/13a19-led-27k-90cri-s8650.html | Regency Lighting | 2020 | Yes
LED Lighting | A-Type | Satco | True |  | General Purpose Replacement | A19 | E26 (Medium) | Damp Location Rated,Recessed Fixtures Home / Light Bulbs / LED / LED A-Line / Satco - S8650 - 13A19/LED/27K/90CRI Energy Star Rated; Approved for Enclosed Fixtures; Damp Location Rated 13W A19 LED Lamp - 1100 Lumens - Warm White (2700K) - 90 CRI - 25000 Hours - E26 (Medium) - 120 to 130V - Frost Satco - S8650 - 13A19/LED/27K/90CRI | 2700 | 92 | 1100 | 84.6154 | 25000 | 13 | 1 | 7.46 | 7.46 | 8.7658 | 2020Q2 | https://shop.regencylighting.com/lamps/led/a-line/13a19-led-27k-90cri-s8650.html | Regency Lighting | 2020 | Yes
LED Lighting | A-Type | Satco | True |  | General Purpose Replacement | A19 | E26 (Medium) | Damp Location Rated,Recessed Fixtures Home / Light Bulbs / LED / LED A-Line / Satco - S8651 - 13A19/LED/3K/90CRI Energy Star Rated; Approved for Enclosed Fixtures; Damp Location Rated 13W A19 LED Lamp - 1100 Lumens - Warm White (3000K) - 90 CRI - 25000 Hours - E26 (Medium) - 120 to 130V - Frost Satco - S8651 - 13A19/LED/3K/90CRI | 3000 | 93 | 1100 | 84.6154 | 25000 | 13 | 1 | 7.46 | 7.46 | 8.7658 | 2020Q2 | https://shop.regencylighting.com/lamps/led/a-line/13a19-led-3k-90cri-s8651.html | Regency Lighting | 2020 | Yes
LED Lighting | A-Type | Satco | True |  | General Purpose Replacement | A19 | E26 (Medium) | Damp Location Rated,Recessed Fixtures HomeLamps, Bulbs, BallastsBulbs - LEDLED - TraditionalLamps - A-Type 13A19/LED/3K/90CRI Satco S8651 13A19/LED/3K/90CRI | 3000 | 93 | 1100 | 84.6154 | 25000 | 13 | 1 | 9.63 | 9.63 | 11.3156 | 2020Q2 | https://www.platt.com/platt-electric-supply/LED-Traditional-Lamps-A-Type/Satco/S8651/product.aspx?zpid=1418691 | Platt | 2020 | Yes
LED Lighting | A-Type | TCP | True |  | General Purpose Replacement | A19 | E26 (Medium) | Damp Location Rated HomeLamps, Bulbs, BallastsBulbs - LEDLED - TraditionalLamps - A-Type TCP L75A19D2527KCQ T-20/24 13W A19; 120V; 1100LM; 2700K; 90CRI; 75W EQUIV; DIMMABLE; CQ (CALIFORNIA QUALIFIED) TCP L75A19D2527KCQ 13 watt LED, 1100 lumens, 2700K | 2700 | 91 | 1100 | 84.6154 | 25000 | 13 | 1 | 6.1 | 6.1 | 7.1677 | 2020Q2 | https://www.platt.com/platt-electric-supply/LED-Traditional-Lamps-A-Type/TCP/L75A19D2527KCQ/product.aspx?zpid=1445978 | Platt | 2020 | Yes
LED Lighting | A-Type | TCP | True |  | General Purpose Replacement | A19 | E26 (Medium) | Damp Location Rated HomeLamps, Bulbs, BallastsBulbs - LEDLED - TraditionalLamps - A-Type LED A19 Lamp, 13W, 120V, Lumens: 1100, Color Temperature: 3000K, Dimmable, 75W Equivalent, Omni California Quality TCP L75A19D2530KCQ LED A19, 13W, Dimmable | 3000 | 92 | 1100 | 84.6154 | 25000 | 13 | 1 | 6.1 | 6.1 | 7.1677 | 2020Q2 | https://www.platt.com/platt-electric-supply/LED-Traditional-Lamps-A-Type/TCP/L75A19D2530KCQ/product.aspx?zpid=1445992 | Platt | 2020 | Yes
LED Lighting | A-Type | Satco | True |  | A19/21 | GU24 (Bi-Pin / Twist & Lock) | GU24 (Bi-Pin / Twist & Lock) | Home / Light Bulbs / LED / Satco - S8485 - 18A21/LED/4K/90CRI/GU24 Approved for Enclosed Fixtures; Damp Location Rated 13W A19 LED Lamp - 1100 Lumens - Cool White (4000K) - 90 CRI - 25000 hrs. - GU24 (Bi-Pin / Twist & Lock) - 120 to 130V - Frost Satco - S8485 - 18A21/LED/4K/90CRI/GU24 | 4000 | 90 | 1100 | 84.6154 | 25000 | 13 | 1 | 8.69 | 8.69 | 10.2111 | 2020Q2 | https://shop.regencylighting.com/lamps/led/13a19-led-4k-90cri-gu24-s8485.html | Regency Lighting | 2020 | Yes
LED Lighting | A-Type | Satco | True |  | A19/21 | E26 (Medium) | E26 (Medium) | Home / Light Bulbs / LED / Satco - S8483 - 13A19/LED/4K/90CRI Approved for Enclosed Fixtures; Damp Location Rated 13W A19 LED Lamp - 1100 Lumens - Cool White (4000K) - 90 CRI - 25000 Hours - E26 (Medium) - 120 to 130V - Frost Satco - S8483 - 13A19/LED/4K/90CRI | 4000 | 90 | 1100 | 84.6154 | 25000 | 13 | 1 | 8.69 | 8.69 | 10.2111 | 2020Q2 | https://shop.regencylighting.com/lamps/led/13a19-led-4k-90cri-s8483.html | Regency Lighting | 2020 | Yes
LED Lighting | A-Type | Satco | True | Daylighting/Photocell, | A19/21 | E26 (Medium) | E26 (Medium) | Home / Light Bulbs / LED / Satco - S8484 - 13A19/LED/5K/90CRI Approved for Enclosed Fixtures; Damp Location Rated 13W A19 LED Lamp - 1100 Lumens - Daylight (5000K) - 90 CRI - 25000 Hours - E26 (Medium) - 120 to 130V - Frost Satco - S8484 - 13A19/LED/5K/90CRI | 5000 | 90 | 1100 | 84.6154 | 25000 | 13 | 1 | 7.46 | 7.46 | 8.7658 | 2020Q2 | https://shop.regencylighting.com/lamps/led/13a19-led-5k-90cri-s8484.html | Regency Lighting | 2020 | Yes
LED Lighting | A-Type | Satco | True |  | A19/21 | GU24 (Bi-Pin / Twist & Lock) | GU24 (Bi-Pin / Twist & Lock) | Home / Light Bulbs / LED / LED A-Line / Satco - S8485 - 18A21/LED/4K/90CRI/GU24 Approved for Enclosed Fixtures; Damp Location Rated 13W A19 LED Lamp - 1100 Lumens - Cool White (4000K) - 90 CRI - 25000 hrs. - GU24 (Bi-Pin / Twist & Lock) - 120 to 130V - Frost Satco - S8485 - 18A21/LED/4K/90CRI/GU24 | 4000 | 90 | 1100 | 84.6154 | 25000 | 13 | 1 | 8.69 | 8.69 | 10.2111 | 2020Q2 | https://shop.regencylighting.com/lamps/led/a-line/13a19-led-4k-90cri-gu24-s8485.html | Regency Lighting | 2020 | Yes
LED Lighting | A-Type | Satco | True |  | A19/21 | E26 (Medium) | E26 (Medium) | Home / Light Bulbs / LED / LED A-Line / Satco - S8483 - 13A19/LED/4K/90CRI Approved for Enclosed Fixtures; Damp Location Rated 13W A19 LED Lamp - 1100 Lumens - Cool White (4000K) - 90 CRI - 25000 Hours - E26 (Medium) - 120 to 130V - Frost Satco - S8483 - 13A19/LED/4K/90CRI | 4000 | 90 | 1100 | 84.6154 | 25000 | 13 | 1 | 8.69 | 8.69 | 10.2111 | 2020Q2 | https://shop.regencylighting.com/lamps/led/a-line/13a19-led-4k-90cri-s8483.html | Regency Lighting | 2020 | Yes
LED Lighting | A-Type | Satco | True | Daylighting/Photocell, | A19/21 | E26 (Medium) | E26 (Medium) | Home / Light Bulbs / LED / LED A-Line / Satco - S8484 - 13A19/LED/5K/90CRI Approved for Enclosed Fixtures; Damp Location Rated 13W A19 LED Lamp - 1100 Lumens - Daylight (5000K) - 90 CRI - 25000 Hours - E26 (Medium) - 120 to 130V - Frost Satco - S8484 - 13A19/LED/5K/90CRI | 5000 | 90 | 1100 | 84.6154 | 25000 | 13 | 1 | 7.46 | 7.46 | 8.7658 | 2020Q2 | https://shop.regencylighting.com/lamps/led/a-line/13a19-led-5k-90cri-s8484.html | Regency Lighting | 2020 | Yes
LED Lighting | A-Type | TCP | False |  | A19/21 | E26 (Medium) | E26 (Medium) | Home / Light Bulbs / LED / LED A-Line / TCP - LED13A2127K Damp Location Rated; Shatter Resistant; Enclosed Fixture Rated 13W A21 LED Lamp - Universal - 1100 Lumens - Warm White (2700K) - 82 CRI - 25000 Hours - E26 (Medium) - 120 to 130V TCP - LED13A2127K | 2700 | 82 | 1100 | 84.6154 | 25000 | 13 | 1 | 8.62 | 8.62 | 10.1288 | 2020Q2 | https://shop.regencylighting.com/lamps/led/a-line/led13a2127k-tcp.html | Regency Lighting | 2020 | Yes
LED Lighting | A-Type | TCP | True |  | A19/21 | E26 (Medium) | E26 (Medium) | Home / Light Bulbs / LED / LED A-Line / TCP - LED13A21D27K A21 LED Lamp 13W A21 LED Lamp - Universal - 1100 Lumens - Warm White (2700K) - 82 CRI - 25000 Hours - E26 (Medium) - 120 to 130V - Frost TCP - LED13A21D27K | 2700 | 82 | 1100 | 84.6154 | 25000 | 13 | 1 | 11.87 | 11.87 | 13.9477 | 2020Q2 | https://shop.regencylighting.com/lamps/led/a-line/led13a21d27k-tcp.html | Regency Lighting | 2020 | Yes
LED Lighting | A-Type | TCP | False |  | A19/21 | E26 (Medium) | E26 (Medium) | Home / Light Bulbs / LED / TCP - LED13A2127K Damp Location Rated; Shatter Resistant; Enclosed Fixture Rated 13W A21 LED Lamp - Universal - 1100 Lumens - Warm White (2700K) - 82 CRI - 25000 Hours - E26 (Medium) - 120 to 130V TCP - LED13A2127K | 2700 | 82 | 1100 | 84.6154 | 25000 | 13 | 1 | 8.62 | 8.62 | 10.1288 | 2020Q2 | https://shop.regencylighting.com/lamps/led/led13a2127k-tcp.html | Regency Lighting | 2020 | Yes
LED Lighting | A-Type | TCP | True |  | A19/21 | E26 (Medium) | E26 (Medium) | Home / Light Bulbs / LED / TCP - LED13A21D27K A21 LED Lamp 13W A21 LED Lamp - Universal - 1100 Lumens - Warm White (2700K) - 82 CRI - 25000 Hours - E26 (Medium) - 120 to 130V - Frost TCP - LED13A21D27K | 2700 | 82 | 1100 | 84.6154 | 25000 | 13 | 1 | 11.87 | 11.87 | 13.9477 | 2020Q2 | https://shop.regencylighting.com/lamps/led/led13a21d27k-tcp.html | Regency Lighting | 2020 | Yes
LED Lighting | A-Type | Satco | True |  | A19/21 | E26 (Medium) | E26 (Medium) | Home / Light Bulbs / LED / Satco - S9583 - 4.5A19/AMB/LED/E26/22K/120V Approved for Totally Enclosed Fixtures; Damp Location Rated 4.5W A19 LED Lamp - Universal - 380 Lumens - Warm White (2200K) - 80 CRI - 15000 Hours - E26 (Medium) - 120 to 130V - Transparent Amber Satco - S9583 - 4.5A19/AMB/LED/E26/22K/120V | 2200 | 80 | 380 | 84.4444 | 15000 | 4.5 | 1 | 9 | 9 | 10.5753 | 2020Q3 | https://shop.regencylighting.com/lamps/led/4-5a19-amb-led-e26-22k-120v-s9583.html | Regency Lighting | 2020 | Yes
LED Lighting | A-Type | Satco | True |  | A19/21 | E26 (Medium) | E26 (Medium) | Home / Light Bulbs / LED / LED A-Line / Satco - S9583 - 4.5A19/AMB/LED/E26/22K/120V Approved for Totally Enclosed Fixtures; Damp Location Rated 4.5W A19 LED Lamp - Universal - 380 Lumens - Warm White (2200K) - 80 CRI - 15000 Hours - E26 (Medium) - 120 to 130V - Transparent Amber Satco - S9583 - 4.5A19/AMB/LED/E26/22K/120V | 2200 | 80 | 380 | 84.4444 | 15000 | 4.5 | 1 | 9 | 9 | 10.5753 | 2020Q3 | https://shop.regencylighting.com/lamps/led/a-line/4-5a19-amb-led-e26-22k-120v-s9583.html | Regency Lighting | 2020 | Yes
LED Lighting | A-Type | Sylvania | True |  | A19/21 | E26 (Medium) | E26 (Medium) | Home / Light Bulbs / LED / LED A-Line / Sylvania - 75347 - LED4.5A19DIM822VINRP 6/CS 1/SKU A19 Decorative LED Lamp 4.5W A19 LED Lamp - Universal - 380 Lumens - Warm White (2200K) - 80 CRI - 15000 Hours - E26 (Medium) - 120 to 130V - Amber Sylvania - 75347 - LED4.5A19DIM822VINRP 6/CS 1/SKU | 2200 | 80 | 380 | 84.4444 | 15000 | 4.5 | 1 | 6.08 | 6.08 | 7.1442 | 2020Q3 | https://shop.regencylighting.com/lamps/led/a-line/led4-5a19dim822vinrp-6-cs-1-sku-75347.html | Regency Lighting | 2020 | Yes
LED Lighting | A-Type | Sylvania | True |  | A19/21 | E26 (Medium) | E26 (Medium) | Home / Light Bulbs / LED / Sylvania - 75347 - LED4.5A19DIM822VINRP 6/CS 1/SKU A19 Decorative LED Lamp 4.5W A19 LED Lamp - Universal - 380 Lumens - Warm White (2200K) - 80 CRI - 15000 Hours - E26 (Medium) - 120 to 130V - Amber Sylvania - 75347 - LED4.5A19DIM822VINRP 6/CS 1/SKU | 2200 | 80 | 380 | 84.4444 | 15000 | 4.5 | 1 | 6.08 | 6.08 | 7.1442 | 2020Q3 | https://shop.regencylighting.com/lamps/led/led4-5a19dim822vinrp-6-cs-1-sku-75347.html | Regency Lighting | 2020 | Yes
LED Lighting | A-Type | Sylvania | True |  | LED | A19 | E26 (Medium) | Topbulb » LED Bulbs » LED Filament / Vintage » Warm Amber Light » Sylvania 75347 ¦ 4.5W Filament - 40W Equal - A19 - Medium Base - 2200K Amber This Sylvania 75347 dimmable 4.5 watt LED is designed for decorative applications where warm amber illumination is desired. The amber color temperature (2200K) is warmer appearing than 2700K warm white color temperature. The clear glass, exposed filament and amber light offers the nostalgic appeal of vintage lighting. The 15,000 hour life of this LED bulb compares to the 2000 hour life of a similar exposed filament incandescent bulb. LED Technology Notice Due to constantly evolving nature of LED technology, manufacturers will reserve the right to replace this product with next generation technology. We appreciate your understanding and acceptance of this policy. Documents Sylvania 75347 Specification Sheet 15,000 Hours • Exposed Filament Vintage Style Sylvania 75347 ¦ 4.5W Filament - 40W Equal - A19 - Medium Base - 2200K Amber | 2200 | 80 | 380 | 84.4444 | 15000 | 4.5 | 1 | 5.95 | 5.95 | 6.9915 | 2020Q3 | https://www.topbulb.com/sylvania-75347-led-a19-4-5w-dimmable-80cri-380-lumen-2200k-15000-life-amber-finish | Top Bulb | 2020 | Yes
LED Lighting | A-Type | Green Creative | True |  |  | A19 |  | 40W incandescent replacement Vintage look - Amber glass Micro-designed driver Dimmable with most existing fixtures More Information This TITANIUM LED SERIES filament A19 has been designed and engineered for demanding commercial decorative applications. Features: Wattage: 4.5W LED Bulb Shape: A19 Bulb Base: E26 Base Voltage: 120V Rated Life: 15,000 hours Color Temperature: 2400K CRI: 80 Lumens: 380 Beam Angle: 330 degrees 40W incandescent replacement Vintage look - Amber glass Micro-designed driver Dimmable with most existing fixtures Model: 57972 *MFG Part Number*: 57972 This TITANIUM LED SERIES filament A19 has been designed and engineered for demanding commercial decorative applications. Green Creative 4.5W A19 LED Bulb - E26 Base, 120V | 2400 | 80 | 380 | 84.4444 | 15000 | 4.5 | 1 | 8.37 | 8.37 | 9.8351 | 2020Q2 | https://www.lbclighting.com/led/light-bulb-led/grnc-57972.html | LBC Lighting | 2020 | Yes
LED Lighting | A-Type | Satco | True |  | A19 (Arbitrary) |  | E26 (Medium Screw) | HomeLamps, Bulbs, BallastsBulbs - LEDLED - DecorativeLamps - Globe LED Lamp, 4.5 Watt, 120 Volts, A19, Amber, Medium Base; 2200K; 380 Lumens Satco S9583 LED Lamp, Dimmable, 4.5W, 120V, Amber | 2200 |  | 380 | 84.4444 |  | 4.5 | 1 | 10.97 | 10.97 | 12.8902 | 2020Q2 | https://www.platt.com/platt-electric-supply/LED-Decorative-Lamps-Globe/Satco/S9583/product.aspx?zpid=108874 | Platt | 2020 | Yes
LED Lighting | A-Type | Satco | True |  | A19/21 | E26 (Medium) | E26 (Medium) | Home / Light Bulbs / LED / Satco - S9583 - 4.5A19/AMB/LED/E26/22K/120V Approved for Totally Enclosed Fixtures; Damp Location Rated 4.5W A19 LED Lamp - Universal - 380 Lumens - Warm White (2200K) - 80 CRI - 15000 Hours - E26 (Medium) - 120 to 130V - Transparent Amber Satco - S9583 - 4.5A19/AMB/LED/E26/22K/120V | 2200 | 80 | 380 | 84.4444 | 15000 | 4.5 | 1 | 8.69 | 8.69 | 10.2111 | 2020Q2 | https://shop.regencylighting.com/lamps/led/4-5a19-amb-led-e26-22k-120v-s9583.html | Regency Lighting | 2020 | Yes
LED Lighting | A-Type | Satco | True |  | A19/21 | E26 (Medium) | E26 (Medium) | Home / Light Bulbs / LED / LED A-Line / Satco - S9583 - 4.5A19/AMB/LED/E26/22K/120V Approved for Totally Enclosed Fixtures; Damp Location Rated 4.5W A19 LED Lamp - Universal - 380 Lumens - Warm White (2200K) - 80 CRI - 15000 Hours - E26 (Medium) - 120 to 130V - Transparent Amber Satco - S9583 - 4.5A19/AMB/LED/E26/22K/120V | 2200 | 80 | 380 | 84.4444 | 15000 | 4.5 | 1 | 8.69 | 8.69 | 10.2111 | 2020Q2 | https://shop.regencylighting.com/lamps/led/a-line/4-5a19-amb-led-e26-22k-120v-s9583.html | Regency Lighting | 2020 | Yes
LED Lighting | A-Type | Sylvania | True |  | A19/21 | E26 (Medium) | E26 (Medium) | Home / Light Bulbs / LED / LED A-Line / Sylvania - 75347 - LED4.5A19DIM822VINRP 6/CS 1/SKU A19 Decorative LED Lamp 4.5W A19 LED Lamp - Universal - 380 Lumens - Warm White (2200K) - 80 CRI - 15000 Hours - E26 (Medium) - 120 to 130V - Amber Sylvania - 75347 - LED4.5A19DIM822VINRP 6/CS 1/SKU | 2200 | 80 | 380 | 84.4444 | 15000 | 4.5 | 1 | 5.83 | 5.83 | 6.8505 | 2020Q2 | https://shop.regencylighting.com/lamps/led/a-line/led4-5a19dim822vinrp-6-cs-1-sku-75347.html | Regency Lighting | 2020 | Yes
LED Lighting | A-Type | Sylvania | True |  | A19/21 | E26 (Medium) | E26 (Medium) | Home / Light Bulbs / LED / Sylvania - 75347 - LED4.5A19DIM822VINRP 6/CS 1/SKU A19 Decorative LED Lamp 4.5W A19 LED Lamp - Universal - 380 Lumens - Warm White (2200K) - 80 CRI - 15000 Hours - E26 (Medium) - 120 to 130V - Amber Sylvania - 75347 - LED4.5A19DIM822VINRP 6/CS 1/SKU | 2200 | 80 | 380 | 84.4444 | 15000 | 4.5 | 1 | 5.83 | 5.83 | 6.8505 | 2020Q2 | https://shop.regencylighting.com/lamps/led/led4-5a19dim822vinrp-6-cs-1-sku-75347.html | Regency Lighting | 2020 | Yes
LED Lighting | A-Type | Sylvania | True |  | LED | A19 | E26 (Medium) | Topbulb » LED Bulbs » LED Filament / Vintage » Warm Amber Light » Sylvania 75347 ¦ 4.5W Filament - 40W Equal - A19 - Medium Base - 2200K Amber This Sylvania 75347 dimmable 4.5 watt LED is designed for decorative applications where warm amber illumination is desired. The amber color temperature (2200K) is warmer appearing than 2700K warm white color temperature. The clear glass, exposed filament and amber light offers the nostalgic appeal of vintage lighting. The 15,000 hour life of this LED bulb compares to the 2000 hour life of a similar exposed filament incandescent bulb. LED Technology Notice Due to constantly evolving nature of LED technology, manufacturers will reserve the right to replace this product with next generation technology. We appreciate your understanding and acceptance of this policy. Documents Sylvania 75347 Specification Sheet 15,000 Hours • Exposed Filament Vintage Style Sylvania 75347 ¦ 4.5W Filament - 40W Equal - A19 - Medium Base - 2200K Amber | 2200 | 80 | 380 | 84.4444 | 15000 | 4.5 | 1 | 5.95 | 5.95 | 6.9915 | 2020Q2 | https://www.topbulb.com/sylvania-75347-led-a19-4-5w-dimmable-80cri-380-lumen-2200k-15000-life-amber-finish | Top Bulb | 2020 | Yes
LED Lighting | A-Type | C-Lite By Cree | False |  |  | A-19 | Medium (E26) | LED A-Style Light Bulbs C-Lite By Cree brand omnidirectional non-dimmable 9 watt 2700K A-19 LED bulb generates as much light as many 60 watt incandescent bulbs. Saves 51 watts in electricity compared to a 60 watt incandescent No lead or mercury means easy and environmentally safe disposal Very long life - Rated to still put out 70% as much light after 10,000 hours of operation as it did when brand new Do not use in enclosed fixtures because heat build up will shorten life. Do not “hot swap” this bulb. Turn off fixture before replacing existing bulb. Saves 51 watts in electricity compared to a 60 watt incandescent No lead or mercury means easy and environmentally safe disposal Very long life - Rated to still put out 70% as much light after 10,000 hours of operation as it did when brand new C-Lite By Cree Non-Dimmable 9 Watt 2700K A-19 LED Bulb (Pack of 4) | 2700 | 80 | 760 | 84.4444 | 10000 | 9 | 4 | 7.96 | 1.99 | 2.3383 | 2020Q3 | https://www.bulbs.com/product/C-A19-A-60W-ND-27K-B4 | Bulbs.com | 2020 | Yes
LED Lighting | A-Type | C-Lite By Cree | False |  |  | A-19 | Medium (E26) | LED A-Style Light Bulbs C-Lite By Cree brand omnidirectional non-dimmable 9 watt 2700K A-19 LED bulb generates as much light as many 60 watt incandescent bulbs. Saves 51 watts in electricity compared to a 60 watt incandescent No lead or mercury means easy and environmentally safe disposal Very long life - Rated to still put out 70% as much light after 10,000 hours of operation as it did when brand new Do not use in enclosed fixtures because heat build up will shorten life. Do not “hot swap” this bulb. Turn off fixture before replacing existing bulb. Saves 51 watts in electricity compared to a 60 watt incandescent No lead or mercury means easy and environmentally safe disposal Very long life - Rated to still put out 70% as much light after 10,000 hours of operation as it did when brand new C-Lite By Cree Non-Dimmable 9 Watt 2700K A-19 LED Bulb (Pack of 4) | 2700 | 80 | 760 | 84.4444 | 10000 | 9 | 4 | 7.96 | 1.99 | 2.3383 | 2020Q2 | https://www.bulbs.com/product/C-A19-A-60W-ND-27K-B4 | Bulbs.com | 2020 | Yes
LED Lighting | A-Type | Satco | False |  |  | A19 |  | Non-dimmable Not for use with dimmers More Information Satco 9.6W Non-Dimmable Multi-Directional A19 LED Bulb - E26 Medium Base, 120V Features: Wattage: 9.6W Type: LED Bulb Shape: A19 Bulb Base: E26 Medium Voltage: 120V Color Temperature: 2700K, 5000K CRI: 80 Lumens: 810 - 850 Beam Spread: 240 degrees Average Rated Life: 25,000 Hours Incandescent Equivalent: 60W Non-dimmable Not for use with dimmers Applications: indoor residential and commercial lighting, down lighting, display lighting, accent lighting *MFG Part Number*: S9114 , S9115 Satco 9.6W Non-Dimmable Multi-Directional A19 LED Bulb - E26 Medium Base, 120V Satco 9.6W Non-Dimmable Multi-Directional A19 LED Bulb - E26 Medium Base, 120V | 2700 | 80 | 810 | 84.375 | 25000 | 9.6 | 1 | 4.75 | 4.75 | 5.5814 | 2020Q2 | https://www.lbclighting.com/led/light-bulb-led/stco-9-6a19-led-multi.html | LBC Lighting | 2020 | Yes
LED Lighting | A-Type | Brand Green Creative | True |  | General Purpose Replacement | A19 | E26 (Medium) | Damp Location Rated,Dim to Warm Damp Location Rated,Dim to Warm Green Creative¿ 9.5 Watt A-19 LED Bulb Medium Base 120V Warm Dim Dimmable ENERGY STAR¿ Mfg #9.5A19DIM/8CCTD Green Creative® 9.5 Watt A-19 LED Bulb - Med Base - 120V - Warm Dim - Dimmable | 2700 | 80 | 800 | 84.2105 | 25000 | 9.5 | 1 | 17.99 | 17.99 | 21.1389 | 2020Q3 | https://hdsupplysolutions.com/p/led-00-75-10-35/green-creative-95-watt-a-19-led-bulb-med-base-120v-warm-dim-dimmable-p133632 | HD Supply | 2020 | Yes
LED Lighting | A-Type | Brand TCP | True |  | General Purpose Replacement | A19 | GU24 | Damp Location Rated Damp Location Rated Tcp® Led Bulb 9.5 Watt Omni Direct A19 60 Watt Equivalent 2700k Gu24, Pack Of 6 Tcp® 9.5 Watt Omni-Directional Led A-19 Bulb 2,700 Kelvin Gu24 Base 2,700 Kelvin 120 Volt 800 Lumens 82 Cri 25,000 Average Hour Life Omni-Directional Dimmable Replaces 60w Incandescent Bulb Mfg # Led10a19gudod27k Pkg Of 6 Mfg #LED10A19GUDOD27K6 Tcp® Led Bulb 9.5 Watt Omni Direct A19 60 Watt Equivalent 2700k Gu24, Pack Of 6 | 2700 | 82 | 800 | 84.2105 | 25000 | 9.5 | 6 | 35.94 | 5.99 | 7.0385 | 2020Q3 | https://hdsupplysolutions.com/p/led-00-75-10-35/tcp-led-bulb-95-watt-omni-direct-a19-60-watt-equivalent-2700k-gu24-pack-of-6-p104608 | HD Supply | 2020 | Yes
LED Lighting | A-Type | Satco | False |  | General Purpose Replacement | A19 | E26 (Medium) | Damp Location Rated Damp Location Rated Home / Light Bulbs / LED / Satco - S9593 - 9.5A19/LED/2700K/120V Energy Star Certified; Approved for Enclosed Fixtures; Damp Location Rated 9.5W A19 LED Lamp - Universal - 800 Lumens - Warm White (2700K) - 80 CRI - 15000 hrs. - E26 (Medium) - 120 to 130V - Frost Satco - S9593 - 9.5A19/LED/2700K/120V | 2700 | 80 | 800 | 84.2105 | 15000 | 9.5 | 6 | 18.48 | 3.08 | 3.6191 | 2020Q3 | https://shop.regencylighting.com/lamps/led/9-5a19-led-2700k-120v-s9593.html | Regency Lighting | 2020 | Yes
LED Lighting | A-Type | Satco | False |  | General Purpose Replacement | A19 | E26 (Medium) | Damp Location Rated Damp Location Rated Home / Light Bulbs / LED / Satco - S29596 - 9.5A19/LED/27K/ND/120V/4PK Approved for Enclosed Fixtures; Energy Star Rated 9.5W A19 LED Lamp - Universal - 800 Lumens - Warm White (2700K) - 80 CRI - 15000 Hours - E26 (Medium) - 120 to 130V - Frost Satco - S29596 - 9.5A19/LED/27K/ND/120V/4PK | 2700 | 80 | 800 | 84.2105 | 15000 | 9.5 | 1 | 54.46 | 54.46 | 63.9926 | 2020Q3 | https://shop.regencylighting.com/lamps/led/9-5a19-led-27k-nd-120v-4pk-s29596.html | Regency Lighting | 2020 | Yes
LED Lighting | A-Type | Satco | False | Daylighting/Photocell, | General Purpose Replacement | A19 | E26 (Medium) | Damp Location Rated Damp Location Rated Home / Light Bulbs / LED / Satco - S9595 - 9.5A19/LED/5000K/120V Energy Star Certified; Approved for Enclosed Fixtures; Damp Location Rated 9.5W A19 LED Lamp - Universal - 800 Lumens - Daylight (5000K) - 80 CRI - 15000 hrs. - E26 (Medium) - 120 to 130V - Frost Satco - S9595 - 9.5A19/LED/5000K/120V | 5000 | 85 | 800 | 84.2105 | 15000 | 9.5 | 6 | 18.48 | 3.08 | 3.6191 | 2020Q3 | https://shop.regencylighting.com/lamps/led/9-5a19-led-5000k-120v-s9595.html | Regency Lighting | 2020 | Yes
LED Lighting | A-Type | Satco | False |  | General Purpose Replacement | A19 | E26 (Medium) | Damp Location Rated Damp Location Rated Home / Light Bulbs / LED / LED A-Line / Satco - S9593 - 9.5A19/LED/2700K/120V Energy Star Certified; Approved for Enclosed Fixtures; Damp Location Rated 9.5W A19 LED Lamp - Universal - 800 Lumens - Warm White (2700K) - 80 CRI - 15000 hrs. - E26 (Medium) - 120 to 130V - Frost Satco - S9593 - 9.5A19/LED/2700K/120V | 2700 | 80 | 800 | 84.2105 | 15000 | 9.5 | 6 | 18.48 | 3.08 | 3.6191 | 2020Q3 | https://shop.regencylighting.com/lamps/led/a-line/9-5a19-led-2700k-120v-s9593.html | Regency Lighting | 2020 | Yes
LED Lighting | A-Type | Satco | False |  | General Purpose Replacement | A19 | E26 (Medium) | Damp Location Rated Damp Location Rated Home / Light Bulbs / LED / LED A-Line / Satco - S29596 - 9.5A19/LED/27K/ND/120V/4PK Approved for Enclosed Fixtures; Energy Star Rated 9.5W A19 LED Lamp - Universal - 800 Lumens - Warm White (2700K) - 80 CRI - 15000 Hours - E26 (Medium) - 120 to 130V - Frost Satco - S29596 - 9.5A19/LED/27K/ND/120V/4PK | 2700 | 80 | 800 | 84.2105 | 15000 | 9.5 | 1 | 54.46 | 54.46 | 63.9926 | 2020Q3 | https://shop.regencylighting.com/lamps/led/a-line/9-5a19-led-27k-nd-120v-4pk-s29596.html | Regency Lighting | 2020 | Yes
LED Lighting | A-Type | Satco | False | Daylighting/Photocell, | General Purpose Replacement | A19 | E26 (Medium) | Damp Location Rated Damp Location Rated Home / Light Bulbs / LED / LED A-Line / Satco - S9595 - 9.5A19/LED/5000K/120V Energy Star Certified; Approved for Enclosed Fixtures; Damp Location Rated 9.5W A19 LED Lamp - Universal - 800 Lumens - Daylight (5000K) - 80 CRI - 15000 hrs. - E26 (Medium) - 120 to 130V - Frost Satco - S9595 - 9.5A19/LED/5000K/120V | 5000 | 85 | 800 | 84.2105 | 15000 | 9.5 | 6 | 18.48 | 3.08 | 3.6191 | 2020Q3 | https://shop.regencylighting.com/lamps/led/a-line/9-5a19-led-5000k-120v-s9595.html | Regency Lighting | 2020 | Yes
LED Lighting | A-Type | Halco | True |  | General Purpose Replacement | A19 | E26 (Medium) | Damp Location Rated Damp Location Rated Home / Light Bulbs / LED / LED A-Line / Halco - 81156 - A19FR9/830/OMNI2/LED Energy Star 9.5W A19 LED Lamp - Universal - 830 Lumens - Warm White (3000K) - 82 CRI - 15000 Hours - E26 (Medium) - 120 to 130V - Frost Halco - 81156 - A19FR9/830/OMNI2/LED | 3000 | 83 | 800 | 84.2105 | 15000 | 9.5 | 1 | 3.81 | 3.81 | 4.4769 | 2020Q3 | https://shop.regencylighting.com/lamps/led/a-line/a19fr9-830-omni2-led-81156h.html | Regency Lighting | 2020 | Yes
LED Lighting | A-Type | TCP | True |  | General Purpose Replacement | A19 | E26 (Medium) | Wet Location Rated Wet Location Rated Home / Light Bulbs / LED / LED A-Line / TCP - LED10A19DOD27KW Energy Star; Wet Location; Suitable for Totally Enclosed Fixtures 9.5W A19 LED Lamp - Universal - 800 Lumens - Warm White (2700K) - 82 CRI - 25000 Hours - E26 (Medium) - 120 to 130V - White TCP - LED10A19DOD27KW | 2700 | 81 | 800 | 84.2105 | 25000 | 9.5 | 1 | 6.37 | 6.37 | 7.485 | 2020Q3 | https://shop.regencylighting.com/lamps/led/a-line/led10a19dod27kw-tcp.html | Regency Lighting | 2020 | Yes
LED Lighting | A-Type | TCP | True |  | General Purpose Replacement | A19 | GU24 | Damp Location Rated Damp Location Rated Home / Light Bulbs / LED / LED A-Line / TCP - LED10A19GUDOD27K Energy Star; Damp Location; Suitable for Totally Enclosed Fixtures 9.5W A19 LED Lamp - Universal - 800 Lumens - Warm White (2700K) - 80 CRI - 25000 Hours - GU24 (Bi-Pin / Twist & Lock) - 120 to 130V - White TCP - LED10A19GUDOD27K | 2700 | 82 | 800 | 84.2105 | 25000 | 9.5 | 48 | 180 | 3.75 | 4.4064 | 2020Q3 | https://shop.regencylighting.com/lamps/led/a-line/led10a19gudod27k-tcp.html | Regency Lighting | 2020 | Yes
LED Lighting | A-Type | Halco | True |  | General Purpose Replacement | A19 | E26 (Medium) | Damp Location Rated Damp Location Rated Home / Light Bulbs / LED / Halco - 81156 - A19FR9/830/OMNI2/LED Energy Star 9.5W A19 LED Lamp - Universal - 830 Lumens - Warm White (3000K) - 82 CRI - 15000 Hours - E26 (Medium) - 120 to 130V - Frost Halco - 81156 - A19FR9/830/OMNI2/LED | 3000 | 83 | 800 | 84.2105 | 15000 | 9.5 | 1 | 3.81 | 3.81 | 4.4769 | 2020Q3 | https://shop.regencylighting.com/lamps/led/a19fr9-830-omni2-led-81156h.html | Regency Lighting | 2020 | Yes
LED Lighting | A-Type | TCP | True |  | General Purpose Replacement | A19 | E26 (Medium) | Wet Location Rated Wet Location Rated Home / Light Bulbs / LED / TCP - LED10A19DOD27KW Energy Star; Wet Location; Suitable for Totally Enclosed Fixtures 9.5W A19 LED Lamp - Universal - 800 Lumens - Warm White (2700K) - 82 CRI - 25000 Hours - E26 (Medium) - 120 to 130V - White TCP - LED10A19DOD27KW | 2700 | 81 | 800 | 84.2105 | 25000 | 9.5 | 1 | 6.37 | 6.37 | 7.485 | 2020Q3 | https://shop.regencylighting.com/lamps/led/led10a19dod27kw-tcp.html | Regency Lighting | 2020 | Yes
LED Lighting | A-Type | TCP | True |  | General Purpose Replacement | A19 | GU24 | Damp Location Rated Damp Location Rated Home / Light Bulbs / LED / TCP - LED10A19GUDOD27K Energy Star; Damp Location; Suitable for Totally Enclosed Fixtures 9.5W A19 LED Lamp - Universal - 800 Lumens - Warm White (2700K) - 80 CRI - 25000 Hours - GU24 (Bi-Pin / Twist & Lock) - 120 to 130V - White TCP - LED10A19GUDOD27K | 2700 | 82 | 800 | 84.2105 | 25000 | 9.5 | 48 | 180 | 3.75 | 4.4064 | 2020Q3 | https://shop.regencylighting.com/lamps/led/led10a19gudod27k-tcp.html | Regency Lighting | 2020 | Yes
LED Lighting | Decorative | Feit | True |  | Other | B11 | E26 (Medium) | Damp Location Rated Home / Light Bulbs / LED / Feit - BPETC40927CAFIL/2/RP Blunt Tip B10 LED Lamp; Energy Star Certified; Suitable for Damp Locations; 2-Pack 3.8W B10 LED Lamp - Universal - 300 Lumens - Warm White (2700K) - 15000 hrs. - E26 (Medium) - 120 to 130V - Clear Feit - BPETC40927CAFIL/2/RP | 2700 | 90 | 300 | 90.9091 | 15000 | 3.3 | 1 | 16.36 | 16.36 | 19.2236 | 2020Q2 | https://shop.regencylighting.com/lamps/led/bpetc40927cafil-2-rp-fet.html | Regency Lighting | 2020 | Yes
LED Lighting | Decorative | Feit | True |  | Globe | G25 | E26 (Medium) | Damp Location Rated Home / Light Bulbs / LED / Feit - BPG2560W927CA/FIL/RP LED G25 Globe Lamp; Energy Star Rated; Title 24 Compliant 5.5W G25 LED Lamp - Universal - 500 Lumens - Warm White (2700K) - 15000 hrs. - E26 (Medium) - 120 to 130V - White Feit - BPG2560W927CA/FIL/RP | 2700 | 92 | 500 | 90.9091 | 15000 | 5.5 | 1 | 12.33 | 12.33 | 14.4882 | 2020Q2 | https://shop.regencylighting.com/lamps/led/bpg2560w927ca-fil-rp-fet.html | Regency Lighting | 2020 | Yes
LED Lighting | Reflector | Cree | True |  | Reflector (Flood/Spot) | BR30 | E26 (Medium) | None,Recessed Fixtures Home / Light Bulbs / LED / Cree - BR30-65W-27K-U1 Energy Star Certified; Damp Location Rated; Suitable for Enclosed Fixtures 8W BR30 LED Lamp - Universal - 665 Lumens - Warm White (2700K) - 85 CRI - 25000 Hours - E26 (Medium) - 120 to 130V Cree - BR30-65W-27K-U1 | 2700 | 91 | 665 | 75.5682 | 35000 | 8.8 | 1 | 9.82 | 9.82 | 11.5389 | 2020Q2 | https://shop.regencylighting.com/lamps/led/br30-65w-27k-u1-cre.html | Regency Lighting | 2020 | Yes
LED Lighting | Decorative | Satco | True |  | Decorative | CA10 | E12 (Candelabra) | Damp Location Rated,Recessed Fixtures Home / Light Bulbs / LED / Decor/Chand / Satco - S29920 - 2.5W CTC/LED/27K/CL/120V Blunt Tip; Approved for Enclosed Fixtures; Damp Location Rated; Energy Star Rated 2.5W B11 LED Lamp - Universal - 200 Lumens - Warm White (2700K) - 80 CRI - 15000 Hours - E12 (Candelabra) - 120 to 130V - Clear Satco - S29920 - 2.5W CTC/LED/27K/CL/120V | 2700 | 84 | 200 | 80 | 15000 | 2.5 | 6 | 26.34 | 4.39 | 5.1584 | 2020Q2 | https://shop.regencylighting.com/lamps/led/decor-chand/2-5w-ctc-led-27k-cl-120v-s29920.html | Regency Lighting | 2020 | Yes
LED Lighting | Decorative | Satco | True |  | Decorative | B10 | E26 (Medium) | Damp Location Rated,Recessed Fixtures Home / Light Bulbs / LED / Decor/Chand / Satco - S9567 - 2.5W ETC/LED/27K/120V C11 LED Bulb 2.5W C11 LED Lamp - Warm White (2700K) - 80 CRI - E26 (Medium) - 120 to 130V Satco - S9567 - 2.5W ETC/LED/27K/120V | 2700 | 82 | 250 | 100 | 25000 | 2.5 | 1 | 6.41 | 6.41 | 7.532 | 2020Q2 | https://shop.regencylighting.com/lamps/led/decor-chand/2-5w-etc-led-27k-120v-s9567.html | Regency Lighting | 2020 | Yes
LED Lighting | Decorative | Satco | True |  | Decorative | B10 | E26 (Medium) | Damp Location Rated Home / Light Bulbs / LED / Decor/Chand / Satco - S8951 - 4.5CTC/LED/2700K/E12/120V B11 LED Lamp 4.5W B11 LED Lamp - Warm White (2700K) - 80 CRI - E12 (Candelabra) - 120 to 130V - Clear Satco - S8951 - 4.5CTC/LED/2700K/E12/120V | 2700 | 82 | 300 | 66.6667 | 25000 | 4.5 | 1 | 6.93 | 6.93 | 8.143 | 2020Q2 | https://shop.regencylighting.com/lamps/led/decor-chand/4-5ctc-led-2700k-e12-120v-s8951.html | Regency Lighting | 2020 | Yes
LED Lighting | Decorative | Satco | True |  | Decorative | B10 | E12 (Candelabra) | Damp Location Rated Home / Light Bulbs / LED / Decor/Chand / Satco - S8952 - 4.5CTC/LED/3000K/E12/120V B11 LED Bulb 4.5W B11 LED Lamp - Warm White (3000K) - 80 CRI - E12 (Candelabra) - 120 to 130V - Clear Satco - S8952 - 4.5CTC/LED/3000K/E12/120V | 3000 | 83 | 300 | 66.6667 | 25000 | 4.5 | 1 | 6.93 | 6.93 | 8.143 | 2020Q2 | https://shop.regencylighting.com/lamps/led/decor-chand/4-5ctc-led-3000k-e12-120v-s8952.html | Regency Lighting | 2020 | Yes
LED Lighting | Decorative | Satco | True |  | Decorative | CA10 | E12 (Candelabra) | Damp Location Rated Home / Light Bulbs / LED / Decor/Chand / Satco - S8552 - 4.5W CFC/LED/27K/CL/120V Bent Tip; Energy Star Rated; Approved for Enclosed Fixtures; Damp Location Rated 4.5W CA11 LED Lamp - 350 Lumens - Warm White (2700K) - 90 CRI - 15000 Hours - E12 (Candelabra) - 120 to 130V - Clear Satco - S8552 - 4.5W CFC/LED/27K/CL/120V | 2700 | 94 | 350 | 77.7778 | 15000 | 4.5 | 1 | 5.18 | 5.18 | 6.0867 | 2020Q2 | https://shop.regencylighting.com/lamps/led/decor-chand/4-5w-cfc-led-27k-cl-120v-s8552.html | Regency Lighting | 2020 | Yes
LED Lighting | Decorative | Satco | True |  | Decorative | B10 | E12 (Candelabra) | Damp Location Rated,Recessed Fixtures Home / Light Bulbs / LED / Decor/Chand / Satco - S9570 - 4.5W CTC/LED/27K/120V Blunt Tip, Damp Location Rated, Enclosed Fixture Rated 4.5W B11 LED Decorative Lamp - Universal - 470 Lumens - Warm White (2700K) - 80 CRI - 15000 Hours - E12 (Candelabra) - 120 to 130V - Clear Satco - S9570 - 4.5W CTC/LED/27K/120V | 2700 | 82 | 470 | 104.4444 | 20000 | 4.5 | 1 | 6.76 | 6.76 | 7.9433 | 2020Q2 | https://shop.regencylighting.com/lamps/led/decor-chand/4-5w-ctc-led-27k-120v-s9570.html | Regency Lighting | 2020 | Yes
LED Lighting | Decorative | Satco | True |  | Decorative | B10 | E12 (Candelabra) | Damp Location Rated Home / Light Bulbs / LED / Decor/Chand / Sacto - S29877 - 4.5W CTC/LED/27K/CL/90CRI Blunt Tip; Energy Star Rated; Damp Location Rated 4.5W B10 LED Lamp - 350 Lumens - Warm White (2700K) - 90 CRI - 15000 Hours - E12 (Candelabra) - 120 to 130V - Clear Sacto - S29877 - 4.5W CTC/LED/27K/CL/90CRI | 2700 | 94 | 350 | 77.7778 | 15000 | 4.5 | 1 | 8.69 | 8.69 | 10.2111 | 2020Q2 | https://shop.regencylighting.com/lamps/led/decor-chand/4-5w-ctc-led-27k-cl-90cri-s29877.html | Regency Lighting | 2020 | Yes
LED Lighting | Decorative | Satco | True |  | Decorative | CA10 | E26 (Medium) | Damp Location Rated Home / Light Bulbs / LED / Decor/Chand / Satco - S9573 - 4.5W EFC/LED/27K/120V Flame Tip; Damp Location Rated; Approved for Totally Enclosed Fixtures 4.5W CA11 LED Lamp - Universal - 450 Lumens - Warm White (2700K) - 80 CRI - 15000 Hours - E26 (Medium) - 120 to 130V - Clear Satco - S9573 - 4.5W EFC/LED/27K/120V | 2700 | 82 | 450 | 100 | 15000 | 4.5 | 1 | 6.76 | 6.76 | 7.9433 | 2020Q2 | https://shop.regencylighting.com/lamps/led/decor-chand/4-5w-efc-led-27k-120v-s9573.html | Regency Lighting | 2020 | Yes
LED Lighting | Decorative | Satco | True |  | Decorative | B10 | E26 (Medium) | Damp Location Rated Home / Light Bulbs / LED / Decor/Chand / Satco - S9569 - 4.5W ETC/LED/27K/120V Blunt Tip; Damp Location Rated; Approved for Totally Enclosed Fixtures 4.5W B11 LED Lamp - Universal - 450 Lumens - Warm White (2700K) - 80 CRI - 15000 Hours - E26 (Medium) - 120 to 130V - Clear Satco - S9569 - 4.5W ETC/LED/27K/120V | 2700 | 82 | 450 | 100 | 20000 | 4.5 | 1 | 6.76 | 6.76 | 7.9433 | 2020Q2 | https://shop.regencylighting.com/lamps/led/decor-chand/4-5w-etc-led-27k-120v-s9569.html | Regency Lighting | 2020 | Yes
LED Lighting | Decorative | Satco | True |  | Decorative | B10 | E12 (Candelabra) | Damp Location Rated,Recessed Fixtures Home / Light Bulbs / LED / Decor/Chand / Satco - S8839 - 4W CTC/LED/40K/CL/120V Traditional Incandescent Look and Feel; Damp Location Rated; UL Listed for Totally Enclosed Fixtures; Energy Star Rated 4W B11 LED Lamp - Universal - 350 Lumens - Cool White (4000K) - 80 CRI - 15000 hrs. - E12 (Candelabra) - 120 to 130V - Clear Satco - S8839 - 4W CTC/LED/40K/CL/120V | 4000 | 86 | 350 | 87.5 | 15000 | 4 | 1 | 5.18 | 5.18 | 6.0867 | 2020Q2 | https://shop.regencylighting.com/lamps/led/decor-chand/4w-ctc-led-40k-cl-120v-s8839.html | Regency Lighting | 2020 | Yes
LED Lighting | Decorative | Satco | True |  | Other | B11 | E26 (Medium) | Damp Location Rated Home / Light Bulbs / LED / Decor/Chand / Satco - S8551 - 4WETC/LED/27K/CL/120V Blunt Tip; Energy Star Rated; Approved for Enclosed Fixtures; Damp Location Rated 4W B11 LED Lamp - 350 Lumens - Warm White (2700K) - 90 CRI - 15000 Hours - E26 (Medium) - 120 to 130V - Clear Satco - S8551 - 4WETC/LED/27K/CL/120V | 2700 | 93 | 350 | 87.5 | 15000 | 4 | 1 | 5.18 | 5.18 | 6.0867 | 2020Q2 | https://shop.regencylighting.com/lamps/led/decor-chand/4wetc-led-27k-cl-120v-s8551.html | Regency Lighting | 2020 | Yes
LED Lighting | Decorative | Satco | True |  | Other | ST19 | E26 (Medium) | Damp Location Rated Home / Light Bulbs / LED / Decor/Chand / Satco - S8554 - 5.5ST19/CL/LED/E26/27K/120V Energy Star Rated; Approved for Enclosed Fixtures; Damp Location Rated 5.5W ST19 LED Lamp - 500 Lumens - Warm White (2700K) - 90 CRI - 15000 Hours - E26 (Medium) - 120 to 130V - Clear Satco - S8554 - 5.5ST19/CL/LED/E26/27K/120V | 2700 | 90 | 500 | 90.9091 | 15000 | 5.5 | 1 | 5.18 | 5.18 | 6.0867 | 2020Q2 | https://shop.regencylighting.com/lamps/led/decor-chand/5-5st19-cl-led-e26-27k-120v-s8554.html | Regency Lighting | 2020 | Yes
LED Lighting | Decorative | Philips | True | Daylighting/Photocell, | Other | ST19 | E26 (Medium) | Damp Location Rated,Use With Timers,Use With Photo and/or Motion Sensors,Recessed Fixtures Home / Light Bulbs / LED / Decor/Chand / Philips - 461673 - 5.5ST19/LEDFILAMENT/822/CL-A/D Wet Location Rated 5.5W ST19 LED Lamp - Universal - 400 Lumens - Warm White (2000K) - 80 CRI - 15000 Hours - E26 (Medium) - 120 to 130V - Amber Philips - 461673 - 5.5ST19/LEDFILAMENT/822/CL-A/D | 2200 | 81 | 400 | 66.6667 | 15000 | 6 | 6 | 80.22 | 13.37 | 15.7103 | 2020Q2 | https://shop.regencylighting.com/lamps/led/decor-chand/5-5st19-ledfilament-822-cl-a-d-46167-3.html | Regency Lighting | 2020 | Yes
LED Lighting | Decorative | Satco | True |  | Decorative | B10 | E12 (Candelabra) | Damp Location Rated,Recessed Fixtures Home / Light Bulbs / LED / Decor/Chand / Satco - S9960 - 5.5W CTC/LED/27K/CL/120V C11 LED Lamp 5.5W C11 LED Lamp - 500 Lumens - Warm White (2700K) - 80 CRI - 15000 Hours - E12 (Candelabra) - 120 to 130V - Clear Satco - S9960 - 5.5W CTC/LED/27K/CL/120V | 2700 | 82 | 500 | 90.9091 | 15000 | 5.5 | 1 | 6.58 | 6.58 | 7.7318 | 2020Q2 | https://shop.regencylighting.com/lamps/led/decor-chand/5-5w-ctc-led-27k-cl-120v-s9960.html | Regency Lighting | 2020 | Yes
LED Lighting | Decorative | Satco | True |  | Decorative | B10 | E26 (Medium) | Damp Location Rated,Recessed Fixtures Home / Light Bulbs / LED / Decor/Chand / Satco - S9964 - 5.5W ETC/LED/27K/CL/120V Blunt Tip; Damp Location Rated; Approved for Totally Enclosed Fixtures; Energy Start Rated 5.5W B11 LED Lamp - Universal - 500 Lumens - Warm White (2700K) - 80 CRI - 15000 Hours - E26 (Medium) - 120 to 130V - Clear Satco - S9964 - 5.5W ETC/LED/27K/CL/120V | 2700 | 83 | 500 | 90.9091 | 15000 | 5.5 | 1 | 6.93 | 6.93 | 8.143 | 2020Q2 | https://shop.regencylighting.com/lamps/led/decor-chand/5-5w-etc-led-27k-cl-120v-s9964.html | Regency Lighting | 2020 | Yes
LED Lighting | Decorative | Sylvania | True | Daylighting/Photocell, | Decorative | B10 | E26 (Medium) | Filament Style,Use With Photo and/or Motion Sensors,Recessed Fixtures,Damp Location Rated,Dim to Warm Home / Light Bulbs / LED / Decor/Chand / LEDVANCE - 79518 - 5B10BLUNTDIM827FILRP 5/CS 1/SKU B10 Decorative LED Lamp 4.5W B10 LED Lamp - 450 Lumens - Warm White (2700K) - 80 CRI - 15000 Hours - E26 (Medium) - 120 to 130V - Clear LEDVANCE - 79518 - 5B10BLUNTDIM827FILRP 5/CS 1/SKU | 2700 | 82 | 450 | 100 | 15000 | 4.5 | 1 | 5.56 | 5.56 | 6.5332 | 2020Q2 | https://shop.regencylighting.com/lamps/led/decor-chand/5b10bluntdim827filrp-5-cs-1-sku-79518.html | Regency Lighting | 2020 | Yes
LED Lighting | Decorative | Satco | True |  | Decorative | B10 | E12 (Candelabra) | Damp Location Rated Home / Light Bulbs / LED / Decor/Chand / Satco - S9618 - 5CTC/LED/2700K/E12/90CRI Blunt Tip; Energy Star Rated 5W B11 LED Lamp - 325 Lumens - Warm White (2700K) - 90 CRI - 25000 Hours - E12 (Candelabra) - 120 to 130V - Clear Satco - S9618 - 5CTC/LED/2700K/E12/90CRI | 2700 | 92 | 325 | 65 | 25000 | 5 | 1 | 6.41 | 6.41 | 7.532 | 2020Q2 | https://shop.regencylighting.com/lamps/led/decor-chand/5ctc-led-2700k-e12-90cri-s9618.html | Regency Lighting | 2020 | Yes
LED Lighting | Decorative | Feit | True |  | Other | B11 | E26 (Medium) | Damp Location Rated Home / Light Bulbs / LED / Decor/Chand / Feit - BPETC40927CAFIL/2/RP Blunt Tip B10 LED Lamp; Energy Star Certified; Suitable for Damp Locations; 2-Pack 3.8W B10 LED Lamp - Universal - 300 Lumens - Warm White (2700K) - 15000 hrs. - E26 (Medium) - 120 to 130V - Clear Feit - BPETC40927CAFIL/2/RP | 2700 | 90 | 300 | 90.9091 | 15000 | 3.3 | 1 | 16.36 | 16.36 | 19.2236 | 2020Q2 | https://shop.regencylighting.com/lamps/led/decor-chand/bpetc40927cafil-2-rp-fet.html | Regency Lighting | 2020 | Yes
LED Lighting | Decorative | Maxlite | True |  | Decorative | B10 | E12 (Candelabra) | Wet Location Rated,Recessed Fixtures,Filament Style Home / Light Bulbs / LED / Decor/Chand / Maxlite - 103121 - EFF4B10D927/JA8 Suitable for Use in Enclosed Locations 4W B10 LED Lamp - Universal - 300 Lumens - Warm White (2700K) - 94 CRI - 15000 hrs. - E12 (Candelabra) - 120 to 130V - Frost Maxlite - 103121 - EFF4B10D927/JA8 | 2700 | 93 | 300 | 75 | 15000 | 4 | 1 | 3.68 | 3.68 | 4.3241 | 2020Q2 | https://shop.regencylighting.com/lamps/led/decor-chand/eff4b10d927-ja8-mxt.html | Regency Lighting | 2020 | Yes
LED Lighting | Decorative | Maxlite | True | Daylighting/Photocell, | Decorative | B10 | E12 (Candelabra) | Use With Timers,Use With Photo and/or Motion Sensors,Wet Location Rated,Recessed Fixtures,Filament Style Home / Light Bulbs / LED / Decor/Chand / Maxlite - 14099267 - F4B10D27 E12 LED Filament Lamp 4W E12 LED Filament Lamp - Universal - 300 Lumens - Warm White (2700K) - 83 CRI - 15000 Hours - E12 (Candelabra) Maxlite - 14099267 - F4B10D27 | 2700 | 83 | 300 | 75 | 15000 | 4 | 1 | 3.49 | 3.49 | 4.1009 | 2020Q2 | https://shop.regencylighting.com/lamps/led/decor-chand/f4b10d27-mxt.html | Regency Lighting | 2020 | Yes
LED Lighting | Decorative | Maxlite | True |  | Decorative | B10 | E12 (Candelabra) | Damp Location Rated,Recessed Fixtures Home / Light Bulbs / LED / Decor/Chand / Maxlite - 102276 - F4B10D927/JA8 Energy Star Certified; Damp Location Rated; Approved for Enclosed Fixtures 4W B10 LED Lamp - Universal - 300 Lumens - Warm White (2700K) - 94 CRI - 15000 Hours - E12 (Candelabra) - 120 to 130V - Clear Maxlite - 102276 - F4B10D927/JA8 | 2700 | 94 | 300 | 75 | 15000 | 4 | 1 | 5.24 | 5.24 | 6.1572 | 2020Q2 | https://shop.regencylighting.com/lamps/led/decor-chand/f4b10d927-ja8-mxt.html | Regency Lighting | 2020 | Yes
LED Lighting | Decorative | TCP | True |  | Decorative | B10 | E12 (Candelabra) | Damp Location Rated Home / Light Bulbs / LED / Decor/Chand / TCP - FB11D2527EE12C Classic Filament Lamp; UL Approved for Damp and Enclosed Locations; Energy Star Rated 3W B11 LED Lamp - Universal - 250 Lumens - Warm White (2700K) - 80 CRI - 15000 hrs. - E12 (Candelabra) - 120 to 130V - Clear TCP - FB11D2527EE12C | 2700 | 82 | 250 | 83.3333 | 15000 | 3 | 1 | 3.52 | 3.52 | 4.1361 | 2020Q2 | https://shop.regencylighting.com/lamps/led/decor-chand/fb11d2527ee12c-tcp.html | Regency Lighting | 2020 | Yes
LED Lighting | Decorative | TCP | True |  | Decorative | B10 | E26 (Medium) | Damp Location Rated,Filament Style Home / Light Bulbs / LED / Decor/Chand / TCP - FB11D4027EC Classic Filament Lamp; UL Approved for Damp and Enclosed Locations; Energy Star Rated 4W B11 LED Lamp - Universal - 320 Lumens - Warm White (2700K) - 80 CRI - 15000 hrs. - E26 (Medium) - 120 to 130V - Clear TCP - FB11D4027EC | 2700 | 81 | 300 | 75 | 15000 | 4 | 1 | 4.9 | 4.9 | 5.7577 | 2020Q2 | https://shop.regencylighting.com/lamps/led/decor-chand/fb11d4027ec-qls.html | Regency Lighting | 2020 | Yes
LED Lighting | Decorative | TCP | True |  | Decorative | B10 | E12 (Candelabra) | Damp Location Rated,Filament Style Home / Light Bulbs / LED / Decor/Chand / TCP - FB11D4027EE12C Classic Filament Lamp; UL Approved for Damp and Enclosed Locations; Energy Star Rated 4W B11 LED Lamp - Universal - 350 Lumens - 80 CRI - 15000 hrs. - E12 (Candelabra) - 120 to 130V TCP - FB11D4027EE12C | 2700 | 81 | 300 | 75 | 15000 | 4 | 1 | 4 | 4 | 4.7002 | 2020Q2 | https://shop.regencylighting.com/lamps/led/decor-chand/fb11d4027ee12c-tcp.html | Regency Lighting | 2020 | Yes
LED Lighting | Decorative | TCP | True |  | Other | B11 | E12 (Candelabra) | Damp Location Rated Home / Light Bulbs / LED / Decor/Chand / TCP - FB11D6027EE12CS Classic Filament Lamp; UL Approved for Damp and Enclosed Locations; Energy Star Rated 5.5W B11 LED Lamp - Universal - 500 Lumens - Warm White (2700K) - 80 CRI - 15000 hrs. - E12 (Candelabra) - 120 to 130V - Clear TCP - FB11D6027EE12CS | 2700 | 81 | 500 | 100 | 15000 | 5 | 1 | 5.4 | 5.4 | 6.3452 | 2020Q2 | https://shop.regencylighting.com/lamps/led/decor-chand/fb11d6027ee12cs-tcp.html | Regency Lighting | 2020 | Yes
LED Lighting | Decorative | Sylvania | True |  | Decorative | B10 | E12 (Candelabra) | Damp Location Rated Home / Light Bulbs / LED / Decor/Chand / LEDVANCE - 79716 - LED3.5B10CBLUNTDIM827FILBL2 B10 Candelabra Decorative LED Lamp 3.5W B10 LED Lamp - 350 Lumens - Warm White (2700K) - 15000 Hours - E12 (Candelabra) - 120 to 130V - Clear LEDVANCE - 79716 - LED3.5B10CBLUNTDIM827FILBL2 | 2700 | 82 | 350 | 87.5 | 15000 | 4 | 1 | 5.05 | 5.05 | 5.9339 | 2020Q2 | https://shop.regencylighting.com/lamps/led/decor-chand/led3-5b10cbluntdim827filbl2-79716.html | Regency Lighting | 2020 | Yes
LED Lighting | Decorative | Sylvania | True |  | Decorative | B10 | E26 (Medium) | Damp Location Rated Home / Light Bulbs / LED / Decor/Chand / Sylvania - 79715 - LED4.5B10BLUNTDIM827FILG2BL2 Blunt Tip; Filament Design; Suitable for Damp Locations; Suitable for Totally Enclosed Fixtures; Energy Star Rated 4.5W B10 LED Lamp - Universal - 400 Lumens - Warm White (2700K) - 80 CRI - 15000 hrs. - E26 (Medium) - 120 to 130V - Clear Sylvania - 79715 - LED4.5B10BLUNTDIM827FILG2BL2 | 2700 | 82 | 450 | 100 | 15000 | 4.5 | 1 | 4.55 | 4.55 | 5.3464 | 2020Q2 | https://shop.regencylighting.com/lamps/led/decor-chand/led4-5b10bluntdim827filg2bl2-79715.html | Regency Lighting | 2020 | Yes
LED Lighting | Decorative | Sylvania | True | Daylighting/Photocell, | Decorative | ST | E26 (Medium) | Use With Timers,Filament Style,Use With Photo and/or Motion Sensors,Recessed Fixtures,Damp Location Rated,Dim to Warm Home / Light Bulbs / LED / Decor/Chand / Sylvania - 74588 - LED4.5ST19/DIM/827/FIL/G2/RP ST19 LED Lamp 4.5W ST19 LED Lamp - Warm White (2700K) - E26 (Medium) Sylvania - 74588 - LED4.5ST19/DIM/827/FIL/G2/RP | 2700 | 82 | 533 | 118.4444 | 15000 | 4.5 | 1 | 6.56 | 6.56 | 7.7083 | 2020Q2 | https://shop.regencylighting.com/lamps/led/decor-chand/led4-5st19-dim-827-fil-g2-rp-74588.html | Regency Lighting | 2020 | Yes
LED Lighting | Decorative | Sylvania | True | Daylighting/Photocell, | Decorative | BA10 | E26 (Medium) | Damp Location Rated Home / Light Bulbs / LED / Decor/Chand / Sylvania - 79767 - LED5B10BENTDIM850FILG2BL2 Bent Tip; Filament Style; Full Glass Design; Suitable for Totally Enclosed Fixtures; Suitable for Damp Locations 5W B10 LED Decorative Lamp - Universal - 500 Lumens - Daylight (5000K) - 80 CRI - 15000 hrs. - E26 (Medium) - 120 to 130V - Clear Sylvania - 79767 - LED5B10BENTDIM850FILG2BL2 | 5000 | 87 | 500 | 100 | 15000 | 5 | 1 | 4.74 | 4.74 | 5.5697 | 2020Q2 | https://shop.regencylighting.com/lamps/led/decor-chand/led5b10bentdim850filg2bl2-79767.html | Regency Lighting | 2020 | Yes
LED Lighting | Decorative | Sylvania | True |  | Decorative | BA10 | E12 (Candelabra) | Damp Location Rated Home / Light Bulbs / LED / Decor/Chand / Sylvania - 79766 - LED5B10CBENTDIM827FILBL2 Filament Chandelier; Antique Style; Bent Tip; Suitable for Damp Locations; Suitable for Enclosed Fixtures 5W Filament Chandelier LED - Universal - 500 Lumens - Warm White (2700K) - 80 CRI - 15000 Hours - E12 (Candelabra) - 120 to 130V - Clear Sylvania - 79766 - LED5B10CBENTDIM827FILBL2 | 2700 | 82 | 500 | 100 | 15000 | 5 | 1 | 5.05 | 5.05 | 5.9339 | 2020Q2 | https://shop.regencylighting.com/lamps/led/decor-chand/led5b10cbentdim827filbl2-79766.html | Regency Lighting | 2020 | Yes
LED Lighting | Decorative | TCP | True |  | Other | B11 | E12 (Candelabra) | Damp Location Rated Home / Light Bulbs / LED / Decor/Chand / TCP - LED5E12B1127K Damp Location 5W B11 LED Lamp - Universal - 350 Lumens - Warm White (2700K) - 80 CRI - 25000 Hours - E12 (Candelabra) - 120 to 130V - White TCP - LED5E12B1127K | 2700 | 83 | 350 | 70 | 25000 | 5 | 48 | 308.16 | 6.42 | 7.5437 | 2020Q2 | https://shop.regencylighting.com/lamps/led/decor-chand/led5e12b1127k-tcp.html | Regency Lighting | 2020 | Yes
LED Lighting | Decorative | TCP | True |  | Other | B11 | E12 (Candelabra) | Damp Location Rated Home / Light Bulbs / LED / Decor/Chand / TCP - LED5E12B1127KBR Damp Location 5W B11 LED Lamp - Universal - 350 Lumens - Warm White (2700K) - 80 CRI - 25000 Hours - E12 (Candelabra) - 120 to 130V - Bronze TCP - LED5E12B1127KBR | 2700 | 83 | 350 | 70 | 25000 | 5 | 1 | 6.42 | 6.42 | 7.5437 | 2020Q2 | https://shop.regencylighting.com/lamps/led/decor-chand/led5e12b1127kbr-tcp.html | Regency Lighting | 2020 | Yes
LED Lighting | Decorative | TCP | True |  | Other | B11 | E12 (Candelabra) | Damp Location Rated Home / Light Bulbs / LED / Decor/Chand / TCP - LED5E12B1127KF Damp Location 5W B11 LED Lamp - Universal - 350 Lumens - Warm White (2700K) - 80 CRI - 25000 Hours - E12 (Candelabra) - 120 to 130V - Frost TCP - LED5E12B1127KF | 2700 | 81 | 350 | 70 | 25000 | 5 | 48 | 308.16 | 6.42 | 7.5437 | 2020Q2 | https://shop.regencylighting.com/lamps/led/decor-chand/led5e12b1127kf-tcp.html | Regency Lighting | 2020 | Yes
LED Lighting | Decorative | TCP | True |  | Other | B11 | E12 (Candelabra) | Damp Location Rated Home / Light Bulbs / LED / Decor/Chand / TCP - LED5E12B1127KS Damp Location 5W B11 LED Lamp - Universal - 350 Lumens - Warm White (2700K) - 80 CRI - 25000 Hours - E12 (Candelabra) - 120 to 130V - Silver TCP - LED5E12B1127KS | 2700 | 83 | 350 | 70 | 25000 | 5 | 1 | 6.42 | 6.42 | 7.5437 | 2020Q2 | https://shop.regencylighting.com/lamps/led/decor-chand/led5e12b1127ks-tcp.html | Regency Lighting | 2020 | Yes
LED Lighting | Decorative | TCP | True |  | Other | B11 | E12 (Candelabra) | Damp Location Rated Home / Light Bulbs / LED / Decor/Chand / TCP - LED5E12B1130K Candelabra LED Dimmable Decorative Lamp 5W Candelabra LED Dimmable Decorative Lamp - Universal - 80 CRI - 25000 Hours - E12 (Candelabra) - 120 to 130V TCP - LED5E12B1130K | 3000 | 83 | 350 | 70 | 25000 | 5 | 1 | 6.42 | 6.42 | 7.5437 | 2020Q2 | https://shop.regencylighting.com/lamps/led/decor-chand/led5e12b1130k-tcp.html | Regency Lighting | 2020 | Yes
LED Lighting | Decorative | TCP | True | Daylighting/Photocell, | Other | B11 | E12 (Candelabra) | Damp Location Rated Home / Light Bulbs / LED / Decor/Chand / TCP - LED5E12B1150K Damp Location 5W B11 LED Lamp - Universal - 400 Lumens - Daylight (5000K) - 80 CRI - 25000 Hours - E12 (Candelabra) - 120 to 130V - Clear TCP - LED5E12B1150K | 5000 | 83 | 375 | 75 | 25000 | 5 | 48 | 308.16 | 6.42 | 7.5437 | 2020Q2 | https://shop.regencylighting.com/lamps/led/decor-chand/led5e12b1150k-tcp.html | Regency Lighting | 2020 | Yes
LED Lighting | Decorative | TCP | True | Daylighting/Photocell, | Other | B11 | E12 (Candelabra) | Damp Location Rated Home / Light Bulbs / LED / Decor/Chand / TCP - LED5E12B1150KF E26 LED Dimmable Decorative Lamp 5W B11 LED Lamp - Universal - Daylight (5000K) - 80 CRI - 25000 Hours - E12 (Candelabra) - 120 to 130V - Frost TCP - LED5E12B1150KF | 5000 | 83 | 375 | 75 | 25000 | 5 | 1 | 6.42 | 6.42 | 7.5437 | 2020Q2 | https://shop.regencylighting.com/lamps/led/decor-chand/led5e12b1150kf-tcp.html | Regency Lighting | 2020 | Yes
LED Lighting | Decorative | TCP | True |  | Other | B11 | E12 (Candelabra) | Damp Location Rated Home / Light Bulbs / LED / Decor/Chand / TCP - LED5E12F1127K E26 LED Dimmable Flame Lamp 5W B11 LED Lamp - Universal - Warm White (2700K) - E12 (Candelabra) - 120 to 130V TCP - LED5E12F1127K | 2700 | 83 | 350 | 70 | 25000 | 5 | 1 | 6.42 | 6.42 | 7.5437 | 2020Q2 | https://shop.regencylighting.com/lamps/led/decor-chand/led5e12f1127k-tcp.html | Regency Lighting | 2020 | Yes
LED Lighting | Decorative | TCP | True |  | Other | B11 | E26 (Medium) | Damp Location Rated Home / Light Bulbs / LED / Decor/Chand / TCP - LED5E26B1127K Damp Location 5W B11 LED Lamp - Universal - 350 Lumens - Warm White (2700K) - 80 CRI - 25000 Hours - E26 (Medium) - 120 to 130V - White TCP - LED5E26B1127K | 2700 | 83 | 350 | 70 | 25000 | 5 | 48 | 308.16 | 6.42 | 7.5437 | 2020Q2 | https://shop.regencylighting.com/lamps/led/decor-chand/led5e26b1127k-tcp.html | Regency Lighting | 2020 | Yes
LED Lighting | Decorative | TCP | True |  | Other | B11 | E26 (Medium) | Damp Location Rated Home / Light Bulbs / LED / Decor/Chand / TCP - LED5E26B1127KF Damp Location 5W B11 LED Lamp - Universal - 350 Lumens - Warm White (2700K) - 80 CRI - 25000 Hours - E26 (Medium) - 120 to 130V - Frost TCP - LED5E26B1127KF | 2700 | 81 | 350 | 70 | 25000 | 5 | 48 | 308.16 | 6.42 | 7.5437 | 2020Q2 | https://shop.regencylighting.com/lamps/led/decor-chand/led5e26b1127kf-tcp.html | Regency Lighting | 2020 | Yes
LED Lighting | Decorative | TCP | True |  | Other | B11 | E26 (Medium) | Damp Location Rated Home / Light Bulbs / LED / Decor/Chand / TCP - LED5E26B1130K LED Dimmable Decorative Lamp; Damp Location Rated; Not Suitable for Enclosed Fixtures; Energy Star Certified 5W B11 LED Lamp - Universal - Warm White (3000K) - E26 (Medium) - 120 to 130V TCP - LED5E26B1130K | 3000 | 83 | 350 | 70 | 25000 | 5 | 12 | 77.04 | 6.42 | 7.5437 | 2020Q2 | https://shop.regencylighting.com/lamps/led/decor-chand/led5e26b1130k-tcp.html | Regency Lighting | 2020 | Yes
LED Lighting | Decorative | TCP | True |  | Other | B11 | E26 (Medium) | Damp Location Rated Home / Light Bulbs / LED / Decor/Chand / TCP - LED5E26F1127K Damp Location 5W F11 LED Lamp - Universal - 350 Lumens - Warm White (2700K) - 80 CRI - 25000 Hours - E26 (Medium) - 120 to 130V - Clear TCP - LED5E26F1127K | 2700 | 83 | 350 | 70 | 25000 | 5 | 48 | 308.16 | 6.42 | 7.5437 | 2020Q2 | https://shop.regencylighting.com/lamps/led/decor-chand/led5e26f1127k-tcp.html | Regency Lighting | 2020 | Yes
LED Lighting | Decorative | Maxlite | True | Daylighting/Photocell, | Other | ST19 | E26 (Medium) | Damp Location Rated,Use With Timers,Use With Photo and/or Motion Sensors,Recessed Fixtures Home / Light Bulbs / LED / Decor/Chand / Maxlite - 107199 - V5ST19DLED22 Dimmable; 15000 Hour Life; Saves More than 90 Percent on Energy 5W ST19 LED Lamp - Universal - 320 Lumens - Warm White (2200K) - 81 CRI - 15000 Hours - E26 (Medium) - 120 to 130V Maxlite - 107199 - V5ST19DLED22 | 2200 | 81 | 400 | 66.6667 | 15000 | 6 | 24 | 224.88 | 9.37 | 11.0101 | 2020Q2 | https://shop.regencylighting.com/lamps/led/decor-chand/v5st19dled22-mxt.html | Regency Lighting | 2020 | Yes
LED Lighting | Decorative | Maxlite | True |  | Other | ST19 | E26 (Medium) | Filament Style,Wet Location Rated Home / Light Bulbs / LED / Decor/Chand / Maxlite - 1409893 - V6.5ST19DLED922/JA8 Filament Style; JA8 Compliant; Energy Star Certified; Wet Location Rated 6W ST19 LED Lamp - 450 Lumens - Warm White (2200K) - 96 CRI - 15000 hrs. - E26 (Medium) - 120 to 130V Maxlite - 1409893 - V6.5ST19DLED922/JA8 | 2200 | 94 | 450 | 69.2308 | 15000 | 6.5 | 1 | 9 | 9 | 10.5753 | 2020Q2 | https://shop.regencylighting.com/lamps/led/decor-chand/v6-5st19dled922-ja8-mxt.html | Regency Lighting | 2020 | Yes
LED Lighting | A-Type | TCP | True |  | General Purpose Replacement | A19 | GU24 | Damp Location Rated Damp Location Rated Description This LED A19 is compatible with GU24 sockets and is designed to emit a 2700 Kelvin soft white color to illuminate any room of your home. Brightness similar to a 60-Watt incandescent Smooth and uniform dimming Shatter-resistant 800 Lumens - 2700 Kelvin - GU24 Base - 120 Volt - TCP LED10A19GUDOD27K LED A19 - 9.5 Watt - 60 Watt Equal - Incandescent Match | 2700 | 82 | 800 | 84.2105 | 25000 | 9.5 | 12 | 35.88 | 2.99 | 3.5134 | 2020Q3 | https://www.1000bulbs.com/product/201508/TCP-10057.html | 1000bulbs.com | 2020 | Yes
LED Lighting | A-Type | Euri Lighting | True |  | General Purpose Replacement | A19 | GU24 | Damp Location Rated,Recessed Fixtures Damp Location Rated,Recessed Fixtures Description This LED A19 provides 84 Lumens per watt and features a long-lasting and shatter-resistance to reduce replacement costs. Great for open and enclosed fixtures GU24 twist-and-lock base Dimmable 800 Lumens - 2700 Kelvin - GU24 Base - 120 Volt - Euri Lighting EA19-3020eG LED A19 - 9.5 Watt - 60 Watt Equal - Incandescent Match | 2700 | 83 | 800 | 84.2105 | 15000 | 9.5 | 60 | 200.4 | 3.34 | 3.9246 | 2020Q3 | https://www.1000bulbs.com/product/210849/IRT-10213.html | 1000bulbs.com | 2020 | Yes
LED Lighting | A-Type | Euri Lighting | True | Daylighting/Photocell, | General Purpose Replacement | A19 | GU24 | Damp Location Rated,Recessed Fixtures Damp Location Rated,Recessed Fixtures Color Temp.2700K3000K5000K Product Description The Euri EA19-3050eG is a 60W incandescent bulb replacement that illuminates the same 5000K cool white daylight, but using 85% less energy. The LED A19 bulb's brightness is mercury-free and long-lasting with a lifespan of 15,000 life hours. Its exterior is cool to the touch with long-lasting shatter-resistant material. Euri EA19-3050eG Features: 230-degree beam angle Instant on/off Dimming option Euri EA19-3050eG Applications: Residential and commercial use Open and enclosed fixtures Dry and damp locations Alternate Product Versions $3.45 add Euri Lighting EA19-2000eG - 8.5W LED A19 - 3000K Replacing 60W Incandescent - GU24 base - 800 Lumens - 80 CRI - 230° Beam Angle - 120V $3.45 add Euri Lighting EA19-2020eG - 8.5W LED A19 - 2700K Replacing 60W Incandescent - GU24 base - 800 Lumens - 80 CRI - 230° Beam Angle - 120V GU24 800 Lumens - 80 CRI - 60W Incandescent Equivalent - 230° - 120V Euri EA19-3050eG - 9.5W LED A19 - 5000K | 5000 | 87 | 800 | 84.2105 | 15000 | 9.5 | 1 | 2.64 | 2.64 | 3.1021 | 2020Q3 | https://www.energyavenue.com/Euri-Lighting/EA19-3050EG | Energy Avenue | 2020 | Yes
LED Lighting | A-Type | Green Creative | True |  | General Purpose Replacement | A19 | E26 (Medium) | Damp Location Rated,Dim to Warm Damp Location Rated,Dim to Warm Wattage10 Watt11 Watt6 Watt8 Watt9 Watt9.5 Watt Product Description Green Creative has become one of the leading LED manufacturers in the country because of the quality and durability of their products. The 57883 - 9.5A19DIM/8CCTD - A19 LED is no different. Running on 9.5 watts, this light is a direct replacement for 60 watt incandescent lamps, resulting in an 80% savings. This LED has a warm white color temperature of 2700K but can be dimmed to 2200K. This Lamp produces 800 lumens at a 330° beam angle. Rated for 25,000 life hours, this lamp comes with a 3 year warranty. This 120V, medium (E26) base lamp features a 80 CRI! This Green Creative lamp features 2700K-2200K dimming designed to replicate the warm dimming effect of traditional incandescent light sources. As the lamp dims, its CCT gradually warms, helping to create the perfect ambience for all occasions. Features: Omnidirectional 330 degree beam angle High efficacy 60 LPW Smooth warm dimming from 2700K-2200K CCT Natural A-Lamo shape fits all applications Ideal for lamps and shade Alternate Product Versions $3.58 EACASE of 6 add Green Creative 97985 - 6W LED A19 - 2700K 6A19DIM/827 - 480 Lumens - 82 CRI - 40W Incandescent Equivalent - 230° - 120V $7.58 EACASE of 6 add Green Creative 98140 - 11W LED A19 - 4000K 11A19DIM/840 - 1200 Lumens - 82 CRI - 75W Incandescent Equivalent - 240° - 120V $12.58 add Green Creative 98564 - 9 Watt LED A19 4000K - E26 9A19/940/277V - 60 Watt Incandescent Equivalent - 860 Lumens - 92 CRI - 120-277V - Dimmable $7.98 add Green Creative 98559 - 9 Watt LED A19 2700K - E26 9A19DIM/927 - 60 Watt Incandescent Equivalent - 800 Lumens - 92 CRI - 120V - Dimmable $4.98 add Green Creative 98565 - 9 Watt LED A19 2700K - GU24 9A19DIM/927/GU24/R - 60 Watt Incandescent Equivalent - 800 Lumens - 92 CRI - 120V - Dimmable $13.98 add Green Creative - 28395 - 9A19DIM/927 - LED A19 Bulb 9W - E26 - 2700K - Dimmable $3.90 add Green Creative - 40741 - 9A19G4DIM/824 - A19 LED - 60 Watt Equivalent 9 Watt - 120V - E26 Medium Base - 2400K - Warm White - 700 Lumens (Initial) - 300 Degree Beam Angle - Dimmable $12.98 add Green Creative - 58038 - 9A19/830/277V - A19 LED E26 - 9 Watt - 60 Watt Incandescent Equal - 3000K $9.98 add Green Creative - 97780 - 9A19DIM/827 - A19 LED Bulb Medium E26 Base - 9 Watt - 60 Watt Incandescent Equivalent - 2700K $9.98 add Green Creative - 97781 - 9A19DIM/830 - A19 LED Bulb Medium E26 Base - 9 Watt - 60 Watt Incandescent Equivalent - 3000K $9.98 add Green Creative - 97782 - 9A19DIM/840 - A19 LED Bulb Medium E26 Base - 9 Watt - 60 Watt Incandescent Equivalent - 4000K $5.00 add Green Creative 97965 - 10W LED A19 Bulb - 3000K 10A19DIM/830 - 1150 Lumens - 82 CRI - 75W Incandescent Equivalent - 240° - 120V $4.68 add Green Creative 98012 - 8W LED A19 - 3000K - E26 8A19DIM/830 - 60 Watt Incandescent Equivalent - 810 Lumens - 82 CRI - 230° Beam Angle - 120V $4.68 EACASE of 6 add Green Creative 98013 - 8W LED A19 Bulb - 4000K 8A19DIM/840 - 810 Lumens - 82 CRI - 60W Incandescent Equivalent - 230° - 120V Medium (E26) 60W Equal - 2200-2700K Warm Dim - 800 Lumens Green Creative - 57883 - 9.5A19DIM/8CCTD - Omni-Directional A19 - 9.5 Watt | 2700 | 80 | 800 | 84.2105 | 25000 | 9.5 | 6 | 47.7 | 7.95 | 9.3416 | 2020Q3 | https://www.energyavenue.com/Green-Creative/57883 | Energy Avenue | 2020 | Yes
LED Lighting | A-Type | RAB Lighting | True |  | General Purpose Replacement | A19 | E26 (Medium) | Damp Location Rated,Recessed Fixtures Damp Location Rated,Recessed Fixtures TypeClear GlassShatterproof Wattage10 Watt Color Temp.2700K3000K4000K5000K Product Description The Rab Lighting A19-9-E26-927-DIM is a great low energy replacement for a halogen A series bulb. Each LED A19 provides a 2700K color temperature that gives off a soft white light. This A19 LED uses up to 10W of power and are designed to last up to 25,000 hours. For added peace of mind, each bulb comes equipped with a three-year warranty. They come compatible with dimmer switches and can be dimmed down to 10%. Rab Lighting A19-9-E26-927-DIM Features: Dimmable E26 base Rab Lighting A19-9-E26-927-DIM Applications: Incandescent lighting General lighting Alternate Product Versions $4.13 add RAB A19-9-E26-930-DIM - 10W LED A19 Bulb - 3000K 60 Watt Incandescent Equivalent - 800 Lumens - 90 CRI - 120V $4.13 add RAB A19-9-E26-940-DIM - 10W LED A19 Bulb - 4000K 60 Watt Incandescent Equivalent - 800 Lumens - 90 CRI - 120V $4.13 add RAB A19-9-E26-950-DIM - 10W LED A19 Bulb - 5000K 60 Watt Incandescent Equivalent - 800 Lumens - 90 CRI - 120V $4.13 EACASE of 12 add RAB A19-9-E26-927-F-C - 9W LED A19 Clear Bulb - 2700K 60 Watt Incandescent Equivalent - 810 Lumens - 90 CRI - 120V $3.63 add RAB A19-5-E26-927-F-C - 5W LED A19 Clear Bulb - 2700K 40 Watt Incandescent Equivalent - 450 Lumens - 90 CRI - 120V Medium (E26) 60 Watt Incandescent Equivalent - 800 Lumens - 90 CRI - 120V RAB A19-9-E26-927-DIM - 10W LED A19 Bulb - 2700K | 2700 | 93 | 800 | 84.2105 | 25000 | 9.5 | 12 | 49.56 | 4.13 | 4.8529 | 2020Q3 | https://www.energyavenue.com/RAB-Lighting/A19-9-E26-927-DIM | Energy Avenue | 2020 | Yes
LED Lighting | A-Type | RAB Lighting | True |  | General Purpose Replacement | A19 | E26 (Medium) | Damp Location Rated,Recessed Fixtures Damp Location Rated,Recessed Fixtures TypeClear GlassShatterproof Wattage10 Watt Color Temp.2700K3000K4000K5000K Product Description Upgrade your lighting with the A19 LED lamp from Rab Lighting. The 10W A19-9-E26-930-DIM offers a direct LED replacement for conventional A19 halogen bulb and up to 25,000 hours of illumination at 3000K of warm white light. Compatible with any standard E26 medium screw lamp base. Rab Lighting A19-9-E26-930-DIM Features: CEC and Title 24 Appendix JA8 compliant Energy Star Version 2.0 certified Input voltage of 120V Color accuracy of 90 CRI Fits any standard E26 base Dimmable to 10 percent Three-year warranty Lifespan of 25,000 hours Rab Lighting A19-9-E26-930-DIM Applications: General lighting upgrade for A19 halogen bulbs with E26 medium screw bases Alternate Product Versions $4.13 add RAB A19-9-E26-927-DIM - 10W LED A19 Bulb - 2700K 60 Watt Incandescent Equivalent - 800 Lumens - 90 CRI - 120V $4.13 add RAB A19-9-E26-940-DIM - 10W LED A19 Bulb - 4000K 60 Watt Incandescent Equivalent - 800 Lumens - 90 CRI - 120V $4.13 add RAB A19-9-E26-950-DIM - 10W LED A19 Bulb - 5000K 60 Watt Incandescent Equivalent - 800 Lumens - 90 CRI - 120V $4.13 EACASE of 12 add RAB A19-9-E26-927-F-C - 9W LED A19 Clear Bulb - 2700K 60 Watt Incandescent Equivalent - 810 Lumens - 90 CRI - 120V $3.63 add RAB A19-5-E26-927-F-C - 5W LED A19 Clear Bulb - 2700K 40 Watt Incandescent Equivalent - 450 Lumens - 90 CRI - 120V Medium (E26) 60 Watt Incandescent Equivalent - 800 Lumens - 90 CRI - 120V RAB A19-9-E26-930-DIM - 10W LED A19 Bulb - 3000K | 3000 | 93 | 800 | 84.2105 | 25000 | 9.5 | 12 | 49.56 | 4.13 | 4.8529 | 2020Q3 | https://www.energyavenue.com/RAB-Lighting/A19-9-E26-930-DIM | Energy Avenue | 2020 | Yes
LED Lighting | A-Type | RAB Lighting | True |  | General Purpose Replacement | A19 | E26 (Medium) | Damp Location Rated,Recessed Fixtures Damp Location Rated,Recessed Fixtures TypeClear GlassShatterproof Wattage10 Watt Color Temp.2700K3000K4000K5000K Product Description The Rab 10W A19-9-E26-940-DIM is a replacement for conventional 60W incandescent bulb. It has a shatterproof plastic exterior for rugged applications. The 4000K cool white emits from this A19 LED bulb is vibrant. If it's too bright, a dimming device will dim it to 10%. Included is a 3-year manufacturer's warranty. Rab Lighting A19-9-E26-940-DIM Features: E26 base fits most lamps 25,000 total hours 230-degree beam angle Rab Lighting A19-9-E26-940-DIM Applications: Damp/dry locations Enclosed fixtures Open fixtures Alternate Product Versions $4.13 add RAB A19-9-E26-927-DIM - 10W LED A19 Bulb - 2700K 60 Watt Incandescent Equivalent - 800 Lumens - 90 CRI - 120V $4.13 add RAB A19-9-E26-930-DIM - 10W LED A19 Bulb - 3000K 60 Watt Incandescent Equivalent - 800 Lumens - 90 CRI - 120V $4.13 add RAB A19-9-E26-950-DIM - 10W LED A19 Bulb - 5000K 60 Watt Incandescent Equivalent - 800 Lumens - 90 CRI - 120V $4.13 EACASE of 12 add RAB A19-9-E26-927-F-C - 9W LED A19 Clear Bulb - 2700K 60 Watt Incandescent Equivalent - 810 Lumens - 90 CRI - 120V $3.63 add RAB A19-5-E26-927-F-C - 5W LED A19 Clear Bulb - 2700K 40 Watt Incandescent Equivalent - 450 Lumens - 90 CRI - 120V Medium (E26) 60 Watt Incandescent Equivalent - 800 Lumens - 90 CRI - 120V RAB A19-9-E26-940-DIM - 10W LED A19 Bulb - 4000K | 4000 | 96 | 800 | 84.2105 | 25000 | 9.5 | 12 | 49.56 | 4.13 | 4.8529 | 2020Q3 | https://www.energyavenue.com/RAB-Lighting/A19-9-E26-940-DIM | Energy Avenue | 2020 | Yes
LED Lighting | A-Type | RAB Lighting | True | Daylighting/Photocell, | General Purpose Replacement | A19 | E26 (Medium) | Damp Location Rated,Recessed Fixtures Damp Location Rated,Recessed Fixtures TypeClear GlassShatterproof Wattage10 Watt Color Temp.2700K3000K4000K5000K Product Description The Rab Lighting A19-9-E26-950-DIM a-line light bulb is shatterproof, dimmable, and vibrant. This 10W A19 LED bulb's plastic construction is shatterproof material. Its 5000K daylight brightness can go down as low as 10% with a dimmer device. And lastly, the 230-degree beam angle produces vibrant illumination for 25,000 life hours. These reasons make the LED A19 bulb a worthy replacement. Rab Lighting A19-9-E26-950-DIM Features: Replaces 60W incandescent bulb Energy-star certified 3-year warranty Rab Lighting A19-9-E26-950-DIM Applications: Indoor use Dry/damp locations Open/enclosed fixtures Alternate Product Versions $4.13 add RAB A19-9-E26-927-DIM - 10W LED A19 Bulb - 2700K 60 Watt Incandescent Equivalent - 800 Lumens - 90 CRI - 120V $4.13 add RAB A19-9-E26-930-DIM - 10W LED A19 Bulb - 3000K 60 Watt Incandescent Equivalent - 800 Lumens - 90 CRI - 120V $4.13 add RAB A19-9-E26-940-DIM - 10W LED A19 Bulb - 4000K 60 Watt Incandescent Equivalent - 800 Lumens - 90 CRI - 120V $4.13 EACASE of 12 add RAB A19-9-E26-927-F-C - 9W LED A19 Clear Bulb - 2700K 60 Watt Incandescent Equivalent - 810 Lumens - 90 CRI - 120V $3.63 add RAB A19-5-E26-927-F-C - 5W LED A19 Clear Bulb - 2700K 40 Watt Incandescent Equivalent - 450 Lumens - 90 CRI - 120V Medium (E26) 60 Watt Incandescent Equivalent - 800 Lumens - 90 CRI - 120V RAB A19-9-E26-950-DIM - 10W LED A19 Bulb - 5000K | 5000 | 94 | 800 | 84.2105 | 25000 | 9.5 | 12 | 49.56 | 4.13 | 4.8529 | 2020Q3 | https://www.energyavenue.com/RAB-Lighting/A19-9-E26-950-DIM | Energy Avenue | 2020 | Yes
LED Lighting | A-Type | TCP Lighting | True |  | General Purpose Replacement | A19 | E26 (Medium) | Wet Location Rated Wet Location Rated Wattage11 Watt6 Watt9 Watt9.5 Watt Product Description The Elite LED Wet Location A19, TCP LED10A19DOD27KW is perfect for your outdoor space! If you’ve experienced the exceptional quality of TCP A-Lamps, you’ll know how great it is to use this 9.5W A19 Wet Location Omni-Directional LED lamp for outdoor lighting. This lamp is a fantastic alternative to incandescent, saving you up to 85% more energy and providing up to 25,000 hours of light. They fit anywhere a standard A19 bulb does, so installation is a breeze as well. TCP LED10A19DOD27KW Features: Instant energy savings and long life Suitable for wet locations and shatter resistant Less risk for breakage and injury Can be use for totally enclosed fixtures for outdoor TCP LED10A19DOD27KW Applications: Outdoor fixtures Landscape and security lights Alternate Product Versions $1.61 add TCP L60A19N1550K - 9W LED A19 - 5000K 850 Lumens - 80 CRI - 60W Incandescent Equivalent - 120V $2.32 add TCP L40A19D2527K - 6W LED A19 - 2700K 480 Lumens - 80 CRI - 40W Incandescent Equivalent - 120V $2.30 add TCP L9A19D2530K - Omnidirectional 9W LED A19 - 3000K E26 Base - 60W Incandescent Equivalent - 825 Lumens - 80 CRI - Dimmable - 120 VAC $2.05 add TCP L9A19N1527K - 9W LED A19 - 2700K 60W Incandescent Equivalent - 800 Lumens - 120V $4.25 add TCP - LED11A19DOD27K95 - A19 LED - 60 Watt Incandescent Equivalent 11 Watt - 90 CRI - 2700K $6.45 add TCP Lighting - LED9A19DA - Dimmable A19 LED Light Bulb 9 Watt - 82 CRI Medium (E26) E26 Base - 60W Incandescent Equivalent - 800 Lumens - 80 CRI - 120V TCP LED10A19DOD27KW - 9.5W LED Omni-directional A19 - 2700K - Wet Location | 2700 | 81 | 800 | 84.2105 | 25000 | 9.5 | 1 | 4.5 | 4.5 | 5.2877 | 2020Q3 | https://www.energyavenue.com/TCP-Lighting/LED10A19DOD27KW | Energy Avenue | 2020 | Yes
LED Lighting | A-Type | TCP Lighting | True |  | General Purpose Replacement | A19 | GU24 | Damp Location Rated Damp Location Rated Color Temp.2700K3000K4100K Product Description The TCP Lighting - LED10A19GUDOD27K - A19 LED Omni Directional Lamp opeartes on just 10 watts and creates a warm white light at 2700K with a CRI of 82. This lamp comes with a 5 year warranty and will meet and exceed your expectations in both offices and outdoors. You can expect over 25,000 hours of use. Applications include: General Lighting Floor Lamps Ceiling Fixtures Table Lamps Sconces Features: 85% more efficient than incandescent alternatives Smooth, uniform dimming Similar look and feel as CFL or incadeascent alternatives Fits any installations where a GU24 CFL is used Rated for totally enclosed fixtures Alternate Product Versions $3.17 add TCP Lighting - LED10A19GUDOD41K - LED A19 Bulb 10W - 60 Watt Incandescent Equivalent - GU24 - 4100K - Dimmable $2.85 add TCP Lighting - LED10A19GUDOD30K - A19 LED Omni Directional Lamp - 60W Equal 10 Watt - 3000K - Warm White - 825 Lumens - Dimmable - 82 CRI GU24 10 Watt - 2700K - Warm White - 800 Lumens - Dimmable - 82 CRI TCP Lighting - LED10A19GUDOD27K - A19 LED Omni Directional Lamp - 60W Equal | 2700 | 82 | 800 | 84.2105 | 25000 | 9.5 | 1 | 2.85 | 2.85 | 3.3489 | 2020Q3 | https://www.energyavenue.com/TCP-Lighting/LED10A19GUDOD27K | Energy Avenue | 2020 | Yes
LED Lighting | A-Type | Manufacturer: Keystone Technologies | True |  | General Purpose Replacement | A19 | E26 (Medium) | Recessed Fixtures,Damp Location Rated Recessed Fixtures,Damp Location Rated Home > LED Light Bulbs > LED A19 Bulbs > 600-900 Lumens (60W Equal) > 2700K Warm White > 10 Watt Essential Series LED General Purpose A19 Light Bulb Dimmable 800 Lumens 80 CRI 120V 2700K Product Specifications - Quick Reference Lamp Wattage: Working Voltage: 9.5 Watts 120 Volt Dimensions: Dimmability: 2.36" W x 4.33" (MOL) YES - Dimmable CRI: Delivered Lumens: 80 CRI 800 Lumens Replaces: Certifications: 60 Watt Incandescent ENERGY STAR, UL, RoHS Light Color: 2700K Warm White Warranty: 2 Year Limited Keystone’s Essential Series A Shape Bulbs are designed for general purpose lighting needs. They’re suitable for new construction applications or replacing incandescent and halogen bulbs. Offering substantially longer lifespans and higher efficiencies, our A Shape Bulbs minimize energy and replacement costs. Keystone’s extensive line of Essential Series omnidirectional LED bulbs provide solutions for a variety of application needs. There is a wide range of wattage and lumen outputs available, as well as both 80 and 90 CRI options for a majority of the line. Color temperature choices include 2700K, 3000K, and 5000K, offering more aesthetic flexibility over incandescent bulbs. This Keystone Technologies KT-LED9.5A19-O-827 Essential Series Dimmable LED A19 Light Bulb produces a color temperature of 2700K warm white, operates on your existing 120V circuit and consumes just 9.5 watts of energy. These LED A19 A lamps 60 watt incandescent equivalent retrofit lights generate 800 lumens and have a Color Rendering Index (CRI) of 80. These 120 volt LED light bulbs fit fixtures with an E26 medium base. These LED A19 bulbs are dimmable but are NOT CEC Title 20 Compliant. For Non-Dimmable versions, or CEC compliant versions, please refer to the related products below. Can't find what you are looking for or need a quote for a large job? Give our customer service a call at 248-276-9640. The bulb's dimensions are 2.36 inches wide by 4.33 inches MOL. The lens conceals the LEDs from sight and evenly distributes the light and with a durable plastic housing that lowers the risk for breakage. They can be used with LED compatible controls and dimmers and are also rated for use in enclosed fixtures. Click here to see the complete Keystone 9.5 Watt 80CRI General Purpose Dimmable A19 Specification Sheet. These bulbs are damp location rated, Energy Star qualified, and have a rated life of 15,000 hours or a 2 Year limited warranty. Typical Applications Typical applications for these omni-directional LED A19 lamps include table and floor lamps, chandeliers, pendants, corridor light and sconce fixtures and general decorative outdoor lighting in residential, office, retail, restaurant, school, hospital and hotel/motel locations. Keystone Technologies 10 Watt Essential Series LED General Purpose A19 Light Bulb Dimmable 800 Lumens 80 CRI 120V 2700K | 2700 | 82 | 800 | 84.2105 | 15000 | 9.5 | 1 | 1.84 | 1.84 | 2.1621 | 2020Q3 | https://www.greenelectricalsupply.com/10-watt-essential-series-led-general-purpose-a19-light-bulb-dimmable-800-lumens-80-cri-120v-2700k.aspx | Green Electrical Supply | 2020 | Yes
LED Lighting | A-Type | Manufacturer: Keystone Technologies | True |  | General Purpose Replacement | A19 | E26 (Medium) | Recessed Fixtures,Damp Location Rated Recessed Fixtures,Damp Location Rated Home > LED Light Bulbs > LED A19 Bulbs > 600-900 Lumens (60W Equal) > 3000K Warm White > 10 Watt Essential Series LED General Purpose A19 Light Bulb Dimmable 800 Lumens 80 CRI 120V 3000K Product Specifications - Quick Reference Lamp Wattage: Working Voltage: 9.5 Watts 120 Volt Dimensions: Dimmability: 2.36" W x 4.33" (MOL) YES - Dimmable CRI: Delivered Lumens: 80 CRI 800 Lumens Replaces: Certifications: 60 Watt Incandescent ENERGY STAR, UL, RoHS Light Color: 3000K Warm White Warranty: 2 Year Limited Keystone’s Essential Series A Shape Bulbs are designed for general purpose lighting needs. They’re suitable for new construction applications or replacing incandescent and halogen bulbs. Offering substantially longer lifespans and higher efficiencies, our A Shape Bulbs minimize energy and replacement costs. Keystone’s extensive line of Essential Series omnidirectional LED bulbs provide solutions for a variety of application needs. There is a wide range of wattage and lumen outputs available, as well as both 80 and 90 CRI options for a majority of the line. Color temperature choices include 2700K, 3000K, and 5000K, offering more aesthetic flexibility over incandescent bulbs. This Keystone Technologies KT-LED9.5A19-O-830 Essential Series Dimmable LED A19 Light Bulb produces a color temperature of 3000K warm white, operates on your existing 120V circuit and consumes just 9.5 watts of energy. These LED A19 A lamps 60 watt incandescent equivalent retrofit lights generate 800 lumens and have a Color Rendering Index (CRI) of 80. These 120 volt LED light bulbs fit fixtures with an E26 medium base. These LED A19 bulbs are dimmable but are NOT CEC Title 20 Compliant. For Non-Dimmable versions, or CEC compliant versions, please refer to the related products below. Can't find what you are looking for or need a quote for a large job? Give our customer service a call at 248-276-9640. The bulb's dimensions are 2.36 inches wide by 4.33 inches MOL. The lens conceals the LEDs from sight and evenly distributes the light and with a durable plastic housing that lowers the risk for breakage. They can be used with LED compatible controls and dimmers and are also rated for use in enclosed fixtures. Click here to see the complete Keystone 9.5 Watt 80CRI General Purpose Dimmable A19 Specification Sheet. These bulbs are damp location rated, Energy Star qualified, and have a rated life of 15,000 hours or a 2 Year limited warranty. Typical Applications Typical applications for these omni-directional LED A19 lamps include table and floor lamps, chandeliers, pendants, corridor light and sconce fixtures and general decorative outdoor lighting in residential, office, retail, restaurant, school, hospital and hotel/motel locations. Keystone Technologies 10 Watt Essential Series LED General Purpose A19 Light Bulb Dimmable 800 Lumens 80 CRI 120V 3000K | 3000 | 83 | 800 | 84.2105 | 15000 | 9.5 | 1 | 1.84 | 1.84 | 2.1621 | 2020Q3 | https://www.greenelectricalsupply.com/10-watt-essential-series-led-general-purpose-a19-light-bulb-dimmable-800-lumens-80-cri-120v-3000k.aspx | Green Electrical Supply | 2020 | Yes
LED Lighting | A-Type | Manufacturer: Keystone Technologies | True |  | General Purpose Replacement | A19 | E26 (Medium) | Damp Location Rated Damp Location Rated Home > LED Light Bulbs > LED A19 Bulbs > 600-900 Lumens (60W Equal) > 3500K Bright White > 10 Watt Essential Series LED General Purpose A19 Light Bulb Dimmable 800 Lumens 80 CRI 120V 3500K Product Specifications - Quick Reference Lamp Wattage: Working Voltage: 9.5 Watts 120 Volt Dimensions: Dimmability: 2.36" W x 4.33" (MOL) YES - Dimmable CRI: Delivered Lumens: 80 CRI 800 Lumens Replaces: Certifications: 60 Watt Incandescent ENERGY STAR, UL, RoHS Light Color: 3500K Bright White Warranty: 2 Year Limited Keystone’s Essential Series A Shape Bulbs are designed for general purpose lighting needs. They’re suitable for new construction applications or replacing incandescent and halogen bulbs. Offering substantially longer lifespans and higher efficiencies, our A Shape Bulbs minimize energy and replacement costs. Keystone’s extensive line of Essential Series omnidirectional LED bulbs provide solutions for a variety of application needs. There is a wide range of wattage and lumen outputs available, as well as both 80 and 90 CRI options for a majority of the line. Color temperature choices include 2700K, 3000K, and 5000K, offering more aesthetic flexibility over incandescent bulbs. This Keystone Technologies KT-LED9.5A19-O-835 Essential Series Dimmable LED A19 Light Bulb produces a color temperature of 3500K bright white, operates on your existing 120V circuit and consumes just 9.5 watts of energy. These LED A19 A lamps 60 watt incandescent equivalent retrofit lights generate 800 lumens and have a Color Rendering Index (CRI) of 80. These 120 volt LED light bulbs fit fixtures with an E26 medium base. These LED A19 bulbs are dimmable but are NOT CEC Title 20 Compliant. For Non-Dimmable versions, or CEC compliant versions, please refer to the related products below. Can't find what you are looking for or need a quote for a large job? Give our customer service a call at 248-276-9640. The bulb's dimensions are 2.36 inches wide by 4.33 inches MOL. The lens conceals the LEDs from sight and evenly distributes the light and with a durable plastic housing that lowers the risk for breakage. They can be used with LED compatible controls and dimmers and are also rated for use in enclosed fixtures. Click here to see the complete Keystone 9.5 Watt 80CRI General Purpose Dimmable A19 Specification Sheet. These bulbs are damp location rated, Energy Star qualified, and have a rated life of 15,000 hours or a 2 Year limited warranty. Typical Applications Typical applications for these omni-directional LED A19 lamps include table and floor lamps, chandeliers, pendants, corridor light and sconce fixtures and general decorative outdoor lighting in residential, office, retail, restaurant, school, hospital and hotel/motel locations. Keystone Technologies 10 Watt Essential Series LED General Purpose A19 Light Bulb Dimmable 800 Lumens 80 CRI 120V 3500K | 3500 | 84 | 800 | 84.2105 | 15000 | 9.5 | 1 | 1.84 | 1.84 | 2.1621 | 2020Q3 | https://www.greenelectricalsupply.com/10-watt-essential-series-led-general-purpose-a19-light-bulb-dimmable-800-lumens-80-cri-120v-3500k.aspx | Green Electrical Supply | 2020 | Yes
LED Lighting | A-Type | Manufacturer: Keystone Technologies | True |  | General Purpose Replacement | A19 | E26 (Medium) | Recessed Fixtures,Damp Location Rated Recessed Fixtures,Damp Location Rated Home > LED Light Bulbs > LED A19 Bulbs > 600-900 Lumens (60W Equal) > 4000K Cool White > 10 Watt Essential Series LED General Purpose A19 Light Bulb Dimmable 800 Lumens 80 CRI 120V 4000K Product Specifications - Quick Reference Lamp Wattage: Working Voltage: 9.5 Watts 120 Volt Dimensions: Dimmability: 2.36" W x 4.33" (MOL) YES - Dimmable CRI: Delivered Lumens: 80 CRI 800 Lumens Replaces: Certifications: 60 Watt Incandescent ENERGY STAR, UL, RoHS Light Color: 4000K Cool White Warranty: 2 Year Limited Keystone’s Essential Series A Shape Bulbs are designed for general purpose lighting needs. They’re suitable for new construction applications or replacing incandescent and halogen bulbs. Offering substantially longer lifespans and higher efficiencies, our A Shape Bulbs minimize energy and replacement costs. Keystone’s extensive line of Essential Series omnidirectional LED bulbs provide solutions for a variety of application needs. There is a wide range of wattage and lumen outputs available, as well as both 80 and 90 CRI options for a majority of the line. Color temperature choices include 2700K, 3000K, and 5000K, offering more aesthetic flexibility over incandescent bulbs. This Keystone Technologies KT-LED9.5A19-O-840 Essential Series Dimmable LED A19 Light Bulb produces a color temperature of 4000K cool white, operates on your existing 120V circuit and consumes just 9.5 watts of energy. These LED A19 A lamps 60 watt incandescent equivalent retrofit lights generate 800 lumens and have a Color Rendering Index (CRI) of 80. These 120 volt LED light bulbs fit fixtures with an E26 medium base. These LED A19 bulbs are dimmable but are NOT CEC Title 20 Compliant. For Non-Dimmable versions, or CEC compliant versions, please refer to the related products below. Can't find what you are looking for or need a quote for a large job? Give our customer service a call at 248-276-9640. The bulb's dimensions are 2.36 inches wide by 4.33 inches MOL. The lens conceals the LEDs from sight and evenly distributes the light and with a durable plastic housing that lowers the risk for breakage. They can be used with LED compatible controls and dimmers and are also rated for use in enclosed fixtures. Click here to see the complete Keystone 9.5 Watt 80CRI General Purpose Dimmable A19 Specification Sheet. These bulbs are damp location rated, Energy Star qualified, and have a rated life of 15,000 hours or a 2 Year limited warranty. Typical Applications Typical applications for these omni-directional LED A19 lamps include table and floor lamps, chandeliers, pendants, corridor light and sconce fixtures and general decorative outdoor lighting in residential, office, retail, restaurant, school, hospital and hotel/motel locations. Keystone Technologies 10 Watt Essential Series LED General Purpose A19 Light Bulb Dimmable 800 Lumens 80 CRI 120V 4000K | 4000 | 82 | 800 | 84.2105 | 15000 | 9.5 | 1 | 1.84 | 1.84 | 2.1621 | 2020Q3 | https://www.greenelectricalsupply.com/10-watt-essential-series-led-general-purpose-a19-light-bulb-dimmable-800-lumens-80-cri-120v-4000k.aspx | Green Electrical Supply | 2020 | Yes
LED Lighting | A-Type | Manufacturer: Keystone Technologies | True | Daylighting/Photocell, | General Purpose Replacement | A19 | E26 (Medium) | Recessed Fixtures,Damp Location Rated Recessed Fixtures,Damp Location Rated Home > LED Light Bulbs > LED A19 Bulbs > 600-900 Lumens (60W Equal) > 5000K Daylight > 10 Watt Essential Series LED General Purpose A19 Light Bulb Dimmable 800 Lumens 80 CRI 120V 5000K Product Specifications - Quick Reference Lamp Wattage: Working Voltage: 9.5 Watts 120 Volt Dimensions: Dimmability: 2.36" W x 4.33" (MOL) YES - Dimmable CRI: Delivered Lumens: 80 CRI 800 Lumens Replaces: Certifications: 60 Watt Incandescent ENERGY STAR, UL, RoHS Light Color: 5000K Daylight Warranty: 2 Year Limited Keystone’s Essential Series A Shape Bulbs are designed for general purpose lighting needs. They’re suitable for new construction applications or replacing incandescent and halogen bulbs. Offering substantially longer lifespans and higher efficiencies, our A Shape Bulbs minimize energy and replacement costs. Keystone’s extensive line of Essential Series omnidirectional LED bulbs provide solutions for a variety of application needs. There is a wide range of wattage and lumen outputs available, as well as both 80 and 90 CRI options for a majority of the line. Color temperature choices include 2700K, 3000K, and 5000K, offering more aesthetic flexibility over incandescent bulbs. This Keystone Technologies KT-LED9.5A19-O-850 Essential Series Dimmable LED A19 Light Bulb produces a color temperature of 5000K daylight, operates on your existing 120V circuit and consumes just 9.5 watts of energy. These LED A19 A lamps 60 watt incandescent equivalent retrofit lights generate 800 lumens and have a Color Rendering Index (CRI) of 80. These 120 volt LED light bulbs fit fixtures with an E26 medium base. These LED A19 bulbs are dimmable but are NOT CEC Title 20 Compliant. For Non-Dimmable versions, or CEC compliant versions, please refer to the related products below. Can't find what you are looking for or need a quote for a large job? Give our customer service a call at 248-276-9640. The bulb's dimensions are 2.36 inches wide by 4.33 inches MOL. The lens conceals the LEDs from sight and evenly distributes the light and with a durable plastic housing that lowers the risk for breakage. They can be used with LED compatible controls and dimmers and are also rated for use in enclosed fixtures. Click here to see the complete Keystone 9.5 Watt 80CRI General Purpose Dimmable A19 Specification Sheet. These bulbs are damp location rated, Energy Star qualified, and have a rated life of 15,000 hours or a 2 Year limited warranty. Typical Applications Typical applications for these omni-directional LED A19 lamps include table and floor lamps, chandeliers, pendants, corridor light and sconce fixtures and general decorative outdoor lighting in residential, office, retail, restaurant, school, hospital and hotel/motel locations. Keystone Technologies 10 Watt Essential Series LED General Purpose A19 Light Bulb Dimmable 800 Lumens 80 CRI 120V 5000K | 5000 | 85 | 800 | 84.2105 | 15000 | 9.5 | 1 | 1.84 | 1.84 | 2.1621 | 2020Q3 | https://www.greenelectricalsupply.com/10-watt-essential-series-led-general-purpose-a19-light-bulb-dimmable-800-lumens-80-cri-120v-5000k.aspx | Green Electrical Supply | 2020 | Yes
LED Lighting | A-Type | Manufacturer: Keystone Technologies | True |  | General Purpose Replacement | A19 | GU24 | Recessed Fixtures,Damp Location Rated Recessed Fixtures,Damp Location Rated Home > LED Light Bulbs > LED A19 Bulbs > 600-900 Lumens (60W Equal) > 2700K Warm White > 10 Watt Essential Series LED General Purpose A19 Light Bulb Dimmable 800 Lumens GU24 120V 2700K Product Specifications - Quick Reference Lamp Wattage: Working Voltage: 9.5 Watts 120 Volt Dimensions: Dimmability: 2.36" W x 4.33" (MOL) YES - Dimmable CRI: Delivered Lumens: 80 CRI 800 Lumens Replaces: Certifications: 60 Watt Incandescent ENERGY STAR, UL, RoHS Light Color: 2700K Warm White Warranty: 2 Year Limited Keystone’s Essential Series A Shape Bulbs are designed for general purpose lighting needs. They’re suitable for new construction applications or replacing incandescent and halogen bulbs. Offering substantially longer lifespans and higher efficiencies, our A Shape Bulbs minimize energy and replacement costs. Keystone’s extensive line of Essential Series omnidirectional LED bulbs provide solutions for a variety of application needs. There is a wide range of wattage and lumen outputs available, as well as both 80 and 90 CRI options for a majority of the line. Color temperature choices include 2700K, 3000K, and 5000K, offering more aesthetic flexibility over incandescent bulbs. This Keystone Technologies KT-LED9.5A19-O-827-GU24 Essential Series Dimmable LED A19 Light Bulb produces a color temperature of 2700K warm white, operates on your existing 120V circuit and consumes just 9.5 watts of energy. These LED A19 A lamps 60 watt incandescent equivalent retrofit lights generate 800 lumens and have a Color Rendering Index (CRI) of 80. These 120 volt LED light bulbs fit fixtures with an GU24 base. These LED A19 bulbs are dimmable but are NOT CEC Title 20 Compliant. For Non-Dimmable versions, or CEC compliant versions, please refer to the related products below. Can't find what you are looking for or need a quote for a large job? Give our customer service a call at 248-276-9640. The bulb's dimensions are 2.36 inches wide by 4.33 inches MOL. The lens conceals the LEDs from sight and evenly distributes the light and with a durable plastic housing that lowers the risk for breakage. They can be used with LED compatible controls and dimmers and are also rated for use in enclosed fixtures. Click here to see the complete Keystone 9.5 Watt GU24 General Purpose Dimmable A19 Specification Sheet. These bulbs are damp location rated, Energy Star qualified, and have a rated life of 15,000 hours or a 2 Year limited warranty. Typical Applications Typical applications for these omni-directional LED A19 lamps include table and floor lamps, chandeliers, pendants, corridor light and sconce fixtures and general decorative outdoor lighting in residential, office, retail, restaurant, school, hospital and hotel/motel locations. Keystone Technologies 10 Watt Essential Series LED General Purpose A19 Light Bulb Dimmable 800 Lumens GU24 120V 2700K | 2700 | 83 | 800 | 84.2105 | 15000 | 9.5 | 1 | 2.53 | 2.53 | 2.9728 | 2020Q3 | https://www.greenelectricalsupply.com/10-watt-essential-series-led-general-purpose-a19-light-bulb-dimmable-800-lumens-gu24-120v-2700k.aspx | Green Electrical Supply | 2020 | Yes
LED Lighting | A-Type | Manufacturer: Keystone Technologies | True |  | General Purpose Replacement | A19 | GU24 | Recessed Fixtures,Damp Location Rated Recessed Fixtures,Damp Location Rated Home > LED Light Bulbs > LED A19 Bulbs > 600-900 Lumens (60W Equal) > 3000K Warm White > 10 Watt Essential Series LED General Purpose A19 Light Bulb Dimmable 800 Lumens GU24 120V 3000K Product Specifications - Quick Reference Lamp Wattage: Working Voltage: 9.5 Watts 120 Volt Dimensions: Dimmability: 2.36" W x 4.33" (MOL) YES - Dimmable CRI: Delivered Lumens: 80 CRI 800 Lumens Replaces: Certifications: 60 Watt Incandescent ENERGY STAR, UL, RoHS Light Color: 3000K Warm White Warranty: 2 Year Limited Keystone’s Essential Series A Shape Bulbs are designed for general purpose lighting needs. They’re suitable for new construction applications or replacing incandescent and halogen bulbs. Offering substantially longer lifespans and higher efficiencies, our A Shape Bulbs minimize energy and replacement costs. Keystone’s extensive line of Essential Series omnidirectional LED bulbs provide solutions for a variety of application needs. There is a wide range of wattage and lumen outputs available, as well as both 80 and 90 CRI options for a majority of the line. Color temperature choices include 2700K, 3000K, and 5000K, offering more aesthetic flexibility over incandescent bulbs. This Keystone Technologies KT-LED9.5A19-O-830-GU24 Essential Series Dimmable LED A19 Light Bulb produces a color temperature of 3000K warm white, operates on your existing 120V circuit and consumes just 9.5 watts of energy. These LED A19 A lamps 60 watt incandescent equivalent retrofit lights generate 800 lumens and have a Color Rendering Index (CRI) of 80. These 120 volt LED light bulbs fit fixtures with an GU24 base. These LED A19 bulbs are dimmable but are NOT CEC Title 20 Compliant. For Non-Dimmable versions, or CEC compliant versions, please refer to the related products below. Can't find what you are looking for or need a quote for a large job? Give our customer service a call at 248-276-9640. The bulb's dimensions are 2.36 inches wide by 4.33 inches MOL. The lens conceals the LEDs from sight and evenly distributes the light and with a durable plastic housing that lowers the risk for breakage. They can be used with LED compatible controls and dimmers and are also rated for use in enclosed fixtures. Click here to see the complete Keystone 9.5 Watt GU24 General Purpose Dimmable A19 Specification Sheet. These bulbs are damp location rated, Energy Star qualified, and have a rated life of 15,000 hours or a 2 Year limited warranty. Typical Applications Typical applications for these omni-directional LED A19 lamps include table and floor lamps, chandeliers, pendants, corridor light and sconce fixtures and general decorative outdoor lighting in residential, office, retail, restaurant, school, hospital and hotel/motel locations. Keystone Technologies 10 Watt Essential Series LED General Purpose A19 Light Bulb Dimmable 800 Lumens GU24 120V 3000K | 3000 | 83 | 800 | 84.2105 | 15000 | 9.5 | 1 | 2.53 | 2.53 | 2.9728 | 2020Q3 | https://www.greenelectricalsupply.com/10-watt-essential-series-led-general-purpose-a19-light-bulb-dimmable-800-lumens-gu24-120v-3000k.aspx | Green Electrical Supply | 2020 | Yes
LED Lighting | A-Type | Manufacturer: Keystone Technologies | True |  | General Purpose Replacement | A19 | GU24 | Recessed Fixtures,Damp Location Rated Recessed Fixtures,Damp Location Rated Home > LED Light Bulbs > LED A19 Bulbs > 600-900 Lumens (60W Equal) > 4000K Cool White > 10 Watt Essential Series LED General Purpose A19 Light Bulb Dimmable 800 Lumens GU24 120V 4000K Product Specifications - Quick Reference Lamp Wattage: Working Voltage: 9.5 Watts 120 Volt Dimensions: Dimmability: 2.36" W x 4.33" (MOL) YES - Dimmable CRI: Delivered Lumens: 80 CRI 800 Lumens Replaces: Certifications: 60 Watt Incandescent ENERGY STAR, UL, RoHS Light Color: 4000K Cool White Warranty: 2 Year Limited Keystone’s Essential Series A Shape Bulbs are designed for general purpose lighting needs. They’re suitable for new construction applications or replacing incandescent and halogen bulbs. Offering substantially longer lifespans and higher efficiencies, our A Shape Bulbs minimize energy and replacement costs. Keystone’s extensive line of Essential Series omnidirectional LED bulbs provide solutions for a variety of application needs. There is a wide range of wattage and lumen outputs available, as well as both 80 and 90 CRI options for a majority of the line. Color temperature choices include 2700K, 3000K, and 5000K, offering more aesthetic flexibility over incandescent bulbs. This Keystone Technologies KT-LED9.5A19-O-840-GU24 Essential Series Dimmable LED A19 Light Bulb produces a color temperature of 4000K cool white, operates on your existing 120V circuit and consumes just 9.5 watts of energy. These LED A19 A lamps 60 watt incandescent equivalent retrofit lights generate 800 lumens and have a Color Rendering Index (CRI) of 80. These 120 volt LED light bulbs fit fixtures with an GU24 base. These LED A19 bulbs are dimmable but are NOT CEC Title 20 Compliant. For Non-Dimmable versions, or CEC compliant versions, please refer to the related products below. Can't find what you are looking for or need a quote for a large job? Give our customer service a call at 248-276-9640. The bulb's dimensions are 2.36 inches wide by 4.33 inches MOL. The lens conceals the LEDs from sight and evenly distributes the light and with a durable plastic housing that lowers the risk for breakage. They can be used with LED compatible controls and dimmers and are also rated for use in enclosed fixtures. Click here to see the complete Keystone 9.5 Watt GU24 General Purpose Dimmable A19 Specification Sheet. These bulbs are damp location rated, Energy Star qualified, and have a rated life of 15,000 hours or a 2 Year limited warranty. Typical Applications Typical applications for these omni-directional LED A19 lamps include table and floor lamps, chandeliers, pendants, corridor light and sconce fixtures and general decorative outdoor lighting in residential, office, retail, restaurant, school, hospital and hotel/motel locations. Keystone Technologies 10 Watt Essential Series LED General Purpose A19 Light Bulb Dimmable 800 Lumens GU24 120V 4000K | 4000 | 84 | 800 | 84.2105 | 15000 | 9.5 | 1 | 2.53 | 2.53 | 2.9728 | 2020Q3 | https://www.greenelectricalsupply.com/10-watt-essential-series-led-general-purpose-a19-light-bulb-dimmable-800-lumens-gu24-120v-4000k.aspx | Green Electrical Supply | 2020 | Yes
LED Lighting | A-Type | Manufacturer: Keystone Technologies | True | Daylighting/Photocell, | General Purpose Replacement | A19 | GU24 | Recessed Fixtures,Damp Location Rated Recessed Fixtures,Damp Location Rated Home > LED Light Bulbs > LED A19 Bulbs > 600-900 Lumens (60W Equal) > 5000K Daylight > 10 Watt Essential Series LED General Purpose A19 Light Bulb Dimmable 800 Lumens GU24 120V 5000K Product Specifications - Quick Reference Lamp Wattage: Working Voltage: 9.5 Watts 120 Volt Dimensions: Dimmability: 2.36" W x 4.33" (MOL) YES - Dimmable CRI: Delivered Lumens: 80 CRI 800 Lumens Replaces: Certifications: 60 Watt Incandescent ENERGY STAR, UL, RoHS Light Color: 5000K Daylight Warranty: 2 Year Limited Keystone’s Essential Series A Shape Bulbs are designed for general purpose lighting needs. They’re suitable for new construction applications or replacing incandescent and halogen bulbs. Offering substantially longer lifespans and higher efficiencies, our A Shape Bulbs minimize energy and replacement costs. Keystone’s extensive line of Essential Series omnidirectional LED bulbs provide solutions for a variety of application needs. There is a wide range of wattage and lumen outputs available, as well as both 80 and 90 CRI options for a majority of the line. Color temperature choices include 2700K, 3000K, and 5000K, offering more aesthetic flexibility over incandescent bulbs. This Keystone Technologies KT-LED9.5A19-O-850-GU24 Essential Series Dimmable LED A19 Light Bulb produces a color temperature of 5000K daylight, operates on your existing 120V circuit and consumes just 9.5 watts of energy. These LED A19 A lamps 60 watt incandescent equivalent retrofit lights generate 800 lumens and have a Color Rendering Index (CRI) of 80. These 120 volt LED light bulbs fit fixtures with an GU24 base. These LED A19 bulbs are dimmable but are NOT CEC Title 20 Compliant. For Non-Dimmable versions, or CEC compliant versions, please refer to the related products below. Can't find what you are looking for or need a quote for a large job? Give our customer service a call at 248-276-9640. The bulb's dimensions are 2.36 inches wide by 4.33 inches MOL. The lens conceals the LEDs from sight and evenly distributes the light and with a durable plastic housing that lowers the risk for breakage. They can be used with LED compatible controls and dimmers and are also rated for use in enclosed fixtures. Click here to see the complete Keystone 9.5 Watt GU24 General Purpose Dimmable A19 Specification Sheet. These bulbs are damp location rated, Energy Star qualified, and have a rated life of 15,000 hours or a 2 Year limited warranty. Typical Applications Typical applications for these omni-directional LED A19 lamps include table and floor lamps, chandeliers, pendants, corridor light and sconce fixtures and general decorative outdoor lighting in residential, office, retail, restaurant, school, hospital and hotel/motel locations. Keystone Technologies 10 Watt Essential Series LED General Purpose A19 Light Bulb Dimmable 800 Lumens GU24 120V 5000K | 5000 | 87 | 800 | 84.2105 | 15000 | 9.5 | 1 | 2.53 | 2.53 | 2.9728 | 2020Q3 | https://www.greenelectricalsupply.com/10-watt-essential-series-led-general-purpose-a19-light-bulb-dimmable-800-lumens-gu24-120v-5000k.aspx | Green Electrical Supply | 2020 | Yes
LED Lighting | A-Type | Manufacturer: Satco | False |  | General Purpose Replacement | A19 | E26 (Medium) | Damp Location Rated Damp Location Rated Home > Energy Star Qualified Products > 10 Watt 800 Lumen NON-Dimmable Enclosed Fixture Rated A19 LED Light Bulb 2700K ** Non-CEC Compliant - NOT Lawful for Sale in California ** Product Specifications - Quick Reference Input Voltage: Lumens: 120 Volt 800 Lumens Dimensions: Dimmable: 4-3/16" (MOL) x 2-3/8" (MOD) NO - Not Dimmable LED Color: 2700K Warm White Life Time: 15,000 Hours Power Consumption: Luminous Efficacy: 9.5 Watts 84 lm/W CRI: Certifications: 80 CRI Energy Star, RoHS, cULus Satco's LED series of omni-directional non-dimmable LED A19 Lamps are here to replace your 40 watt and 60 watt traditional incandescent light bulbs or your 9 watt and 13 watt screw-in CFLs. Within this series, Satco is exhibiting their Solid State LED Lighting for these A shaped replacement lamps. This series of A19 LED lights bulbs are not dimmable, but are approved for totally enclosed fixtures. They have a long life of 15,000 hours and possess a 3 Year Limited Warranty. This series comes in either a 6 watt model or a 9.5 watt model and the following color temperatures: 2700K, 3000K, and 5000K. This model is part number S9593, which produces 800 lumens of a 2700K warm white color. This bulb consumes just 9.5 watts of 120 volt energy, compared to a 60W incandescent or 13W compact fluorescent. This bulb is Energy Star certified, RoHS compliant, cULus - damp location rated, and enclosed fixture rated. This led light bulb is NON-dimmable and has a CRI of 80, while producing zero UV or IR radiation. The innovative design of this A19 bulb features a frosted finish and a medium E26 base. When you replace your 60A19 bulbs with these 9.5 watt A19 LED bulbs, your energy use decreases significantly while keeping the same look and feel of your old incandescent A19 bulbs. Click here for the complete Satco S9593 LED A19 Light Bulb Specification Sheet. Satco 10 Watt 800 Lumen NON-Dimmable Enclosed Fixture Rated A19 LED Light Bulb 2700K | 2700 | 80 | 800 | 84.2105 | 15000 | 9.5 | 1 | 2.95 | 2.95 | 3.4664 | 2020Q3 | https://www.greenelectricalsupply.com/9-watt-enclosed-fixture-rated-a19-e26-led-light-bulbs-2700k.aspx | Green Electrical Supply | 2020 | Yes
LED Lighting | A-Type | Manufacturer: Satco | False |  | General Purpose Replacement | A19 | E26 (Medium) | Damp Location Rated Damp Location Rated Home > Energy Star Qualified Products > 10 Watt 800 Lumen NON-Dimmable Enclosed Fixture Rated A19 LED Light Bulb 3000K ** Non-CEC Compliant - NOT Lawful for Sale in California ** Product Specifications - Quick Reference Input Voltage: Lumens: 120 Volt 800 Lumens Dimensions: Dimmable: 4-3/16" (MOL) x 2-3/8" (MOD) NO - Not Dimmable LED Color: 3000K Warm White Life Time: 15,000 Hours Power Consumption: Luminous Efficacy: 9.5 Watts 84 lm/W CRI: Certifications: 80 CRI Energy Star, RoHS, cULus Satco's LED series of omni-directional non-dimmable LED A19 Lamps are here to replace your 40 watt and 60 watt incandescent light bulbs or your 9 watt and 13 watt screw-in CFLs. Within this series, Satco is exhibiting their Solid State LED Lighting for these A shaped replacement lamps. This series of A19 LED lights bulbs are not dimmable, but are approved for totally enclosed fixtures. They have a long life of 15,000 hours and possess a 3 Year Limited Warranty. This series comes in either a 6 watt model or a 9.5 watt model and the following color temperatures: 2700K, 3000K, and 5000K. This model is part number S9594, which produces 800 lumens of a 3000K warm white color. This bulb consumes just 9.5 watts of 120 volt energy, compared to a 60W incandescent or 13W compact fluorescent. This bulb is Energy Star certified, RoHS compliant, cULus - damp location rated, and enclosed fixture rated. This led light bulb is NON-dimmable and has a CRI of 80, while producing zero UV or IR radiation. The innovative design of this A19 bulb features a frosted finish and a medium E26 base. When you replace your 60A19 bulbs with these 9.5 watt A19 LED bulbs, your energy use decreases significantly while keeping the same look and feel of your old incandescent A19 bulbs. Click here for the complete Satco S9594 LED A19 Light Bulb Specification Sheet. Satco 10 Watt 800 Lumen NON-Dimmable Enclosed Fixture Rated A19 LED Light Bulb 3000K | 3000 | 83 | 800 | 84.2105 | 15000 | 9.5 | 1 | 2.95 | 2.95 | 3.4664 | 2020Q3 | https://www.greenelectricalsupply.com/9-watt-enclosed-fixture-rated-a19-e26-led-light-bulbs-3000k.aspx | Green Electrical Supply | 2020 | Yes
LED Lighting | A-Type | Manufacturer: Satco | False | Daylighting/Photocell, | General Purpose Replacement | A19 | E26 (Medium) | Damp Location Rated Damp Location Rated Home > Energy Star Qualified Products > 10 Watt 800 Lumen NON-Dimmable Enclosed Fixture Rated A19 LED Light Bulb 5000K ** Non-CEC Compliant - NOT Lawful for Sale in California ** Product Specifications - Quick Reference Input Voltage: Lumens: 120 Volt 800 Lumens Dimensions: Dimmable: 4-3/16" (MOL) x 2-3/8" (MOD) NO - Not Dimmable LED Color: 5000K Daylight Life Time: 15,000 Hours Power Consumption: Luminous Efficacy: 9.5 Watts 84 lm/W CRI: Certifications: 80 CRI Energy Star, RoHS, cULus Satco's LED series of omni-directional non-dimmable LED A19 Lamps are here to replace your 40 watt and 60 watt incandescent light bulbs or your 9 watt and 13 watt screw-in CFLs. Within this series, Satco is exhibiting their Solid State LED Lighting for these A shaped replacement lamps. This series of A19 LED lights bulbs are not dimmable, but are approved for totally enclosed fixtures. They have a long life of 15,000 hours and possess a 3 Year Limited Warranty. This series comes in either a 6 watt model or a 9.5 watt model and the following color temperatures: 2700K, 3000K, and 5000K. This model is part number S9595, which produces 800 lumens of a 5000K daylight color. This bulb consumes just 9.5 watts of 120 volt energy, compared to a 60W incandescent or 13W compact fluorescent. This bulb is Energy Star certified, RoHS compliant, cULus - damp location rated, and enclosed fixture rated. This led light bulb is NON-dimmable and has a CRI of 80, while producing zero UV or IR radiation. The innovative design of this A19 bulb features a frosted finish and a medium E26 base. When you replace your 60A19 bulbs with these 9.5 watt A19 LED bulbs, your energy use decreases significantly while keeping the same look and feel of your old incandescent A19 bulbs. Click here for the complete Satco S9595 LED A19 Light Bulb Specification Sheet. Satco 10 Watt 800 Lumen NON-Dimmable Enclosed Fixture Rated A19 LED Light Bulb 5000K | 5000 | 85 | 800 | 84.2105 | 15000 | 9.5 | 1 | 2.95 | 2.95 | 3.4664 | 2020Q3 | https://www.greenelectricalsupply.com/9-watt-enclosed-fixture-rated-a19-e26-led-light-bulbs-5000k.aspx | Green Electrical Supply | 2020 | Yes
LED Lighting | A-Type | Manufacturer: Satco | True |  | General Purpose Replacement | A19 | E26 (Medium) | Damp Location Rated Damp Location Rated Home > Energy Star Qualified Products > 10 Watt 800 Lumen LED A19 Enclosed Fixture Rated Light Bulb 3000K Product Specifications - Quick Reference Input Voltage: Lumens: 120 Volt 800 Lumens Dimensions: Dimmable: 4-3/16" (MOL) x 2-3/8" (MOD) Yes LED Color: 3000K Warm White Life Time: 25,000 Hours Power Consumption: Luminous Efficacy: 9.5 Watts 84 lm/W CRI: Certifications: 80 CRI Energy Star, RoHS, cULus Satco's LED series of omni-directional LED A19 Lamps are here to replace your 40 watt and 60 watt incandescent light bulbs. Within this series, Satco is exhibiting their Solid State LED Lighting for these A shaped replacement lamps. This series of A19 LED lights bulbs are not only dimmable, but also are approved for totally enclosed fixtures. They have a long life of 25,000 hours and possess a 3 Year Limited Warranty. This series comes in either a 5 watt model or a 9.5 watt model and the following color temperatures: 2700K, 3000K, 3500K, 4000K and 5000K. This model is part number S9836, which produces 800 lumens of a 3000K warm white color. This bulb consumes just 9.5 watts of 120 volt energy. This bulb is Energy Star certified, RoHS compliant, cULus - damp location rated, and enclosed fixture rated. This led light bulb is dimmable and has a CRI of 80, while producing zero UV or IR radiation. The innovative design of this A19 bulb features a smooth heat sink design to resemble traditional incandescent lamps. When you replace your 60A19 bulbs with these 9.5 watt A19 LED bulbs, your energy use decreases significantly while keeping the same look and feel of your old A19 bulbs. Click here for the complete Satco S9836 LED A19 Light Bulb Specification Sheet. Satco 10 Watt 800 Lumen LED A19 Enclosed Fixture Rated Light Bulb 3000K | 3000 | 80 | 800 | 84.2105 | 25000 | 9.5 | 1 | 2.57 | 2.57 | 3.0198 | 2020Q3 | https://www.greenelectricalsupply.com/9-watt-enclosed-fixture-rated-a19-led-light-bulbs-3000k.aspx | Green Electrical Supply | 2020 | Yes
LED Lighting | A-Type | Manufacturer: TCP | True |  | General Purpose Replacement | A19 | GU24 | Damp Location Rated Damp Location Rated Home > LED Light Bulbs > LED A19 Bulbs > 600-900 Lumens (60W Equal) > 2700K Warm White > 10 Watt 800 Lumen Dimmable GU24 Base LED A19 Light Bulb 2700K Product Specifications - Quick Reference Input Voltage: Lumens: 120 Volt AC 800 Lumens Dimensions: Base: 2.4" W x 4.3" MOL GU24 Base LED Color: 2700K Warm White Life Time: 25,000 Hours Power Consumption: Luminous Efficacy: 10 Watts 80.0 lm/W Dimmable: Certifications: Yes - Dimmable UL Built off a 20-year history of producing energy efficient lighting, Technical Consumer Products, Inc. (TCP) is excited to announce its most advanced and comprehensive lineup of LED lamps: the LED Elite Series. With TCPs dedication to manufacturing high quality, state-of-the-art lighting, combined with excellent high color rendering index (CRI), smooth dimming capabilities and new shatterproof smooth housing (which gives the appearance of traditional halogen bulbs), the LED Elite Series bulbs are a perfect choice to transform nearly every lighted environment into something extraordinary. This is the TCP, LED Elite, GU24 base, Omni Directional, Dimmable A19 lamp with 270 Degree Beam Angle, and it comes with a color temperature of 2700 Kelvin (K). UL approved, and RoHS compliant, the TCP LED10A19GUDOD27K offers a very durable, solid state lighting technology that significantly reduces lighting service and maintenance costs. These GU24 LED A19 light bulbs consume up to 80% LESS energy than a standard 60A19 60-watt incandescent. These LED A19 bulbs do not contain Mercury or any other harmful substance, generate no IR or UV rays and carry a 5 Year Limited Warranty. TCPs GU24 base A19 LED lamps have the highest light output, best dimmability (100% down to 5%) and are the most efficient LED A19 lamps available today. Consuming just 10 watts of 120 volt energy, this A19 bulb generates 800 lumens,, that's 80.0 Lumens per watt. This LED A19 lamp is rated for totally enclosed fixtures, 25,000 hours with a minimum starting temperature of -30 degrees Celsius and measures 4.6" MOL and 2.6" in diameter. Click here to see the TCP LED Elite GU24 Base Omni Directional A19 Series Specification Sheet. Typical Applications Typical applications for the TCP LED10A19GUDOD27K, Elite Dimmable GU24 base A19 LED light bulbs include dimmable general lighting, table lamps, sconces, floor lamps and ceiling fixtures. TCP 10 Watt 800 Lumen Dimmable GU24 Base LED A19 Light Bulb 2700K | 2700 | 82 | 800 | 84.2105 | 25000 | 9.5 | 1 | 3.19 | 3.19 | 3.7484 | 2020Q3 | https://www.greenelectricalsupply.com/tcp-led10a19gudod27k-elite-omni-directional-led-gu24-a19-light-bulb-2700k.aspx | Green Electrical Supply | 2020 | Yes
LED Lighting | A-Type |  |  |  | General Purpose Replacement | A19 | E26 (Medium) | Recessed Fixtures,Damp Location Rated Recessed Fixtures,Damp Location Rated Home ¦Products ¦GE LED7DP20S827/20 GE LED PAR20 GEL LED7DP20S827/20 64494 LED GE LED7DP20S827/20 | 2700 | 80 | 800 | 84.2105 | 15000 | 9.5 | 1 | 27.27 | 27.27 | 32.0433 | 2020Q3 | https://www.iesbuy.com/2535497/Product/GE-LED7DP20S827/20 | Independent Electric Supply | 2020 | Yes
LED Lighting | A-Type |  | True |  | General Purpose Replacement | A19 | E26 (Medium) | Damp Location Rated Damp Location Rated Home ¦Products ¦ Lamps & Lightbulbs ¦ LED Lamps ¦ LED - A-Line ¦SATCO® S9699 9.5A19 LED 2700K 800L 2PK LAMP SATCO S9699 9.5A19/LED/2700K/800L/2 SATCO® S9699 | 2700 | 81 | 800 | 84.2105 | 25000 | 9.5 | 1 | 8.41 | 8.41 | 9.8821 | 2020Q3 | https://www.iesbuy.com/2561825/Product/SATCO®-S9699 | Independent Electric Supply | 2020 | Yes
LED Lighting | A-Type | Green Creative | True |  | General Purpose Replacement | A19 | E26 (Medium) | Damp Location Rated,Dim to Warm Damp Location Rated,Dim to Warm Home Lamps, Bulbs, Ballasts Bulbs - LED LED - Traditional Lamps - A-Type Dimmable LED Lamp, 9.5W, 120V, Bulb: A-Type (A19), Base: Medium Screw (E26), Lumens: 800, CRI: 80, Color Temperature: 2200K - 2700K, Rated Average Life: 25,000 Hrs. Green Creative 57883 9.5A19DIM/8CCTD Dimmable LED Lamp, 9.5W, 120V | 2700 | 80 | 800 | 84.2105 | 25000 | 9.5 | 1 | 9.88 | 9.88 | 11.6094 | 2020Q3 | https://www.platt.com/platt-electric-supply/LED-Traditional-Lamps-A-Type/Green-Creative/57883-9-5A19DIM-8CCTD/product.aspx?zpid=165352 | Platt | 2020 | Yes
LED Lighting | A-Type | Satco | False |  | General Purpose Replacement | A19 | E26 (Medium) | Damp Location Rated Damp Location Rated Home Lamps, Bulbs, Ballasts Bulbs - LED LED - Traditional Lamps - A-Type SAT S29589 9.5A19/LED/30K/ND/ Satco S29589 SAT S29589 9.5A19/LED/30K/ND/ | 3000 | 83 | 800 | 84.2105 | 15000 | 9.5 | 1 | 10.73 | 10.73 | 12.6082 | 2020Q3 | https://www.platt.com/platt-electric-supply/LED-Traditional-Lamps-A-Type/Satco/S29589/product.aspx?zpid=1419479 | Platt | 2020 | Yes
LED Lighting | A-Type | Satco | False |  | General Purpose Replacement | A19 | E26 (Medium) | Damp Location Rated Damp Location Rated Home Lamps, Bulbs, Ballasts Bulbs - LED LED - Traditional Lamps - A-Type SAT S29596 9.5A19/LED/27K/ND/ Satco S29596 SAT S29596 9.5A19/LED/27K/ND/ | 2700 | 80 | 800 | 84.2105 | 15000 | 9.5 | 1 | 10.73 | 10.73 | 12.6082 | 2020Q3 | https://www.platt.com/platt-electric-supply/LED-Traditional-Lamps-A-Type/Satco/S29596/product.aspx?zpid=1419481 | Platt | 2020 | Yes
LED Lighting | A-Type | Satco | False |  | General Purpose Replacement | A19 | E26 (Medium) | Damp Location Rated Damp Location Rated Home Lamps, Bulbs, Ballasts Bulbs - LED LED - Traditional Lamps - A-Type SATCO S9595 - 9.5 watt; A19 LED; Frosted; 5000K Medium base; 220' beam spread; 120 volts; Non-Dimmable Satco S9595 9 WATT; A19 LED; FROSTED; 5000K MEDIUM BASE | 5000 | 85 | 800 | 84.2105 | 15000 | 9.5 | 1 | 3.05 | 3.05 | 3.5839 | 2020Q3 | https://www.platt.com/platt-electric-supply/LED-Traditional-Lamps-A-Type/Satco/S9595/product.aspx?zpid=216164 | Platt | 2020 | Yes
LED Lighting | A-Type | TCP | True |  | General Purpose Replacement | A19 | GU24 | Damp Location Rated Damp Location Rated Home Lamps, Bulbs, Ballasts Bulbs - LED LED - Traditional Lamps - A-Type Dimmable LED Omni-Directional A-Lamp, 10W, 120V, Bulb: A-Type (A19), Base: GU24 (Twist-lock), Lumens: 800, CRI: 82, Color Temperature: 2700K, Rated Average Life: 25,000 Hrs. 60W Equivalent. Smooth Uniform Dimming, Shatter-Resistant. TCP LED10A19GUDOD27K 10 W LED A19 GU24 | 2700 | 82 | 800 | 84.2105 | 25000 | 9.5 | 1 | 4.64 | 4.64 | 5.4522 | 2020Q3 | https://www.platt.com/platt-electric-supply/LED-Traditional-Lamps-A-Type/TCP/LED10A19GUDOD27K/product.aspx?zpid=139808 | Platt | 2020 | Yes
LED Lighting | A-Type | Halco | False |  | General Purpose Replacement | A19 | E26 (Medium) | Damp Location Rated Damp Location Rated Home Lamps, Bulbs, Ballasts Bulbs - LED LED - Traditional Lamps - A-Type A19FR9/830/ECO/LED/6 82069 A19 ECO 6-PACK 9W 3000K NON-DIMMABLE 82069 A19 ECO 6-PACK 9W 3000K NON-DIMMABLE Halco A19FR9/830/ECO/LED/6 82069 A19 ECO 6-PACK 9W 3000K NON-DIMMABLE | 3000 | 83 | 800 | 84.2105 | 15000 | 9.5 | 1 | 8.78 | 8.78 | 10.3168 | 2020Q3 | https://www.rexelusa.com/usr/Root-Category/Lamps,-Bulbs,-Ballasts/Bulbs---LED/LED---Traditional/Lamps---A-Type/Halco-A19FR9-830-ECO-LED-6-82069-A19-ECO-6-PACK-9W-3000K-NON-DIMMABLE/p/1204196?prevPageNumber=78 | Rexel Energy Solutions | 2020 | Yes
LED Lighting | A-Type | RAB | False |  | General Purpose Replacement | A19 | E26 (Medium) | Damp Location Rated,Recessed Fixtures Damp Location Rated,Recessed Fixtures Home Lamps, Bulbs, Ballasts Bulbs - LED LED - Traditional Lamps - A-Type A19-9-E26-830-ND LED Lamp, A19, 9 Watt, 800 Lumen, 120 Volt, 3000K, Frosted, Shatterproof LED Lamp, A19, 9 Watt, 800 Lumen, 120V, 3000K, Frosted RAB A19-9-E26-830-ND LED Lamp, A19, 9 Watt, 800 Lumen, 120V, 3000K, Frosted | 3000 | 83 | 800 | 84.2105 | 15000 | 9.5 | 1 | 2.89 | 2.89 | 3.3959 | 2020Q3 | https://www.rexelusa.com/usr/Root-Category/Lamps,-Bulbs,-Ballasts/Bulbs---LED/LED---Traditional/Lamps---A-Type/RAB-A19-9-E26-830-ND-LED-Lamp,-A19,-9-Watt,-800-Lumen,-120V,-3000K,-Frosted/p/1369225?prevPageNumber=89 | Rexel Energy Solutions | 2020 | Yes
LED Lighting | A-Type | RAB | False |  | General Purpose Replacement | A19 | E26 (Medium) | Damp Location Rated,Recessed Fixtures Damp Location Rated,Recessed Fixtures Home Lamps, Bulbs, Ballasts Bulbs - LED LED - Traditional Lamps - A-Type A19-9-E26-850-ND LED Lamp, A19, 9 Watt, 800 Lumen, 120 Volt, 5000K, Frosted, Shatterproof LED Lamp, A19, 9 Watt, 800 Lumen, 120V, 5000K, Frosted RAB A19-9-E26-850-ND LED Lamp, A19, 9 Watt, 800 Lumen, 120V, 5000K, Frosted | 5000 | 85 | 800 | 84.2105 | 15000 | 9.5 | 1 | 2.89 | 2.89 | 3.3959 | 2020Q3 | https://www.rexelusa.com/usr/Root-Category/Lamps,-Bulbs,-Ballasts/Bulbs---LED/LED---Traditional/Lamps---A-Type/RAB-A19-9-E26-850-ND-LED-Lamp,-A19,-9-Watt,-800-Lumen,-120V,-5000K,-Frosted/p/1339213?prevPageNumber=88 | Rexel Energy Solutions | 2020 | Yes
LED Lighting | A-Type | Satco | False |  | General Purpose Replacement | A19 | E26 (Medium) | Damp Location Rated Damp Location Rated Home Lamps, Bulbs, Ballasts Bulbs - LED LED - Traditional Lamps - A-Type S29589 SAT S29589 9.5A19/LED/30K/ND/ SAT S29589 9.5A19/LED/30K/ND/ Satco S29589 SAT S29589 9.5A19/LED/30K/ND/ | 3000 | 83 | 800 | 84.2105 | 15000 | 9.5 | 1 | 11.99 | 11.99 | 14.0887 | 2020Q3 | https://www.rexelusa.com/usr/Root-Category/Lamps,-Bulbs,-Ballasts/Bulbs---LED/LED---Traditional/Lamps---A-Type/Satco-S29589-SAT-S29589-9-5A19-LED-30K-ND-/p/1295209?prevPageNumber=39 | Rexel Energy Solutions | 2020 | Yes
LED Lighting | Decorative | Maxlite | True |  | Decorative | B10 | E12 (Candelabra) | Wet Location Rated,Recessed Fixtures,Filament Style Home / Light Bulbs / LED / Maxlite - 103121 - EFF4B10D927/JA8 Suitable for Use in Enclosed Locations 4W B10 LED Lamp - Universal - 300 Lumens - Warm White (2700K) - 94 CRI - 15000 hrs. - E12 (Candelabra) - 120 to 130V - Frost Maxlite - 103121 - EFF4B10D927/JA8 | 2700 | 93 | 300 | 75 | 15000 | 4 | 1 | 3.68 | 3.68 | 4.3241 | 2020Q2 | https://shop.regencylighting.com/lamps/led/eff4b10d927-ja8-mxt.html | Regency Lighting | 2020 | Yes
LED Lighting | Decorative | Maxlite | True | Daylighting/Photocell, | Decorative | B10 | E12 (Candelabra) | Use With Timers,Use With Photo and/or Motion Sensors,Wet Location Rated,Recessed Fixtures,Filament Style Home / Light Bulbs / LED / Maxlite - 14099267 - F4B10D27 E12 LED Filament Lamp 4W E12 LED Filament Lamp - Universal - 300 Lumens - Warm White (2700K) - 83 CRI - 15000 Hours - E12 (Candelabra) Maxlite - 14099267 - F4B10D27 | 2700 | 83 | 300 | 75 | 15000 | 4 | 1 | 3.49 | 3.49 | 4.1009 | 2020Q2 | https://shop.regencylighting.com/lamps/led/f4b10d27-mxt.html | Regency Lighting | 2020 | Yes
LED Lighting | Decorative | Maxlite | True |  | Decorative | B10 | E12 (Candelabra) | Damp Location Rated,Recessed Fixtures Home / Light Bulbs / LED / Maxlite - 102276 - F4B10D927/JA8 Energy Star Certified; Damp Location Rated; Approved for Enclosed Fixtures 4W B10 LED Lamp - Universal - 300 Lumens - Warm White (2700K) - 94 CRI - 15000 Hours - E12 (Candelabra) - 120 to 130V - Clear Maxlite - 102276 - F4B10D927/JA8 | 2700 | 94 | 300 | 75 | 15000 | 4 | 1 | 5.24 | 5.24 | 6.1572 | 2020Q2 | https://shop.regencylighting.com/lamps/led/f4b10d927-ja8-mxt.html | Regency Lighting | 2020 | Yes
LED Lighting | A-Type | Satco | False |  | General Purpose Replacement | A19 | E26 (Medium) | Damp Location Rated Damp Location Rated Home Lamps, Bulbs, Ballasts Bulbs - LED LED - Traditional Lamps - A-Type S29596 SAT S29596 9.5A19/LED/27K/ND/ SAT S29596 9.5A19/LED/27K/ND/ Satco S29596 SAT S29596 9.5A19/LED/27K/ND/ | 2700 | 80 | 800 | 84.2105 | 15000 | 9.5 | 1 | 11.99 | 11.99 | 14.0887 | 2020Q3 | https://www.rexelusa.com/usr/Root-Category/Lamps,-Bulbs,-Ballasts/Bulbs---LED/LED---Traditional/Lamps---A-Type/Satco-S29596-SAT-S29596-9-5A19-LED-27K-ND-/p/1318705?prevPageNumber=30 | Rexel Energy Solutions | 2020 | Yes
LED Lighting | Decorative | Maxlite | True |  | Globe | G25 | E26 (Medium) | Damp Location Rated,Not for Use in Recessed Fixtures Home / Light Bulbs / LED / Maxlite - 1409965 - F7G25DLED27/G2 E26 LED Filament Lamp 7W G25 LED Lamp - Universal - 800 Lumens - Warm White (2700K) - 82 CRI - 15000 Hours - E26 (Medium) Maxlite - 1409965 - F7G25DLED27/G2 | 2700 | 82 | 800 | 114.2857 | 15000 | 7 | 1 | 7.2 | 7.2 | 8.4603 | 2020Q2 | https://shop.regencylighting.com/lamps/led/f7g25dled27-g2-mxt.html | Regency Lighting | 2020 | Yes
LED Lighting | Decorative | TCP | True |  | Decorative | B10 | E12 (Candelabra) | Damp Location Rated Home / Light Bulbs / LED / TCP - FB11D2527EE12C Classic Filament Lamp; UL Approved for Damp and Enclosed Locations; Energy Star Rated 3W B11 LED Lamp - Universal - 250 Lumens - Warm White (2700K) - 80 CRI - 15000 hrs. - E12 (Candelabra) - 120 to 130V - Clear TCP - FB11D2527EE12C | 2700 | 82 | 250 | 83.3333 | 15000 | 3 | 1 | 3.52 | 3.52 | 4.1361 | 2020Q2 | https://shop.regencylighting.com/lamps/led/fb11d2527ee12c-tcp.html | Regency Lighting | 2020 | Yes
LED Lighting | Decorative | TCP | True |  | Decorative | B10 | E26 (Medium) | Damp Location Rated,Filament Style Home / Light Bulbs / LED / TCP - FB11D4027EC Classic Filament Lamp; UL Approved for Damp and Enclosed Locations; Energy Star Rated 4W B11 LED Lamp - Universal - 320 Lumens - Warm White (2700K) - 80 CRI - 15000 hrs. - E26 (Medium) - 120 to 130V - Clear TCP - FB11D4027EC | 2700 | 81 | 300 | 75 | 15000 | 4 | 1 | 4.9 | 4.9 | 5.7577 | 2020Q2 | https://shop.regencylighting.com/lamps/led/fb11d4027ec-qls.html | Regency Lighting | 2020 | Yes
LED Lighting | Decorative | TCP | True |  | Decorative | B10 | E12 (Candelabra) | Damp Location Rated,Filament Style Home / Light Bulbs / LED / TCP - FB11D4027EE12C Classic Filament Lamp; UL Approved for Damp and Enclosed Locations; Energy Star Rated 4W B11 LED Lamp - Universal - 350 Lumens - 80 CRI - 15000 hrs. - E12 (Candelabra) - 120 to 130V TCP - FB11D4027EE12C | 2700 | 81 | 300 | 75 | 15000 | 4 | 1 | 4 | 4 | 4.7002 | 2020Q2 | https://shop.regencylighting.com/lamps/led/fb11d4027ee12c-tcp.html | Regency Lighting | 2020 | Yes
LED Lighting | Decorative | TCP | True |  | Other | B11 | E12 (Candelabra) | Damp Location Rated Home / Light Bulbs / LED / TCP - FB11D6027EE12CS Classic Filament Lamp; UL Approved for Damp and Enclosed Locations; Energy Star Rated 5.5W B11 LED Lamp - Universal - 500 Lumens - Warm White (2700K) - 80 CRI - 15000 hrs. - E12 (Candelabra) - 120 to 130V - Clear TCP - FB11D6027EE12CS | 2700 | 81 | 500 | 100 | 15000 | 5 | 1 | 5.4 | 5.4 | 6.3452 | 2020Q2 | https://shop.regencylighting.com/lamps/led/fb11d6027ee12cs-tcp.html | Regency Lighting | 2020 | Yes
LED Lighting | Decorative | TCP | True |  | Globe | G25 | E26 (Medium) | Damp Location Rated,Filament Style Home / Light Bulbs / LED / TCP - FG25D4027EC Energy Star Certified; Damp Location Rated; Approved for Enclosed Fixtures 4W G25 LED Lamp - 350 Lumens - Warm White (2700K) - 80 CRI - 15000 hrs. - E26 (Medium) - 120V - Clear TCP - FG25D4027EC | 2700 | 82 | 350 | 87.5 | 15000 | 4 | 1 | 4.56 | 4.56 | 5.3582 | 2020Q2 | https://shop.regencylighting.com/lamps/led/fg25d4027ec-tcp.html | Regency Lighting | 2020 | Yes
LED Lighting | Decorative | Maxlite | True |  | Globe | G25 | E26 (Medium) | Damp Location Rated,Not for Use in Recessed Fixtures Home / Light Bulbs / LED / LED Globe / Maxlite - 1409460 - 10G25DLED927/JA8 Medium E26 LED Lamp 10W G25 LED Lamp - Universal - 800 Lumens - Warm White (2700K) - 92 CRI - 25000 Hours - E26 (Medium) - 120 to 130V Maxlite - 1409460 - 10G25DLED927/JA8 | 2700 | 93 | 800 | 80 | 25000 | 10 | 1 | 6.89 | 6.89 | 8.096 | 2020Q2 | https://shop.regencylighting.com/lamps/led/globe/10g25dled927-ja8-mxt.html | Regency Lighting | 2020 | Yes
LED Lighting | Decorative | MaxLite | True |  | Globe | G40 | E26 (Medium) | Damp Location Rated,Recessed Fixtures Home / Light Bulbs / LED / LED Globe / Maxlite - 1410218 - 12G40DLED302 Not Suitable for Enclosed Locations; Suitable for Damp Locations; Energy Star Rated 12W G40 LED Globe Lamp - Universal - 950 Lumens - Warm White (3000K) - 83 CRI - 15000 hrs. - E26 (Medium) - 120 to 130V - Frost Maxlite - 1410218 - 12G40DLED302 | 3000 | 84 | 950 | 79.1667 | 25000 | 12 | 1 | 15.43 | 15.43 | 18.1308 | 2020Q2 | https://shop.regencylighting.com/lamps/led/globe/12g40dled302-mxt.html | Regency Lighting | 2020 | Yes
LED Lighting | Decorative | Satco | True |  | Globe | G25 | E26 (Medium) | Damp Location Rated Home / Light Bulbs / LED / LED Globe / Satco - S9827 - 4.5G25/SW/LED/E26/27K/120V G25 LED Lamp 4.5W G25 LED Lamp - Universal - Warm White (2700K) - 80 CRI - E26 (Medium) - 120 to 130V - Soft White Satco - S9827 - 4.5G25/SW/LED/E26/27K/120V | 2700 | 81 | 420 | 93.3333 | 15000 | 4.5 | 1 | 8.69 | 8.69 | 10.2111 | 2020Q2 | https://shop.regencylighting.com/lamps/led/globe/4-5g25-sw-led-e26-27k-120v-s9827.html | Regency Lighting | 2020 | Yes
LED Lighting | Decorative | Satco | True |  | Globe | G16.5 | E12 (Candelabra) | Damp Location Rated,Recessed Fixtures Home / Light Bulbs / LED / LED Globe / Satco - S29871 - 4G16/LED/CL/27K/120V/E12 Approved for Totally Enclosed Fixtures; Damp Rated; Energy Star Certified 4W G16 LED Lamp - Universal - 350 Lumens - Warm White (2700K) - 80 CRI - 15000 Hours - E12 (Candelabra) - 120 to 130V - Clear Satco - S29871 - 4G16/LED/CL/27K/120V/E12 | 2700 | 82 | 350 | 87.5 | 15000 | 4 | 6 | 26.34 | 4.39 | 5.1584 | 2020Q2 | https://shop.regencylighting.com/lamps/led/globe/4g16-led-cl-27k-120v-e12-s29871.html | Regency Lighting | 2020 | Yes
LED Lighting | Decorative | Satco | True |  | Globe | G16.5 | E12 (Candelabra) | Damp Location Rated Home / Light Bulbs / LED / LED Globe / Satco - S8553 - 4G16/LED/CL/27K/120V/E12 Energy Star Rated; Approved for Enclosed Fixtures; Damp Location Rated 4W G16 LED Lamp - 350 Lumens - Warm White (2700K) - 90 CRI - 15000 Hours - E12 (Candelabra) - 120 to 130V - Clear Satco - S8553 - 4G16/LED/CL/27K/120V/E12 | 2700 | 94 | 350 | 77.7778 | 15000 | 4.5 | 1 | 5.18 | 5.18 | 6.0867 | 2020Q2 | https://shop.regencylighting.com/lamps/led/globe/4g16-led-cl-27k-120v-e12-s8553.html | Regency Lighting | 2020 | Yes
LED Lighting | Decorative | Satco | True |  | Globe | G16.5 | E26 (Medium) | Damp Location Rated,Recessed Fixtures Home / Light Bulbs / LED / LED Globe / Satco - S12103 - 5.5G16/LED/CL/3K/120V/E26 Enclosed Fixture Rated; Damp Location Rated; Energy Star Rated 5.5W G16 LED Globe Lamp - Universal - 500 Lumens - Warm White (3000K) - 83 CRI - 15000 hrs. - E26 (Medium) - 120 to 130V - Clear Satco - S12103 - 5.5G16/LED/CL/3K/120V/E26 | 3000 | 83 | 500 | 90.9091 | 15000 | 5.5 | 6 | 31.08 | 5.18 | 6.0867 | 2020Q2 | https://shop.regencylighting.com/lamps/led/globe/5-5g16-led-cl-3k-120v-e26-s12103.html | Regency Lighting | 2020 | Yes
LED Lighting | Decorative | MaxLite | True |  | Globe | G16.5 | E12 (Candelabra) | Damp Location Rated,Recessed Fixtures Home / Light Bulbs / LED / LED Globe / Maxlite - 1409944 - 5G16.5DLED27/G2 Suitable for Damp Locations; Not for Use in Enclosed or Recessed Fixtures; Energy Star Certified 5W G16.5 LED Globe Lamp - Universal - 350 Lumens - Warm White (2700K) - 93 CRI - 25000 hrs. - E12 (Candelabra) - 120 to 130V - Frost Maxlite - 1409944 - 5G16.5DLED27/G2 | 2700 | 83 | 350 | 70 | 25000 | 5 | 1 | 4.41 | 4.41 | 5.1819 | 2020Q2 | https://shop.regencylighting.com/lamps/led/globe/5g16-5dled27-g2-mxt.html | Regency Lighting | 2020 | Yes
LED Lighting | Decorative | Maxlite | True |  | Globe | G16.5 | E12 (Candelabra) | Damp Location Rated,Not for Use in Recessed Fixtures Home / Light Bulbs / LED / LED Globe / Maxlite - 101459 - 5G16.5DLED27 Suitable for Damp Location 5W G16 LED Lamp - Universal - 350 Lumens - Warm White (2700K) - 82 CRI - 25000 Hours - E26 (Medium) - 120 to 130V Maxlite - 101459 - 5G16.5DLED27 | 2700 | 82 | 350 | 70 | 25000 | 5 | 24 | 110.4 | 4.6 | 5.4052 | 2020Q2 | https://shop.regencylighting.com/lamps/led/globe/5g16-5dled27-mxt.html | Regency Lighting | 2020 | Yes
LED Lighting | Decorative | Satco | True |  | Globe | G25 | E26 (Medium) | Damp Location Rated Home / Light Bulbs / LED / LED Globe / Satco - S9201 - 6G25/30K/E26 G25 Globe LED Bulb 6W G25 LED Lamp - 450 Lumens - Warm White (3000K) - 80 CRI - 25000 Hours - E26 (Medium) - 120 to 130V Satco - S9201 - 6G25/30K/E26 | 3000 | 83 | 565 | 94.1667 | 25000 | 6 | 1 | 8.69 | 8.69 | 10.2111 | 2020Q2 | https://shop.regencylighting.com/lamps/led/globe/6g25-30k-e26-s9201.html | Regency Lighting | 2020 | Yes
LED Lighting | Decorative | Green Creative | True |  | Globe | G25 | E26 (Medium) | Damp Location Rated,Recessed Fixtures Home / Light Bulbs / LED / LED Globe / Green Creative - 97729 - 6G25DIM/827/R Instant On; Compatible with Motion Sensors; Not Intended for Use in Enclosed Fixtures; Suitable for Damp Locations; Energy Star Certified 6W G25 LED Lamp - Universal - 450 Lumens - Warm White (2700K) - 82 CRI - 25000 Hours - E26 (Medium) - 120 to 130V - Frost Green Creative - 97729 - 6G25DIM/827/R | 2700 | 82 | 450 | 75 | 25000 | 6 | 1 | 5.93 | 5.93 | 6.968 | 2020Q2 | https://shop.regencylighting.com/lamps/led/globe/6g25dim-827-r-grc.html | Regency Lighting | 2020 | Yes
LED Lighting | Decorative | Feit | True |  | Globe | G25 | E26 (Medium) | Damp Location Rated Home / Light Bulbs / LED / LED Globe / Feit - BPG2560W927CA/FIL/RP LED G25 Globe Lamp; Energy Star Rated; Title 24 Compliant 5.5W G25 LED Lamp - Universal - 500 Lumens - Warm White (2700K) - 15000 hrs. - E26 (Medium) - 120 to 130V - White Feit - BPG2560W927CA/FIL/RP | 2700 | 92 | 500 | 90.9091 | 15000 | 5.5 | 1 | 12.33 | 12.33 | 14.4882 | 2020Q2 | https://shop.regencylighting.com/lamps/led/globe/bpg2560w927ca-fil-rp-fet.html | Regency Lighting | 2020 | Yes
LED Lighting | Decorative | Maxlite | True |  | Globe | G25 | E26 (Medium) | Damp Location Rated,Not for Use in Recessed Fixtures Home / Light Bulbs / LED / LED Globe / Maxlite - 1409965 - F7G25DLED27/G2 E26 LED Filament Lamp 7W G25 LED Lamp - Universal - 800 Lumens - Warm White (2700K) - 82 CRI - 15000 Hours - E26 (Medium) Maxlite - 1409965 - F7G25DLED27/G2 | 2700 | 82 | 800 | 114.2857 | 15000 | 7 | 1 | 7.2 | 7.2 | 8.4603 | 2020Q2 | https://shop.regencylighting.com/lamps/led/globe/f7g25dled27-g2-mxt.html | Regency Lighting | 2020 | Yes
LED Lighting | Decorative | TCP | True |  | Globe | G25 | E26 (Medium) | Damp Location Rated,Filament Style Home / Light Bulbs / LED / LED Globe / TCP - FG25D4027EC Energy Star Certified; Damp Location Rated; Approved for Enclosed Fixtures 4W G25 LED Lamp - 350 Lumens - Warm White (2700K) - 80 CRI - 15000 hrs. - E26 (Medium) - 120V - Clear TCP - FG25D4027EC | 2700 | 82 | 350 | 87.5 | 15000 | 4 | 1 | 4.56 | 4.56 | 5.3582 | 2020Q2 | https://shop.regencylighting.com/lamps/led/globe/fg25d4027ec-tcp.html | Regency Lighting | 2020 | Yes
LED Lighting | Decorative | Green Creative | True |  | Globe | G25 | E26 (Medium) | Damp Location Rated Home / Light Bulbs / LED / LED Globe / Green Creative - 97826 - 4.5FG25DIM/827/SB Silver Bowl; Redirects Light, Prevents Glare; Vintage Globe Look 4.5W G25 LED Globe Lamp - Universal - 400 Lumens - Warm White (2700K) - 82 CRI - 25000 hrs. - E26 (Medium) - 120 to 130V - Silver Bowl Green Creative - 97826 - 4.5FG25DIM/827/SB | 2700 | 82 | 450 | 100 | 15000 | 4.5 | 1 | 9.78 | 9.78 | 11.4919 | 2020Q2 | https://shop.regencylighting.com/lamps/led/globe/green-creative-97826-4-5fg25dim-827-sb.html | Regency Lighting | 2020 | Yes
LED Lighting | Decorative | TCP | True |  | Globe | G25 | E26 (Medium) | Damp Location Rated Home / Light Bulbs / LED / LED Globe / TCP - L6G25D2527KF G25 LED Dimmable Globe Lamp 6W G25 LED Lamp - 500 Lumens - Warm White (2700K) - 25000 Hours - E26 (Medium) TCP - L6G25D2527KF | 2700 | 81 | 525 | 87.5 | 25000 | 6 | 1 | 7.89 | 7.89 | 9.2711 | 2020Q2 | https://shop.regencylighting.com/lamps/led/globe/l6g25d2527kf-tcp.html | Regency Lighting | 2020 | Yes
LED Lighting | Decorative | Sylvania | True |  | Globe | G16.5 | E26 (Medium) | Damp Location Rated Home / Light Bulbs / LED / LED Globe / Sylvania - 40015 - LED4.5G16.5DIM827FILBL G16.5 LED Lamp 4.5W G16.5 LED Lamp - Warm White (2700K) - E26 (Medium) Sylvania - 40015 - LED4.5G16.5DIM827FILBL | 2700 | 82 | 450 | 100 | 15000 | 4.5 | 1 | 6.06 | 6.06 | 7.1207 | 2020Q2 | https://shop.regencylighting.com/lamps/led/globe/led4-5g16-5dim827filbl-40015.html | Regency Lighting | 2020 | Yes
LED Lighting | Decorative | Sylvania | True |  | Globe | G25 | E26 (Medium) | Damp Location Rated Home / Light Bulbs / LED / LED Globe / LEDVANCE - 74587 - LED4.5G25/DIM/827/FIL/G2/RP G25 Decorative LED Lamp 4.5W G25 LED Lamp - 450 Lumens - Warm White (2700K) - 15000 Hours - E26 (Medium) - 120 to 130V - Clear LEDVANCE - 74587 - LED4.5G25/DIM/827/FIL/G2/RP | 2700 | 82 | 450 | 100 | 15000 | 4.5 | 1 | 6.56 | 6.56 | 7.7083 | 2020Q2 | https://shop.regencylighting.com/lamps/led/globe/led4-5g25-dim-827-fil-g2-rp-74587.html | Regency Lighting | 2020 | Yes
LED Lighting | Decorative | Sylvania | True | Daylighting/Photocell, | Globe | G25 | E26 (Medium) | Use With Timers,Filament Style,Use With Photo and/or Motion Sensors,Recessed Fixtures,Damp Location Rated,Dim to Warm Home / Light Bulbs / LED / LED Globe / Sylvania - 75317 - LED4.5G25/DIM/F/827/GL/RP Lamp Finish Frosted 4.5W G25 LED Lamp - Universal - 420 Lumens - Warm White (2700K) - 80 CRI - 15000 Hours - E26 (Medium) - 120 to 130V - Frost Sylvania - 75317 - LED4.5G25/DIM/F/827/GL/RP | 2700 | 81 | 420 | 93.3333 | 20000 | 4.5 | 4 | 27.56 | 6.89 | 8.096 | 2020Q2 | https://shop.regencylighting.com/lamps/led/globe/led4-5g25-dim-f-827-gl-rp-75317.html | Regency Lighting | 2020 | Yes
LED Lighting | Decorative | Sylvania | True | Daylighting/Photocell, | Globe | G25 | E26 (Medium) | Use With Timers,Filament Style,Use With Photo and/or Motion Sensors,Recessed Fixtures,Damp Location Rated,Dim to Warm Home / Light Bulbs / LED / LED Globe / Sylvania - 75298 - LED4.5G25/DIM/F/830/GL/RP Lamp Finish Frosted 4.5W G25 LED Lamp - Universal - 420 Lumens - Warm White (3000K) - 80 CRI - 15000 Hours - E26 (Medium) - 120 to 130V - Frost Sylvania - 75298 - LED4.5G25/DIM/F/830/GL/RP | 3000 | 83 | 420 | 93.3333 | 20000 | 4.5 | 4 | 320.6 | 80.15 | 94.1793 | 2020Q2 | https://shop.regencylighting.com/lamps/led/globe/led4-5g25-dim-f-830-gl-rp-75298.html | Regency Lighting | 2020 | Yes
LED Lighting | Decorative | Sylvania | True |  | Globe | G25 | E26 (Medium) | Damp Location Rated Home / Light Bulbs / LED / LED Globe / Sylvania - 40180 - LED4.5G25CLDIM927CECGLR Filament Design; Full Glass Design; Suitable for Damp Locations; Suitable for Totally Enclosed Fixtures 4.5W G25 LED Lamp - Warm White (2700K) - E26 (Medium) - Clear Sylvania - 40180 - LED4.5G25CLDIM927CECGLR | 2700 | 94 | 350 | 77.7778 | 15000 | 4.5 | 6 | 39.36 | 6.56 | 7.7083 | 2020Q2 | https://shop.regencylighting.com/lamps/led/globe/led4-5g25cldim927cecglr-40180.html | Regency Lighting | 2020 | Yes
LED Lighting | Decorative | Sylvania | True | Daylighting/Photocell, | Globe | G25 | E26 (Medium) | Use With Timers,Filament Style,Use With Photo and/or Motion Sensors,Recessed Fixtures,Damp Location Rated,Dim to Warm Home / Light Bulbs / LED / LED Globe / Sylvania - 74334 - LED4.5G25DIM827FIL Indoor/Outdoor Damp Rated 4.5W G25 LED Lamp - Universal - 450 Lumens - Warm White (2700K) - 80 CRI - 15000 Hours - E26 (Medium) - 120 to 130V - Clear Sylvania - 74334 - LED4.5G25DIM827FIL | 2700 | 82 | 450 | 100 | 20000 | 4.5 | 1 | 173.47 | 173.47 | 203.834 | 2020Q2 | https://shop.regencylighting.com/lamps/led/globe/led4-5g25dim827fil-74334.html | Regency Lighting | 2020 | No
LED Lighting | Decorative | TCP | True |  | Globe | G16.5 | E12 (Candelabra) | Damp Location Rated,Not for Use in Recessed Fixtures Home / Light Bulbs / LED / LED Globe / TCP - LED4E12G1627K Damp Location Rated 4W G16 LED Lamp - Universal - 200 Lumens - Warm White (2700K) - 80 CRI - 25000 hrs. - E12 (Candelabra) - 120 to 130V - Clear TCP - LED4E12G1627K | 2700 | 82 | 280 | 70 | 25000 | 4 | 1 | 6.42 | 6.42 | 7.5437 | 2020Q2 | https://shop.regencylighting.com/lamps/led/globe/led4e12g1627k-tcp.html | Regency Lighting | 2020 | Yes
LED Lighting | Decorative | TCP | True |  | Globe | G16.5 | E12 (Candelabra) | Damp Location Rated,Not for Use in Recessed Fixtures Home / Light Bulbs / LED / LED Globe / TCP - LED4E12G1627KF Damp Location 4W G16 LED Lamp - Universal - 280 Lumens - Warm White (2700K) - 80 CRI - 25000 Hours - E12 (Candelabra) - 120 to 130V - Frost TCP - LED4E12G1627KF | 2700 | 81 | 280 | 70 | 25000 | 4 | 1 | 6.42 | 6.42 | 7.5437 | 2020Q2 | https://shop.regencylighting.com/lamps/led/globe/led4e12g1627kf-tcp.html | Regency Lighting | 2020 | Yes
LED Lighting | Decorative | TCP | True |  | Globe | G16.5 | E26 (Medium) | Damp Location Rated Home / Light Bulbs / LED / LED Globe / TCP - LED4E26G1627K Damp Location 4W G16 LED Lamp - Universal - 280 Lumens - Warm White (2700K) - 80 CRI - 25000 Hours - E26 (Medium) - 120 to 130V - Clear TCP - LED4E26G1627K | 2700 | 83 | 280 | 80 | 25000 | 3.5 | 48 | 308.16 | 6.42 | 7.5437 | 2020Q2 | https://shop.regencylighting.com/lamps/led/globe/led4e26g1627k-tcp.html | Regency Lighting | 2020 | Yes
LED Lighting | Decorative | TCP | True |  | Globe | G16.5 | E26 (Medium) | Damp Location Rated Home / Light Bulbs / LED / LED Globe / TCP - LED4E26G1627KF Damp Location 4W G16 LED Lamp - Universal - 280 Lumens - Warm White (2700K) - 80 CRI - 25000 Hours - E26 (Medium) - 120 to 130V - Frost TCP - LED4E26G1627KF | 2700 | 82 | 280 | 80 | 25000 | 3.5 | 48 | 308.16 | 6.42 | 7.5437 | 2020Q2 | https://shop.regencylighting.com/lamps/led/globe/led4e26g1627kf-tcp.html | Regency Lighting | 2020 | Yes
LED Lighting | Decorative | TCP | True |  | Globe | G25 | E26 (Medium) | Damp Location Rated Home / Light Bulbs / LED / LED Globe / TCP - LED5G25D27KF Damp Location 5W G25 LED Lamp - Universal - 300 Lumens - Warm White (2700K) - 80 CRI - 25000 Hours - E26 (Medium) - 120 to 130V - Frost TCP - LED5G25D27KF | 2700 | 83 | 350 | 87.5 | 25000 | 4 | 12 | 80.64 | 6.72 | 7.8963 | 2020Q2 | https://shop.regencylighting.com/lamps/led/globe/led5g25d27kf-tcp.html | Regency Lighting | 2020 | Yes
LED Lighting | Decorative | TCP | True |  | Globe | G25 | E26 (Medium) | Damp Location Rated Home / Light Bulbs / LED / LED Globe / TCP - LED5G25D30KF G25 LED Dimmable Globe Lamp 5W G25 LED Lamp - Universal - Warm White (3000K) - E26 (Medium) - Frost TCP - LED5G25D30KF | 3000 | 84 | 350 | 87.5 | 25000 | 4 | 1 | 6.72 | 6.72 | 7.8963 | 2020Q2 | https://shop.regencylighting.com/lamps/led/globe/led5g25d30kf-tcp.html | Regency Lighting | 2020 | Yes
LED Lighting | Decorative | Green Creative | True |  | Globe | G25 | E26 (Medium) | Damp Location Rated Home / Light Bulbs / LED / Green Creative - 97826 - 4.5FG25DIM/827/SB Silver Bowl; Redirects Light, Prevents Glare; Vintage Globe Look 4.5W G25 LED Globe Lamp - Universal - 400 Lumens - Warm White (2700K) - 82 CRI - 25000 hrs. - E26 (Medium) - 120 to 130V - Silver Bowl Green Creative - 97826 - 4.5FG25DIM/827/SB | 2700 | 82 | 450 | 100 | 15000 | 4.5 | 1 | 9.78 | 9.78 | 11.4919 | 2020Q2 | https://shop.regencylighting.com/lamps/led/green-creative-97826-4-5fg25dim-827-sb.html | Regency Lighting | 2020 | Yes
LED Lighting | A-Type | Satco | False |  | General Purpose Replacement | A19 | E26 (Medium) | Damp Location Rated Damp Location Rated Home Lamps, Bulbs, Ballasts Bulbs - LED LED - Traditional Lamps - A-Type S9593 SATCO S9593 - 9.5 watt; A19 LED; Frosted; 2700K Medium base; 220' beam spread; 120 volts; Non-Dimmable 9 WATT; A19 LED; FROSTED; 2700K MEDIUM BASE Satco S9593 9 WATT; A19 LED; FROSTED; 2700K MEDIUM BASE | 2700 | 80 | 800 | 84.2105 | 15000 | 9.5 | 1 | 4.09 | 4.09 | 4.8059 | 2020Q3 | https://www.rexelusa.com/usr/Root-Category/Lamps,-Bulbs,-Ballasts/Bulbs---LED/LED---Traditional/Lamps---A-Type/Satco-S9593-9-WATT;-A19-LED;-FROSTED;-2700K-MEDIUM-BASE/p/1011365?prevPageNumber=16 | Rexel Energy Solutions | 2020 | Yes
LED Lighting | A-Type | Satco | False |  | General Purpose Replacement | A19 | E26 (Medium) | Damp Location Rated Damp Location Rated Home Lamps, Bulbs, Ballasts Bulbs - LED LED - Traditional Lamps - A-Type S9595 SATCO S9595 - 9.5 watt; A19 LED; Frosted; 5000K Medium base; 220' beam spread; 120 volts; Non-Dimmable 9 WATT; A19 LED; FROSTED; 5000K MEDIUM BASE Satco S9595 9 WATT; A19 LED; FROSTED; 5000K MEDIUM BASE | 5000 | 85 | 800 | 84.2105 | 15000 | 9.5 | 1 | 4.09 | 4.09 | 4.8059 | 2020Q3 | https://www.rexelusa.com/usr/Root-Category/Lamps,-Bulbs,-Ballasts/Bulbs---LED/LED---Traditional/Lamps---A-Type/Satco-S9595-9-WATT;-A19-LED;-FROSTED;-5000K-MEDIUM-BASE/p/959491?prevPageNumber=91 | Rexel Energy Solutions | 2020 | Yes
LED Lighting | Downlight | Sylvania | [5 empty] | Downlight Recessed Home / Light Bulbs / LED / LED HID Bulbs / Sylvania - 74723 - LEDHIDR1500840CONTRACTOR E26 Medium LED Pin Base Lamp LED Replacement for HID Lamp - Cool White (4000K) - E26 (Medium) Sylvania - 74723 - LEDHIDR1500840CONTRACTOR | 3000 | 92 | 1400 | 56 | 50000 | 25 | 1 | 30.19 | 30.19 | 35.4744 | 2020Q2 | https://shop.regencylighting.com/lamps/led/hid/ledhidr1500840contractor-74723.html | Regency Lighting | 2020 | Yes
LED Lighting | Reflector | TCP | False |  | Reflector (Flood/Spot) | PAR38 | E26 (Medium) | Wet Location Rated,Recessed Fixtures Home / Light Bulbs / LED / TCP - L100P38N25UNV40KFL Approved for Wet Locations 12.5W PAR38 LED Lamp - Universal - 1150 Lumens - Cool White (4000K) - 80 CRI - 25000 Hours - E26 (Medium) - 120 to 277V (Universal) TCP - L100P38N25UNV40KFL | 4000 | 84 | 1150 | 92 | 25000 | 12.5 | 1 | 13.92 | 13.92 | 16.3565 | 2020Q2 | https://shop.regencylighting.com/lamps/led/l100p38n25unv40kfl-tcp.html | Regency Lighting | 2020 | Yes
LED Lighting | A-Type | Satco | True |  | General Purpose Replacement | A19 | E26 (Medium) | Damp Location Rated Damp Location Rated Home Lamps, Bulbs, Ballasts Bulbs - LED LED - Traditional Lamps - A-Type S9699 LED Lamp, 9.5 Watt, A19, 800 Lumen, 2700K, 80 CRI, Medium Base, 120 Volt, Dimmable, 2-Pack LED Lamp, 9.5 Watt, A19, 800 Lumen, 2700K, Medium Base, 120V Satco S9699 LED Lamp, 9.5 Watt, A19, 800 Lumen, 2700K, Medium Base, 120V | 2700 | 81 | 800 | 84.2105 | 25000 | 9.5 | 1 | 10.78 | 10.78 | 12.6669 | 2020Q3 | https://www.rexelusa.com/usr/Root-Category/Lamps,-Bulbs,-Ballasts/Bulbs---LED/LED---Traditional/Lamps---A-Type/Satco-S9699-LED-Lamp,-9-5-Watt,-A19,-800-Lumen,-2700K,-Medium-Base,-120V/p/1245471?prevPageNumber=81 | Rexel Energy Solutions | 2020 | Yes
LED Lighting | A-Type | Satco | True |  | General Purpose Replacement | A19 | E26 (Medium) | Damp Location Rated Damp Location Rated Home Lamps, Bulbs, Ballasts Bulbs - LED LED - Traditional Lamps - A-Type S9836 S9836 SATCO S9836 - 9.5 watt; A19 LED; 3000K; Medium base; 220' beam spread; 120 volts Satco S9836 SATCO S9836 - 9.5 watt; A19 LED; 3000K; Medium base; 220' beam spread; 120 volts | 3000 | 80 | 800 | 84.2105 | 25000 | 9.5 | 1 | 7.63 | 7.63 | 8.9655 | 2020Q3 | https://www.rexelusa.com/usr/Root-Category/Lamps,-Bulbs,-Ballasts/Bulbs---LED/LED---Traditional/Lamps---A-Type/Satco-S9836-SATCO-S9836---9-5-watt;-A19-LED;-3000K;-Medium-base;-220'-beam-spread;-120-volts/p/1072419?prevPageNumber=85 | Rexel Energy Solutions | 2020 | Yes
LED Lighting | A-Type | Satco | True |  | General Purpose Replacement | A19 | E26 (Medium) | Damp Location Rated Damp Location Rated Home Lamps, Bulbs, Ballasts Bulbs - LED LED - Traditional Lamps - A-Type S9837 SATCO S9837 SATCO S9837 9.5WATT A19 LED 120VOLTS SATCO S9837 - 9.5 watt; A19 LED; 3500K; Medium base; 220' beam spread; 120 volts Satco S9837 SATCO S9837 - 9.5 watt; A19 LED; 3500K; Medium base; 220' beam spread; 120 volts | 3500 | 80 | 800 | 84.2105 | 25000 | 9.5 | 1 | 5.93 | 5.93 | 6.968 | 2020Q3 | https://www.rexelusa.com/usr/Root-Category/Lamps,-Bulbs,-Ballasts/Bulbs---LED/LED---Traditional/Lamps---A-Type/Satco-S9837-SATCO-S9837---9-5-watt;-A19-LED;-3500K;-Medium-base;-220'-beam-spread;-120-volts/p/1008232?prevPageNumber=66 | Rexel Energy Solutions | 2020 | Yes
LED Lighting | A-Type | Satco | True |  | General Purpose Replacement | A19 | E26 (Medium) | Damp Location Rated Damp Location Rated Home Lamps, Bulbs, Ballasts Bulbs - LED LED - Traditional Lamps - A-Type S9839 SATCO S9839 SATCO S9839 - 9.5 watt; A19 LED; 5000K; Medium base; 220' beam spread; 120 volts Satco S9839 SATCO S9839 - 9.5 watt; A19 LED; 5000K; Medium base; 220' beam spread; 120 volts | 5000 | 83 | 800 | 84.2105 | 25000 | 9.5 | 1 | 5.93 | 5.93 | 6.968 | 2020Q3 | https://www.rexelusa.com/usr/Root-Category/Lamps,-Bulbs,-Ballasts/Bulbs---LED/LED---Traditional/Lamps---A-Type/Satco-S9839-SATCO-S9839---9-5-watt;-A19-LED;-5000K;-Medium-base;-220'-beam-spread;-120-volts/p/1222956?prevPageNumber=33 | Rexel Energy Solutions | 2020 | Yes
LED Lighting | A-Type | Green Creative | True |  | General Purpose Replacement | A19 | E26 (Medium) | Damp Location Rated,Dim to Warm Damp Location Rated,Dim to Warm Topbulb » LED Bulbs » LED Standard Shape » 60W Equal » Green Creative 57883 - 9.5W A19 LED - 60W Equal - Warm Dim 2700K to 2200K This Green Creative 9.5 watt LED A19 replaces a 60 watt equivalent incandescent, halogen or CFL without sacrificing lumen output or light quality and with a dramatic increase in rated life at 25,000 hours reducing maintenance costs. Designed and engineered for demanding commercial applications, this lamp meets the Energy Star V1.1 requirements for omnidirectional lamps by emitting 330° of evenly diffused light. This lamp features 2700K-2200K CCT dimming designed to replicate the warm dimming effect of traditional incandescent light sources. See the document below for additional information and specifications. LED Technology Notice Due to constantly evolving nature of LED technology, manufacturers will reserve the right to replace this product with next generation technology. We appreciate your understanding and acceptance of this policy. Utility/Government Incentives Documents Green Creative 9.5A19DIM/8CCTD Specification Sheet About Green Creative Green Creative, founded in 2010, is a solid state lighting development and manufacturing company based in Silicon Valley, CA. The company offers a comprehensive line of high-performance LED solutions that have been adopted by some of the largest companies in the world. Green Creative focuses on professional-grade LED lamps and fixtures that meet the high standards of commercial, institutional and industrial installations. Anchored by strongly integrated R&D capabilities and patented technology, Green Creative's innovation, performance and reliability have been recognized year after year by the Illuminating Engineering Society Progress Report, the LEDs Magazine Sapphire Awards and Lighting for Tomorrow. 25000 Hours • Warm Dimming • Specification Grade Green Creative 57883 - 9.5W A19 LED - 60W Equal - Warm Dim 2700K to 2200K | 2700 | 80 | 800 | 84.2105 | 25000 | 9.5 | 1 | 11.98 | 11.98 | 14.077 | 2020Q3 | https://www.topbulb.com/green-creative-57883-9-5w-a19-led-60w-equal-warm-dim-2700k-to-2200k | Top Bulb | 2020 | Yes
LED Lighting | A-Type | Philips | True |  | A19/21 | E26 (Medium) | E26 (Medium) | Home / Light Bulbs / LED / Philips - 479444 - 9.5A19/PER/827-22/P/E26/WG Energy Star Rated; Enclosed Fixture Rated 9.5W A19 LED Lamp - Universal - 800 Lumens - Warm White (2200 to 2700K) - 80 CRI - 25000 Hours - E26 (Medium) - 120 to 130V - Frost Philips - 479444 - 9.5A19/PER/827-22/P/E26/WG | 2200 | 80 | 800 | 84.2105 | 25000 | 9.5 | 1 | 5.5 | 5.5 | 6.4627 | 2020Q3 | https://shop.regencylighting.com/lamps/led/9-5a19-per-827-22-p-e26-wg-47944-4.html | Regency Lighting | 2020 | Yes
LED Lighting | A-Type | Philips | True |  | A19/21 | E26 (Medium) | E26 (Medium) | Home / Light Bulbs / LED / Philips - 479857 - 9.5A19/PER/827/P/E26/DIM 6/1FB Energy Star Rated; Enclosed Fixture Rated 9.5W A19 LED Lamp - Universal - 800 Lumens - Warm White (2700K) - 80 CRI - 15000 Hours - E26 (Medium) - 120 to 130V - Frost Philips - 479857 - 9.5A19/PER/827/P/E26/DIM 6/1FB | 2700 | 80 | 800 | 84.2105 | 15000 | 9.5 | 1 | 4.6 | 4.6 | 5.4052 | 2020Q3 | https://shop.regencylighting.com/lamps/led/9-5a19-per-827-p-e26-dim-6-1fb-47985-7.html | Regency Lighting | 2020 | Yes
LED Lighting | A-Type | Philips | True |  | A19/21 | E26 (Medium) | E26 (Medium) | Home / Light Bulbs / LED / Philips - 479865 - 9.5A19/PER/830/P/E26/DIM 6/1FB Energy Star Rated; Enclosed Fixture Rated 9.5W A19 LED Lamp - Universal - 800 Lumens - Warm White (3000K) - 80 CRI - 15000 Hours - E26 (Medium) - 120 to 130V - Frost Philips - 479865 - 9.5A19/PER/830/P/E26/DIM 6/1FB | 3000 | 80 | 800 | 84.2105 | 15000 | 9.5 | 1 | 4.6 | 4.6 | 5.4052 | 2020Q3 | https://shop.regencylighting.com/lamps/led/9-5a19-per-830-p-e26-dim-6-1fb-47986-5.html | Regency Lighting | 2020 | Yes
LED Lighting | A-Type | Green Creative | True |  | A19/21 | E26 (Medium) | E26 (Medium) | Home / Light Bulbs / LED / Green Creative - 57883 - 9.5A19CCTD/A19WARMDIM9.5W Smooth Warm Dimming from 2700-2200K; Ideal for Lamps with Shades 9.5W A19 LED Lamp - Universal - 800 Lumens - Warm White (2200 to 2700K) - 80 CRI - 25000 hrs. - E26 (Medium) - 120 to 130V Green Creative - 57883 - 9.5A19CCTD/A19WARMDIM9.5W | 2200 | 80 | 800 | 84.2105 | 25000 | 9.5 | 1 | 15.26 | 15.26 | 17.9311 | 2020Q3 | https://shop.regencylighting.com/lamps/led/9-5a19cctd-a19warmdim9-5w-57883.html | Regency Lighting | 2020 | Yes
LED Lighting | A-Type | Philips | True |  | A19/21 | E26 (Medium) | E26 (Medium) | Home / Light Bulbs / LED / LED A-Line / Philips - 479444 - 9.5A19/PER/827-22/P/E26/WG Energy Star Rated; Enclosed Fixture Rated 9.5W A19 LED Lamp - Universal - 800 Lumens - Warm White (2200 to 2700K) - 80 CRI - 25000 Hours - E26 (Medium) - 120 to 130V - Frost Philips - 479444 - 9.5A19/PER/827-22/P/E26/WG | 2200 | 80 | 800 | 84.2105 | 25000 | 9.5 | 1 | 5.5 | 5.5 | 6.4627 | 2020Q3 | https://shop.regencylighting.com/lamps/led/a-line/9-5a19-per-827-22-p-e26-wg-47944-4.html | Regency Lighting | 2020 | Yes
LED Lighting | A-Type | Philips | True |  | A19/21 | E26 (Medium) | E26 (Medium) | Home / Light Bulbs / LED / LED A-Line / Philips - 479857 - 9.5A19/PER/827/P/E26/DIM 6/1FB Energy Star Rated; Enclosed Fixture Rated 9.5W A19 LED Lamp - Universal - 800 Lumens - Warm White (2700K) - 80 CRI - 15000 Hours - E26 (Medium) - 120 to 130V - Frost Philips - 479857 - 9.5A19/PER/827/P/E26/DIM 6/1FB | 2700 | 80 | 800 | 84.2105 | 15000 | 9.5 | 1 | 4.6 | 4.6 | 5.4052 | 2020Q3 | https://shop.regencylighting.com/lamps/led/a-line/9-5a19-per-827-p-e26-dim-6-1fb-47985-7.html | Regency Lighting | 2020 | Yes
LED Lighting | A-Type | Philips | True |  | A19/21 | E26 (Medium) | E26 (Medium) | Home / Light Bulbs / LED / LED A-Line / Philips - 479865 - 9.5A19/PER/830/P/E26/DIM 6/1FB Energy Star Rated; Enclosed Fixture Rated 9.5W A19 LED Lamp - Universal - 800 Lumens - Warm White (3000K) - 80 CRI - 15000 Hours - E26 (Medium) - 120 to 130V - Frost Philips - 479865 - 9.5A19/PER/830/P/E26/DIM 6/1FB | 3000 | 80 | 800 | 84.2105 | 15000 | 9.5 | 1 | 4.6 | 4.6 | 5.4052 | 2020Q3 | https://shop.regencylighting.com/lamps/led/a-line/9-5a19-per-830-p-e26-dim-6-1fb-47986-5.html | Regency Lighting | 2020 | Yes
LED Lighting | A-Type | Green Creative | True |  | A19/21 | E26 (Medium) | E26 (Medium) | Home / Light Bulbs / LED / LED A-Line / Green Creative - 57883 - 9.5A19CCTD/A19WARMDIM9.5W Smooth Warm Dimming from 2700-2200K; Ideal for Lamps with Shades 9.5W A19 LED Lamp - Universal - 800 Lumens - Warm White (2200 to 2700K) - 80 CRI - 25000 hrs. - E26 (Medium) - 120 to 130V Green Creative - 57883 - 9.5A19CCTD/A19WARMDIM9.5W | 2200 | 80 | 800 | 84.2105 | 25000 | 9.5 | 1 | 15.26 | 15.26 | 17.9311 | 2020Q3 | https://shop.regencylighting.com/lamps/led/a-line/9-5a19cctd-a19warmdim9-5w-57883.html | Regency Lighting | 2020 | Yes
LED Lighting | A-Type | TCP | False |  | A19/21 | E26 (Medium) | E26 (Medium) | Home / Light Bulbs / LED / LED A-Line / TCP - L9A19N1027K4 Durable Plastic Housing; Enclosed Fixture Rated; Damp Location Rated 9.5W A19 LED Lamp - Universal - 800 Lumens - Warm White (2700K) - 80 CRI - 10000 Hours - E26 (Medium) - 120 to 130V TCP - L9A19N1027K4 | 2700 | 80 | 800 | 84.2105 | 10000 | 9.5 | 1 | 7.09 | 7.09 | 8.331 | 2020Q3 | https://shop.regencylighting.com/lamps/led/a-line/l9a19n1027k4-tcp.html | Regency Lighting | 2020 | Yes
LED Lighting | Reflector | TCP | True |  | Reflector (Flood/Spot) | PAR20 | E26 (Medium) | Wet Location Rated,Recessed Fixtures Home / Light Bulbs / LED / TCP - L50P20D2527KFL Approved for Wet Locations 7W PAR20 LED Lamp - Universal - 575 Lumens - Warm White (2700K) - 80 CRI - 25000 Hours - E26 (Medium) - 120 to 277V (Universal) TCP - L50P20D2527KFL | 2700 | 82 | 525 | 75 | 25000 | 7 | 12 | 107.28 | 8.94 | 10.5048 | 2020Q2 | https://shop.regencylighting.com/lamps/led/l50p20d2527kfl-tcp.html | Regency Lighting | 2020 | Yes
LED Lighting | Reflector | TCP | True |  | Reflector (Flood/Spot) | PAR20 | E26 (Medium) | Wet Location Rated,Recessed Fixtures Home / Light Bulbs / LED / TCP - L50P20D2540KFL Approved for Wet Locations 7W PAR20 LED Lamp - Universal - 575 Lumens - Cool White (4000K) - 80 CRI - 25000 Hours - E26 (Medium) - 120 to 277V (Universal) TCP - L50P20D2540KFL | 4000 | 84 | 575 | 82.1429 | 25000 | 7 | 1 | 5.4 | 5.4 | 6.3452 | 2020Q2 | https://shop.regencylighting.com/lamps/led/l50p20d2540kfl-tcp.html | Regency Lighting | 2020 | Yes
LED Lighting | A-Type | TCP | False |  | A19/21 | E26 (Medium) | E26 (Medium) | Home / Light Bulbs / LED / TCP - L9A19N1027K4 Durable Plastic Housing; Enclosed Fixture Rated; Damp Location Rated 9.5W A19 LED Lamp - Universal - 800 Lumens - Warm White (2700K) - 80 CRI - 10000 Hours - E26 (Medium) - 120 to 130V TCP - L9A19N1027K4 | 2700 | 80 | 800 | 84.2105 | 10000 | 9.5 | 1 | 7.09 | 7.09 | 8.331 | 2020Q3 | https://shop.regencylighting.com/lamps/led/l9a19n1027k4-tcp.html | Regency Lighting | 2020 | Yes
LED Lighting | A-Type | Philips Lighting | True | Daylighting/Photocell, | General Purpose Replacement | A19 | E26 (Medium) | Damp Location Rated,Use With Timers,Dim to Warm,Use With Photo and/or Motion Sensors,Recessed Fixtures Damp Location Rated,Use With Timers,Dim to Warm,Use With Photo and/or Motion Sensors,Recessed Fixtures LED A-Style Light Bulbs Philips A-19 Warm Glow dimmable 2700K-2200K 8.8 watt LED bulb generates as much light as many 60 watt incandescent bulbs. The more you dim the warmer the light Rated for fully enclosed fixtures No lead or mercury means easy and environmentally safe disposal Very long life - Rated to still put out 70% as much light after 15,000 hours of operation as it does when brand new Compatible with the following Lutron dimmers: DV-600P - Maximum of 12 sockets DVELV-300P - Maximum of 6 sockets SLV-600P - Maximum of 12 sockets Do not “hot swap” this bulb. Turn off fixture before replacing existing bulb. The more you dim the warmer the light Rated for fully enclosed fixtures No lead or mercury means easy and environmentally safe disposal Very long life - Rated to still put out 70% as much light after 15,000 hours of operation as it does when brand new Philips Dimmable 8.8W Warm Glow 2700K-2200K A-19 LED Bulb, Enclosed Fixture Rated | 2700 | 82 | 800 | 84.2105 | 25000 | 9.5 | 6 | 4.39 | 0.73167 | 0.85974 | 2020Q3 | https://www.bulbs.com/product/8-8A19-PER-927-22-P-E26-WG-T20 | Bulbs.com | 2020 | Yes
LED Lighting | A-Type | Euri Lighting |  |  | LED | A19 | Medium (E26) | Product Description Euri Lighting's EA19-7100-3 9.5 watt LED A19 is a perfect substitute for 60 watt incandescent equivalents. This LED bulb reduces energy consumption and provides a more natural and richer lighting experience. Along with multiple features, this bulb is suited for a wide variety of applications partly thanks to the E26 base that fits into most standard bulb sockets. At an estimated $1.45 per year energy cost, you are expected to save loads more than if using an incandescent bulb. The 3000Kcolor temperature emits a warm white light, suited for indoor and outdoor use. Need more bulbs? Purchase the 6 pack here. Features: Energy Efficient Instant on/off Mercury free 25,000 hour life rating Features: Residential Commercial Hotels Motels Home lighting Medium (E26) ITEM DISCONTINUED. SUGGESTED REPLACEMENT: Euri Lighting EA19-7100-6 Euri Lighting - EA19-7100-3 - LED A19 Bulb - 9.5 Watt - 3000K - 3 Pack | 3000 | 80 | 800 | 84.2105 | 15000 | 9.5 | 1 | 8.3 | 8.3 | 9.7528 | 2020Q3 | https://www.energyavenue.com/Euri-Lighting/EA19-7100-3 | Energy Avenue | 2020 | Yes
LED Lighting | A-Type | Philips | True |  | LED | A19 | Medium (E26) | Product Description The Philips 9.5A19/PER/827/P/E26/DIM (479857) 60W light bulb is the standard light bulb that does more. The LED A19 bulb contains a 250-degree omni-directional beam angle that illuminates 2700K warm white light for 15,000 hours. It can turn on and radiate light within five seconds. A dimming feature completes the smart bulb package. Philips 9.5A19/PER/827/P/E26/DIM (479857) Features: E26 base Frosted finish 60W standard incandescent equivalent Philips 9.5A19/PER/827/P/E26/DIM (479857) Applications: Indoor use Residential use Commercial use Medium (E26) 9.5A19/PER/827/P/E26/DIM - 800 Lumens - 80 CRI - 60W Incandescent Equivalent - 250° - 120V Philips 479857 - 9.5W LED A19 - 2700K | 2700 | 80 | 800 | 84.2105 | 15000 | 9.5 | 6 | 17.28 | 2.88 | 3.3841 | 2020Q3 | https://www.energyavenue.com/Philips/479857 | Energy Avenue | 2020 | Yes
LED Lighting | Decorative | TCP | True |  | Globe | G25 | E26 (Medium) | Damp Location Rated Home / Light Bulbs / LED / TCP - L6G25D2527KF G25 LED Dimmable Globe Lamp 6W G25 LED Lamp - 500 Lumens - Warm White (2700K) - 25000 Hours - E26 (Medium) TCP - L6G25D2527KF | 2700 | 81 | 525 | 87.5 | 25000 | 6 | 1 | 7.89 | 7.89 | 9.2711 | 2020Q2 | https://shop.regencylighting.com/lamps/led/l6g25d2527kf-tcp.html | Regency Lighting | 2020 | Yes
LED Lighting | Reflector | TCP | True |  | Reflector (Flood/Spot) | R20 | E26 (Medium) | Damp Location Rated,Recessed Fixtures Home / Light Bulbs / LED / TCP - L7R20D2527K E26 LED Dimmable Lamp 7W R20 LED Lamp - Warm White (2700K) - E26 (Medium) TCP - L7R20D2527K | 2700 | 84 | 525 | 70 | 20000 | 7.5 | 1 | 3.59 | 3.59 | 4.2184 | 2020Q2 | https://shop.regencylighting.com/lamps/led/l7r20d2527k-tcp.html | Regency Lighting | 2020 | Yes
LED Lighting | Reflector | TCP | True |  | Reflector (Flood/Spot) | R20 | E26 (Medium) | Damp Location Rated,Recessed Fixtures Home / Light Bulbs / LED / TCP - L7R20D2530K E26 LED Dimmable Lamp 7W R20 LED Lamp - Warm White (3000K) - E26 (Medium) TCP - L7R20D2530K | 3000 | 84 | 525 | 70 | 20000 | 7.5 | 1 | 3.59 | 3.59 | 4.2184 | 2020Q2 | https://shop.regencylighting.com/lamps/led/l7r20d2530k-tcp.html | Regency Lighting | 2020 | Yes
LED Lighting | Reflector | TCP | True |  | Reflector (Flood/Spot) | R20 | E26 (Medium) | Damp Location Rated,Recessed Fixtures Home / Light Bulbs / LED / TCP - L7R20D2541K E26 LED Dimmable Lamp 7W R20 LED Lamp - Cool White (4100K) - E26 (Medium) TCP - L7R20D2541K | 4000 | 84 | 525 | 70 | 20000 | 7.5 | 1 | 3.59 | 3.59 | 4.2184 | 2020Q2 | https://shop.regencylighting.com/lamps/led/l7r20d2541k-tcp.html | Regency Lighting | 2020 | Yes
LED Lighting | Reflector | TCP | True | Daylighting/Photocell, | Reflector (Flood/Spot) | R20 | E26 (Medium) | Damp Location Rated,Recessed Fixtures Home / Light Bulbs / LED / TCP - L7R20D2550K E26 LED Dimmable Lamp 7W R20 LED Lamp - Daylight (5000K) - E26 (Medium) TCP - L7R20D2550K | 5000 | 88 | 525 | 70 | 20000 | 7.5 | 1 | 3.59 | 3.59 | 4.2184 | 2020Q2 | https://shop.regencylighting.com/lamps/led/l7r20d2550k-tcp.html | Regency Lighting | 2020 | Yes
LED Lighting | Reflector | TCP | True |  | Reflector (Flood/Spot) | PAR16 | GU10 | Damp Location Rated,Recessed Fixtures Home / Light Bulbs / LED / TCP - L8GU10MR16D2530KFLCQ GU10 LED Lamp 8W MR16 LED Lamp - Universal - 500 Lumens - Warm White (3000K) - 90 CRI - 25000 Hours - GU10 (Bi-Pin / Twist & Lock) - 120 to 130V TCP - L8GU10MR16D2530KFLCQ | 3000 | 94 | 500 | 67.5676 | 25000 | 7.4 | 1 | 4.97 | 4.97 | 5.8399 | 2020Q2 | https://shop.regencylighting.com/lamps/led/l8gu10mr16d2530kflcq-tcp.html | Regency Lighting | 2020 | Yes
LED Lighting | A-Type | Philips Lighting | True |  | A19 | Arbitrary | E26 Medium | Philips Lighting High-performance LED lamp has A19 arbitrary shape frosted glass lamp and E26 medium screw-in base for connection. This lamp with 15000-Hour average life, delivers an omni-directional light. It produces 800-Lumen warm white light output with 2200K to 2700K color temperature and 80 CRI. An instant ON, smooth dimming lamp has an incandescent equivalent power rating of 60-Watts and voltage rating of 120-Volts. This 9.5-Watt lamp has 13 to 15-Watt CFL equivalent power. The 4.1-Inch LED lamp has a diameter of 2.4-inches. This A-shaped lamp is suitable for decorative and ambient lighting in damp locations, retail outlets, hotels, restaurants, government buildings, offices and multi-unit residences. It is ideal for use in enclosed fixtures. The LED lamp meets UL and Energy Star standards. Philips Lighting 479444 Dimmable A19 High Performance A-Shape LED Lamp E26 Medium 9.5-Watt 800-Lumens 2200K - 2700K 80 CRI Warm White | 2200 | 80 | 800 | 84.2105 |  | 9.5 | 6 | 8.65 | 1.4417 | 1.694 | 2020Q3 | https://www.ew-ne.com/lighting-1600000000/philips-lighting-479444-dimmable-a19-high-performance-a-shape-led-lamp-e26-medium-9-5-watt-800-lumens-2200k-2700k-80-cri-warm-white-735271 | Electrical Wholesalers Inc | 2020 | Yes
LED Lighting | A-Type | Philips Lighting | True |  | A19 (Arbitrary) |  | Medium Screw (E26), Medium Screw (E26), Medium Screw (E26) | Home Lamps, Bulbs, Ballasts Bulbs - LED LED - Traditional Lamps - A-Type Dimmable LED Lamp, 9.5W, 120V, Bulb: A-Type (A19), Base: Medium Screw (E26), Lumens: 800, CRI: 80, Color Temperature: 2700-2200K. Energy Star Rated. Rated Average Life: 25,000 Hrs. *Philips Part # 45332-4* 60W Equivalent. This lamp is ENERGY STAR® Certified. Philips Lighting 9.5A19/2200-2700 DIM 9.5W A19 Dimmable LED Bulb | 2700 | 80 | 800 | 84.2105 |  | 9.5 | 1 | 8 | 8 | 9.4003 | 2020Q3 | https://www.platt.com/platt-electric-supply/LED-Traditional-Lamps-A-Type/Philips-Lighting/9-5A19-2200-2700-DIM/product.aspx?zpid=131059 | Platt | 2020 | Yes
LED Lighting | A-Type | Standard Products | True |  | LED | A19 | E26 (Medium) | Topbulb » LED Bulbs » LED Standard Shape » 60W Equal » Standard 63254 - 9.5W LED - 60W Equal - 2700K The Standard LED/A19/E2 /9.5W/2700K/120V/ES/DMM is a 9.5 watt, 120 volt medium base LED A19 bulb. Use this bulb to get the same brightness and warm white color temperature of a 60 watt incandescent bulb. Features include: 84 lumens per watt, color rendering index of 80 and a 40,000 hour rated life. Fully dimmable, the light level can be adjusted to match the application requirements. For optimum dimming performance, see compatible dimmers below. This bulb is Energy Star qualified. Shipping Notice This item has certain shipping restrictions. Please refer to specifications table on this page for restricted shipping zones. LED Technology Notice Due to constantly evolving nature of LED technology, manufacturers will reserve the right to replace this product with next generation technology. We appreciate your understanding and acceptance of this policy. Utility/Government Incentives Documents Standard 63254 Brochure Standard 63254 Specifications and Dimmers About Standard Standard Products Inc., head office located in Montreal, Canada, supplies a full range of lighting solutions to the North American market. Standard surpasses market norms on quality products and innovative ideas across their entire line of lamps. Standard Products Inc. is a Gold Standard Winner as one of Canada's Best Managed Companies. While Supplies Last Standard 63254 - 9.5W LED - 60W Equal - 2700K | 2700 | 80 | 800 | 84.2105 | 40000 | 9.5 | 1 | 10.95 | 10.95 | 12.8667 | 2020Q3 | https://www.topbulb.com/sp63254-standard-9-5w-led-60w-equal-2700k | Top Bulb | 2020 | Yes
LED Lighting | A-Type | Standard Products | True |  | LED | A19 | E26 (Medium) | Topbulb » LED Bulbs » LED Standard Shape » 60W Equal » Standard - 9.5W LED - 60W Equal - 3000K The Standard LED/OMNI/9.5W/30K/STD 9.5 watt, dimmable LED replaces a standard 60 watt incandescent light bulb. Features include: 3000K, halogen-white illumination; 810 initial lumens at 85 lumens per watt and a rated life of 40,000 hours. Suitable for use in open fixtures and wet locations. For optimum dimming performance, see the compatible dimmer list below. This LED is Energy Star qualified. Shipping Notice This item has certain shipping restrictions. Please refer to specifications table on this page for restricted shipping zones. LED Technology Notice Due to constantly evolving nature of LED technology, manufacturers will reserve the right to replace this product with next generation technology. We appreciate your understanding and acceptance of this policy. Utility/Government Incentives Documents Standard 63255 Brochure Standard 63255 Specifications and Dimmer List About Standard Standard Products Inc., head office located in Montreal, Canada, supplies a full range of lighting solutions to the North American market. Standard surpasses market norms on quality products and innovative ideas across their entire line of lamps. Standard Products Inc. is a Gold Standard Winner as one of Canada's Best Managed Companies. Resources Step by Step, How to Buy an LED Bulb for Your Home Halogen-Like White Light • A19 Shape • Dimmable Standard - 9.5W LED - 60W Equal - 3000K | 3000 | 80 | 800 | 84.2105 | 40000 | 9.5 | 1 | 9.95 | 9.95 | 11.6916 | 2020Q3 | https://www.topbulb.com/sp63255-standard-9-5w-led-60w-equal-3000k | Top Bulb | 2020 | Yes
LED Lighting | A-Type | Standard Products | True |  | LED | A19 | GU24 | Topbulb » LED Bulbs » LED Standard Shape » GU24 Base » Standard - 9.5W LED - 60W Equal - GU24 Base - 2700K The Standard LED/OMNI/9.5W/27K/GU24/STD 9.5 watt, GU24 base, dimmable LED replaces a standard 60 watt incandescent light bulb. Features include: 2700K, warm white illumination; 800 initial lumens at 84 lumens per watt and a rated life of 40,000 hours. Suitable for use in open fixtures and wet locations. For optimum dimming performance, see the compatible dimmer list below. This LED is Energy Star qualified. Shipping Notice This item has certain shipping restrictions. Please refer to specifications table on this page for restricted shipping zones. LED Technology Notice Due to constantly evolving nature of LED technology, manufacturers will reserve the right to replace this product with next generation technology. We appreciate your understanding and acceptance of this policy. Utility/Government Incentives Documents Standard 63266 Brochure Standard 63266 Specifications and Dimmer List About Standard Standard Products Inc., head office located in Montreal, Canada, supplies a full range of lighting solutions to the North American market. Standard surpasses market norms on quality products and innovative ideas across their entire line of lamps. Standard Products Inc. is a Gold Standard Winner as one of Canada's Best Managed Companies. Resources Step by Step, How to Buy an LED Bulb for Your Home Warm White Light • GU24 Base • A19 Shape • Dimmable Standard - 9.5W LED - 60W Equal - GU24 Base - 2700K | 2700 | 80 | 800 | 84.2105 | 40000 | 9.5 | 1 | 10.95 | 10.95 | 12.8667 | 2020Q3 | https://www.topbulb.com/standard-9-5w-led-60w-equal-gu24-base-2700k | Top Bulb | 2020 | Yes
LED Lighting | A-Type | Sylvania | True | Daylighting/Photocell, | LED | A19 | E26 (Medium) | Topbulb » LED Bulbs » LED Smart Connected » Sylvania 73674 ¦ 9.5W LED - 2700K to 6500K Adjustable - Lightify Smart Control This Sylvania Lightify 9.5 watt LED bulb, when connected to a Lightify gateway, can be wirelessly tuned from warm white light, 2700K, all the way up to very cool daylight, 6500K. The bulb can also be dimmed at each color temperature setting. Up to 50 Lightify bulbs like this one can be controlled when connected to the gateway. See Related Products below for a kit that includes this bulb and the gateway. LED Technology Notice Due to constantly evolving nature of LED technology, manufacturers will reserve the right to replace this product with next generation technology. We appreciate your understanding and acceptance of this policy. Documents Sylvania A19 Lightify Bulb Specifications Resources Smartphone Controlled LEDs Add New Dimension to Connected Lighting Control Color Temperature Via App • Requires Lightify Gateway Sylvania 73674 ¦ 9.5W LED - 2700K to 6500K Adjustable - Lightify Smart Control | 2700 |  | 800 | 84.2105 | 20000 | 9.5 | 1 | 33.95 | 33.95 | 39.8926 | 2020Q3 | https://www.topbulb.com/sylvania-73674-9-5w-120v-led-60w-equal-2700k-to-6500k-dimmable | Top Bulb | 2020 | Yes
LED Lighting | A-Type | Sylvania | True | Scene Controls, Daylighting/Photocell, | LED | A19 | E26 (Medium) | Topbulb » LED Bulbs » LED Smart Connected » Sylvania 73800 ¦ (1) 9.5W LED - (1) Wireless Gateway - Lightify Smart Control Starter Kit The Sylvania Lightify LED starter kit includes one 9.5 watt LED bulb and one wireless gateway. Plug the wireless gateway into a standard wall outlet anywhere in your home or business, and wirelessly sync with your existing WiFi network. The Lightify LED A19 lamp (60 watt equivalent) can be tuned from warm white light, 2700K, all the way up to very cool daylight, 6500K. The bulb can also be dimmed at each color temperature setting. In addition, a free, user-friendly Lightify App, which runs on Apple iOS7 or above and Android 4.1 or above, offers a variety of practical and creative options to control the light. Additional Lightify bulbs can be added to the system. See Related Products below. LED Technology Notice Due to constantly evolving nature of LED technology, manufacturers will reserve the right to replace this product with next generation technology. We appreciate your understanding and acceptance of this policy. Documents Sylvania Lightify Tunable White Light Starter Kit Resources Smartphone Controlled LEDs Add New Dimension to Connected Lighting WHILE SUPPLIES LAST Sylvania 73800 ¦ (1) 9.5W LED - (1) Wireless Gateway - Lightify Smart Control Starter Kit | 2700 |  | 800 | 84.2105 | 20000 | 9.5 | 1 | 65.95 | 65.95 | 77.4938 | 2020Q3 | https://www.topbulb.com/sylvania-73800-tunable-white-light-led-starter-kit-bulb-gateway | Top Bulb | 2020 | Yes
LED Lighting | A-Type | Brand TCP | True |  | General Purpose Replacement | A19 | GU24 | Damp Location Rated TCP® 10 Watt Omni-Directional LED A-19 Bulb GU24 Base 120 Volt 2,700 Kelvin 800 Lumens 82 CRI 25,000 Average Hour Life Omni-Directional Dimmable Replaces 60W Incandescent Bulb Mfg #LED10A19GUDOD27K LED Bulb TCP 10W Omni Direct A19 60W Equivalent 2700K GU24 Base Dimmable | 2700 | 82 | 800 | 84.2105 | 25000 | 9.5 | 1 | 11.79 | 11.79 | 13.8537 | 2020Q2 | https://hdsupplysolutions.com/p/led-00-75-10-35/led-bulb-tcp-10w-omni-direct-a19-60w-equivalent-2700k-gu24-base-dimmable-p340552 | HD Supply | 2020 | Yes
LED Lighting | A-Type | Brand TCP | True |  | General Purpose Replacement | A19 | GU24 | Damp Location Rated Tcp® Led Bulb 9.5 Watt Omni Direct A19 60 Watt Equivalent 2700k Gu24, Pack Of 6 Tcp® 9.5 Watt Omni-Directional Led A-19 Bulb 2,700 Kelvin Gu24 Base 2,700 Kelvin 120 Volt 800 Lumens 82 Cri 25,000 Average Hour Life Omni-Directional Dimmable Replaces 60w Incandescent Bulb Mfg # Led10a19gudod27k Pkg Of 6 Mfg #LED10A19GUDOD27K6 Tcp® Led Bulb 9.5 Watt Omni Direct A19 60 Watt Equivalent 2700k Gu24, Pack Of 6 | 2700 | 82 | 800 | 84.2105 | 25000 | 9.5 | 6 | 35.94 | 5.99 | 7.0385 | 2020Q2 | https://hdsupplysolutions.com/p/led-00-75-10-35/tcp-led-bulb-95-watt-omni-direct-a19-60-watt-equivalent-2700k-gu24-pack-of-6-p104608 | HD Supply | 2020 | Yes
LED Lighting | Reflector | TCP | True |  | Reflector (Flood/Spot) | PAR30S | E26 (Medium) | Wet Location Rated,Recessed Fixtures Home / Light Bulbs / LED / TCP - LD13P30SD2530KNFLCQ PAR30 LED Bulb 13W E26 LED Lamp - Universal - 900 Lumens - Warm White (3000K) - 90 CRI - 25000 Hours - E26 (Medium) - 120 to 130V TCP - LD13P30SD2530KNFLCQ | 3000 | 93 | 900 | 69.2308 | 25000 | 13 | 1 | 13.3 | 13.3 | 15.628 | 2020Q2 | https://shop.regencylighting.com/lamps/led/ld13p30sd2530knflcq-tcp.html | Regency Lighting | 2020 | Yes
LED Lighting | A-Type | Satco | False |  | General Purpose Replacement | A19 | E26 (Medium) | Damp Location Rated Home / Light Bulbs / LED / Satco - S29596 - 9.5A19/LED/27K/ND/120V/4PK Approved for Enclosed Fixtures; Energy Star Rated 9.5W A19 LED Lamp - Universal - 800 Lumens - Warm White (2700K) - 80 CRI - 15000 Hours - E26 (Medium) - 120 to 130V - Frost Satco - S29596 - 9.5A19/LED/27K/ND/120V/4PK | 2700 | 80 | 800 | 84.2105 | 15000 | 9.5 | 1 | 52.55 | 52.55 | 61.7483 | 2020Q2 | https://shop.regencylighting.com/lamps/led/9-5a19-led-27k-nd-120v-4pk-s29596.html | Regency Lighting | 2020 | Yes
LED Lighting | A-Type | Satco | False |  | General Purpose Replacement | A19 | E26 (Medium) | Damp Location Rated Home / Light Bulbs / LED / LED A-Line / Satco - S29596 - 9.5A19/LED/27K/ND/120V/4PK Approved for Enclosed Fixtures; Energy Star Rated 9.5W A19 LED Lamp - Universal - 800 Lumens - Warm White (2700K) - 80 CRI - 15000 Hours - E26 (Medium) - 120 to 130V - Frost Satco - S29596 - 9.5A19/LED/27K/ND/120V/4PK | 2700 | 80 | 800 | 84.2105 | 15000 | 9.5 | 1 | 52.55 | 52.55 | 61.7483 | 2020Q2 | https://shop.regencylighting.com/lamps/led/a-line/9-5a19-led-27k-nd-120v-4pk-s29596.html | Regency Lighting | 2020 | Yes
LED Lighting | A-Type | Halco | True |  | General Purpose Replacement | A19 | E26 (Medium) | Damp Location Rated Home / Light Bulbs / LED / LED A-Line / Halco - 81156 - A19FR9/830/OMNI2/LED Energy Star 9.5W A19 LED Lamp - Universal - 830 Lumens - Warm White (3000K) - 82 CRI - 15000 Hours - E26 (Medium) - 120 to 130V - Frost Halco - 81156 - A19FR9/830/OMNI2/LED | 3000 | 83 | 800 | 84.2105 | 15000 | 9.5 | 1 | 3.67 | 3.67 | 4.3124 | 2020Q2 | https://shop.regencylighting.com/lamps/led/a-line/a19fr9-830-omni2-led-81156h.html | Regency Lighting | 2020 | Yes
LED Lighting | A-Type | TCP | True |  | General Purpose Replacement | A19 | E26 (Medium) | Wet Location Rated Home / Light Bulbs / LED / LED A-Line / TCP - LED10A19DOD27KW Energy Star; Wet Location; Suitable for Totally Enclosed Fixtures 9.5W A19 LED Lamp - Universal - 800 Lumens - Warm White (2700K) - 82 CRI - 25000 Hours - E26 (Medium) - 120 to 130V - White TCP - LED10A19DOD27KW | 2700 | 81 | 800 | 84.2105 | 25000 | 9.5 | 1 | 6.05 | 6.05 | 7.109 | 2020Q2 | https://shop.regencylighting.com/lamps/led/a-line/led10a19dod27kw-tcp.html | Regency Lighting | 2020 | Yes
LED Lighting | A-Type | TCP | True |  | General Purpose Replacement | A19 | GU24 | Damp Location Rated Home / Light Bulbs / LED / LED A-Line / TCP - LED10A19GUDOD27K Energy Star; Damp Location; Suitable for Totally Enclosed Fixtures 9.5W A19 LED Lamp - Universal - 800 Lumens - Warm White (2700K) - 80 CRI - 25000 Hours - GU24 (Bi-Pin / Twist & Lock) - 120 to 130V - White TCP - LED10A19GUDOD27K | 2700 | 82 | 800 | 84.2105 | 25000 | 9.5 | 48 | 170.88 | 3.56 | 4.1831 | 2020Q2 | https://shop.regencylighting.com/lamps/led/a-line/led10a19gudod27k-tcp.html | Regency Lighting | 2020 | Yes
LED Lighting | A-Type | Halco | True |  | General Purpose Replacement | A19 | E26 (Medium) | Damp Location Rated Home / Light Bulbs / LED / Halco - 81156 - A19FR9/830/OMNI2/LED Energy Star 9.5W A19 LED Lamp - Universal - 830 Lumens - Warm White (3000K) - 82 CRI - 15000 Hours - E26 (Medium) - 120 to 130V - Frost Halco - 81156 - A19FR9/830/OMNI2/LED | 3000 | 83 | 800 | 84.2105 | 15000 | 9.5 | 1 | 3.67 | 3.67 | 4.3124 | 2020Q2 | https://shop.regencylighting.com/lamps/led/a19fr9-830-omni2-led-81156h.html | Regency Lighting | 2020 | Yes
LED Lighting | A-Type | TCP | True |  | General Purpose Replacement | A19 | E26 (Medium) | Wet Location Rated Home / Light Bulbs / LED / TCP - LED10A19DOD27KW Energy Star; Wet Location; Suitable for Totally Enclosed Fixtures 9.5W A19 LED Lamp - Universal - 800 Lumens - Warm White (2700K) - 82 CRI - 25000 Hours - E26 (Medium) - 120 to 130V - White TCP - LED10A19DOD27KW | 2700 | 81 | 800 | 84.2105 | 25000 | 9.5 | 1 | 6.05 | 6.05 | 7.109 | 2020Q2 | https://shop.regencylighting.com/lamps/led/led10a19dod27kw-tcp.html | Regency Lighting | 2020 | Yes
LED Lighting | A-Type | TCP | True |  | General Purpose Replacement | A19 | GU24 | Damp Location Rated Home / Light Bulbs / LED / TCP - LED10A19GUDOD27K Energy Star; Damp Location; Suitable for Totally Enclosed Fixtures 9.5W A19 LED Lamp - Universal - 800 Lumens - Warm White (2700K) - 80 CRI - 25000 Hours - GU24 (Bi-Pin / Twist & Lock) - 120 to 130V - White TCP - LED10A19GUDOD27K | 2700 | 82 | 800 | 84.2105 | 25000 | 9.5 | 48 | 170.88 | 3.56 | 4.1831 | 2020Q2 | https://shop.regencylighting.com/lamps/led/led10a19gudod27k-tcp.html | Regency Lighting | 2020 | Yes
LED Lighting | A-Type | Euri | True | Daylighting/Photocell, | General Purpose Replacement | A19 | GU24 | Damp Location Rated,Recessed Fixtures Product Description The Euri EA19-3050eG is a 60W incandescent bulb replacement that illuminates the same 5000K cool white daylight, but using 85% less energy. The LED A19 bulb's brightness is mercury-free and long-lasting with a lifespan of 15,000 life hours. Its exterior is cool to the touch with long-lasting shatter-resistant material. Euri EA19-3050eG Features: 230-degree beam angle Instant on/off Dimming option Euri EA19-3050eG Applications: Residential and commercial use Open and enclosed fixtures Dry and damp locations 800 Lumens - 80 CRI - 60W Incandescent Equivalent - 230° - 120V Euri EA19-3050eG - 9.5W LED A19 - 5000K | 5000 | 87 | 800 | 84.2105 | 15000 | 9.5 | 1 | 2.64 | 2.64 | 3.1021 | 2020Q2 | https://www.energyavenue.com/Euri/EA19-3050EG | Energy Avenue | 2020 | Yes
LED Lighting | A-Type | Green Creative | True |  | General Purpose Replacement | A19 | E26 (Medium) | Damp Location Rated,Dim to Warm Product Description Green Creative has become one of the leading LED manufacturers in the country because of the quality and durability of their products. The 57883 - 9.5A19DIM/8CCTD - A19 LED is no different. Running on 9.5 watts, this light is a direct replacement for 60 watt incandescent lamps, resulting in an 80% savings. This LED has a warm white color temperature of 2700K but can be dimmed to 2200K. This Lamp produces 800 lumens at a 330° beam angle. Rated for 25,000 life hours, this lamp comes with a 3 year warranty. This 120V, medium (E26) base lamp features a 80 CRI! This Green Creative lamp features 2700K-2200K dimming designed to replicate the warm dimming effect of traditional incandescent light sources. As the lamp dims, its CCT gradually warms, helping to create the perfect ambience for all occasions. Features: Omnidirectional 330 degree beam angle High efficacy 60 LPW Smooth warm dimming from 2700K-2200K CCT Natural A-Lamo shape fits all applications Ideal for lamps and shade 60W Equal - 2200-2700K Warm Dim - 800 Lumens Green Creative - 57883 - 9.5A19DIM/8CCTD - Omni-Directional A19 - 9.5 Watt | 2700 | 80 | 800 | 84.2105 | 25000 | 9.5 | 6 | 47.7 | 7.95 | 9.3416 | 2020Q2 | https://www.energyavenue.com/Green-Creative/57883 | Energy Avenue | 2020 | Yes
LED Lighting | Reflector | TCP | False |  | Reflector (Flood/Spot) | BR30 | E26 (Medium) | Damp Location Rated,Recessed Fixtures Home / Light Bulbs / LED / TCP - LED10BR3027K Damp Location 10W BR30 LED Lamp - Universal - 650 Lumens - Warm White (2700K) - 82 CRI - 25000 Hours - E26 (Medium) - 120 to 130V - White TCP - LED10BR3027K | 2700 | 82 | 650 | 76.4706 | 25000 | 8.5 | 12 | 81.72 | 6.81 | 8.002 | 2020Q2 | https://shop.regencylighting.com/lamps/led/led10br3027k-tcp.html | Regency Lighting | 2020 | Yes
LED Lighting | Reflector | TCP |  |  | Reflector (Flood/Spot) | BR30 | E26 (Medium) | Damp Location Rated,Recessed Fixtures Home / Light Bulbs / LED / TCP - LED10BR3030K E26 LED Lamp 10W BR30 LED Lamp - Universal - Warm White (3000K) - E26 (Medium) - 120 to 130V TCP - LED10BR3030K | 3000 | 84 | 650 | 76.4706 | 25000 | 8.5 | 1 | 6.81 | 6.81 | 8.002 | 2020Q2 | https://shop.regencylighting.com/lamps/led/led10br3030k-tcp.html | Regency Lighting | 2020 | Yes
LED Lighting | Reflector | TCP | False |  | Reflector (Flood/Spot) | BR30 | E26 (Medium) | Damp Location Rated,Recessed Fixtures Home / Light Bulbs / LED / TCP - LED10BR3041K Damp Location 10W BR30 LED Lamp - Universal - 700 Lumens - Cool White (4100K) - 82 CRI - 25000 Hours - E26 (Medium) - 120 to 130V - White TCP - LED10BR3041K | 4000 | 82 | 700 | 82.3529 | 25000 | 8.5 | 12 | 81.72 | 6.81 | 8.002 | 2020Q2 | https://shop.regencylighting.com/lamps/led/led10br3041k-tcp.html | Regency Lighting | 2020 | Yes
LED Lighting | Reflector | TCP |  | Daylighting/Photocell, | Reflector (Flood/Spot) | BR30 | E26 (Medium) | Damp Location Rated,Recessed Fixtures Home / Light Bulbs / LED / TCP - LED10BR3050K E26 LED Lamp 10W BR30 LED Lamp - Daylight (5000K) - E26 (Medium) - 120 to 130V TCP - LED10BR3050K | 5000 | 84 | 750 | 88.2353 | 25000 | 8.5 | 1 | 6.81 | 6.81 | 8.002 | 2020Q2 | https://shop.regencylighting.com/lamps/led/led10br3050k-tcp.html | Regency Lighting | 2020 | Yes
LED Lighting | Reflector | TCP | True |  | Reflector (Flood/Spot) | BR30 | E26 (Medium) | Damp Location Rated,Recessed Fixtures Home / Light Bulbs / LED / TCP - LED10BR30D27K95 Damp Location 10W BR30 LED Lamp - Universal - 650 Lumens - Warm White (2700K) - 90 CRI - 25000 Hours - E26 (Medium) - 120 to 130V - White TCP - LED10BR30D27K95 | 2700 | 92 | 650 | 65 | 25000 | 10 | 12 | 99.84 | 8.32 | 9.7763 | 2020Q2 | https://shop.regencylighting.com/lamps/led/led10br30d27k95-tcp.html | Regency Lighting | 2020 | Yes
LED Lighting | Reflector | Sylvania | True |  | Reflector (Flood/Spot) | PAR30S | E26 (Medium) | Wet Location Rated,Recessed Fixtures Home / Light Bulbs / LED / Sylvania - 79784 - LED10PAR30DIM830FL4022YGL3WRP PAR30 LED Lamp 10W PAR30 LED Lamp - Universal - 825 Lumens - Warm White (3000K) - 85 CRI - 25000 Hours - E26 (Medium) - 120 to 130V Sylvania - 79784 - LED10PAR30DIM830FL4022YGL3WRP | 3000 | 83 | 825 | 82.5 | 25000 | 10 | 1 | 16.54 | 16.54 | 19.4351 | 2020Q2 | https://shop.regencylighting.com/lamps/led/led10par30dim830fl4022ygl3wrp-79784.html | Regency Lighting | 2020 | Yes
LED Lighting | Reflector | Sylvania | True |  | Reflector (Flood/Spot) | PAR30S | E26 (Medium) | Wet Location Rated,Recessed Fixtures Home / Light Bulbs / LED / Sylvania - 79783 - LED10PAR30DIM830NFL2522YGL3WRP Glass PAR Lamp; Ideal for Recessed Downlights, Track Lighting, Wall Wash, and General Lighting Applications; Instant On; Rated for Enclosed Fixtures; Wet Location Rated; Energy Star Certified 10W PAR30 LED Lamp - Universal - 825 Lumens - Warm White (3000K) - 85 CRI - 25000 Hours - E26 (Medium) - 120 to 130V Sylvania - 79783 - LED10PAR30DIM830NFL2522YGL3WRP | 3000 | 83 | 825 | 82.5 | 25000 | 10 | 1 | 16.54 | 16.54 | 19.4351 | 2020Q2 | https://shop.regencylighting.com/lamps/led/led10par30dim830nfl2522ygl3wrp-79783.html | Regency Lighting | 2020 | Yes
LED Lighting | Reflector | Sylvania | True |  | Reflector (Flood/Spot) | PAR30L | E26 (Medium) | Wet Location Rated,Recessed Fixtures Home / Light Bulbs / LED / Sylvania - 78252 - LED10PAR30LNDIM827FL4022YGL3W PAR30LN LED Lamp 10W PAR30 Long Neck LED Lamp - Universal - 825 Lumens - Warm White (2700K) - 82 CRI - 25000 Hours - E26 (Medium) - 120 to 130V Sylvania - 78252 - LED10PAR30LNDIM827FL4022YGL3W | 2700 | 83 | 825 | 82.5 | 25000 | 10 | 1 | 16.54 | 16.54 | 19.4351 | 2020Q2 | https://shop.regencylighting.com/lamps/led/led10par30lndim827fl4022ygl3w-78252.html | Regency Lighting | 2020 | Yes
LED Lighting | Reflector | Sylvania | True |  | Reflector (Flood/Spot) | PAR30L | E26 (Medium) | Wet Location Rated,Recessed Fixtures Home / Light Bulbs / LED / Sylvania - 78251 - LED10PAR30LNDIM827NFL25GL3WRP PAR30LN LED Lamp 10W PAR30 Long Neck LED Lamp - Universal - 825 Lumens - Warm White (2700K) - 82 CRI - 25000 Hours - E26 (Medium) - 120 to 130V Sylvania - 78251 - LED10PAR30LNDIM827NFL25GL3WRP | 2700 | 83 | 825 | 82.5 | 25000 | 10 | 1 | 16.54 | 16.54 | 19.4351 | 2020Q2 | https://shop.regencylighting.com/lamps/led/led10par30lndim827nfl25gl3wrp-78251.html | Regency Lighting | 2020 | Yes
LED Lighting | Reflector | Sylvania | True |  | Reflector (Flood/Spot) | PAR30L | E26 (Medium) | Wet Location Rated,Recessed Fixtures Home / Light Bulbs / LED / Sylvania - 78250 - LED10PAR30LNDIM830FL4022YGL3W PAR30LN LED Lamp 10W PAR30 Long Neck LED Lamp - Universal - 825 Lumens - Warm White (3000K) - 82 CRI - 25000 Hours - E26 (Medium) - 120 to 130V Sylvania - 78250 - LED10PAR30LNDIM830FL4022YGL3W | 3000 | 83 | 825 | 82.5 | 25000 | 10 | 1 | 16.54 | 16.54 | 19.4351 | 2020Q2 | https://shop.regencylighting.com/lamps/led/led10par30lndim830fl4022ygl3w-78250.html | Regency Lighting | 2020 | Yes
LED Lighting | Reflector | Sylvania | True |  | Reflector (Flood/Spot) | PAR30L | E26 (Medium) | Wet Location Rated,Recessed Fixtures Home / Light Bulbs / LED / Sylvania - 78249 - LED10PAR30LNDIM830NFL2522YGL3W PAR30LN LED Lamp 10W PAR30 Long Neck LED Lamp - Universal - 825 Lumens - Warm White (3000K) - 82 CRI - 25000 Hours - E26 (Medium) - 120 to 130V Sylvania - 78249 - LED10PAR30LNDIM830NFL2522YGL3W | 3000 | 83 | 825 | 82.5 | 25000 | 10 | 1 | 16.54 | 16.54 | 19.4351 | 2020Q2 | https://shop.regencylighting.com/lamps/led/led10par30lndim830nfl2522ygl3w-78249.html | Regency Lighting | 2020 | Yes
LED Lighting | Reflector | Sylvania | True |  | Reflector (Flood/Spot) | PAR30L | E26 (Medium) | Wet Location Rated,Recessed Fixtures Home / Light Bulbs / LED / Sylvania - 78248 - LED10PAR30LNDIM840FL4022YGL3W PAR30LN LED Lamp 10W PAR30 Long Neck LED Lamp - Universal - 825 Lumens - Cool White (4000K) - 82 CRI - 25000 Hours - E26 (Medium) - 120 to 130V Sylvania - 78248 - LED10PAR30LNDIM840FL4022YGL3W | 4000 | 83 | 825 | 82.5 | 25000 | 10 | 1 | 16.54 | 16.54 | 19.4351 | 2020Q2 | https://shop.regencylighting.com/lamps/led/led10par30lndim840fl4022ygl3w-78248.html | Regency Lighting | 2020 | Yes
LED Lighting | Reflector | Sylvania | True |  | Reflector (Flood/Spot) | PAR30L | E26 (Medium) | Damp Location Rated,Not Rated for Recessed Fixtures Home / Light Bulbs / LED / Sylvania - 40013 - LED10PAR30LNDIM930FL4022YRP CEC Title 20 Compliant; Indoor/Outdoor Damp Rated 10W PAR30 Long Neck LED Lamp - Universal - 850 Lumens - Warm White (3000K) - 90 CRI - 25000 Hours - E26 (Medium) - 120 to 130V Sylvania - 40013 - LED10PAR30LNDIM930FL4022YRP | 3000 | 92 | 975 | 97.5 | 25000 | 10 | 1 | 16.54 | 16.54 | 19.4351 | 2020Q2 | https://shop.regencylighting.com/lamps/led/led10par30lndim930fl4022yrp-40013.html | Regency Lighting | 2020 | Yes
LED Lighting | Reflector | TCP |  |  | Reflector (Flood/Spot) | R20 | E26 (Medium) | Damp Location Rated,Recessed Fixtures Home / Light Bulbs / LED / TCP - LED10R2027K R20 LED Lamp 10W R20 LED Lamp - Warm White (2700K) - E26 (Medium) TCP - LED10R2027K | 2700 | 82 | 700 | 70 | 25000 | 10 | 1 | 8.36 | 8.36 | 9.8233 | 2020Q2 | https://shop.regencylighting.com/lamps/led/led10r2027k-tcp.html | Regency Lighting | 2020 | Yes
LED Lighting | Reflector | TCP |  |  | Reflector (Flood/Spot) | R20 | E26 (Medium) | Damp Location Rated,Recessed Fixtures Home / Light Bulbs / LED / TCP - LED10R2030K R20 LED Lamp 10W R20 LED Lamp - Warm White (3000K) - E26 (Medium) TCP - LED10R2030K | 3000 | 82 | 725 | 72.5 | 25000 | 10 | 1 | 8.36 | 8.36 | 9.8233 | 2020Q2 | https://shop.regencylighting.com/lamps/led/led10r2030k-tcp.html | Regency Lighting | 2020 | Yes
LED Lighting | Reflector | TCP |  |  | Reflector (Flood/Spot) | R20 | E26 (Medium) | Damp Location Rated,Recessed Fixtures Home / Light Bulbs / LED / TCP - LED10R2041K R20 LED Lamp 10W R20 LED Lamp - Cool White (4100K) - E26 (Medium) TCP - LED10R2041K | 4000 | 83 | 750 | 75 | 25000 | 10 | 1 | 8.36 | 8.36 | 9.8233 | 2020Q2 | https://shop.regencylighting.com/lamps/led/led10r2041k-tcp.html | Regency Lighting | 2020 | Yes
LED Lighting | Reflector | TCP | True |  | Reflector (Flood/Spot) | R20 | E26 (Medium) | Damp Location Rated,Recessed Fixtures Home / Light Bulbs / LED / TCP - LED10R20D27K Damp Location 10W R20 LED Lamp - Universal - 660 Lumens - Warm White (2700K) - 82 CRI - 25000 Hours - E26 (Medium) - 120 to 130V - White TCP - LED10R20D27K | 2700 | 80 | 660 | 73.3333 | 25000 | 9 | 48 | 381.6 | 7.95 | 9.3416 | 2020Q2 | https://shop.regencylighting.com/lamps/led/led10r20d27k-tcp.html | Regency Lighting | 2020 | Yes
LED Lighting | Reflector | TCP | True |  | Reflector (Flood/Spot) | R20 | E26 (Medium) | Damp Location Rated,Recessed Fixtures Home / Light Bulbs / LED / TCP - LED10R20D30K E26 LED Lamp 10W R20 LED Lamp - Universal - Warm White (3000K) - E26 (Medium) - 120 to 130V TCP - LED10R20D30K | 3000 | 84 | 660 | 73.3333 | 25000 | 9 | 1 | 7.95 | 7.95 | 9.3416 | 2020Q2 | https://shop.regencylighting.com/lamps/led/led10r20d30k-tcp.html | Regency Lighting | 2020 | Yes
LED Lighting | Reflector | TCP | True | Daylighting/Photocell, | Reflector (Flood/Spot) | R20 | E26 (Medium) | Damp Location Rated,Recessed Fixtures Home / Light Bulbs / LED / TCP - LED10R20D50K E26 LED Lamp R20 LED Lamp - Daylight (5000K) - E26 (Medium) TCP - LED10R20D50K | 5000 | 83 | 750 | 83.3333 | 25000 | 9 | 1 | 7.95 | 7.95 | 9.3416 | 2020Q2 | https://shop.regencylighting.com/lamps/led/led10r20d50k-tcp.html | Regency Lighting | 2020 | Yes
LED Lighting | A-Type | RAB Lighting | True |  | General Purpose Replacement | A19 | E26 (Medium) | Damp Location Rated,Recessed Fixtures TypeClear GlassShatterproofWattage10 WattColor Temp.2700K3000K4000K5000K Product Description The Rab Lighting A19-9-E26-927-DIM is a great low energy replacement for a halogen A series bulb. Each LED A19 provides a 2700K color temperature that gives off a soft white light. This A19 LED uses up to 10W of power and are designed to last up to 25,000 hours. For added peace of mind, each bulb comes equipped with a three-year warranty. They come compatible with dimmer switches and can be dimmed down to 10%. Rab Lighting A19-9-E26-927-DIM Features: Dimmable E26 base Rab Lighting A19-9-E26-927-DIM Applications: Incandescent lighting General lighting Alternate Product Versions $2.88 add RAB A19-9-E26-930-DIM - 10W LED A19 Bulb - 3000K 60 Watt Incandescent Equivalent - 800 Lumens - 90 CRI - 120V $2.88 add RAB A19-9-E26-940-DIM - 10W LED A19 Bulb - 4000K 60 Watt Incandescent Equivalent - 800 Lumens - 90 CRI - 120V $2.88 add RAB A19-9-E26-950-DIM - 10W LED A19 Bulb - 5000K 60 Watt Incandescent Equivalent - 800 Lumens - 90 CRI - 120V $1.50 EACASE of 12EA add RAB A19-9-E26-927-F-C - 9W LED A19 Clear Bulb - 2700K 60 Watt Incandescent Equivalent - 810 Lumens - 90 CRI - 120V $3.63 add RAB A19-5-E26-927-F-C - 5W LED A19 Clear Bulb - 2700K 40 Watt Incandescent Equivalent - 450 Lumens - 90 CRI - 120V 60 Watt Incandescent Equivalent - 800 Lumens - 90 CRI - 120V RAB A19-9-E26-927-DIM - 10W LED A19 Bulb - 2700K | 2700 | 93 | 800 | 84.2105 | 25000 | 9.5 | 12 | 34.56 | 2.88 | 3.3841 | 2020Q2 | https://www.energyavenue.com/RAB-Lighting/A19-9-E26-927-DIM | Energy Avenue | 2020 | Yes
LED Lighting | Reflector | Sylvania | True |  | Reflector (Flood/Spot) | BR40 | E26 (Medium) | Damp Location Rated,Not Rated for Recessed Fixtures Home / Light Bulbs / LED / Sylvania - 40029 - LED11BR40/DIM/927/RP Indoor/Outdoor Damp Rated; CEC and JA8 Compliant 11W BR40 LED Lamp - 1000 Lumens - Warm White (2700K) - 90 CRI - 25000 Hours - E26 (Medium) Sylvania - 40029 - LED11BR40/DIM/927/RP | 2700 | 92 | 1074 | 97.6364 | 25000 | 11 | 1 | 10.85 | 10.85 | 12.7492 | 2020Q2 | https://shop.regencylighting.com/lamps/led/led11br40-dim-927-rp-40029.html | Regency Lighting | 2020 | Yes
LED Lighting | Reflector | Sylvania | True | Daylighting/Photocell, | Reflector (Flood/Spot) | BR40 | E26 (Medium) | Damp Location Rated,Not Rated for Recessed Fixtures Home / Light Bulbs / LED / Sylvania - 40030 - LED11BR40/DIM/950/RP Indoor/Outdoor Damp Rated; CEC and JA8 Compliant 11W BR40 LED Lamp - 1000 Lumens - Daylight (5000K) - 90 CRI - 25000 Hours - E26 (Medium) Sylvania - 40030 - LED11BR40/DIM/950/RP | 5000 | 96 | 1075 | 97.7273 | 25000 | 11 | 1 | 10.85 | 10.85 | 12.7492 | 2020Q2 | https://shop.regencylighting.com/lamps/led/led11br40-dim-950-rp-40030.html | Regency Lighting | 2020 | Yes
LED Lighting | Reflector | Sylvania | True | Daylighting/Photocell, | Reflector (Flood/Spot) | PAR30S | E26 (Medium) | Use With Timers,Use With Photo and/or Motion Sensors,Damp Location Rated,Recessed Fixtures Home / Light Bulbs / LED / Sylvania - 79573 - LED12.5PAR30/HD/DIM/927/FL40 Energy Star Certified 12.5W PAR30 LED Lamp - Universal - 900 Lumens - Warm White (2700K) - 91 CRI - 40000 Hours - E26 (Medium) - 120 to 130V Sylvania - 79573 - LED12.5PAR30/HD/DIM/927/FL40 | 2700 | 92 | 900 | 72 | 25000 | 12.5 | 1 | 19.94 | 19.94 | 23.4303 | 2020Q2 | https://shop.regencylighting.com/lamps/led/led12-5par30-hd-dim-927-fl40-79573.html | Regency Lighting | 2020 | Yes
LED Lighting | Reflector | Sylvania | True | Daylighting/Photocell, | Reflector (Flood/Spot) | PAR30S | E26 (Medium) | Use With Timers,Use With Photo and/or Motion Sensors,Damp Location Rated,Recessed Fixtures Home / Light Bulbs / LED / Sylvania - 79570 - LED12.5PAR30/HD/DIM/927/NFL25 Energy Star Certified 12.5W PAR30 LED Lamp - Universal - 900 Lumens - Warm White (2700K) - 91 CRI - 40000 Hours - E26 (Medium) - 120 to 130V Sylvania - 79570 - LED12.5PAR30/HD/DIM/927/NFL25 | 2700 | 92 | 900 | 72 | 25000 | 12.5 | 1 | 19.94 | 19.94 | 23.4303 | 2020Q2 | https://shop.regencylighting.com/lamps/led/led12-5par30-hd-dim-927-nfl25-79570.html | Regency Lighting | 2020 | Yes
LED Lighting | Reflector | Sylvania | True |  | Reflector (Flood/Spot) | PAR30S | E26 (Medium) | Damp Location Rated,Not Rated for Recessed Fixtures Home / Light Bulbs / LED / Sylvania - 40037 - LED12.5PAR30/HD/DIM/927/WSP15 PAR30 LED Lamp 12.5W PAR30 LED Lamp - Universal - 1050 Lumens - Warm White (2700K) - 91 CRI - 25000 Hours - E26 (Medium) - 120 to 130V Sylvania - 40037 - LED12.5PAR30/HD/DIM/927/WSP15 | 2700 | 92 | 900 | 72 | 25000 | 12.5 | 1 | 19.94 | 19.94 | 23.4303 | 2020Q2 | https://shop.regencylighting.com/lamps/led/led12-5par30-hd-dim-927-wsp15-40037.html | Regency Lighting | 2020 | Yes
LED Lighting | Reflector | Sylvania | True | Daylighting/Photocell, | Reflector (Flood/Spot) | PAR30S | E26 (Medium) | Use With Timers,Use With Photo and/or Motion Sensors,Damp Location Rated,Recessed Fixtures Home / Light Bulbs / LED / Sylvania - 79574 - LED12.5PAR30/HD/DIM/930/FL40 PAR30 LED Lamp 12.5W PAR30 LED Lamp - Universal - 1000 Lumens - Warm White (3000K) - 91 CRI - 40000 Hours - E26 (Medium) - 120 to 130V Sylvania - 79574 - LED12.5PAR30/HD/DIM/930/FL40 | 3000 | 92 | 1000 | 80 | 25000 | 12.5 | 1 | 19.94 | 19.94 | 23.4303 | 2020Q2 | https://shop.regencylighting.com/lamps/led/led12-5par30-hd-dim-930-fl40-79574.html | Regency Lighting | 2020 | Yes
LED Lighting | Reflector | Sylvania | True | Daylighting/Photocell, | Reflector (Flood/Spot) | PAR30S | E26 (Medium) | Use With Timers,Use With Photo and/or Motion Sensors,Damp Location Rated,Recessed Fixtures Home / Light Bulbs / LED / Sylvania - 79571 - LED12.5PAR30/HD/DIM/930/NFL25 Ideal for Color Critical Applications; Instant On; Damp Location Rated 12.5W PAR30 LED Lamp - Universal - 1000 Lumens - Warm White (3000K) - 91 CRI - 40000 Hours - E26 (Medium) - 120 to 130V Sylvania - 79571 - LED12.5PAR30/HD/DIM/930/NFL25 | 3000 | 92 | 1000 | 80 | 25000 | 12.5 | 1 | 19.94 | 19.94 | 23.4303 | 2020Q2 | https://shop.regencylighting.com/lamps/led/led12-5par30-hd-dim-930-nfl25-79571.html | Regency Lighting | 2020 | Yes
LED Lighting | Reflector | Sylvania | True |  | Reflector (Flood/Spot) | PAR30S | E26 (Medium) | Damp Location Rated,Not Rated for Recessed Fixtures Home / Light Bulbs / LED / Sylvania - 40038 - LED12.5PAR30/HD/DIM/930/WSP15 PAR30 LED Lamp 12.5W PAR30 LED Lamp - Universal - 1000 Lumens - Warm White (3000K) - 91 CRI - 25000 Hours - E26 (Medium) - 120 to 130V Sylvania - 40038 - LED12.5PAR30/HD/DIM/930/WSP15 | 3000 | 92 | 900 | 72 | 25000 | 12.5 | 1 | 19.94 | 19.94 | 23.4303 | 2020Q2 | https://shop.regencylighting.com/lamps/led/led12-5par30-hd-dim-930-wsp15-40038.html | Regency Lighting | 2020 | Yes
LED Lighting | Reflector | Sylvania | True | Daylighting/Photocell, | Reflector (Flood/Spot) | PAR30S | E26 (Medium) | Use With Timers,Use With Photo and/or Motion Sensors,Damp Location Rated,Recessed Fixtures Home / Light Bulbs / LED / Sylvania - 79575 - LED12.5PAR30/HD/DIM/935/FL40 PAR30 LED Lamp 12.5W PAR30 LED Lamp - Universal - 1050 Lumens - Neutral White (3500K) - 91 CRI - 40000 Hours - E26 (Medium) - 120 to 130V Sylvania - 79575 - LED12.5PAR30/HD/DIM/935/FL40 | 3500 | 93 | 1050 | 84 | 25000 | 12.5 | 1 | 19.94 | 19.94 | 23.4303 | 2020Q2 | https://shop.regencylighting.com/lamps/led/led12-5par30-hd-dim-935-fl40-79575.html | Regency Lighting | 2020 | Yes
LED Lighting | Reflector | Sylvania | True | Daylighting/Photocell, | Reflector (Flood/Spot) | PAR30S | E26 (Medium) | Use With Timers,Use With Photo and/or Motion Sensors,Damp Location Rated,Recessed Fixtures Home / Light Bulbs / LED / Sylvania - 79572 - LED12.5PAR30/HD/DIM/935/NFL25 PAR30 LED Lamp 12.5W PAR30 LED Lamp - Universal - 1050 Lumens - Neutral White (3500K) - 91 CRI - 40000 Hours - E26 (Medium) - 120 to 130V Sylvania - 79572 - LED12.5PAR30/HD/DIM/935/NFL25 | 3500 | 93 | 1050 | 84 | 25000 | 12.5 | 1 | 19.94 | 19.94 | 23.4303 | 2020Q2 | https://shop.regencylighting.com/lamps/led/led12-5par30-hd-dim-935-nfl25-79572.html | Regency Lighting | 2020 | Yes
LED Lighting | Reflector | Sylvania | True | Daylighting/Photocell, | Reflector (Flood/Spot) | PAR30L | E26 (Medium) | Use With Timers,Use With Photo and/or Motion Sensors,Damp Location Rated,Recessed Fixtures Home / Light Bulbs / LED / Sylvania - 79567 - LED12.5PAR30LN/HD/DIM/927/FL40 Indoor/Outdoor - Damp Rated; Instant On; Energy Star Rated 12.5W PAR30 Long Neck LED Lamp - Universal - 900 Lumens - Warm White (2700K) - 91 CRI - 40000 Hours - E26 (Medium) - 120 to 130V Sylvania - 79567 - LED12.5PAR30LN/HD/DIM/927/FL40 | 2700 | 92 | 900 | 72 | 25000 | 12.5 | 1 | 19.94 | 19.94 | 23.4303 | 2020Q2 | https://shop.regencylighting.com/lamps/led/led12-5par30ln-hd-dim-927-fl40-79567.html | Regency Lighting | 2020 | Yes
LED Lighting | Reflector | Sylvania | True | Daylighting/Photocell, | Reflector (Flood/Spot) | PAR30L | E26 (Medium) | Use With Timers,Use With Photo and/or Motion Sensors,Damp Location Rated,Recessed Fixtures Home / Light Bulbs / LED / Sylvania - 79568 - LED12.5PAR30LN/HD/DIM/930/FL40 Indoor/Outdoor - Damp Rated; Instant On; Energy Star Rated 12.5W PAR30 Long Neck LED Lamp - Universal - 1000 Lumens - Warm White (3000K) - 91 CRI - 40000 Hours - E26 (Medium) - 120 to 130V Sylvania - 79568 - LED12.5PAR30LN/HD/DIM/930/FL40 | 3000 | 92 | 1000 | 80 | 25000 | 12.5 | 1 | 19.94 | 19.94 | 23.4303 | 2020Q2 | https://shop.regencylighting.com/lamps/led/led12-5par30ln-hd-dim-930-fl40-79568.html | Regency Lighting | 2020 | Yes
LED Lighting | Reflector | Sylvania | True | Daylighting/Photocell, | Reflector (Flood/Spot) | PAR30L | E26 (Medium) | Use With Timers,Use With Photo and/or Motion Sensors,Damp Location Rated,Recessed Fixtures Home / Light Bulbs / LED / Sylvania - 79569 - LED12.5PAR30LN/HD/DIM/935/FL40 Indoor/Outdoor - Damp Rated; Instant On; Energy Star Rated 12.5W PAR30 Long Neck LED Lamp - Universal - 1050 Lumens - Neutral White (3500K) - 91 CRI - 40000 Hours - E26 (Medium) - 120 to 130V Sylvania - 79569 - LED12.5PAR30LN/HD/DIM/935/FL40 | 3500 | 93 | 1050 | 84 | 25000 | 12.5 | 1 | 19.94 | 19.94 | 23.4303 | 2020Q2 | https://shop.regencylighting.com/lamps/led/led12-5par30ln-hd-dim-935-fl40-79569.html | Regency Lighting | 2020 | Yes
LED Lighting | Reflector | Sylvania | True | Daylighting/Photocell, | Reflector (Flood/Spot) | PAR30L | E26 (Medium) | Use With Timers,Use With Photo and/or Motion Sensors,Damp Location Rated,Recessed Fixtures Home / Light Bulbs / LED / Sylvania - 79564 - LED12.5PAR30LNHDDIM927NFL25 Indoor/Outdoor - Damp Rated; Instant On; Energy Star Rated 12.5W PAR30 Long Neck LED Lamp - Universal - 900 Lumens - Warm White (2700K) - 91 CRI - 40000 Hours - E26 (Medium) - 120 to 130V Sylvania - 79564 - LED12.5PAR30LNHDDIM927NFL25 | 2700 | 92 | 900 | 72 | 25000 | 12.5 | 1 | 19.94 | 19.94 | 23.4303 | 2020Q2 | https://shop.regencylighting.com/lamps/led/led12-5par30lnhddim927nfl25-79564.html | Regency Lighting | 2020 | Yes
LED Lighting | Reflector | Sylvania | True | Daylighting/Photocell, | Reflector (Flood/Spot) | PAR30L | E26 (Medium) | Use With Timers,Use With Photo and/or Motion Sensors,Damp Location Rated,Recessed Fixtures Home / Light Bulbs / LED / Sylvania - 79565 - LED12.5PAR30LNHDDIM930NFL25 Indoor/Outdoor - Damp Rated; Instant On; Energy Star Rated 12.5W PAR30 Long Neck LED Lamp - Universal - 1000 Lumens - Warm White (3000K) - 91 CRI - 40000 Hours - E26 (Medium) - 120 to 130V Sylvania - 79565 - LED12.5PAR30LNHDDIM930NFL25 | 3000 | 92 | 1000 | 80 | 25000 | 12.5 | 1 | 19.94 | 19.94 | 23.4303 | 2020Q2 | https://shop.regencylighting.com/lamps/led/led12-5par30lnhddim930nfl25-79565.html | Regency Lighting | 2020 | Yes
LED Lighting | Reflector | Sylvania | True | Daylighting/Photocell, | Reflector (Flood/Spot) | PAR30L | E26 (Medium) | Use With Timers,Use With Photo and/or Motion Sensors,Damp Location Rated,Recessed Fixtures Home / Light Bulbs / LED / Sylvania - 79566 - LED12.5PAR30LNHDDIM935NFL25 Indoor/Outdoor - Damp Rated; Instant On; Energy Star Rated 12.5W PAR30 Long Neck LED Lamp - Universal - 1050 Lumens - Neutral White (3500K) - 91 CRI - 40000 Hours - E26 (Medium) - 120 to 130V Sylvania - 79566 - LED12.5PAR30LNHDDIM935NFL25 | 3500 | 93 | 1050 | 84 | 25000 | 12.5 | 1 | 19.94 | 19.94 | 23.4303 | 2020Q2 | https://shop.regencylighting.com/lamps/led/led12-5par30lnhddim935nfl25-79566.html | Regency Lighting | 2020 | Yes
LED Lighting | A-Type | RAB Lighting | True |  | General Purpose Replacement | A19 | E26 (Medium) | Damp Location Rated,Recessed Fixtures TypeClear GlassShatterproofWattage10 WattColor Temp.2700K3000K4000K5000K Product Description Upgrade your lighting with the A19 LED lamp from Rab Lighting. The 10W A19-9-E26-930-DIM offers a direct LED replacement for conventional A19 halogen bulb and up to 25,000 hours of illumination at 3000K of warm white light. Compatible with any standard E26 medium screw lamp base. Rab Lighting A19-9-E26-930-DIM Features: CEC and Title 24 Appendix JA8 compliant Energy Star Version 2.0 certified Input voltage of 120V Color accuracy of 90 CRI Fits any standard E26 base Dimmable to 10 percent Three-year warranty Lifespan of 25,000 hours Rab Lighting A19-9-E26-930-DIM Applications: General lighting upgrade for A19 halogen bulbs with E26 medium screw bases Alternate Product Versions $2.88 add RAB A19-9-E26-927-DIM - 10W LED A19 Bulb - 2700K 60 Watt Incandescent Equivalent - 800 Lumens - 90 CRI - 120V $2.88 add RAB A19-9-E26-940-DIM - 10W LED A19 Bulb - 4000K 60 Watt Incandescent Equivalent - 800 Lumens - 90 CRI - 120V $2.88 add RAB A19-9-E26-950-DIM - 10W LED A19 Bulb - 5000K 60 Watt Incandescent Equivalent - 800 Lumens - 90 CRI - 120V $1.50 EACASE of 12EA add RAB A19-9-E26-927-F-C - 9W LED A19 Clear Bulb - 2700K 60 Watt Incandescent Equivalent - 810 Lumens - 90 CRI - 120V $3.63 add RAB A19-5-E26-927-F-C - 5W LED A19 Clear Bulb - 2700K 40 Watt Incandescent Equivalent - 450 Lumens - 90 CRI - 120V 60 Watt Incandescent Equivalent - 800 Lumens - 90 CRI - 120V RAB A19-9-E26-930-DIM - 10W LED A19 Bulb - 3000K | 3000 | 93 | 800 | 84.2105 | 25000 | 9.5 | 12 | 34.56 | 2.88 | 3.3841 | 2020Q2 | https://www.energyavenue.com/RAB-Lighting/A19-9-E26-930-DIM | Energy Avenue | 2020 | Yes
LED Lighting | A-Type | RAB Lighting | True |  | General Purpose Replacement | A19 | E26 (Medium) | Damp Location Rated,Recessed Fixtures TypeClear GlassShatterproofWattage10 WattColor Temp.2700K3000K4000K5000K Product Description The Rab 10W A19-9-E26-940-DIM is a replacement for conventional 60W incandescent bulb. It has a shatterproof plastic exterior for rugged applications. The 4000K cool white emits from this A19 LED bulb is vibrant. If it's too bright, a dimming device will dim it to 10%. Included is a 3-year manufacturer's warranty. Rab Lighting A19-9-E26-940-DIM Features: E26 base fits most lamps 25,000 total hours 230-degree beam angle Rab Lighting A19-9-E26-940-DIM Applications: Damp/dry locations Enclosed fixtures Open fixtures Alternate Product Versions $2.88 add RAB A19-9-E26-927-DIM - 10W LED A19 Bulb - 2700K 60 Watt Incandescent Equivalent - 800 Lumens - 90 CRI - 120V $2.88 add RAB A19-9-E26-930-DIM - 10W LED A19 Bulb - 3000K 60 Watt Incandescent Equivalent - 800 Lumens - 90 CRI - 120V $2.88 add RAB A19-9-E26-950-DIM - 10W LED A19 Bulb - 5000K 60 Watt Incandescent Equivalent - 800 Lumens - 90 CRI - 120V $1.50 EACASE of 12EA add RAB A19-9-E26-927-F-C - 9W LED A19 Clear Bulb - 2700K 60 Watt Incandescent Equivalent - 810 Lumens - 90 CRI - 120V $3.63 add RAB A19-5-E26-927-F-C - 5W LED A19 Clear Bulb - 2700K 40 Watt Incandescent Equivalent - 450 Lumens - 90 CRI - 120V 60 Watt Incandescent Equivalent - 800 Lumens - 90 CRI - 120V RAB A19-9-E26-940-DIM - 10W LED A19 Bulb - 4000K | 4000 | 96 | 800 | 84.2105 | 25000 | 9.5 | 12 | 34.56 | 2.88 | 3.3841 | 2020Q2 | https://www.energyavenue.com/RAB-Lighting/A19-9-E26-940-DIM | Energy Avenue | 2020 | Yes
LED Lighting | A-Type | Manufacturer: Keystone Technologies | True |  | General Purpose Replacement | A19 | E26 (Medium) | Recessed Fixtures,Damp Location Rated Home > LED Light Bulbs > LED A19 Bulbs > 600-900 Lumens (60W Equal) > 2700K Warm White > 10 Watt Essential Series LED General Purpose A19 Light Bulb Dimmable 800 Lumens 80 CRI 120V 2700K Product Specifications - Quick Reference Lamp Wattage: Working Voltage: 9.5 Watts 120 Volt Dimensions: Dimmability: 2.36" W x 4.33" (MOL) YES - Dimmable CRI: Delivered Lumens: 80 CRI 800 Lumens Replaces: Certifications: 60 Watt Incandescent ENERGY STAR, UL, RoHS Light Color: 2700K Warm White Warranty: 2 Year Limited Keystone’s Essential Series A Shape Bulbs are designed for general purpose lighting needs. They’re suitable for new construction applications or replacing incandescent and halogen bulbs. Offering substantially longer lifespans and higher efficiencies, our A Shape Bulbs minimize energy and replacement costs. Keystone’s extensive line of Essential Series omnidirectional LED bulbs provide solutions for a variety of application needs. There is a wide range of wattage and lumen outputs available, as well as both 80 and 90 CRI options for a majority of the line. Color temperature choices include 2700K, 3000K, and 5000K, offering more aesthetic flexibility over incandescent bulbs. This Keystone Technologies KT-LED9.5A19-O-827 Essential Series Dimmable LED A19 Light Bulb produces a color temperature of 2700K warm white, operates on your existing 120V circuit and consumes just 9.5 watts of energy. These LED A19 A lamps 60 watt incandescent equivalent retrofit lights generate 800 lumens and have a Color Rendering Index (CRI) of 80. These 120 volt LED light bulbs fit fixtures with an E26 medium base. These LED A19 bulbs are dimmable but are NOT CEC Title 20 Compliant. For Non-Dimmable versions, or CEC compliant versions, please refer to the related products below. Can't find what you are looking for or need a quote for a large job? Give our customer service a call at 248-276-9640. The bulb's dimensions are 2.36 inches wide by 4.33 inches MOL. The lens conceals the LEDs from sight and evenly distributes the light and with a durable plastic housing that lowers the risk for breakage. They can be used with LED compatible controls and dimmers and are also rated for use in enclosed fixtures. Click here to see the complete Keystone 9.5 Watt 80CRI General Purpose Dimmable A19 Specification Sheet. These bulbs are damp location rated, Energy Star qualified, and have a rated life of 15,000 hours or a 2 Year limited warranty. Typical Applications Typical applications for these omni-directional LED A19 lamps include table and floor lamps, chandeliers, pendants, corridor light and sconce fixtures and general decorative outdoor lighting in residential, office, retail, restaurant, school, hospital and hotel/motel locations. Keystone Technologies 10 Watt Essential Series LED General Purpose A19 Light Bulb Dimmable 800 Lumens 80 CRI 120V 2700K | 2700 | 82 | 800 | 84.2105 | 15000 | 9.5 | 1 | 1.84 | 1.84 | 2.1621 | 2020Q2 | https://www.greenelectricalsupply.com/10-watt-essential-series-led-general-purpose-a19-light-bulb-dimmable-800-lumens-80-cri-120v-2700k.aspx | Green Electrical Supply | 2020 | Yes
LED Lighting | A-Type | Manufacturer: Keystone Technologies | True |  | General Purpose Replacement | A19 | E26 (Medium) | Recessed Fixtures,Damp Location Rated Home > LED Light Bulbs > LED A19 Bulbs > 600-900 Lumens (60W Equal) > 3000K Warm White > 10 Watt Essential Series LED General Purpose A19 Light Bulb Dimmable 800 Lumens 80 CRI 120V 3000K Product Specifications - Quick Reference Lamp Wattage: Working Voltage: 9.5 Watts 120 Volt Dimensions: Dimmability: 2.36" W x 4.33" (MOL) YES - Dimmable CRI: Delivered Lumens: 80 CRI 800 Lumens Replaces: Certifications: 60 Watt Incandescent ENERGY STAR, UL, RoHS Light Color: 3000K Warm White Warranty: 2 Year Limited Keystone’s Essential Series A Shape Bulbs are designed for general purpose lighting needs. They’re suitable for new construction applications or replacing incandescent and halogen bulbs. Offering substantially longer lifespans and higher efficiencies, our A Shape Bulbs minimize energy and replacement costs. Keystone’s extensive line of Essential Series omnidirectional LED bulbs provide solutions for a variety of application needs. There is a wide range of wattage and lumen outputs available, as well as both 80 and 90 CRI options for a majority of the line. Color temperature choices include 2700K, 3000K, and 5000K, offering more aesthetic flexibility over incandescent bulbs. This Keystone Technologies KT-LED9.5A19-O-830 Essential Series Dimmable LED A19 Light Bulb produces a color temperature of 3000K warm white, operates on your existing 120V circuit and consumes just 9.5 watts of energy. These LED A19 A lamps 60 watt incandescent equivalent retrofit lights generate 800 lumens and have a Color Rendering Index (CRI) of 80. These 120 volt LED light bulbs fit fixtures with an E26 medium base. These LED A19 bulbs are dimmable but are NOT CEC Title 20 Compliant. For Non-Dimmable versions, or CEC compliant versions, please refer to the related products below. Can't find what you are looking for or need a quote for a large job? Give our customer service a call at 248-276-9640. The bulb's dimensions are 2.36 inches wide by 4.33 inches MOL. The lens conceals the LEDs from sight and evenly distributes the light and with a durable plastic housing that lowers the risk for breakage. They can be used with LED compatible controls and dimmers and are also rated for use in enclosed fixtures. Click here to see the complete Keystone 9.5 Watt 80CRI General Purpose Dimmable A19 Specification Sheet. These bulbs are damp location rated, Energy Star qualified, and have a rated life of 15,000 hours or a 2 Year limited warranty. Typical Applications Typical applications for these omni-directional LED A19 lamps include table and floor lamps, chandeliers, pendants, corridor light and sconce fixtures and general decorative outdoor lighting in residential, office, retail, restaurant, school, hospital and hotel/motel locations. Keystone Technologies 10 Watt Essential Series LED General Purpose A19 Light Bulb Dimmable 800 Lumens 80 CRI 120V 3000K | 3000 | 83 | 800 | 84.2105 | 15000 | 9.5 | 1 | 1.84 | 1.84 | 2.1621 | 2020Q2 | https://www.greenelectricalsupply.com/10-watt-essential-series-led-general-purpose-a19-light-bulb-dimmable-800-lumens-80-cri-120v-3000k.aspx | Green Electrical Supply | 2020 | Yes
LED Lighting | A-Type | Manufacturer: Keystone Technologies | True |  | General Purpose Replacement | A19 | E26 (Medium) | Recessed Fixtures,Damp Location Rated Home > LED Light Bulbs > LED A19 Bulbs > 600-900 Lumens (60W Equal) > 4000K Cool White > 10 Watt Essential Series LED General Purpose A19 Light Bulb Dimmable 800 Lumens 80 CRI 120V 4000K Product Specifications - Quick Reference Lamp Wattage: Working Voltage: 9.5 Watts 120 Volt Dimensions: Dimmability: 2.36" W x 4.33" (MOL) YES - Dimmable CRI: Delivered Lumens: 80 CRI 800 Lumens Replaces: Certifications: 60 Watt Incandescent ENERGY STAR, UL, RoHS Light Color: 4000K Cool White Warranty: 2 Year Limited Keystone’s Essential Series A Shape Bulbs are designed for general purpose lighting needs. They’re suitable for new construction applications or replacing incandescent and halogen bulbs. Offering substantially longer lifespans and higher efficiencies, our A Shape Bulbs minimize energy and replacement costs. Keystone’s extensive line of Essential Series omnidirectional LED bulbs provide solutions for a variety of application needs. There is a wide range of wattage and lumen outputs available, as well as both 80 and 90 CRI options for a majority of the line. Color temperature choices include 2700K, 3000K, and 5000K, offering more aesthetic flexibility over incandescent bulbs. This Keystone Technologies KT-LED9.5A19-O-840 Essential Series Dimmable LED A19 Light Bulb produces a color temperature of 4000K cool white, operates on your existing 120V circuit and consumes just 9.5 watts of energy. These LED A19 A lamps 60 watt incandescent equivalent retrofit lights generate 800 lumens and have a Color Rendering Index (CRI) of 80. These 120 volt LED light bulbs fit fixtures with an E26 medium base. These LED A19 bulbs are dimmable but are NOT CEC Title 20 Compliant. For Non-Dimmable versions, or CEC compliant versions, please refer to the related products below. Can't find what you are looking for or need a quote for a large job? Give our customer service a call at 248-276-9640. The bulb's dimensions are 2.36 inches wide by 4.33 inches MOL. The lens conceals the LEDs from sight and evenly distributes the light and with a durable plastic housing that lowers the risk for breakage. They can be used with LED compatible controls and dimmers and are also rated for use in enclosed fixtures. Click here to see the complete Keystone 9.5 Watt 80CRI General Purpose Dimmable A19 Specification Sheet. These bulbs are damp location rated, Energy Star qualified, and have a rated life of 15,000 hours or a 2 Year limited warranty. Typical Applications Typical applications for these omni-directional LED A19 lamps include table and floor lamps, chandeliers, pendants, corridor light and sconce fixtures and general decorative outdoor lighting in residential, office, retail, restaurant, school, hospital and hotel/motel locations. Keystone Technologies 10 Watt Essential Series LED General Purpose A19 Light Bulb Dimmable 800 Lumens 80 CRI 120V 4000K | 4000 | 82 | 800 | 84.2105 | 15000 | 9.5 | 1 | 1.84 | 1.84 | 2.1621 | 2020Q2 | https://www.greenelectricalsupply.com/10-watt-essential-series-led-general-purpose-a19-light-bulb-dimmable-800-lumens-80-cri-120v-4000k.aspx | Green Electrical Supply | 2020 | Yes
LED Lighting | A-Type | Manufacturer: Keystone Technologies | True | Daylighting/Photocell, | General Purpose Replacement | A19 | E26 (Medium) | Recessed Fixtures,Damp Location Rated Home > LED Light Bulbs > LED A19 Bulbs > 600-900 Lumens (60W Equal) > 5000K Daylight > 10 Watt Essential Series LED General Purpose A19 Light Bulb Dimmable 800 Lumens 80 CRI 120V 5000K Product Specifications - Quick Reference Lamp Wattage: Working Voltage: 9.5 Watts 120 Volt Dimensions: Dimmability: 2.36" W x 4.33" (MOL) YES - Dimmable CRI: Delivered Lumens: 80 CRI 800 Lumens Replaces: Certifications: 60 Watt Incandescent ENERGY STAR, UL, RoHS Light Color: 5000K Daylight Warranty: 2 Year Limited Keystone’s Essential Series A Shape Bulbs are designed for general purpose lighting needs. They’re suitable for new construction applications or replacing incandescent and halogen bulbs. Offering substantially longer lifespans and higher efficiencies, our A Shape Bulbs minimize energy and replacement costs. Keystone’s extensive line of Essential Series omnidirectional LED bulbs provide solutions for a variety of application needs. There is a wide range of wattage and lumen outputs available, as well as both 80 and 90 CRI options for a majority of the line. Color temperature choices include 2700K, 3000K, and 5000K, offering more aesthetic flexibility over incandescent bulbs. This Keystone Technologies KT-LED9.5A19-O-850 Essential Series Dimmable LED A19 Light Bulb produces a color temperature of 5000K daylight, operates on your existing 120V circuit and consumes just 9.5 watts of energy. These LED A19 A lamps 60 watt incandescent equivalent retrofit lights generate 800 lumens and have a Color Rendering Index (CRI) of 80. These 120 volt LED light bulbs fit fixtures with an E26 medium base. These LED A19 bulbs are dimmable but are NOT CEC Title 20 Compliant. For Non-Dimmable versions, or CEC compliant versions, please refer to the related products below. Can't find what you are looking for or need a quote for a large job? Give our customer service a call at 248-276-9640. The bulb's dimensions are 2.36 inches wide by 4.33 inches MOL. The lens conceals the LEDs from sight and evenly distributes the light and with a durable plastic housing that lowers the risk for breakage. They can be used with LED compatible controls and dimmers and are also rated for use in enclosed fixtures. Click here to see the complete Keystone 9.5 Watt 80CRI General Purpose Dimmable A19 Specification Sheet. These bulbs are damp location rated, Energy Star qualified, and have a rated life of 15,000 hours or a 2 Year limited warranty. Typical Applications Typical applications for these omni-directional LED A19 lamps include table and floor lamps, chandeliers, pendants, corridor light and sconce fixtures and general decorative outdoor lighting in residential, office, retail, restaurant, school, hospital and hotel/motel locations. Keystone Technologies 10 Watt Essential Series LED General Purpose A19 Light Bulb Dimmable 800 Lumens 80 CRI 120V 5000K | 5000 | 85 | 800 | 84.2105 | 15000 | 9.5 | 1 | 1.84 | 1.84 | 2.1621 | 2020Q2 | https://www.greenelectricalsupply.com/10-watt-essential-series-led-general-purpose-a19-light-bulb-dimmable-800-lumens-80-cri-120v-5000k.aspx | Green Electrical Supply | 2020 | Yes
LED Lighting | A-Type | Manufacturer: Keystone Technologies | True |  | General Purpose Replacement | A19 | GU24 | Recessed Fixtures,Damp Location Rated Home > LED Light Bulbs > LED A19 Bulbs > 600-900 Lumens (60W Equal) > 2700K Warm White > 10 Watt Essential Series LED General Purpose A19 Light Bulb Dimmable 800 Lumens GU24 120V 2700K Product Specifications - Quick Reference Lamp Wattage: Working Voltage: 9.5 Watts 120 Volt Dimensions: Dimmability: 2.36" W x 4.33" (MOL) YES - Dimmable CRI: Delivered Lumens: 80 CRI 800 Lumens Replaces: Certifications: 60 Watt Incandescent ENERGY STAR, UL, RoHS Light Color: 2700K Warm White Warranty: 2 Year Limited Keystone’s Essential Series A Shape Bulbs are designed for general purpose lighting needs. They’re suitable for new construction applications or replacing incandescent and halogen bulbs. Offering substantially longer lifespans and higher efficiencies, our A Shape Bulbs minimize energy and replacement costs. Keystone’s extensive line of Essential Series omnidirectional LED bulbs provide solutions for a variety of application needs. There is a wide range of wattage and lumen outputs available, as well as both 80 and 90 CRI options for a majority of the line. Color temperature choices include 2700K, 3000K, and 5000K, offering more aesthetic flexibility over incandescent bulbs. This Keystone Technologies KT-LED9.5A19-O-827-GU24 Essential Series Dimmable LED A19 Light Bulb produces a color temperature of 2700K warm white, operates on your existing 120V circuit and consumes just 9.5 watts of energy. These LED A19 A lamps 60 watt incandescent equivalent retrofit lights generate 800 lumens and have a Color Rendering Index (CRI) of 80. These 120 volt LED light bulbs fit fixtures with an GU24 base. These LED A19 bulbs are dimmable but are NOT CEC Title 20 Compliant. For Non-Dimmable versions, or CEC compliant versions, please refer to the related products below. Can't find what you are looking for or need a quote for a large job? Give our customer service a call at 248-276-9640. The bulb's dimensions are 2.36 inches wide by 4.33 inches MOL. The lens conceals the LEDs from sight and evenly distributes the light and with a durable plastic housing that lowers the risk for breakage. They can be used with LED compatible controls and dimmers and are also rated for use in enclosed fixtures. Click here to see the complete Keystone 9.5 Watt GU24 General Purpose Dimmable A19 Specification Sheet. These bulbs are damp location rated, Energy Star qualified, and have a rated life of 15,000 hours or a 2 Year limited warranty. Typical Applications Typical applications for these omni-directional LED A19 lamps include table and floor lamps, chandeliers, pendants, corridor light and sconce fixtures and general decorative outdoor lighting in residential, office, retail, restaurant, school, hospital and hotel/motel locations. Keystone Technologies 10 Watt Essential Series LED General Purpose A19 Light Bulb Dimmable 800 Lumens GU24 120V 2700K | 2700 | 83 | 800 | 84.2105 | 15000 | 9.5 | 1 | 2.53 | 2.53 | 2.9728 | 2020Q2 | https://www.greenelectricalsupply.com/10-watt-essential-series-led-general-purpose-a19-light-bulb-dimmable-800-lumens-gu24-120v-2700k.aspx | Green Electrical Supply | 2020 | Yes
LED Lighting | Reflector | TCP |  |  | Reflector (Flood/Spot) | BR30 | E26 (Medium) | Damp Location Rated,Recessed Fixtures Home / Light Bulbs / LED / TCP - LED12BR3027K E26 LED Lamp 12W BR30 LED Lamp - 850 Lumens - Warm White (2700K) - E26 (Medium) - 120 to 130V TCP - LED12BR3027K | 2700 | 83 | 850 | 80.9524 | 25000 | 10.5 | 1 | 8.51 | 8.51 | 9.9996 | 2020Q2 | https://shop.regencylighting.com/lamps/led/led12br3027k-tcp.html | Regency Lighting | 2020 | Yes
LED Lighting | Reflector | TCP |  |  | Reflector (Flood/Spot) | BR30 | E26 (Medium) | Damp Location Rated,Recessed Fixtures Home / Light Bulbs / LED / TCP - LED12BR3041K E26 LED Lamp 12W BR30 LED Lamp - Cool White (4100K) - E26 (Medium) - 120 to 130V TCP - LED12BR3041K | 4000 | 83 | 850 | 80.9524 | 25000 | 10.5 | 1 | 8.51 | 8.51 | 9.9996 | 2020Q2 | https://shop.regencylighting.com/lamps/led/led12br3041k-tcp.html | Regency Lighting | 2020 | Yes
LED Lighting | Reflector | TCP | True |  | Reflector (Flood/Spot) | BR30 | E26 (Medium) | Damp Location Rated,Recessed Fixtures Home / Light Bulbs / LED / TCP - LED12BR30D27K Damp Location 12W BR30 LED Lamp - Universal - 850 Lumens - Warm White (2700K) - 82 CRI - 25000 Hours - E26 (Medium) - 120 to 130V - White TCP - LED12BR30D27K | 2700 | 83 | 850 | 80.9524 | 25000 | 10.5 | 12 | 54.72 | 4.56 | 5.3582 | 2020Q2 | https://shop.regencylighting.com/lamps/led/led12br30d27k-tcp.html | Regency Lighting | 2020 | Yes
LED Lighting | Reflector | TCP | True |  | Reflector (Flood/Spot) | BR30 | E26 (Medium) | Damp Location Rated,Recessed Fixtures Home / Light Bulbs / LED / TCP - LED12BR30D30K Damp Location 12W BR30 LED Lamp - Universal - 875 Lumens - Warm White (3000K) - 82 CRI - 25000 Hours - E26 (Medium) - 120 to 130V - White TCP - LED12BR30D30K | 3000 | 85 | 850 | 80.9524 | 25000 | 10.5 | 12 | 54.72 | 4.56 | 5.3582 | 2020Q2 | https://shop.regencylighting.com/lamps/led/led12br30d30k-tcp.html | Regency Lighting | 2020 | Yes
LED Lighting | Reflector | TCP | True |  | Reflector (Flood/Spot) | BR30 | E26 (Medium) | Damp Location Rated,Recessed Fixtures Home / Light Bulbs / LED / TCP - LED12BR30D41K Damp Location 12W BR30 LED Lamp - Universal - 900 Lumens - Cool White (4100K) - 82 CRI - 25000 Hours - E26 (Medium) - 120 to 130V - White TCP - LED12BR30D41K | 4000 | 83 | 900 | 85.7143 | 25000 | 10.5 | 12 | 54.72 | 4.56 | 5.3582 | 2020Q2 | https://shop.regencylighting.com/lamps/led/led12br30d41k-tcp.html | Regency Lighting | 2020 | Yes
LED Lighting | Reflector | TCP | True | Daylighting/Photocell, | Reflector (Flood/Spot) | BR30 | E26 (Medium) | Damp Location Rated,Recessed Fixtures Home / Light Bulbs / LED / TCP - LED12BR30D50K BR30 LED Lamp 12W BR30 LED Lamp - Daylight (5000K) - E26 (Medium) - 120 to 130V TCP - LED12BR30D50K | 5000 | 83 | 900 | 85.7143 | 25000 | 10.5 | 1 | 4.56 | 4.56 | 5.3582 | 2020Q2 | https://shop.regencylighting.com/lamps/led/led12br30d50k-tcp.html | Regency Lighting | 2020 | Yes
LED Lighting | Reflector | Sylvania | True |  | Reflector (Flood/Spot) | BR40 | E26 (Medium) | Damp Location Rated,Recessed Fixtures Home / Light Bulbs / LED / Sylvania - 78905 - LED12BR40/DIM/HO/835/G5/RP HO LED Reflector; Suitable for Damp Locations; Not Suitable for Totally Enclosed Fixtures 12W BR40 LED Lamp - Universal - 1100 Lumens - Neutral White (3500K) - 80 CRI - 25000 hrs. - E26 (Medium) Sylvania - 78905 - LED12BR40/DIM/HO/835/G5/RP | 3500 | 84 | 1100 | 91.6667 | 25000 | 12 | 1 | 11.84 | 11.84 | 13.9125 | 2020Q2 | https://shop.regencylighting.com/lamps/led/led12br40-dim-ho-835-g5-rp-78905.html | Regency Lighting | 2020 | Yes
LED Lighting | Downlight | Sylvania | True |  | PAR30 |  |  | Downlight Solid State Retrofit Home / Light Bulbs / LED / Sylvania - 79622 - LED12LT6/DIM/SKE/827/RP Integrated Bulb and Trim; Suitable for Damp Locations; Use in Fixtures that support a Half Pound Lamp; 6" Fully Extended or 4" Fully Retracted Legth 12W LED Microdisk - Warm White (2700K) - E26 (Medium) - 120 to 130V Sylvania - 79622 - LED12LT6/DIM/SKE/827/RP | 2700 | 84 | 905 | 76.6949 | 64000 | 11.8 | 1 | 11.66 | 11.66 | 13.701 | 2020Q2 | https://shop.regencylighting.com/lamps/led/led12lt6-dim-ske-827-rp-79622.html | Regency Lighting | 2020 | Yes
LED Lighting | Reflector | TCP | True |  | Reflector (Flood/Spot) | PAR30L | E26 (Medium) | Wet Location Rated,Recessed Fixtures Home / Light Bulbs / LED / TCP - LED12P30D27KFL Damp Location 12W PAR30 Long Neck LED Lamp - Universal - 850 Lumens - Warm White (2700K) - 82 CRI - 25000 Hours - E26 (Medium) - 120 to 130V - White TCP - LED12P30D27KFL | 2700 | 83 | 850 | 80.9524 | 25000 | 10.5 | 12 | 207.12 | 17.26 | 20.2812 | 2020Q2 | https://shop.regencylighting.com/lamps/led/led12p30d27kfl-tcp.html | Regency Lighting | 2020 | Yes
LED Lighting | Reflector | TCP | True |  | Reflector (Flood/Spot) | PAR30L | E26 (Medium) | Wet Location Rated,Recessed Fixtures Home / Light Bulbs / LED / TCP - LED12P30D27KNFL Damp Location 12W PAR30 Long Neck LED Lamp - Universal - 850 Lumens - Warm White (2700K) - 82 CRI - 25000 Hours - E26 (Medium) - 120 to 130V - White TCP - LED12P30D27KNFL | 2700 | 83 | 850 | 80.9524 | 25000 | 10.5 | 12 | 180 | 15 | 17.6256 | 2020Q2 | https://shop.regencylighting.com/lamps/led/led12p30d27knfl-tcp.html | Regency Lighting | 2020 | Yes
LED Lighting | Reflector | TCP | True |  | Reflector (Flood/Spot) | PAR30L | E26 (Medium) | Wet Location Rated,Recessed Fixtures Home / Light Bulbs / LED / TCP - LED12P30D27KSP Damp Location 12W PAR30 Long Neck LED Lamp - Universal - 850 Lumens - Warm White (2700K) - 82 CRI - 25000 Hours - E26 (Medium) - 120 to 130V - White TCP - LED12P30D27KSP | 2700 | 83 | 850 | 80.9524 | 25000 | 10.5 | 12 | 207.12 | 17.26 | 20.2812 | 2020Q2 | https://shop.regencylighting.com/lamps/led/led12p30d27ksp-tcp.html | Regency Lighting | 2020 | Yes
LED Lighting | Reflector | TCP | True |  | Reflector (Flood/Spot) | PAR30L | E26 (Medium) | Wet Location Rated,Recessed Fixtures Home / Light Bulbs / LED / TCP - LED12P30D30KFL Damp Location 12W PAR30 Long Neck LED Lamp - Universal - 875 Lumens - Warm White (3000K) - 82 CRI - 25000 Hours - E26 (Medium) - 120 to 130V - White TCP - LED12P30D30KFL | 3000 | 83 | 850 | 80.9524 | 25000 | 10.5 | 1 | 17.26 | 17.26 | 20.2812 | 2020Q2 | https://shop.regencylighting.com/lamps/led/led12p30d30kfl-tcp.html | Regency Lighting | 2020 | Yes
LED Lighting | Reflector | TCP | True |  | Reflector (Flood/Spot) | PAR30L | E26 (Medium) | Wet Location Rated,Recessed Fixtures Home / Light Bulbs / LED / TCP - LED12P30D30KFLB Approved for Use in Damp Locations; Black Housing; Energy Star Qualified 12W PAR30 Long Neck LED Lamp - Universal - 875 Lumens - Warm White (3000K) - 80 CRI - 25000 hrs. - E26 (Medium) - 120 to 130V - Black TCP - LED12P30D30KFLB | 3000 | 83 | 850 | 80.9524 | 25000 | 10.5 | 1 | 17.92 | 17.92 | 21.0567 | 2020Q2 | https://shop.regencylighting.com/lamps/led/led12p30d30kflb-tcp.html | Regency Lighting | 2020 | Yes
LED Lighting | Reflector | TCP | True |  | Reflector (Flood/Spot) | PAR30L | E26 (Medium) | Wet Location Rated,Recessed Fixtures Home / Light Bulbs / LED / TCP - LED12P30D30KNFL PAR30 LED Dimmable PAR Lamp 12W PAR30 Long Neck LED Lamp - Universal - 825 Lumens - Warm White (3000K) - 82 CRI - 25000 Hours - E26 (Medium) - 120 to 130V - White TCP - LED12P30D30KNFL | 3000 | 83 | 850 | 80.9524 | 25000 | 10.5 | 1 | 17.26 | 17.26 | 20.2812 | 2020Q2 | https://shop.regencylighting.com/lamps/led/led12p30d30knfl-tcp.html | Regency Lighting | 2020 | Yes
LED Lighting | Reflector | TCP | True |  | Reflector (Flood/Spot) | PAR30L | E26 (Medium) | Wet Location Rated,Recessed Fixtures Home / Light Bulbs / LED / TCP - LED12P30D35KNFL Energy Star Certified 12W PAR30 Long Neck LED Lamp - Universal - 900 Lumens - Neutral White (3500K) - 82 CRI - 25000 Hours - E26 (Medium) - 120 to 130V - White TCP - LED12P30D35KNFL | 3500 | 84 | 850 | 80.9524 | 25000 | 10.5 | 1 | 17.26 | 17.26 | 20.2812 | 2020Q2 | https://shop.regencylighting.com/lamps/led/led12p30d35knfl-tcp.html | Regency Lighting | 2020 | Yes
LED Lighting | Reflector | TCP | True |  | Reflector (Flood/Spot) | PAR30L | E26 (Medium) | Wet Location Rated,Recessed Fixtures Home / Light Bulbs / LED / TCP - LED12P30D41KFL Damp Location 12W PAR30 Long Neck LED Lamp - Universal - 850 Lumens - Cool White (4100K) - 82 CRI - 25000 Hours - E26 (Medium) - 120 to 130V - White TCP - LED12P30D41KFL | 4000 | 85 | 850 | 80.9524 | 25000 | 10.5 | 12 | 207.12 | 17.26 | 20.2812 | 2020Q2 | https://shop.regencylighting.com/lamps/led/led12p30d41kfl-tcp.html | Regency Lighting | 2020 | Yes
LED Lighting | Reflector | TCP | True | Daylighting/Photocell, | Reflector (Flood/Spot) | PAR30 | E26 (Medium) | Wet Location Rated,Recessed Fixtures Home / Light Bulbs / LED / TCP - LED12P30D50KFL Damp Location Rated; Energy Star Certified 10.5W PAR30 LED Lamp - Universal - 850 Lumens - Daylight (5000K) - 80 CRI - 25000 Hours - E26 (Medium) - 120 to 130V - White TCP - LED12P30D50KFL | 5000 | 83 | 850 | 80.9524 | 25000 | 10.5 | 1 | 17.26 | 17.26 | 20.2812 | 2020Q2 | https://shop.regencylighting.com/lamps/led/led12p30d50kfl-tcp.html | Regency Lighting | 2020 | Yes
LED Lighting | Reflector | Sylvania | True |  | Reflector (Flood/Spot) | PAR38 | E26 (Medium) | Damp Location Rated,Not Rated for Recessed Fixtures Home / Light Bulbs / LED / Sylvania - 40014 - LED12PAR38/HD/DIM/930/FL40/22Y CEC Title 20 Compliant; Indoor/Outdoor Damp Rated 12W PAR38 LED Lamp - Universal - 1100 Lumens - Warm White (3000K) - 91 CRI - 25000 Hours - E26 (Medium) - 120 to 130V Sylvania - 40014 - LED12PAR38/HD/DIM/930/FL40/22Y | 3000 | 92 | 1100 | 91.6667 | 25000 | 12 | 1 | 22.97 | 22.97 | 26.9906 | 2020Q2 | https://shop.regencylighting.com/lamps/led/led12par38-hd-dim-930-fl40-22y-40014.html | Regency Lighting | 2020 | Yes
LED Lighting | Reflector | GE | True | Daylighting/Photocell, | Reflector (Flood/Spot) | BR40 | E26 (Medium) | Damp Location Rated,Use With Timers,Use With Photo and/or Motion Sensors,Recessed Fixtures Home / Light Bulbs / LED / GE - 64176 - LED13DBR40/827 Damp Location Rated 13W BR40 LED Lamp - Universal - 1070 Lumens - Warm White (2700K) - 80 CRI - 25000 Hours - E26 (Medium) - 120 to 130V GE - 64176 - LED13DBR40/827 | 2700 | 82 | 1070 | 82.3077 | 25000 | 13 | 1 | 15.36 | 15.36 | 18.0486 | 2020Q2 | https://shop.regencylighting.com/lamps/led/led13dbr40-827-gem.html | Regency Lighting | 2020 | Yes
LED Lighting | Reflector | Sylvania | True | Daylighting/Photocell, | Reflector (Flood/Spot) | PAR38 | E26 (Medium) | Use With Timers,Use With Photo and/or Motion Sensors,Damp Location Rated,Recessed Fixtures Home / Light Bulbs / LED / Sylvania - 78361 - LED13PAR38/HD/DIM/930/FL40 Renaissance LED PAR; Damp Location Rated; Energy Star Rated; Indoor or Outdoor Use; Superior Beam Quality - Ideal for Color Critical Applications 13W PAR38 LED Lamp - Universal - 1000 Lumens - Warm White (3000K) - 91 CRI - 40000 Hours - E26 (Medium) - 120 to 130V Sylvania - 78361 - LED13PAR38/HD/DIM/930/FL40 | 3000 | 92 | 1000 | 76.9231 | 25000 | 13 | 1 | 23.41 | 23.41 | 27.5077 | 2020Q2 | https://shop.regencylighting.com/lamps/led/led13par38-hd-dim-930-fl40-78361.html | Regency Lighting | 2020 | Yes
LED Lighting | Reflector | Sylvania | True | Daylighting/Photocell, | Reflector (Flood/Spot) | PAR38 | E26 (Medium) | Use With Timers,Use With Photo and/or Motion Sensors,Damp Location Rated,Recessed Fixtures Home / Light Bulbs / LED / Sylvania - 78362 - LED13PAR38/HD/DIM/930/NFL25 Renaissance LED PAR; Damp Location Rated; Energy Star Rated; Indoor or Outdoor Use; Superior Beam Quality - Ideal for Color Critical Applications 13W PAR38 LED Lamp - Universal - 1000 Lumens - Warm White (3000K) - 91 CRI - 40000 Hours - E26 (Medium) - 120 to 130V Sylvania - 78362 - LED13PAR38/HD/DIM/930/NFL25 | 3000 | 92 | 1000 | 76.9231 | 25000 | 13 | 1 | 23.41 | 23.41 | 27.5077 | 2020Q2 | https://shop.regencylighting.com/lamps/led/led13par38-hd-dim-930-nfl25-78362.html | Regency Lighting | 2020 | Yes
LED Lighting | Reflector | Sylvania | True | Daylighting/Photocell, | Reflector (Flood/Spot) | PAR38 | E26 (Medium) | Wet Location Rated,Recessed Fixtures Home / Light Bulbs / LED / Sylvania - 74948 - LED13PAR38DIM850FL4013YGLWRP Glass PAR Lamp; Enclosed Fixture Rated; Wet Location Rated; Food Safe Listed; Energy Star Rated 13W PAR38 LED Lamp - Universal - 1050 Lumens - Daylight (5000K) - 82 CRI - 15000 hrs. - E26 (Medium) - 120 to 130V Sylvania - 74948 - LED13PAR38DIM850FL4013YGLWRP | 5000 | 86 | 1050 | 80.7692 | 15000 | 13 | 1 | 16.48 | 16.48 | 19.3646 | 2020Q2 | https://shop.regencylighting.com/lamps/led/led13par38dim850fl4013yglwrp-74948.html | Regency Lighting | 2020 | Yes
LED Lighting | Reflector | TCP | True |  | Reflector (Flood/Spot) | PAR38 | E26 (Medium) | Wet Location Rated,Recessed Fixtures Home / Light Bulbs / LED / TCP - LED14P38D27KFL Damp Location 14W PAR38 LED Lamp - Universal - 1050 Lumens - Warm White (2700K) - 82 CRI - 25000 Hours - E26 (Medium) - 120 to 130V - White TCP - LED14P38D27KFL | 2700 | 83 | 1050 | 77.7778 | 25000 | 13.5 | 12 | 217.68 | 18.14 | 21.3152 | 2020Q2 | https://shop.regencylighting.com/lamps/led/led14p38d27kfl-tcp.html | Regency Lighting | 2020 | Yes
LED Lighting | Reflector | TCP | True |  | Reflector (Flood/Spot) | PAR38 | E26 (Medium) | Wet Location Rated,Recessed Fixtures Home / Light Bulbs / LED / TCP - LED14P38D27KNFL Damp Location 14W PAR38 LED Lamp - Universal - 1050 Lumens - Warm White (2700K) - 82 CRI - 25000 Hours - E26 (Medium) - 120 to 130V - White TCP - LED14P38D27KNFL | 2700 | 83 | 1050 | 77.7778 | 25000 | 13.5 | 12 | 217.68 | 18.14 | 21.3152 | 2020Q2 | https://shop.regencylighting.com/lamps/led/led14p38d27knfl-tcp.html | Regency Lighting | 2020 | Yes
LED Lighting | Reflector | TCP | True |  | Reflector (Flood/Spot) | PAR38 | E26 (Medium) | Wet Location Rated,Recessed Fixtures Home / Light Bulbs / LED / TCP - LED14P38D30KFL Damp Location 14W PAR38 LED Lamp - Universal - 1100 Lumens - Warm White (3000K) - 82 CRI - 25000 Hours - E26 (Medium) - 120 to 130V - White TCP - LED14P38D30KFL | 3000 | 82 | 1050 | 77.7778 | 25000 | 13.5 | 12 | 217.68 | 18.14 | 21.3152 | 2020Q2 | https://shop.regencylighting.com/lamps/led/led14p38d30kfl-tcp.html | Regency Lighting | 2020 | Yes
LED Lighting | Reflector | TCP | True |  | Reflector (Flood/Spot) | PAR38 | E26 (Medium) | Wet Location Rated,Recessed Fixtures Home / Light Bulbs / LED / TCP - LED14P38D30KNFL Damp Location 14W PAR38 LED Lamp - Universal - 1100 Lumens - Warm White (3000K) - 82 CRI - 25000 Hours - E26 (Medium) - 120 to 130V - White TCP - LED14P38D30KNFL | 3000 | 82 | 1050 | 77.7778 | 25000 | 13.5 | 12 | 217.68 | 18.14 | 21.3152 | 2020Q2 | https://shop.regencylighting.com/lamps/led/led14p38d30knfl-tcp.html | Regency Lighting | 2020 | Yes
LED Lighting | Reflector | TCP | True |  | Reflector (Flood/Spot) | PAR38 | E26 (Medium) | Wet Location Rated,Recessed Fixtures Home / Light Bulbs / LED / TCP - LED14P38D30KSP Damp Location 14W PAR38 LED Lamp - Universal - 1100 Lumens - Warm White (3000K) - 82 CRI - 25000 Hours - E26 (Medium) - 120 to 130V - White TCP - LED14P38D30KSP | 3000 | 82 | 1050 | 77.7778 | 25000 | 13.5 | 1 | 18.14 | 18.14 | 21.3152 | 2020Q2 | https://shop.regencylighting.com/lamps/led/led14p38d30ksp-tcp.html | Regency Lighting | 2020 | Yes
LED Lighting | Reflector | TCP | True |  | Reflector (Flood/Spot) | PAR38 | E26 (Medium) | Wet Location Rated,Recessed Fixtures Home / Light Bulbs / LED / TCP - LED14P38D41KFL Damp Location 14W PAR38 LED Lamp - Universal - 1150 Lumens - Cool White (4100K) - 82 CRI - 25000 Hours - E26 (Medium) - 120 to 130V - White TCP - LED14P38D41KFL | 4000 | 84 | 1050 | 77.7778 | 25000 | 13.5 | 12 | 217.68 | 18.14 | 21.3152 | 2020Q2 | https://shop.regencylighting.com/lamps/led/led14p38d41kfl-tcp.html | Regency Lighting | 2020 | Yes
LED Lighting | Reflector | TCP | True |  | Reflector (Flood/Spot) | PAR38 | E26 (Medium) | Wet Location Rated,Recessed Fixtures Home / Light Bulbs / LED / TCP - LED14P38D41KFLB Black Housing 14W PAR38 LED Lamp - Universal - 1150 Lumens - Cool White (4100K) - 82 CRI - 25000 Hours - E26 (Medium) - 120 to 130V - Black TCP - LED14P38D41KFLB | 4000 | 84 | 1050 | 77.7778 | 25000 | 13.5 | 1 | 20.14 | 20.14 | 23.6653 | 2020Q2 | https://shop.regencylighting.com/lamps/led/led14p38d41kflb-tcp.html | Regency Lighting | 2020 | Yes
LED Lighting | Reflector | TCP | True |  | Reflector (Flood/Spot) | PAR38 | E26 (Medium) | Wet Location Rated,Recessed Fixtures Home / Light Bulbs / LED / TCP - LED14P38D41KSP Damp Location 14W PAR38 LED Lamp - Universal - 1150 Lumens - Cool White (4100K) - 82 CRI - 25000 Hours - E26 (Medium) - 120 to 130V - White TCP - LED14P38D41KSP | 4000 | 84 | 1050 | 77.7778 | 25000 | 13.5 | 12 | 217.68 | 18.14 | 21.3152 | 2020Q2 | https://shop.regencylighting.com/lamps/led/led14p38d41ksp-tcp.html | Regency Lighting | 2020 | Yes
LED Lighting | Reflector | TCP | True | Daylighting/Photocell, | Reflector (Flood/Spot) | PAR38 | E26 (Medium) | Wet Location Rated,Recessed Fixtures Home / Light Bulbs / LED / TCP - LED14P38D50KNFL PAR38 LED Lamp 14W PAR38 LED Lamp - Universal - 1150 Lumens - Daylight (5000K) - 82 CRI - 25000 Hours - E26 (Medium) - 120 to 130V TCP - LED14P38D50KNFL | 5000 | 83 | 1050 | 77.7778 | 25000 | 13.5 | 1 | 18.14 | 18.14 | 21.3152 | 2020Q2 | https://shop.regencylighting.com/lamps/led/led14p38d50knfl-tcp.html | Regency Lighting | 2020 | Yes
LED Lighting | Reflector | Sylvania | True |  | Reflector (Flood/Spot) | PAR38 | E26 (Medium) | Wet Location Rated,Recessed Fixtures Home / Light Bulbs / LED / Sylvania - 74944 - LED14PAR38DIM827NFL2522YGL3WRP PAR38 LED Lamp 14W PAR38 LED Lamp - Universal - 1050 Lumens - Warm White (2700K) - 82 CRI - 25000 Hours - E26 (Medium) - 120 to 130V Sylvania - 74944 - LED14PAR38DIM827NFL2522YGL3WRP | 2700 | 82 | 1050 | 75 | 25000 | 14 | 1 | 17.63 | 17.63 | 20.7159 | 2020Q2 | https://shop.regencylighting.com/lamps/led/led14par38dim827nfl2522ygl3wrp-74944.html | Regency Lighting | 2020 | Yes
LED Lighting | Reflector | Sylvania | True |  | Reflector (Flood/Spot) | PAR38 | E26 (Medium) | Wet Location Rated,Recessed Fixtures Home / Light Bulbs / LED / Sylvania - 74943 - LED14PAR38DIM830FL4022YGL3WRP Glass PAR Lamp; Ideal for Recessed Downlights, Track Lighting, Wall Wash, and General Lighting Applications; Instant On; Rated for Use in Fully Enclosed Fixtures; Wet Location Rated; Energy Star Rated 14W PAR38 LED Lamp - Universal - 1050 Lumens - Warm White (3000K) - 82 CRI - 25000 Hours - E26 (Medium) - 120 to 130V Sylvania - 74943 - LED14PAR38DIM830FL4022YGL3WRP | 3000 | 83 | 1050 | 75 | 25000 | 14 | 1 | 17.63 | 17.63 | 20.7159 | 2020Q2 | https://shop.regencylighting.com/lamps/led/led14par38dim830fl4022ygl3wrp-74943.html | Regency Lighting | 2020 | Yes
LED Lighting | Reflector | Sylvania | True |  | Reflector (Flood/Spot) | PAR38 | E26 (Medium) | Wet Location Rated,Recessed Fixtures Home / Light Bulbs / LED / Sylvania - 74942 - LED14PAR38DIM830NFL2522YGL3WRP Energy Star Rated; Wet Location Rated; Instant On 14W PAR38 LED Lamp - Universal - 1050 Lumens - Warm White (3000K) - 82 CRI - 25000 Hours - E26 (Medium) - 120 to 130V Sylvania - 74942 - LED14PAR38DIM830NFL2522YGL3WRP | 3000 | 83 | 1050 | 75 | 25000 | 14 | 1 | 17.63 | 17.63 | 20.7159 | 2020Q2 | https://shop.regencylighting.com/lamps/led/led14par38dim830nfl2522ygl3wrp-74942.html | Regency Lighting | 2020 | Yes
LED Lighting | Reflector | Sylvania | True |  | Reflector (Flood/Spot) | PAR38 | E26 (Medium) | Wet Location Rated,Recessed Fixtures Home / Light Bulbs / LED / Sylvania - 74946 - LED14PAR38DIM840FL4022YGL3WRP PAR38 LED Lamp 14W PAR38 LED Lamp - Universal - 1050 Lumens - Cool White (4000K) - 82 CRI - 25000 Hours - E26 (Medium) - 120 to 130V Sylvania - 74946 - LED14PAR38DIM840FL4022YGL3WRP | 4000 | 80 | 1050 | 75 | 25000 | 14 | 1 | 17.63 | 17.63 | 20.7159 | 2020Q2 | https://shop.regencylighting.com/lamps/led/led14par38dim840fl4022ygl3wrp-74946.html | Regency Lighting | 2020 | Yes
LED Lighting | Reflector | Sylvania | True | Daylighting/Photocell, | Reflector (Flood/Spot) | PAR38 | E26 (Medium) | Use With Timers,Use With Photo and/or Motion Sensors,Damp Location Rated,Recessed Fixtures Home / Light Bulbs / LED / Sylvania - 78354 - LED16.5PAR38/HD/DIM/927/FL40 Damp Location; Instant On 16.5W PAR38 LED Lamp - Universal - 1250 Lumens - Warm White (2700K) - 91 CRI - 40000 Hours - E26 (Medium) - 120 to 130V Sylvania - 78354 - LED16.5PAR38/HD/DIM/927/FL40 | 2700 | 92 | 1230 | 73.2143 | 25000 | 16.8 | 1 | 24.13 | 24.13 | 28.3537 | 2020Q2 | https://shop.regencylighting.com/lamps/led/led16-5par38-hd-dim-927-fl40-78354.html | Regency Lighting | 2020 | Yes
LED Lighting | Reflector | Sylvania | True | Daylighting/Photocell, | Reflector (Flood/Spot) | PAR38 | E26 (Medium) | Use With Timers,Use With Photo and/or Motion Sensors,Damp Location Rated,Recessed Fixtures Home / Light Bulbs / LED / Sylvania - 78353 - LED16.5PAR38/HD/DIM/927/NFL25 Damp Location; Instant On 16.5W PAR38 LED Lamp - Universal - 1250 Lumens - Warm White (2700K) - 91 CRI - 40000 Hours - E26 (Medium) - 120 to 130V Sylvania - 78353 - LED16.5PAR38/HD/DIM/927/NFL25 | 2700 | 92 | 1230 | 73.2143 | 25000 | 16.8 | 1 | 24.13 | 24.13 | 28.3537 | 2020Q2 | https://shop.regencylighting.com/lamps/led/led16-5par38-hd-dim-927-nfl25-78353.html | Regency Lighting | 2020 | Yes
LED Lighting | Reflector | Sylvania | True | Daylighting/Photocell, | Reflector (Flood/Spot) | PAR38 | E26 (Medium) | Use With Timers,Use With Photo and/or Motion Sensors,Damp Location Rated,Recessed Fixtures Home / Light Bulbs / LED / Sylvania - 78352 - LED16.5PAR38/HD/DIM/927/WSP15 Damp Location; Instant On 16.5W PAR38 LED Lamp - Universal - 1250 Lumens - Warm White (2700K) - 91 CRI - 40000 Hours - E26 (Medium) - 120 to 130V Sylvania - 78352 - LED16.5PAR38/HD/DIM/927/WSP15 | 2700 | 92 | 1230 | 73.2143 | 25000 | 16.8 | 1 | 24.13 | 24.13 | 28.3537 | 2020Q2 | https://shop.regencylighting.com/lamps/led/led16-5par38-hd-dim-927-wsp15-78352.html | Regency Lighting | 2020 | Yes
LED Lighting | Reflector | Sylvania | True | Daylighting/Photocell, | Reflector (Flood/Spot) | PAR38 | E26 (Medium) | Use With Timers,Use With Photo and/or Motion Sensors,Damp Location Rated,Recessed Fixtures Home / Light Bulbs / LED / Sylvania - 78357 - LED16.5PAR38/HD/DIM/930/FL40 Damp Location; Instant On 16.5W PAR38 LED Lamp - Universal - 1350 Lumens - Warm White (3000K) - 91 CRI - 40000 Hours - E26 (Medium) - 120 to 130V Sylvania - 78357 - LED16.5PAR38/HD/DIM/930/FL40 | 3000 | 92 | 1350 | 79.8817 | 25000 | 16.9 | 1 | 24.13 | 24.13 | 28.3537 | 2020Q2 | https://shop.regencylighting.com/lamps/led/led16-5par38-hd-dim-930-fl40-78357.html | Regency Lighting | 2020 | Yes
LED Lighting | Reflector | Sylvania | True | Daylighting/Photocell, | Reflector (Flood/Spot) | PAR38 | E26 (Medium) | Use With Timers,Use With Photo and/or Motion Sensors,Damp Location Rated,Recessed Fixtures Home / Light Bulbs / LED / Sylvania - 78356 - LED16.5PAR38/HD/DIM/930/NFL25 Damp Location; Instant On 16.5W PAR38 LED Lamp - Universal - 1350 Lumens - Warm White (3000K) - 91 CRI - 40000 Hours - E26 (Medium) - 120 to 130V Sylvania - 78356 - LED16.5PAR38/HD/DIM/930/NFL25 | 3000 | 92 | 1350 | 79.8817 | 25000 | 16.9 | 1 | 24.13 | 24.13 | 28.3537 | 2020Q2 | https://shop.regencylighting.com/lamps/led/led16-5par38-hd-dim-930-nfl25-78356.html | Regency Lighting | 2020 | Yes
LED Lighting | Reflector | Sylvania | True | Daylighting/Photocell, | Reflector (Flood/Spot) | PAR38 | E26 (Medium) | Use With Timers,Use With Photo and/or Motion Sensors,Damp Location Rated,Recessed Fixtures Home / Light Bulbs / LED / Sylvania - 78355 - LED16.5PAR38/HD/DIM/930/WSP15 Damp Location; Instant On 16.5W PAR38 LED Lamp - Universal - 1350 Lumens - Warm White (3000K) - 91 CRI - 40000 Hours - E26 (Medium) - 120 to 130V Sylvania - 78355 - LED16.5PAR38/HD/DIM/930/WSP15 | 3000 | 92 | 1350 | 79.8817 | 25000 | 16.9 | 1 | 24.13 | 24.13 | 28.3537 | 2020Q2 | https://shop.regencylighting.com/lamps/led/led16-5par38-hd-dim-930-wsp15-78355.html | Regency Lighting | 2020 | Yes
LED Lighting | Reflector | Sylvania | True | Daylighting/Photocell, | Reflector (Flood/Spot) | PAR38 | E26 (Medium) | Use With Timers,Use With Photo and/or Motion Sensors,Damp Location Rated,Recessed Fixtures Home / Light Bulbs / LED / Sylvania - 78360 - LED16.5PAR38/HD/DIM/935/FL40 Renaissance LED PAR; Damp Location Rated; Energy Star Rated; Indoor or Outdoor Use; Superior Beam Quality - Ideal for Color Critical Applications 16.5W PAR38 LED Lamp - Universal - 1350 Lumens - Neutral White (3500K) - 91 CRI - 40000 Hours - E26 (Medium) - 120 to 130V Sylvania - 78360 - LED16.5PAR38/HD/DIM/935/FL40 | 3500 | 93 | 1350 | 80.3571 | 25000 | 16.8 | 1 | 24.13 | 24.13 | 28.3537 | 2020Q2 | https://shop.regencylighting.com/lamps/led/led16-5par38-hd-dim-935-fl40-78360.html | Regency Lighting | 2020 | Yes
LED Lighting | Reflector | Sylvania | True | Daylighting/Photocell, | Reflector (Flood/Spot) | PAR38 | E26 (Medium) | Use With Timers,Use With Photo and/or Motion Sensors,Damp Location Rated,Recessed Fixtures Home / Light Bulbs / LED / Sylvania - 78358 - LED16.5PAR38/HD/DIM/935/WSP15 Damp Location; Instant On 16.5W PAR38 LED Lamp - Universal - 1350 Lumens - Neutral White (3500K) - 91 CRI - 40000 Hours - E26 (Medium) - 120 to 130V Sylvania - 78358 - LED16.5PAR38/HD/DIM/935/WSP15 | 3500 | 93 | 1350 | 80.3571 | 25000 | 16.8 | 1 | 24.13 | 24.13 | 28.3537 | 2020Q2 | https://shop.regencylighting.com/lamps/led/led16-5par38-hd-dim-935-wsp15-78358.html | Regency Lighting | 2020 | Yes
LED Lighting | A-Type | Manufacturer: Keystone Technologies | True |  | General Purpose Replacement | A19 | GU24 | Recessed Fixtures,Damp Location Rated Home > LED Light Bulbs > LED A19 Bulbs > 600-900 Lumens (60W Equal) > 3000K Warm White > 10 Watt Essential Series LED General Purpose A19 Light Bulb Dimmable 800 Lumens GU24 120V 3000K Product Specifications - Quick Reference Lamp Wattage: Working Voltage: 9.5 Watts 120 Volt Dimensions: Dimmability: 2.36" W x 4.33" (MOL) YES - Dimmable CRI: Delivered Lumens: 80 CRI 800 Lumens Replaces: Certifications: 60 Watt Incandescent ENERGY STAR, UL, RoHS Light Color: 3000K Warm White Warranty: 2 Year Limited Keystone’s Essential Series A Shape Bulbs are designed for general purpose lighting needs. They’re suitable for new construction applications or replacing incandescent and halogen bulbs. Offering substantially longer lifespans and higher efficiencies, our A Shape Bulbs minimize energy and replacement costs. Keystone’s extensive line of Essential Series omnidirectional LED bulbs provide solutions for a variety of application needs. There is a wide range of wattage and lumen outputs available, as well as both 80 and 90 CRI options for a majority of the line. Color temperature choices include 2700K, 3000K, and 5000K, offering more aesthetic flexibility over incandescent bulbs. This Keystone Technologies KT-LED9.5A19-O-830-GU24 Essential Series Dimmable LED A19 Light Bulb produces a color temperature of 3000K warm white, operates on your existing 120V circuit and consumes just 9.5 watts of energy. These LED A19 A lamps 60 watt incandescent equivalent retrofit lights generate 800 lumens and have a Color Rendering Index (CRI) of 80. These 120 volt LED light bulbs fit fixtures with an GU24 base. These LED A19 bulbs are dimmable but are NOT CEC Title 20 Compliant. For Non-Dimmable versions, or CEC compliant versions, please refer to the related products below. Can't find what you are looking for or need a quote for a large job? Give our customer service a call at 248-276-9640. The bulb's dimensions are 2.36 inches wide by 4.33 inches MOL. The lens conceals the LEDs from sight and evenly distributes the light and with a durable plastic housing that lowers the risk for breakage. They can be used with LED compatible controls and dimmers and are also rated for use in enclosed fixtures. Click here to see the complete Keystone 9.5 Watt GU24 General Purpose Dimmable A19 Specification Sheet. These bulbs are damp location rated, Energy Star qualified, and have a rated life of 15,000 hours or a 2 Year limited warranty. Typical Applications Typical applications for these omni-directional LED A19 lamps include table and floor lamps, chandeliers, pendants, corridor light and sconce fixtures and general decorative outdoor lighting in residential, office, retail, restaurant, school, hospital and hotel/motel locations. Keystone Technologies 10 Watt Essential Series LED General Purpose A19 Light Bulb Dimmable 800 Lumens GU24 120V 3000K | 3000 | 83 | 800 | 84.2105 | 15000 | 9.5 | 1 | 2.53 | 2.53 | 2.9728 | 2020Q2 | https://www.greenelectricalsupply.com/10-watt-essential-series-led-general-purpose-a19-light-bulb-dimmable-800-lumens-gu24-120v-3000k.aspx | Green Electrical Supply | 2020 | Yes
LED Lighting | A-Type | Manufacturer: Keystone Technologies | True |  | General Purpose Replacement | A19 | GU24 | Recessed Fixtures,Damp Location Rated Home > LED Light Bulbs > LED A19 Bulbs > 600-900 Lumens (60W Equal) > 4000K Cool White > 10 Watt Essential Series LED General Purpose A19 Light Bulb Dimmable 800 Lumens GU24 120V 4000K Product Specifications - Quick Reference Lamp Wattage: Working Voltage: 9.5 Watts 120 Volt Dimensions: Dimmability: 2.36" W x 4.33" (MOL) YES - Dimmable CRI: Delivered Lumens: 80 CRI 800 Lumens Replaces: Certifications: 60 Watt Incandescent ENERGY STAR, UL, RoHS Light Color: 4000K Cool White Warranty: 2 Year Limited Keystone’s Essential Series A Shape Bulbs are designed for general purpose lighting needs. They’re suitable for new construction applications or replacing incandescent and halogen bulbs. Offering substantially longer lifespans and higher efficiencies, our A Shape Bulbs minimize energy and replacement costs. Keystone’s extensive line of Essential Series omnidirectional LED bulbs provide solutions for a variety of application needs. There is a wide range of wattage and lumen outputs available, as well as both 80 and 90 CRI options for a majority of the line. Color temperature choices include 2700K, 3000K, and 5000K, offering more aesthetic flexibility over incandescent bulbs. This Keystone Technologies KT-LED9.5A19-O-840-GU24 Essential Series Dimmable LED A19 Light Bulb produces a color temperature of 4000K cool white, operates on your existing 120V circuit and consumes just 9.5 watts of energy. These LED A19 A lamps 60 watt incandescent equivalent retrofit lights generate 800 lumens and have a Color Rendering Index (CRI) of 80. These 120 volt LED light bulbs fit fixtures with an GU24 base. These LED A19 bulbs are dimmable but are NOT CEC Title 20 Compliant. For Non-Dimmable versions, or CEC compliant versions, please refer to the related products below. Can't find what you are looking for or need a quote for a large job? Give our customer service a call at 248-276-9640. The bulb's dimensions are 2.36 inches wide by 4.33 inches MOL. The lens conceals the LEDs from sight and evenly distributes the light and with a durable plastic housing that lowers the risk for breakage. They can be used with LED compatible controls and dimmers and are also rated for use in enclosed fixtures. Click here to see the complete Keystone 9.5 Watt GU24 General Purpose Dimmable A19 Specification Sheet. These bulbs are damp location rated, Energy Star qualified, and have a rated life of 15,000 hours or a 2 Year limited warranty. Typical Applications Typical applications for these omni-directional LED A19 lamps include table and floor lamps, chandeliers, pendants, corridor light and sconce fixtures and general decorative outdoor lighting in residential, office, retail, restaurant, school, hospital and hotel/motel locations. Keystone Technologies 10 Watt Essential Series LED General Purpose A19 Light Bulb Dimmable 800 Lumens GU24 120V 4000K | 4000 | 84 | 800 | 84.2105 | 15000 | 9.5 | 1 | 2.53 | 2.53 | 2.9728 | 2020Q2 | https://www.greenelectricalsupply.com/10-watt-essential-series-led-general-purpose-a19-light-bulb-dimmable-800-lumens-gu24-120v-4000k.aspx | Green Electrical Supply | 2020 | Yes
LED Lighting | A-Type | Manufacturer: Keystone Technologies | True | Daylighting/Photocell, | General Purpose Replacement | A19 | GU24 | Recessed Fixtures,Damp Location Rated Home > LED Light Bulbs > LED A19 Bulbs > 600-900 Lumens (60W Equal) > 5000K Daylight > 10 Watt Essential Series LED General Purpose A19 Light Bulb Dimmable 800 Lumens GU24 120V 5000K Product Specifications - Quick Reference Lamp Wattage: Working Voltage: 9.5 Watts 120 Volt Dimensions: Dimmability: 2.36" W x 4.33" (MOL) YES - Dimmable CRI: Delivered Lumens: 80 CRI 800 Lumens Replaces: Certifications: 60 Watt Incandescent ENERGY STAR, UL, RoHS Light Color: 5000K Daylight Warranty: 2 Year Limited Keystone’s Essential Series A Shape Bulbs are designed for general purpose lighting needs. They’re suitable for new construction applications or replacing incandescent and halogen bulbs. Offering substantially longer lifespans and higher efficiencies, our A Shape Bulbs minimize energy and replacement costs. Keystone’s extensive line of Essential Series omnidirectional LED bulbs provide solutions for a variety of application needs. There is a wide range of wattage and lumen outputs available, as well as both 80 and 90 CRI options for a majority of the line. Color temperature choices include 2700K, 3000K, and 5000K, offering more aesthetic flexibility over incandescent bulbs. This Keystone Technologies KT-LED9.5A19-O-850-GU24 Essential Series Dimmable LED A19 Light Bulb produces a color temperature of 5000K daylight, operates on your existing 120V circuit and consumes just 9.5 watts of energy. These LED A19 A lamps 60 watt incandescent equivalent retrofit lights generate 800 lumens and have a Color Rendering Index (CRI) of 80. These 120 volt LED light bulbs fit fixtures with an GU24 base. These LED A19 bulbs are dimmable but are NOT CEC Title 20 Compliant. For Non-Dimmable versions, or CEC compliant versions, please refer to the related products below. Can't find what you are looking for or need a quote for a large job? Give our customer service a call at 248-276-9640. The bulb's dimensions are 2.36 inches wide by 4.33 inches MOL. The lens conceals the LEDs from sight and evenly distributes the light and with a durable plastic housing that lowers the risk for breakage. They can be used with LED compatible controls and dimmers and are also rated for use in enclosed fixtures. Click here to see the complete Keystone 9.5 Watt GU24 General Purpose Dimmable A19 Specification Sheet. These bulbs are damp location rated, Energy Star qualified, and have a rated life of 15,000 hours or a 2 Year limited warranty. Typical Applications Typical applications for these omni-directional LED A19 lamps include table and floor lamps, chandeliers, pendants, corridor light and sconce fixtures and general decorative outdoor lighting in residential, office, retail, restaurant, school, hospital and hotel/motel locations. Keystone Technologies 10 Watt Essential Series LED General Purpose A19 Light Bulb Dimmable 800 Lumens GU24 120V 5000K | 5000 | 87 | 800 | 84.2105 | 15000 | 9.5 | 1 | 2.53 | 2.53 | 2.9728 | 2020Q2 | https://www.greenelectricalsupply.com/10-watt-essential-series-led-general-purpose-a19-light-bulb-dimmable-800-lumens-gu24-120v-5000k.aspx | Green Electrical Supply | 2020 | Yes
LED Lighting | A-Type | Manufacturer: Satco | False |  | General Purpose Replacement | A19 | E26 (Medium) | Damp Location Rated Home > Energy Star Qualified Products > 10 Watt 800 Lumen NON-Dimmable Enclosed Fixture Rated A19 LED Light Bulb 2700K ** Non-CEC Compliant - NOT Lawful for Sale in California ** Product Specifications - Quick Reference Input Voltage: Lumens: 120 Volt 800 Lumens Dimensions: Dimmable: 4-3/16" (MOL) x 2-3/8" (MOD) NO - Not Dimmable LED Color: 2700K Warm White Life Time: 15,000 Hours Power Consumption: Luminous Efficacy: 9.5 Watts 84 lm/W CRI: Certifications: 80 CRI Energy Star, RoHS, cULus Satco's LED series of omni-directional non-dimmable LED A19 Lamps are here to replace your 40 watt and 60 watt traditional incandescent light bulbs or your 9 watt and 13 watt screw-in CFLs. Within this series, Satco is exhibiting their Solid State LED Lighting for these A shaped replacement lamps. This series of A19 LED lights bulbs are not dimmable, but are approved for totally enclosed fixtures. They have a long life of 15,000 hours and possess a 3 Year Limited Warranty. This series comes in either a 6 watt model or a 9.5 watt model and the following color temperatures: 2700K, 3000K, and 5000K. This model is part number S9593, which produces 800 lumens of a 2700K warm white color. This bulb consumes just 9.5 watts of 120 volt energy, compared to a 60W incandescent or 13W compact fluorescent. This bulb is Energy Star certified, RoHS compliant, cULus - damp location rated, and enclosed fixture rated. This led light bulb is NON-dimmable and has a CRI of 80, while producing zero UV or IR radiation. The innovative design of this A19 bulb features a frosted finish and a medium E26 base. When you replace your 60A19 bulbs with these 9.5 watt A19 LED bulbs, your energy use decreases significantly while keeping the same look and feel of your old incandescent A19 bulbs. Click here for the complete Satco S9593 LED A19 Light Bulb Specification Sheet. Satco 10 Watt 800 Lumen NON-Dimmable Enclosed Fixture Rated A19 LED Light Bulb 2700K | 2700 | 80 | 800 | 84.2105 | 15000 | 9.5 | 1 | 2.95 | 2.95 | 3.4664 | 2020Q2 | https://www.greenelectricalsupply.com/9-watt-enclosed-fixture-rated-a19-e26-led-light-bulbs-2700k.aspx | Green Electrical Supply | 2020 | Yes
LED Lighting | A-Type | Manufacturer: Satco | False |  | General Purpose Replacement | A19 | E26 (Medium) | Damp Location Rated Home > Energy Star Qualified Products > 10 Watt 800 Lumen NON-Dimmable Enclosed Fixture Rated A19 LED Light Bulb 3000K ** Non-CEC Compliant - NOT Lawful for Sale in California ** Product Specifications - Quick Reference Input Voltage: Lumens: 120 Volt 800 Lumens Dimensions: Dimmable: 4-3/16" (MOL) x 2-3/8" (MOD) NO - Not Dimmable LED Color: 3000K Warm White Life Time: 15,000 Hours Power Consumption: Luminous Efficacy: 9.5 Watts 84 lm/W CRI: Certifications: 80 CRI Energy Star, RoHS, cULus Satco's LED series of omni-directional non-dimmable LED A19 Lamps are here to replace your 40 watt and 60 watt incandescent light bulbs or your 9 watt and 13 watt screw-in CFLs. Within this series, Satco is exhibiting their Solid State LED Lighting for these A shaped replacement lamps. This series of A19 LED lights bulbs are not dimmable, but are approved for totally enclosed fixtures. They have a long life of 15,000 hours and possess a 3 Year Limited Warranty. This series comes in either a 6 watt model or a 9.5 watt model and the following color temperatures: 2700K, 3000K, and 5000K. This model is part number S9594, which produces 800 lumens of a 3000K warm white color. This bulb consumes just 9.5 watts of 120 volt energy, compared to a 60W incandescent or 13W compact fluorescent. This bulb is Energy Star certified, RoHS compliant, cULus - damp location rated, and enclosed fixture rated. This led light bulb is NON-dimmable and has a CRI of 80, while producing zero UV or IR radiation. The innovative design of this A19 bulb features a frosted finish and a medium E26 base. When you replace your 60A19 bulbs with these 9.5 watt A19 LED bulbs, your energy use decreases significantly while keeping the same look and feel of your old incandescent A19 bulbs. Click here for the complete Satco S9594 LED A19 Light Bulb Specification Sheet. Satco 10 Watt 800 Lumen NON-Dimmable Enclosed Fixture Rated A19 LED Light Bulb 3000K | 3000 | 83 | 800 | 84.2105 | 15000 | 9.5 | 1 | 2.95 | 2.95 | 3.4664 | 2020Q2 | https://www.greenelectricalsupply.com/9-watt-enclosed-fixture-rated-a19-e26-led-light-bulbs-3000k.aspx | Green Electrical Supply | 2020 | Yes
LED Lighting | Reflector | Sylvania | True |  | Reflector (Flood/Spot) | PAR38 | E26 (Medium) | Wet Location Rated,Recessed Fixtures Home / Light Bulbs / LED / Sylvania - 74941 - LED16PAR38DIM830FL4022YGL3WRP PAR38 LED Lamp 16W PAR38 LED Lamp - Universal - 1300 Lumens - Warm White (3000K) - 82 CRI - 25000 Hours - E26 (Medium) - 120 to 130V Sylvania - 74941 - LED16PAR38DIM830FL4022YGL3WRP | 3000 | 82 | 1300 | 81.25 | 25000 | 16 | 1 | 19.68 | 19.68 | 23.1248 | 2020Q2 | https://shop.regencylighting.com/lamps/led/led16par38dim830fl4022ygl3wrp-74941.html | Regency Lighting | 2020 | Yes
LED Lighting | Reflector | Sylvania | True |  | Reflector (Flood/Spot) | PAR38 | E26 (Medium) | Wet Location Rated,Recessed Fixtures Home / Light Bulbs / LED / Sylvania - 74940 - LED16PAR38DIM830NFL2522YGL3WRP PAR38 LED Lamp 16W PAR38 LED Lamp - Universal - 1300 Lumens - Warm White (3000K) - 82 CRI - 25000 Hours - E26 (Medium) - 120 to 130V Sylvania - 74940 - LED16PAR38DIM830NFL2522YGL3WRP | 3000 | 82 | 1300 | 81.25 | 25000 | 16 | 1 | 19.68 | 19.68 | 23.1248 | 2020Q2 | https://shop.regencylighting.com/lamps/led/led16par38dim830nfl2522ygl3wrp-74940.html | Regency Lighting | 2020 | Yes
LED Lighting | Reflector | Sylvania | True | Daylighting/Photocell, | Reflector (Flood/Spot) | PAR38 | E26 (Medium) | Wet Location Rated,Recessed Fixtures Home / Light Bulbs / LED / Sylvania - 74950 - LED16PAR38DIM850FL4013YGLWRP Glass PAR Lamp; Enclosed Fixture Rated; Wet Location Rated; Food Safe Listed; Energy Star Rated 16W PAR38 LED Lamp - Universal - 1300 Lumens - Daylight (5000K) - 82 CRI - 15000 hrs. - E26 (Medium) - 120 to 130V Sylvania - 74950 - LED16PAR38DIM850FL4013YGLWRP | 5000 | 87 | 1300 | 81.25 | 15000 | 16 | 1 | 18.24 | 18.24 | 21.4327 | 2020Q2 | https://shop.regencylighting.com/lamps/led/led16par38dim850fl4013yglwrp-74950.html | Regency Lighting | 2020 | Yes
LED Lighting | A-Type | Manufacturer: Satco | False | Daylighting/Photocell, | General Purpose Replacement | A19 | E26 (Medium) | Damp Location Rated Home > Energy Star Qualified Products > 10 Watt 800 Lumen NON-Dimmable Enclosed Fixture Rated A19 LED Light Bulb 5000K ** Non-CEC Compliant - NOT Lawful for Sale in California ** Product Specifications - Quick Reference Input Voltage: Lumens: 120 Volt 800 Lumens Dimensions: Dimmable: 4-3/16" (MOL) x 2-3/8" (MOD) NO - Not Dimmable LED Color: 5000K Daylight Life Time: 15,000 Hours Power Consumption: Luminous Efficacy: 9.5 Watts 84 lm/W CRI: Certifications: 80 CRI Energy Star, RoHS, cULus Satco's LED series of omni-directional non-dimmable LED A19 Lamps are here to replace your 40 watt and 60 watt incandescent light bulbs or your 9 watt and 13 watt screw-in CFLs. Within this series, Satco is exhibiting their Solid State LED Lighting for these A shaped replacement lamps. This series of A19 LED lights bulbs are not dimmable, but are approved for totally enclosed fixtures. They have a long life of 15,000 hours and possess a 3 Year Limited Warranty. This series comes in either a 6 watt model or a 9.5 watt model and the following color temperatures: 2700K, 3000K, and 5000K. This model is part number S9595, which produces 800 lumens of a 5000K daylight color. This bulb consumes just 9.5 watts of 120 volt energy, compared to a 60W incandescent or 13W compact fluorescent. This bulb is Energy Star certified, RoHS compliant, cULus - damp location rated, and enclosed fixture rated. This led light bulb is NON-dimmable and has a CRI of 80, while producing zero UV or IR radiation. The innovative design of this A19 bulb features a frosted finish and a medium E26 base. When you replace your 60A19 bulbs with these 9.5 watt A19 LED bulbs, your energy use decreases significantly while keeping the same look and feel of your old incandescent A19 bulbs. Click here for the complete Satco S9595 LED A19 Light Bulb Specification Sheet. Satco 10 Watt 800 Lumen NON-Dimmable Enclosed Fixture Rated A19 LED Light Bulb 5000K | 5000 | 85 | 800 | 84.2105 | 15000 | 9.5 | 1 | 2.95 | 2.95 | 3.4664 | 2020Q2 | https://www.greenelectricalsupply.com/9-watt-enclosed-fixture-rated-a19-e26-led-light-bulbs-5000k.aspx | Green Electrical Supply | 2020 | Yes
LED Lighting | A-Type | Manufacturer: Satco | True |  | General Purpose Replacement | A19 | E26 (Medium) | Damp Location Rated Home > Energy Star Qualified Products > 10 Watt 800 Lumen LED A19 Enclosed Fixture Rated Light Bulb 3000K Product Specifications - Quick Reference Input Voltage: Lumens: 120 Volt 800 Lumens Dimensions: Dimmable: 4-3/16" (MOL) x 2-3/8" (MOD) Yes LED Color: 3000K Warm White Life Time: 25,000 Hours Power Consumption: Luminous Efficacy: 9.5 Watts 84 lm/W CRI: Certifications: 80 CRI Energy Star, RoHS, cULus Satco's LED series of omni-directional LED A19 Lamps are here to replace your 40 watt and 60 watt incandescent light bulbs. Within this series, Satco is exhibiting their Solid State LED Lighting for these A shaped replacement lamps. This series of A19 LED lights bulbs are not only dimmable, but also are approved for totally enclosed fixtures. They have a long life of 25,000 hours and possess a 3 Year Limited Warranty. This series comes in either a 5 watt model or a 9.5 watt model and the following color temperatures: 2700K, 3000K, 3500K, 4000K and 5000K. This model is part number S9836, which produces 800 lumens of a 3000K warm white color. This bulb consumes just 9.5 watts of 120 volt energy. This bulb is Energy Star certified, RoHS compliant, cULus - damp location rated, and enclosed fixture rated. This led light bulb is dimmable and has a CRI of 80, while producing zero UV or IR radiation. The innovative design of this A19 bulb features a smooth heat sink design to resemble traditional incandescent lamps. When you replace your 60A19 bulbs with these 9.5 watt A19 LED bulbs, your energy use decreases significantly while keeping the same look and feel of your old A19 bulbs. Click here for the complete Satco S9836 LED A19 Light Bulb Specification Sheet. Satco 10 Watt 800 Lumen LED A19 Enclosed Fixture Rated Light Bulb 3000K | 3000 | 80 | 800 | 84.2105 | 25000 | 9.5 | 1 | 2.57 | 2.57 | 3.0198 | 2020Q2 | https://www.greenelectricalsupply.com/9-watt-enclosed-fixture-rated-a19-led-light-bulbs-3000k.aspx | Green Electrical Supply | 2020 | Yes
LED Lighting | A-Type | Manufacturer: TCP | True |  | General Purpose Replacement | A19 | GU24 | Damp Location Rated Home > LED Light Bulbs > LED A19 Bulbs > 600-900 Lumens (60W Equal) > 2700K Warm White > 10 Watt 800 Lumen Dimmable GU24 Base LED A19 Light Bulb 2700K Product Specifications - Quick Reference Input Voltage: Lumens: 120 Volt AC 800 Lumens Dimensions: Base: 2.4" W x 4.3" MOL GU24 Base LED Color: 2700K Warm White Life Time: 25,000 Hours Power Consumption: Luminous Efficacy: 10 Watts 80.0 lm/W Dimmable: Certifications: Yes - Dimmable UL Built off a 20-year history of producing energy efficient lighting, Technical Consumer Products, Inc. (TCP) is excited to announce its most advanced and comprehensive lineup of LED lamps: the LED Elite Series. With TCPs dedication to manufacturing high quality, state-of-the-art lighting, combined with excellent high color rendering index (CRI), smooth dimming capabilities and new shatterproof smooth housing (which gives the appearance of traditional halogen bulbs), the LED Elite Series bulbs are a perfect choice to transform nearly every lighted environment into something extraordinary. This is the TCP, LED Elite, GU24 base, Omni Directional, Dimmable A19 lamp with 270 Degree Beam Angle, and it comes with a color temperature of 2700 Kelvin (K). UL approved, and RoHS compliant, the TCP LED10A19GUDOD27K offers a very durable, solid state lighting technology that significantly reduces lighting service and maintenance costs. These GU24 LED A19 light bulbs consume up to 80% LESS energy than a standard 60A19 60-watt incandescent. These LED A19 bulbs do not contain Mercury or any other harmful substance, generate no IR or UV rays and carry a 5 Year Limited Warranty. TCPs GU24 base A19 LED lamps have the highest light output, best dimmability (100% down to 5%) and are the most efficient LED A19 lamps available today. Consuming just 10 watts of 120 volt energy, this A19 bulb generates 800 lumens,, that's 80.0 Lumens per watt. This LED A19 lamp is rated for totally enclosed fixtures, 25,000 hours with a minimum starting temperature of -30 degrees Celsius and measures 4.6" MOL and 2.6" in diameter. Click here to see the TCP LED Elite GU24 Base Omni Directional A19 Series Specification Sheet. Typical Applications Typical applications for the TCP LED10A19GUDOD27K, Elite Dimmable GU24 base A19 LED light bulbs include dimmable general lighting, table lamps, sconces, floor lamps and ceiling fixtures. TCP 10 Watt 800 Lumen Dimmable GU24 Base LED A19 Light Bulb 2700K | 2700 | 82 | 800 | 84.2105 | 25000 | 9.5 | 1 | 3.19 | 3.19 | 3.7484 | 2020Q2 | https://www.greenelectricalsupply.com/tcp-led10a19gudod27k-elite-omni-directional-led-gu24-a19-light-bulb-2700k.aspx | Green Electrical Supply | 2020 | Yes
LED Lighting | A-Type | Green Creative | True |  | General Purpose Replacement | A19 | E26 (Medium) | Damp Location Rated,Dim to Warm HomeLamps, Bulbs, BallastsBulbs - LEDLED - TraditionalLamps - A-Type Dimmable LED Lamp, 9.5W, 120V, Bulb: A-Type (A19), Base: Medium Screw (E26), Lumens: 800, CRI: 80, Color Temperature: 2200K - 2700K, Rated Average Life: 25,000 Hrs. Green Creative 57883 9.5A19DIM/8CCTD Dimmable LED Lamp, 9.5W, 120V | 2700 | 80 | 800 | 84.2105 | 25000 | 9.5 | 1 | 9.88 | 9.88 | 11.6094 | 2020Q2 | https://www.platt.com/platt-electric-supply/LED-Traditional-Lamps-A-Type/Green-Creative/57883-9-5A19DIM-8CCTD/product.aspx?zpid=165352 | Platt | 2020 | Yes
LED Lighting | A-Type | Satco |  |  | General Purpose Replacement | A19 | E26 (Medium) | Damp Location Rated HomeLamps, Bulbs, BallastsBulbs - LEDLED - TraditionalLamps - A-Type 9.5A19/LED/40K/ND/120V/4PK Satco S29558 9.5A19/LED/40K/ND/120V/4PK | 4000 | 84 | 800 | 84.2105 | 15000 | 9.5 | 1 | 10.73 | 10.73 | 12.6082 | 2020Q2 | https://www.platt.com/platt-electric-supply/LED-Traditional-Lamps-A-Type/Satco/S29558/product.aspx?zpid=1419475 | Platt | 2020 | Yes
LED Lighting | Reflector | TCP |  |  | Reflector (Flood/Spot) | BR40 | E26 (Medium) | Damp Location Rated,Recessed Fixtures Home / Light Bulbs / LED / TCP - LED17BR4027K E26 LED Lamp 17W BR40 LED Lamp - Warm White (2700K) - E26 (Medium) TCP - LED17BR4027K | 2700 | 83 | 1200 | 70.5882 | 25000 | 17 | 1 | 12.93 | 12.93 | 15.1932 | 2020Q2 | https://shop.regencylighting.com/lamps/led/led17br4027k-tcp.html | Regency Lighting | 2020 | Yes
LED Lighting | Reflector | TCP |  |  | Reflector (Flood/Spot) | BR40 | E26 (Medium) | Damp Location Rated,Recessed Fixtures Home / Light Bulbs / LED / TCP - LED17BR4030K E26 LED Lamp 17W BR40 LED Lamp - Warm White (3000K) - E26 (Medium) TCP - LED17BR4030K | 3000 | 84 | 1250 | 73.5294 | 25000 | 17 | 1 | 12.93 | 12.93 | 15.1932 | 2020Q2 | https://shop.regencylighting.com/lamps/led/led17br4030k-tcp.html | Regency Lighting | 2020 | Yes
LED Lighting | Reflector | TCP |  |  | Reflector (Flood/Spot) | BR40 | E26 (Medium) | Damp Location Rated,Recessed Fixtures Home / Light Bulbs / LED / TCP - LED17BR4041K E12 LED Lamp 17W BR40 LED Lamp - Cool White (4100K) - E12 (Candelabra) TCP - LED17BR4041K | 4000 | 82 | 1300 | 76.4706 | 25000 | 17 | 1 | 12.93 | 12.93 | 15.1932 | 2020Q2 | https://shop.regencylighting.com/lamps/led/led17br4041k-tcp.html | Regency Lighting | 2020 | Yes
LED Lighting | Reflector | TCP | True |  | Reflector (Flood/Spot) | BR40 | E26 (Medium) | Damp Location Rated,Recessed Fixtures Home / Light Bulbs / LED / TCP - LED17BR40D27K Damp Location 17W BR40 LED Lamp - Universal - 1200 Lumens - Warm White (2700K) - 82 CRI - 25000 Hours - E26 (Medium) - 120 to 130V - White TCP - LED17BR40D27K | 2700 | 83 | 1400 | 82.3529 | 25000 | 17 | 12 | 82.44 | 6.87 | 8.0725 | 2020Q2 | https://shop.regencylighting.com/lamps/led/led17br40d27k-tcp.html | Regency Lighting | 2020 | Yes
LED Lighting | Reflector | TCP | True |  | Reflector (Flood/Spot) | BR40 | E26 (Medium) | Damp Location Rated,Recessed Fixtures Home / Light Bulbs / LED / TCP - LED17BR40D30K Damp Location 17W BR40 LED Lamp - Universal - 1250 Lumens - Warm White (3000K) - 82 CRI - 25000 Hours - E26 (Medium) - 120 to 130V - White TCP - LED17BR40D30K | 3000 | 84 | 1400 | 82.3529 | 25000 | 17 | 12 | 82.44 | 6.87 | 8.0725 | 2020Q2 | https://shop.regencylighting.com/lamps/led/led17br40d30k-tcp.html | Regency Lighting | 2020 | Yes
LED Lighting | Reflector | TCP | True |  | Reflector (Flood/Spot) | BR40 | E26 (Medium) | Damp Location Rated,Recessed Fixtures Home / Light Bulbs / LED / TCP - LED17BR40D41K Damp Location 17W BR40 LED Lamp - Universal - 1300 Lumens - Cool White (4100K) - 82 CRI - 25000 Hours - E26 (Medium) - 120 to 130V - White TCP - LED17BR40D41K | 4000 | 85 | 1400 | 82.3529 | 25000 | 17 | 12 | 82.44 | 6.87 | 8.0725 | 2020Q2 | https://shop.regencylighting.com/lamps/led/led17br40d41k-tcp.html | Regency Lighting | 2020 | Yes
LED Lighting | Reflector | TCP | True | Daylighting/Photocell, | Reflector (Flood/Spot) | BR40 | E26 (Medium) | Damp Location Rated,Recessed Fixtures Home / Light Bulbs / LED / TCP - LED17BR40D50K Damp Location 17W BR40 LED Lamp - Universal - 1350 Lumens - Daylight (5000K) - 82 CRI - 25000 Hours - E26 (Medium) - 120 to 130V - White TCP - LED17BR40D50K | 5000 | 86 | 1400 | 82.3529 | 25000 | 17 | 12 | 82.44 | 6.87 | 8.0725 | 2020Q2 | https://shop.regencylighting.com/lamps/led/led17br40d50k-tcp.html | Regency Lighting | 2020 | Yes
LED Lighting | Reflector | TCP | True |  | Reflector (Flood/Spot) | PAR38 | E26 (Medium) | Wet Location Rated,Recessed Fixtures Home / Light Bulbs / LED / TCP - LED17HOP38D27KFL Damp Location 17W PAR38 LED Lamp - Universal - 1500 Lumens - Warm White (2700K) - 80 CRI - 25000 Hours - E26 (Medium) - 120 to 130V - White TCP - LED17HOP38D27KFL | 2700 | 84 | 1800 | 97.2973 | 25000 | 18.5 | 1 | 22.46 | 22.46 | 26.3914 | 2020Q2 | https://shop.regencylighting.com/lamps/led/led17hop38d27kfl-tcp.html | Regency Lighting | 2020 | Yes
LED Lighting | Reflector | TCP | True |  | Reflector (Flood/Spot) | PAR38 | E26 (Medium) | Wet Location Rated,Recessed Fixtures Home / Light Bulbs / LED / TCP - LED17HOP38D27KNFL Damp Location 17W PAR38 LED Lamp - Universal - 1500 Lumens - Warm White (2700K) - 80 CRI - 25000 Hours - E26 (Medium) - 120 to 130V - White TCP - LED17HOP38D27KNFL | 2700 | 84 | 1800 | 97.2973 | 25000 | 18.5 | 1 | 22.46 | 22.46 | 26.3914 | 2020Q2 | https://shop.regencylighting.com/lamps/led/led17hop38d27knfl-tcp.html | Regency Lighting | 2020 | Yes
LED Lighting | Reflector | TCP | True |  | Reflector (Flood/Spot) | PAR38 | E26 (Medium) | Wet Location Rated,Recessed Fixtures Home / Light Bulbs / LED / TCP - LED17HOP38D30KFL PAR38 LED Lamp 17W PAR38 LED Lamp - Universal - 1700 Lumens - Warm White (3000K) - 80 CRI - 25000 Hours - E26 (Medium) - 120 to 130V - White TCP - LED17HOP38D30KFL | 3000 | 83 | 1825 | 98.6486 | 25000 | 18.5 | 1 | 22.46 | 22.46 | 26.3914 | 2020Q2 | https://shop.regencylighting.com/lamps/led/led17hop38d30kfl-tcp.html | Regency Lighting | 2020 | Yes
LED Lighting | Reflector | TCP | True |  | Reflector (Flood/Spot) | PAR38 | E26 (Medium) | Wet Location Rated,Recessed Fixtures Home / Light Bulbs / LED / TCP - LED17HOP38D30KNFL PAR38 LED Lamp 17W PAR38 LED Lamp - Universal - 1700 Lumens - Warm White (3000K) - 80 CRI - 25000 Hours - E26 (Medium) - 120 to 130V - White TCP - LED17HOP38D30KNFL | 3000 | 83 | 1825 | 98.6486 | 25000 | 18.5 | 1 | 22.46 | 22.46 | 26.3914 | 2020Q2 | https://shop.regencylighting.com/lamps/led/led17hop38d30knfl-tcp.html | Regency Lighting | 2020 | Yes
LED Lighting | Reflector | TCP | True |  | Reflector (Flood/Spot) | PAR38 | E26 (Medium) | Damp Location Rated,Recessed Fixtures Home / Light Bulbs / LED / TCP - LED17HOP38D30KNFL95 PAR38 LED Lamp 17W PAR38 LED Lamp - Universal - 1300 Lumens - Warm White (3000K) - 90 CRI - 25000 Hours - E26 (Medium) - 120 to 130V - White TCP - LED17HOP38D30KNFL95 | 3000 | 93 | 1300 | 75.1445 | 25000 | 17.3 | 1 | 24.7 | 24.7 | 29.0235 | 2020Q2 | https://shop.regencylighting.com/lamps/led/led17hop38d30knfl95-tcp.html | Regency Lighting | 2020 | Yes
LED Lighting | Reflector | TCP | True |  | Reflector (Flood/Spot) | PAR38 | E26 (Medium) | Wet Location Rated,Recessed Fixtures Home / Light Bulbs / LED / TCP - LED17HOP38D30KSP PAR38 LED Lamp 17W PAR38 LED Lamp - Universal - 1700 Lumens - Warm White (3000K) - 80 CRI - 25000 Hours - E26 (Medium) - 120 to 130V - White TCP - LED17HOP38D30KSP | 3000 | 83 | 1825 | 98.6486 | 25000 | 18.5 | 1 | 22.46 | 22.46 | 26.3914 | 2020Q2 | https://shop.regencylighting.com/lamps/led/led17hop38d30ksp-tcp.html | Regency Lighting | 2020 | Yes
LED Lighting | Reflector | TCP | True |  | Reflector (Flood/Spot) | PAR38 | E26 (Medium) | Wet Location Rated,Recessed Fixtures Home / Light Bulbs / LED / TCP - LED17HOP38D30KSP95 PAR38 LED Designer Lamp 17W PAR38 LED Lamp - Universal - 1300 Lumens - Warm White (3000K) - 90 CRI - 25000 Hours - E26 (Medium) - 120 to 130V - White TCP - LED17HOP38D30KSP95 | 3000 | 83 | 1825 | 98.6486 | 25000 | 18.5 | 1 | 24.7 | 24.7 | 29.0235 | 2020Q2 | https://shop.regencylighting.com/lamps/led/led17hop38d30ksp95-tcp.html | Regency Lighting | 2020 | Yes
LED Lighting | Reflector | TCP | True | Daylighting/Photocell, | Reflector (Flood/Spot) | PAR38 | E26 (Medium) | Wet Location Rated,Recessed Fixtures Home / Light Bulbs / LED / TCP - LED17HOP38D50KFL PAR38 LED Lamp 17W PAR38 LED Lamp - Universal - 1800 Lumens - Daylight (5000K) - 80 CRI - 25000 Hours - E26 (Medium) - 120 to 130V - White TCP - LED17HOP38D50KFL | 5000 | 82 | 2000 | 108.1081 | 25000 | 18.5 | 1 | 22.46 | 22.46 | 26.3914 | 2020Q2 | https://shop.regencylighting.com/lamps/led/led17hop38d50kfl-tcp.html | Regency Lighting | 2020 | Yes
LED Lighting | Reflector | TCP | True |  | Reflector (Flood/Spot) | PAR38 | E26 (Medium) | Wet Location Rated,Recessed Fixtures Home / Light Bulbs / LED / TCP - LED17P38D27KFL Damp Location 17W PAR38 LED Lamp - Universal - 1200 Lumens - Warm White (2700K) - 82 CRI - 25000 Hours - E26 (Medium) - 120 to 130V - White TCP - LED17P38D27KFL | 2700 | 84 | 1200 | 80 | 25000 | 15 | 12 | 224.64 | 18.72 | 21.9967 | 2020Q2 | https://shop.regencylighting.com/lamps/led/led17p38d27kfl-tcp.html | Regency Lighting | 2020 | Yes
LED Lighting | Reflector | TCP | True |  | Reflector (Flood/Spot) | PAR38 | E26 (Medium) | Wet Location Rated,Recessed Fixtures Home / Light Bulbs / LED / TCP - LED17P38D27KFLB Black Housing; Damp Location Rated 17W PAR38 LED Lamp - Universal - 1200 Lumens - Warm White (2700K) - 80 CRI - 25000 Hours - E26 (Medium) - 120 to 130V - Black TCP - LED17P38D27KFLB | 2700 | 84 | 1200 | 80 | 25000 | 15 | 12 | 248.64 | 20.72 | 24.3468 | 2020Q2 | https://shop.regencylighting.com/lamps/led/led17p38d27kflb-tcp.html | Regency Lighting | 2020 | Yes
LED Lighting | Reflector | TCP | True |  | Reflector (Flood/Spot) | PAR38 | E26 (Medium) | Wet Location Rated,Recessed Fixtures Home / Light Bulbs / LED / TCP - LED17P38D27KNFL Damp Location 17W PAR38 LED Lamp - Universal - 1200 Lumens - Warm White (2700K) - 82 CRI - 25000 Hours - E26 (Medium) - 120 to 130V - White TCP - LED17P38D27KNFL | 2700 | 84 | 1200 | 80 | 25000 | 15 | 12 | 224.64 | 18.72 | 21.9967 | 2020Q2 | https://shop.regencylighting.com/lamps/led/led17p38d27knfl-tcp.html | Regency Lighting | 2020 | Yes
LED Lighting | Reflector | TCP | True |  | Reflector (Flood/Spot) | PAR38 | E26 (Medium) | Damp Location Rated,Recessed Fixtures Home / Light Bulbs / LED / TCP - LED17P38D27KNFL95 Damp Location 17W PAR38 LED Lamp - Universal - 1050 Lumens - Warm White (2700K) - 90 CRI - 25000 Hours - E26 (Medium) - 120 to 130V - White TCP - LED17P38D27KNFL95 | 2700 | 93 | 1310 | 74.8571 | 25000 | 17.5 | 1 | 20.72 | 20.72 | 24.3468 | 2020Q2 | https://shop.regencylighting.com/lamps/led/led17p38d27knfl95-tcp.html | Regency Lighting | 2020 | Yes
LED Lighting | Reflector | TCP | True |  | Reflector (Flood/Spot) | PAR38 | E26 (Medium) | Wet Location Rated,Recessed Fixtures Home / Light Bulbs / LED / TCP - LED17P38D27KSP PAR38 LED Lamp 17W PAR38 LED Lamp - Universal - 1200 Lumens - Warm White (2700K) - 82 CRI - 25000 Hours - E26 (Medium) - 120 to 130V - White TCP - LED17P38D27KSP | 2700 | 84 | 1200 | 80 | 25000 | 15 | 1 | 18.72 | 18.72 | 21.9967 | 2020Q2 | https://shop.regencylighting.com/lamps/led/led17p38d27ksp-tcp.html | Regency Lighting | 2020 | Yes
LED Lighting | Reflector | TCP | True |  | Reflector (Flood/Spot) | PAR38 | E26 (Medium) | Wet Location Rated,Recessed Fixtures Home / Light Bulbs / LED / TCP - LED17P38D27KSP95 Damp Location 17W PAR38 LED Lamp - Universal - 1050 Lumens - Warm White (2700K) - 90 CRI - 25000 Hours - E26 (Medium) - 120 to 130V - White TCP - LED17P38D27KSP95 | 2700 | 84 | 1200 | 80 | 25000 | 15 | 1 | 20.72 | 20.72 | 24.3468 | 2020Q2 | https://shop.regencylighting.com/lamps/led/led17p38d27ksp95-tcp.html | Regency Lighting | 2020 | Yes
LED Lighting | Reflector | TCP | True |  | Reflector (Flood/Spot) | PAR38 | E26 (Medium) | Wet Location Rated,Recessed Fixtures Home / Light Bulbs / LED / TCP - LED17P38D30KFL Damp Location 17W PAR38 LED Lamp - Universal - 1250 Lumens - Warm White (3000K) - 82 CRI - 25000 Hours - E26 (Medium) - 120 to 130V - White TCP - LED17P38D30KFL | 3000 | 84 | 1200 | 80 | 25000 | 15 | 12 | 224.64 | 18.72 | 21.9967 | 2020Q2 | https://shop.regencylighting.com/lamps/led/led17p38d30kfl-tcp.html | Regency Lighting | 2020 | Yes
LED Lighting | Reflector | TCP | True |  | Reflector (Flood/Spot) | PAR38 | E26 (Medium) | Wet Location Rated,Recessed Fixtures Home / Light Bulbs / LED / TCP - LED17P38D30KNFL Damp Location 17W PAR38 LED Lamp - Universal - 1250 Lumens - Warm White (3000K) - 82 CRI - 25000 Hours - E26 (Medium) - 120 to 130V - White TCP - LED17P38D30KNFL | 3000 | 84 | 1200 | 80 | 25000 | 15 | 12 | 224.64 | 18.72 | 21.9967 | 2020Q2 | https://shop.regencylighting.com/lamps/led/led17p38d30knfl-tcp.html | Regency Lighting | 2020 | Yes
LED Lighting | Reflector | TCP | True |  | Reflector (Flood/Spot) | PAR38 | E26 (Medium) | Damp Location Rated,Recessed Fixtures Home / Light Bulbs / LED / TCP - LED17P38D30KNFL95 Damp Location 17W PAR38 LED Lamp - Universal - 1050 Lumens - Warm White (3000K) - 90 CRI - 25000 Hours - E26 (Medium) - 120 to 130V - White TCP - LED17P38D30KNFL95 | 3000 | 94 | 1320 | 75.8621 | 25000 | 17.4 | 12 | 248.64 | 20.72 | 24.3468 | 2020Q2 | https://shop.regencylighting.com/lamps/led/led17p38d30knfl95-tcp.html | Regency Lighting | 2020 | Yes
LED Lighting | Reflector | TCP | True |  | Reflector (Flood/Spot) | PAR38 | E26 (Medium) | Wet Location Rated,Recessed Fixtures Home / Light Bulbs / LED / TCP - LED17P38D30KNFLB Black Housing; Energy Star Certified; Damp Location Rated 17W PAR38 LED Lamp - Universal - 1250 Lumens - Warm White (3000K) - 80 CRI - 25000 Hours - E26 (Medium) - 120 to 130V - Black TCP - LED17P38D30KNFLB | 3000 | 84 | 1200 | 80 | 25000 | 15 | 1 | 20.72 | 20.72 | 24.3468 | 2020Q2 | https://shop.regencylighting.com/lamps/led/led17p38d30knflb-tcp.html | Regency Lighting | 2020 | Yes
LED Lighting | Reflector | TCP | True |  | Reflector (Flood/Spot) | PAR38 | E26 (Medium) | Wet Location Rated,Recessed Fixtures Home / Light Bulbs / LED / TCP - LED17P38D30KSP Damp Location 17W PAR38 LED Lamp - Universal - 1250 Lumens - Warm White (3000K) - 82 CRI - 25000 Hours - E26 (Medium) - 120 to 130V - White TCP - LED17P38D30KSP | 3000 | 84 | 1200 | 80 | 25000 | 15 | 1 | 18.72 | 18.72 | 21.9967 | 2020Q2 | https://shop.regencylighting.com/lamps/led/led17p38d30ksp-tcp.html | Regency Lighting | 2020 | Yes
LED Lighting | Reflector | TCP | True |  | Reflector (Flood/Spot) | PAR38 | E26 (Medium) | Wet Location Rated,Recessed Fixtures Home / Light Bulbs / LED / TCP - LED17P38D35KNFL E26 LED Lamp 17W PAR38 LED Lamp - Universal - 1275 Lumens - Neutral White (3500K) - 80 CRI - 25000 Hours - E26 (Medium) - 120 to 130V - White TCP - LED17P38D35KNFL | 3500 | 85 | 1200 | 80 | 25000 | 15 | 1 | 18.72 | 18.72 | 21.9967 | 2020Q2 | https://shop.regencylighting.com/lamps/led/led17p38d35knfl-tcp.html | Regency Lighting | 2020 | Yes
LED Lighting | Reflector | TCP | True |  | Reflector (Flood/Spot) | PAR38 | E26 (Medium) | Wet Location Rated,Recessed Fixtures Home / Light Bulbs / LED / TCP - LED17P38D41KFL Damp Location 17W PAR38 LED Lamp - Universal - 1300 Lumens - Cool White (4100K) - 82 CRI - 25000 Hours - E26 (Medium) - 120 to 130V - White TCP - LED17P38D41KFL | 4000 | 85 | 1200 | 80 | 25000 | 15 | 12 | 224.64 | 18.72 | 21.9967 | 2020Q2 | https://shop.regencylighting.com/lamps/led/led17p38d41kfl-tcp.html | Regency Lighting | 2020 | Yes
LED Lighting | Reflector | TCP | True |  | Reflector (Flood/Spot) | PAR38 | E26 (Medium) | Wet Location Rated,Recessed Fixtures Home / Light Bulbs / LED / TCP - LED17P38D41KFLB PAR38 LED Lamp 17W PAR38 LED Lamp - Universal - 1300 Lumens - Cool White (4100K) - 80 CRI - 25000 Hours - E26 (Medium) - 120 to 130V - Black TCP - LED17P38D41KFLB | 4000 | 85 | 1200 | 80 | 25000 | 15 | 1 | 19.55 | 19.55 | 22.972 | 2020Q2 | https://shop.regencylighting.com/lamps/led/led17p38d41kflb-tcp.html | Regency Lighting | 2020 | Yes
LED Lighting | Reflector | TCP | True |  | Reflector (Flood/Spot) | PAR38 | E26 (Medium) | Wet Location Rated,Recessed Fixtures Home / Light Bulbs / LED / TCP - LED17P38D41KNFL Damp Location 17W PAR38 LED Lamp - Universal - 1300 Lumens - Cool White (4100K) - 82 CRI - 25000 Hours - E26 (Medium) - 120 to 130V - White TCP - LED17P38D41KNFL | 4000 | 85 | 1200 | 80 | 25000 | 15 | 12 | 224.64 | 18.72 | 21.9967 | 2020Q2 | https://shop.regencylighting.com/lamps/led/led17p38d41knfl-tcp.html | Regency Lighting | 2020 | Yes
LED Lighting | Reflector | TCP | True |  | Reflector (Flood/Spot) | PAR38 | E26 (Medium) | Wet Location Rated,Recessed Fixtures Home / Light Bulbs / LED / TCP - LED17P38D41KSP Damp Location 17W PAR38 LED Lamp - Universal - 1300 Lumens - Cool White (4100K) - 82 CRI - 25000 Hours - E26 (Medium) - 120 to 130V - White TCP - LED17P38D41KSP | 4000 | 85 | 1200 | 80 | 25000 | 15 | 1 | 18.72 | 18.72 | 21.9967 | 2020Q2 | https://shop.regencylighting.com/lamps/led/led17p38d41ksp-tcp.html | Regency Lighting | 2020 | Yes
LED Lighting | Reflector | TCP | True | Daylighting/Photocell, | Reflector (Flood/Spot) | PAR38 | E26 (Medium) | Wet Location Rated,Recessed Fixtures Home / Light Bulbs / LED / TCP - LED17P38D50KFL PAR38 LED Lamp 17W PAR38 LED Lamp - Universal - 1300 Lumens - Daylight (5000K) - 82 CRI - 25000 Hours - E26 (Medium) - 120 to 130V TCP - LED17P38D50KFL | 5000 | 84 | 1200 | 80 | 25000 | 15 | 1 | 18.72 | 18.72 | 21.9967 | 2020Q2 | https://shop.regencylighting.com/lamps/led/led17p38d50kfl-tcp.html | Regency Lighting | 2020 | Yes
LED Lighting | Reflector | Sylvania | True |  | Reflector (Flood/Spot) | PAR38 | E26 (Medium) | Damp Location Rated,Recessed Fixtures Home / Light Bulbs / LED / Sylvania - 78451 - LED17PAR38/PRO/830/WSP15/P3MTO Indoor/Outdoor Damp Rated; Energy Star Rated 17W PAR38 LED Lamp - Universal - 1275 Lumens - Warm White (3000K) - 84 CRI - 25000 Hours - E26 (Medium) - 120 to 130V Sylvania - 78451 - LED17PAR38/PRO/830/WSP15/P3MTO | 3000 | 84 | 1298 | 79.6319 | 25000 | 16.3 | 6 | 1092.9 | 182.15 | 214.0333 | 2020Q2 | https://shop.regencylighting.com/lamps/led/led17par38-pro-830-wsp15-p3mto-78451.html | Regency Lighting | 2020 | No
LED Lighting | Reflector | Sylvania | True |  | Reflector (Flood/Spot) | PAR38 | E26 (Medium) | Damp Location Rated,Recessed Fixtures Home / Light Bulbs / LED / Sylvania - 78473 - LED17PAR38/PRO/940/FL40/P3MTO PAR38 LED Lamp 17W PAR38 LED Lamp - Universal - 1150 Lumens - Cool White (4000K) - 94 CRI - 25000 Hours - E26 (Medium) - 120 to 130V Sylvania - 78473 - LED17PAR38/PRO/940/FL40/P3MTO | 4000 | 96 | 1150 | 70.5521 | 25000 | 16.3 | 1 | 327.86 | 327.86 | 385.2482 | 2020Q2 | https://shop.regencylighting.com/lamps/led/led17par38-pro-940-fl40-p3mto-78473.html | Regency Lighting | 2020 | No
LED Lighting | Reflector | Sylvania | True | Daylighting/Photocell, | Reflector (Flood/Spot) | PAR38 | E26 (Medium) | Damp Location Rated,Wet Location Rated,Recessed Fixtures Home / Light Bulbs / LED / Sylvania - 74068 - LED17PAR38DIM850FL40GL1WRP Indoor/Outdoor Wet Rated; Energy Star Rated 17W PAR38 LED Lamp - Universal - 1300 Lumens - Daylight (5000K) - 82 CRI - 25000 Hours - E26 (Medium) - 120 to 130V Sylvania - 74068 - LED17PAR38DIM850FL40GL1WRP | 5000 | 82 | 1300 | 76.4706 | 25000 | 17 | 6 | 1748.58 | 291.43 | 342.4415 | 2020Q2 | https://shop.regencylighting.com/lamps/led/led17par38dim850fl40gl1wrp-74068.html | Regency Lighting | 2020 | No
LED Lighting | Reflector | Sylvania | True | Daylighting/Photocell, | Reflector (Flood/Spot) | PAR38 | E26 (Medium) | Use With Timers,Use With Photo and/or Motion Sensors,Damp Location Rated,Recessed Fixtures Home / Light Bulbs / LED / Sylvania - 78476 - LED18PAR38/DIM/835/SP12/P3MTO PAR38 LED Lamp 18W PAR38 LED Lamp - Universal - 1275 Lumens - Neutral White (3500K) - 82 CRI - 50000 Hours - E26 (Medium) - 120 to 130V Sylvania - 78476 - LED18PAR38/DIM/835/SP12/P3MTO | 3500 | 84 | 1275 | 70.8333 | 25000 | 18 | 1 | 182.15 | 182.15 | 214.0333 | 2020Q2 | https://shop.regencylighting.com/lamps/led/led18par38-dim-835-sp12-p3mto-78476.html | Regency Lighting | 2020 | No
LED Lighting | Reflector | Sylvania | False | Daylighting/Photocell, | Reflector (Flood/Spot) | PAR30L | E26 (Medium) | Use With Timers,Use With Photo and/or Motion Sensors,Damp Location Rated,Wet Location Rated,Recessed Fixtures Home / Light Bulbs / LED / Sylvania - 79362 - LED19PAR30LN/HO/830/SP15/W/UNV Indoor/Outdoor Wet Rated; Energy Star Rated 19W PAR30 Long Neck LED Lamp - Universal - 1800 Lumens - Warm White (3000K) - 81 CRI - 25000 Hours - E26 (Medium) - 120 to 130V Sylvania - 79362 - LED19PAR30LN/HO/830/SP15/W/UNV | 3000 | 83 | 1847 | 97.2105 | 25000 | 19 | 6 | 216 | 36 | 42.3014 | 2020Q2 | https://shop.regencylighting.com/lamps/led/led19par30ln-ho-830-sp15-w-unv-79362.html | Regency Lighting | 2020 | Yes
LED Lighting | Reflector | Sylvania | True |  | Reflector (Flood/Spot) | PAR30L | E26 (Medium) | Damp Location Rated,Recessed Fixtures Home / Light Bulbs / LED / Sylvania - 79361 - LED19PAR30LNHODIM830SP15W120 Indoor/Outdoor Wet Rated; Energy Star Rated 19W PAR30 Long Neck LED Lamp - Universal - 1800 Lumens - Warm White (3000K) - 81 CRI - 25000 Hours - E26 (Medium) - 120 to 130V Sylvania - 79361 - LED19PAR30LNHODIM830SP15W120 | 3000 | 82 | 1800 | 94.7368 | 25000 | 19 | 6 | 216 | 36 | 42.3014 | 2020Q2 | https://shop.regencylighting.com/lamps/led/led19par30lnhodim830sp15w120-79361.html | Regency Lighting | 2020 | Yes
LED Lighting | A-Type | Satco | False |  | General Purpose Replacement | A19 | E26 (Medium) | Damp Location Rated HomeLamps, Bulbs, BallastsBulbs - LEDLED - TraditionalLamps - A-Type SAT S29589 9.5A19/LED/30K/ND/ Satco S29589 SAT S29589 9.5A19/LED/30K/ND/ | 3000 | 83 | 800 | 84.2105 | 15000 | 9.5 | 1 | 10.73 | 10.73 | 12.6082 | 2020Q2 | https://www.platt.com/platt-electric-supply/LED-Traditional-Lamps-A-Type/Satco/S29589/product.aspx?zpid=1419479 | Platt | 2020 | Yes
LED Lighting | A-Type | Satco | False |  | General Purpose Replacement | A19 | E26 (Medium) | Damp Location Rated HomeLamps, Bulbs, BallastsBulbs - LEDLED - TraditionalLamps - A-Type SAT S29596 9.5A19/LED/27K/ND/ Satco S29596 SAT S29596 9.5A19/LED/27K/ND/ | 2700 | 80 | 800 | 84.2105 | 15000 | 9.5 | 1 | 10.73 | 10.73 | 12.6082 | 2020Q2 | https://www.platt.com/platt-electric-supply/LED-Traditional-Lamps-A-Type/Satco/S29596/product.aspx?zpid=1419481 | Platt | 2020 | Yes
LED Lighting | A-Type | Satco | False |  | General Purpose Replacement | A19 | E26 (Medium) | Damp Location Rated HomeLamps, Bulbs, BallastsBulbs - LEDLED - TraditionalLamps - A-Type SATCO S9593 - 9.5 watt; A19 LED; Frosted; 2700K Medium base; 220' beam spread; 120 volts; Non-Dimmable Satco S9593 9 WATT; A19 LED; FROSTED; 2700K MEDIUM BASE | 2700 | 80 | 800 | 84.2105 | 15000 | 9.5 | 1 | 3.05 | 3.05 | 3.5839 | 2020Q2 | https://www.platt.com/platt-electric-supply/LED-Traditional-Lamps-A-Type/Satco/S9593/product.aspx?zpid=213267 | Platt | 2020 | Yes
LED Lighting | A-Type | Satco | False |  | General Purpose Replacement | A19 | E26 (Medium) | Damp Location Rated HomeLamps, Bulbs, BallastsBulbs - LEDLED - TraditionalLamps - A-Type SATCO S9594 - 9.5 watt; A19 LED; Frosted; 3000K Medium base; 220' beam spread; 120 volts; Non-Dimmable Satco S9594 9 WATT; A19 LED; FROSTED; 3000K MEDIUM BASE | 3000 | 83 | 800 | 84.2105 | 15000 | 9.5 | 1 | 3.05 | 3.05 | 3.5839 | 2020Q2 | https://www.platt.com/platt-electric-supply/LED-Traditional-Lamps-A-Type/Satco/S9594/product.aspx?zpid=172085 | Platt | 2020 | Yes
LED Lighting | A-Type | Satco | False |  | General Purpose Replacement | A19 | E26 (Medium) | Damp Location Rated HomeLamps, Bulbs, BallastsBulbs - LEDLED - TraditionalLamps - A-Type SATCO S9595 - 9.5 watt; A19 LED; Frosted; 5000K Medium base; 220' beam spread; 120 volts; Non-Dimmable Satco S9595 9 WATT; A19 LED; FROSTED; 5000K MEDIUM BASE | 5000 | 85 | 800 | 84.2105 | 15000 | 9.5 | 1 | 4.02 | 4.02 | 4.7237 | 2020Q2 | https://www.platt.com/platt-electric-supply/LED-Traditional-Lamps-A-Type/Satco/S9595/product.aspx?zpid=216164 | Platt | 2020 | Yes
LED Lighting | A-Type | TCP | True |  | General Purpose Replacement | A19 | GU24 | Damp Location Rated HomeLamps, Bulbs, BallastsBulbs - LEDLED - TraditionalLamps - A-Type Dimmable LED Omni-Directional A-Lamp, 10W, 120V, Bulb: A-Type (A19), Base: GU24 (Twist-lock), Lumens: 800, CRI: 82, Color Temperature: 2700K, Rated Average Life: 25,000 Hrs. 60W Equivalent. Smooth Uniform Dimming, Shatter-Resistant. TCP LED10A19GUDOD27K 10 W LED A19 GU24 | 2700 | 82 | 800 | 84.2105 | 25000 | 9.5 | 1 | 4.63 | 4.63 | 5.4404 | 2020Q2 | https://www.platt.com/platt-electric-supply/LED-Traditional-Lamps-A-Type/TCP/LED10A19GUDOD27K/product.aspx?zpid=139808 | Platt | 2020 | Yes
LED Lighting | Reflector | Sylvania | False | Daylighting/Photocell, | Reflector (Flood/Spot) | PAR30L | E26 (Medium) | Use With Photo and/or Motion Sensors,Damp Location Rated,Wet Location Rated,Recessed Fixtures Home / Light Bulbs / LED / Sylvania - 79693 - LED25PAR30LN/HO/830/NFL25/W/UNV 25000 Hour Life 25W PAR30 Long Neck LED Lamp - Universal - 2300 Lumens - Warm White (3000K) - 82 CRI - 25000 Hours - E26 (Medium) - 120 to 130V Sylvania - 79693 - LED25PAR30LN/HO/830/NFL25/W/UNV | 3000 | 82 | 2300 | 92 | 25000 | 25 | 6 | 235.14 | 39.19 | 46.0498 | 2020Q2 | https://shop.regencylighting.com/lamps/led/led25par30ln-ho-830-nfl25-w-unv-79693.html | Regency Lighting | 2020 | Yes
LED Lighting | Reflector | Sylvania | False |  | Reflector (Flood/Spot) | PAR38 | E26 (Medium) | Wet Location Rated,Not Rated for Recessed Fixtures Home / Light Bulbs / LED / Sylvania - 74795 - LED25PAR38HO830SP15WUNV High Output LED PAR Lamp; Wet Location Rated; Enclosed Fixture Rated; 277V Option Allows Compatible Replacement for HID Lamps; Energy Star Rated 25W PAR38 LED Lamp - Universal - 2500 Lumens - Warm White (3000K) - 81 CRI - 25000 hrs. - E26 (Medium) - 120 to 277V (Universal) Sylvania - 74795 - LED25PAR38HO830SP15WUNV | 3000 | 83 | 2500 | 100 | 25000 | 25 | 1 | 39.19 | 39.19 | 46.0498 | 2020Q2 | https://shop.regencylighting.com/lamps/led/led25par38ho830sp15wunv-74795.html | Regency Lighting | 2020 | Yes
LED Lighting | Reflector | Sylvania | True | Daylighting/Photocell, | Reflector (Flood/Spot) | PAR38 | E26 (Medium) | Wet Location Rated,Not Rated for Recessed Fixtures Home / Light Bulbs / LED / Sylvania - 74794 - LED25PAR38HODIM850FL40WRP PAR38 LED Lamp 25W PAR38 LED Lamp - Universal - 2650 Lumens - Daylight (5000K) - 82 CRI - 25000 Hours - E26 (Medium) - 120 to 130V Sylvania - 74794 - LED25PAR38HODIM850FL40WRP | 5000 | 84 | 2650 | 106 | 25000 | 25 | 1 | 39.19 | 39.19 | 46.0498 | 2020Q2 | https://shop.regencylighting.com/lamps/led/led25par38hodim850fl40wrp-74794.html | Regency Lighting | 2020 | Yes
LED Lighting | Decorative | Sylvania | True |  | Decorative | B10 | E12 (Candelabra) | Damp Location Rated Home / Light Bulbs / LED / LEDVANCE - 79716 - LED3.5B10CBLUNTDIM827FILBL2 B10 Candelabra Decorative LED Lamp 3.5W B10 LED Lamp - 350 Lumens - Warm White (2700K) - 15000 Hours - E12 (Candelabra) - 120 to 130V - Clear LEDVANCE - 79716 - LED3.5B10CBLUNTDIM827FILBL2 | 2700 | 82 | 350 | 87.5 | 15000 | 4 | 1 | 5.05 | 5.05 | 5.9339 | 2020Q2 | https://shop.regencylighting.com/lamps/led/led3-5b10cbluntdim827filbl2-79716.html | Regency Lighting | 2020 | Yes
LED Lighting | Reflector | Sylvania | False | Daylighting/Photocell, | Reflector (Flood/Spot) | PAR38 | E26 (Medium) | Use With Photo and/or Motion Sensors,Damp Location Rated,Wet Location Rated,Recessed Fixtures Home / Light Bulbs / LED / Sylvania - 79600 - LED30PAR38/HO/830/NFL25/W/UNV 25000 Hour Life 30W PAR38 LED Lamp - Universal - 3000 Lumens - Warm White (3000K) - 82 CRI - 25000 Hours - E26 (Medium) - 120 to 277V (Universal) Sylvania - 79600 - LED30PAR38/HO/830/NFL25/W/UNV | 3000 | 82 | 3000 | 100 | 25000 | 30 | 6 | 267 | 44.5 | 52.2892 | 2020Q2 | https://shop.regencylighting.com/lamps/led/led30par38-ho-830-nfl25-w-unv-79600.html | Regency Lighting | 2020 | Yes
LED Lighting | A-Type | Green Creative | True |  | General Purpose Replacement | A19 | E26 (Medium) | Damp Location Rated,Dim to Warm Topbulb » LED Bulbs » LED Standard Shape » 60W Equal » Green Creative 57883 - 9.5W A19 LED - 60W Equal - Warm Dim 2700K to 2200K This Green Creative 9.5 watt LED A19 replaces a 60 watt equivalent incandescent, halogen or CFL without sacrificing lumen output or light quality and with a dramatic increase in rated life at 25,000 hours reducing maintenance costs. Designed and engineered for demanding commercial applications, this lamp meets the Energy Star V1.1 requirements for omnidirectional lamps by emitting 330° of evenly diffused light. This lamp features 2700K-2200K CCT dimming designed to replicate the warm dimming effect of traditional incandescent light sources. See the document below for additional information and specifications. LED Technology Notice Due to constantly evolving nature of LED technology, manufacturers will reserve the right to replace this product with next generation technology. We appreciate your understanding and acceptance of this policy. Utility/Government Incentives Documents Green Creative 9.5A19DIM/8CCTD Specification Sheet About Green Creative Green Creative, founded in 2010, is a solid state lighting development and manufacturing company based in Silicon Valley, CA. The company offers a comprehensive line of high-performance LED solutions that have been adopted by some of the largest companies in the world. Green Creative focuses on professional-grade LED lamps and fixtures that meet the high standards of commercial, institutional and industrial installations. Anchored by strongly integrated R&D capabilities and patented technology, Green Creative's innovation, performance and reliability have been recognized year after year by the Illuminating Engineering Society Progress Report, the LEDs Magazine Sapphire Awards and Lighting for Tomorrow. 25000 Hours • Warm Dimming • Specification Grade Green Creative 57883 - 9.5W A19 LED - 60W Equal - Warm Dim 2700K to 2200K | 2700 | 80 | 800 | 84.2105 | 25000 | 9.5 | 1 | 11.98 | 11.98 | 14.077 | 2020Q2 | https://www.topbulb.com/green-creative-57883-9-5w-a19-led-60w-equal-warm-dim-2700k-to-2200k | Top Bulb | 2020 | Yes
LED Lighting | Decorative | Sylvania | True |  | Decorative | B10 | E26 (Medium) | Damp Location Rated Home / Light Bulbs / LED / Sylvania - 79715 - LED4.5B10BLUNTDIM827FILG2BL2 Blunt Tip; Filament Design; Suitable for Damp Locations; Suitable for Totally Enclosed Fixtures; Energy Star Rated 4.5W B10 LED Lamp - Universal - 400 Lumens - Warm White (2700K) - 80 CRI - 15000 hrs. - E26 (Medium) - 120 to 130V - Clear Sylvania - 79715 - LED4.5B10BLUNTDIM827FILG2BL2 | 2700 | 82 | 450 | 100 | 15000 | 4.5 | 1 | 4.55 | 4.55 | 5.3464 | 2020Q2 | https://shop.regencylighting.com/lamps/led/led4-5b10bluntdim827filg2bl2-79715.html | Regency Lighting | 2020 | Yes
LED Lighting | Decorative | Sylvania | True |  | Globe | G16.5 | E26 (Medium) | Damp Location Rated Home / Light Bulbs / LED / Sylvania - 40015 - LED4.5G16.5DIM827FILBL G16.5 LED Lamp 4.5W G16.5 LED Lamp - Warm White (2700K) - E26 (Medium) Sylvania - 40015 - LED4.5G16.5DIM827FILBL | 2700 | 82 | 450 | 100 | 15000 | 4.5 | 1 | 6.06 | 6.06 | 7.1207 | 2020Q2 | https://shop.regencylighting.com/lamps/led/led4-5g16-5dim827filbl-40015.html | Regency Lighting | 2020 | Yes
LED Lighting | Decorative | Sylvania | True |  | Globe | G25 | E26 (Medium) | Damp Location Rated Home / Light Bulbs / LED / LEDVANCE - 74587 - LED4.5G25/DIM/827/FIL/G2/RP G25 Decorative LED Lamp 4.5W G25 LED Lamp - 450 Lumens - Warm White (2700K) - 15000 Hours - E26 (Medium) - 120 to 130V - Clear LEDVANCE - 74587 - LED4.5G25/DIM/827/FIL/G2/RP | 2700 | 82 | 450 | 100 | 15000 | 4.5 | 1 | 6.56 | 6.56 | 7.7083 | 2020Q2 | https://shop.regencylighting.com/lamps/led/led4-5g25-dim-827-fil-g2-rp-74587.html | Regency Lighting | 2020 | Yes
LED Lighting | Decorative | Sylvania | True | Daylighting/Photocell, | Globe | G25 | E26 (Medium) | Use With Timers,Filament Style,Use With Photo and/or Motion Sensors,Recessed Fixtures,Damp Location Rated,Dim to Warm Home / Light Bulbs / LED / Sylvania - 75317 - LED4.5G25/DIM/F/827/GL/RP Lamp Finish Frosted 4.5W G25 LED Lamp - Universal - 420 Lumens - Warm White (2700K) - 80 CRI - 15000 Hours - E26 (Medium) - 120 to 130V - Frost Sylvania - 75317 - LED4.5G25/DIM/F/827/GL/RP | 2700 | 81 | 420 | 93.3333 | 20000 | 4.5 | 4 | 27.56 | 6.89 | 8.096 | 2020Q2 | https://shop.regencylighting.com/lamps/led/led4-5g25-dim-f-827-gl-rp-75317.html | Regency Lighting | 2020 | Yes
LED Lighting | Decorative | Sylvania | True | Daylighting/Photocell, | Globe | G25 | E26 (Medium) | Use With Timers,Filament Style,Use With Photo and/or Motion Sensors,Recessed Fixtures,Damp Location Rated,Dim to Warm Home / Light Bulbs / LED / Sylvania - 75298 - LED4.5G25/DIM/F/830/GL/RP Lamp Finish Frosted 4.5W G25 LED Lamp - Universal - 420 Lumens - Warm White (3000K) - 80 CRI - 15000 Hours - E26 (Medium) - 120 to 130V - Frost Sylvania - 75298 - LED4.5G25/DIM/F/830/GL/RP | 3000 | 83 | 420 | 93.3333 | 20000 | 4.5 | 4 | 320.6 | 80.15 | 94.1793 | 2020Q2 | https://shop.regencylighting.com/lamps/led/led4-5g25-dim-f-830-gl-rp-75298.html | Regency Lighting | 2020 | Yes
LED Lighting | Decorative | Sylvania | True |  | Globe | G25 | E26 (Medium) | Damp Location Rated Home / Light Bulbs / LED / Sylvania - 40180 - LED4.5G25CLDIM927CECGLR Filament Design; Full Glass Design; Suitable for Damp Locations; Suitable for Totally Enclosed Fixtures 4.5W G25 LED Lamp - Warm White (2700K) - E26 (Medium) - Clear Sylvania - 40180 - LED4.5G25CLDIM927CECGLR | 2700 | 94 | 350 | 77.7778 | 15000 | 4.5 | 6 | 39.36 | 6.56 | 7.7083 | 2020Q2 | https://shop.regencylighting.com/lamps/led/led4-5g25cldim927cecglr-40180.html | Regency Lighting | 2020 | Yes
LED Lighting | Decorative | Sylvania | True | Daylighting/Photocell, | Globe | G25 | E26 (Medium) | Use With Timers,Filament Style,Use With Photo and/or Motion Sensors,Recessed Fixtures,Damp Location Rated,Dim to Warm Home / Light Bulbs / LED / Sylvania - 74334 - LED4.5G25DIM827FIL Indoor/Outdoor Damp Rated 4.5W G25 LED Lamp - Universal - 450 Lumens - Warm White (2700K) - 80 CRI - 15000 Hours - E26 (Medium) - 120 to 130V - Clear Sylvania - 74334 - LED4.5G25DIM827FIL | 2700 | 82 | 450 | 100 | 20000 | 4.5 | 1 | 173.47 | 173.47 | 203.834 | 2020Q2 | https://shop.regencylighting.com/lamps/led/led4-5g25dim827fil-74334.html | Regency Lighting | 2020 | No
LED Lighting | Decorative | Sylvania | True | Daylighting/Photocell, | Decorative | ST | E26 (Medium) | Use With Timers,Filament Style,Use With Photo and/or Motion Sensors,Recessed Fixtures,Damp Location Rated,Dim to Warm Home / Light Bulbs / LED / Sylvania - 74588 - LED4.5ST19/DIM/827/FIL/G2/RP ST19 LED Lamp 4.5W ST19 LED Lamp - Warm White (2700K) - E26 (Medium) Sylvania - 74588 - LED4.5ST19/DIM/827/FIL/G2/RP | 2700 | 82 | 533 | 118.4444 | 15000 | 4.5 | 1 | 6.56 | 6.56 | 7.7083 | 2020Q2 | https://shop.regencylighting.com/lamps/led/led4-5st19-dim-827-fil-g2-rp-74588.html | Regency Lighting | 2020 | Yes
LED Lighting | Decorative | TCP | True |  | Globe | G16.5 | E12 (Candelabra) | Damp Location Rated,Not for Use in Recessed Fixtures Home / Light Bulbs / LED / TCP - LED4E12G1627K Damp Location Rated 4W G16 LED Lamp - Universal - 200 Lumens - Warm White (2700K) - 80 CRI - 25000 hrs. - E12 (Candelabra) - 120 to 130V - Clear TCP - LED4E12G1627K | 2700 | 82 | 280 | 70 | 25000 | 4 | 1 | 6.42 | 6.42 | 7.5437 | 2020Q2 | https://shop.regencylighting.com/lamps/led/led4e12g1627k-tcp.html | Regency Lighting | 2020 | Yes
LED Lighting | Decorative | TCP | True |  | Globe | G16.5 | E12 (Candelabra) | Damp Location Rated,Not for Use in Recessed Fixtures Home / Light Bulbs / LED / TCP - LED4E12G1627KF Damp Location 4W G16 LED Lamp - Universal - 280 Lumens - Warm White (2700K) - 80 CRI - 25000 Hours - E12 (Candelabra) - 120 to 130V - Frost TCP - LED4E12G1627KF | 2700 | 81 | 280 | 70 | 25000 | 4 | 1 | 6.42 | 6.42 | 7.5437 | 2020Q2 | https://shop.regencylighting.com/lamps/led/led4e12g1627kf-tcp.html | Regency Lighting | 2020 | Yes
LED Lighting | Decorative | TCP | True |  | Globe | G16.5 | E26 (Medium) | Damp Location Rated Home / Light Bulbs / LED / TCP - LED4E26G1627K Damp Location 4W G16 LED Lamp - Universal - 280 Lumens - Warm White (2700K) - 80 CRI - 25000 Hours - E26 (Medium) - 120 to 130V - Clear TCP - LED4E26G1627K | 2700 | 83 | 280 | 80 | 25000 | 3.5 | 48 | 308.16 | 6.42 | 7.5437 | 2020Q2 | https://shop.regencylighting.com/lamps/led/led4e26g1627k-tcp.html | Regency Lighting | 2020 | Yes
LED Lighting | Decorative | TCP | True |  | Globe | G16.5 | E26 (Medium) | Damp Location Rated Home / Light Bulbs / LED / TCP - LED4E26G1627KF Damp Location 4W G16 LED Lamp - Universal - 280 Lumens - Warm White (2700K) - 80 CRI - 25000 Hours - E26 (Medium) - 120 to 130V - Frost TCP - LED4E26G1627KF | 2700 | 82 | 280 | 80 | 25000 | 3.5 | 48 | 308.16 | 6.42 | 7.5437 | 2020Q2 | https://shop.regencylighting.com/lamps/led/led4e26g1627kf-tcp.html | Regency Lighting | 2020 | Yes
LED Lighting | Reflector | Sylvania | True |  | Reflector (Flood/Spot) | PAR20 | E26 (Medium) | Damp Location Rated,Not Rated for Recessed Fixtures Home / Light Bulbs / LED / Sylvania - 40000 - LED5.5PAR20HD/DIM/930/FL40/22Y CEC Title 20 Compliant; Indoor/Outdoor Damp Rated 5.5W PAR20 LED Lamp - Universal - 500 Lumens - Warm White (3000K) - 91 CRI - 25000 Hours - E26 (Medium) - 120 to 130V Sylvania - 40000 - LED5.5PAR20HD/DIM/930/FL40/22Y | 3000 | 92 | 500 | 90.9091 | 25000 | 5.5 | 1 | 12.74 | 12.74 | 14.97 | 2020Q2 | https://shop.regencylighting.com/lamps/led/led5-5par20hd-dim-930-fl40-22y-40000.html | Regency Lighting | 2020 | Yes
LED Lighting | Reflector | TCP | True |  | Reflector (Flood/Spot) | MR16 | GU5.3 | Damp Location Rated,Recessed Fixtures Home / Light Bulbs / LED / TCP - LED512VMR1627KFL Damp Location 5W MR16 LED Lamp - Universal - 350 Lumens - Warm White (2700K) - 82 CRI - 25000 Hours - GU5.3 (Bi-Pin) - 12V - White TCP - LED512VMR1627KFL | 2700 | 82 | 400 | 80 | 25000 | 5 | 48 | 329.76 | 6.87 | 8.0725 | 2020Q2 | https://shop.regencylighting.com/lamps/led/led512vmr1627kfl-tcp.html | Regency Lighting | 2020 | Yes
LED Lighting | Reflector | TCP | True |  | Reflector (Flood/Spot) | MR16 | GU5.3 | Damp Location Rated,Recessed Fixtures Home / Light Bulbs / LED / TCP - LED512VMR1630KFL MR-16 LED Dimmable Lamp 5W MR16 LED Lamp - Universal - Warm White (3000K) - 82 CRI - GU5.3 (Bi-Pin) - 12V TCP - LED512VMR1630KFL | 3000 | 83 | 400 | 80 | 25000 | 5 | 1 | 6.87 | 6.87 | 8.0725 | 2020Q2 | https://shop.regencylighting.com/lamps/led/led512vmr1630kfl-tcp.html | Regency Lighting | 2020 | Yes
LED Lighting | A-Type | Green Creative | True |  |  | A19 |  | 60W incandescent replacement Smooth warm dimming from 2700K-2200K CCT Comfortable diffused light More Information This TITANIUM LED SERIES A19 has been designed and engineered for demanding warm dim applications. Features: Wattage: 9.5W LED Bulb Shape: A19 Bulb Base: E26 Base Voltage: 120V Rated Life: 25,000 hours Color Temperature: 2200K-2700K Finish: White CRI: 80 Lumens: 800 Beam Angle: 330 degrees 60W incandescent replacement Smooth warm dimming from 2700K-2200K CCT Comfortable diffused light Model: 57883 *MFG Part Number*: 57883 This TITANIUM LED SERIES A19 has been designed and engineered for demanding warm dim applications. Green Creative 9.5W A19 LED Bulb - E26 Base, 120V | 2200 | 80 | 800 | 84.2105 | 25000 | 9.5 | 1 | 5.78 | 5.78 | 6.7917 | 2020Q2 | https://www.lbclighting.com/led/light-bulb-led/grnc-57883.html | LBC Lighting | 2020 | Yes
LED Lighting | Decorative | Sylvania | True | Daylighting/Photocell, | Decorative | BA10 | E26 (Medium) | Damp Location Rated Home / Light Bulbs / LED / Sylvania - 79767 - LED5B10BENTDIM850FILG2BL2 Bent Tip; Filament Style; Full Glass Design; Suitable for Totally Enclosed Fixtures; Suitable for Damp Locations 5W B10 LED Decorative Lamp - Universal - 500 Lumens - Daylight (5000K) - 80 CRI - 15000 hrs. - E26 (Medium) - 120 to 130V - Clear Sylvania - 79767 - LED5B10BENTDIM850FILG2BL2 | 5000 | 87 | 500 | 100 | 15000 | 5 | 1 | 4.74 | 4.74 | 5.5697 | 2020Q2 | https://shop.regencylighting.com/lamps/led/led5b10bentdim850filg2bl2-79767.html | Regency Lighting | 2020 | Yes
LED Lighting | Decorative | Sylvania | True |  | Decorative | BA10 | E12 (Candelabra) | Damp Location Rated Home / Light Bulbs / LED / Sylvania - 79766 - LED5B10CBENTDIM827FILBL2 Filament Chandelier; Antique Style; Bent Tip; Suitable for Damp Locations; Suitable for Enclosed Fixtures 5W Filament Chandelier LED - Universal - 500 Lumens - Warm White (2700K) - 80 CRI - 15000 Hours - E12 (Candelabra) - 120 to 130V - Clear Sylvania - 79766 - LED5B10CBENTDIM827FILBL2 | 2700 | 82 | 500 | 100 | 15000 | 5 | 1 | 5.05 | 5.05 | 5.9339 | 2020Q2 | https://shop.regencylighting.com/lamps/led/led5b10cbentdim827filbl2-79766.html | Regency Lighting | 2020 | Yes
LED Lighting | Decorative | TCP | True |  | Other | B11 | E12 (Candelabra) | Damp Location Rated Home / Light Bulbs / LED / TCP - LED5E12B1127K Damp Location 5W B11 LED Lamp - Universal - 350 Lumens - Warm White (2700K) - 80 CRI - 25000 Hours - E12 (Candelabra) - 120 to 130V - White TCP - LED5E12B1127K | 2700 | 83 | 350 | 70 | 25000 | 5 | 48 | 308.16 | 6.42 | 7.5437 | 2020Q2 | https://shop.regencylighting.com/lamps/led/led5e12b1127k-tcp.html | Regency Lighting | 2020 | Yes
LED Lighting | Decorative | TCP | True |  | Other | B11 | E12 (Candelabra) | Damp Location Rated Home / Light Bulbs / LED / TCP - LED5E12B1127KBR Damp Location 5W B11 LED Lamp - Universal - 350 Lumens - Warm White (2700K) - 80 CRI - 25000 Hours - E12 (Candelabra) - 120 to 130V - Bronze TCP - LED5E12B1127KBR | 2700 | 83 | 350 | 70 | 25000 | 5 | 1 | 6.42 | 6.42 | 7.5437 | 2020Q2 | https://shop.regencylighting.com/lamps/led/led5e12b1127kbr-tcp.html | Regency Lighting | 2020 | Yes
LED Lighting | Decorative | TCP | True |  | Other | B11 | E12 (Candelabra) | Damp Location Rated Home / Light Bulbs / LED / TCP - LED5E12B1127KF Damp Location 5W B11 LED Lamp - Universal - 350 Lumens - Warm White (2700K) - 80 CRI - 25000 Hours - E12 (Candelabra) - 120 to 130V - Frost TCP - LED5E12B1127KF | 2700 | 81 | 350 | 70 | 25000 | 5 | 48 | 308.16 | 6.42 | 7.5437 | 2020Q2 | https://shop.regencylighting.com/lamps/led/led5e12b1127kf-tcp.html | Regency Lighting | 2020 | Yes
LED Lighting | Decorative | TCP | True |  | Other | B11 | E12 (Candelabra) | Damp Location Rated Home / Light Bulbs / LED / TCP - LED5E12B1127KS Damp Location 5W B11 LED Lamp - Universal - 350 Lumens - Warm White (2700K) - 80 CRI - 25000 Hours - E12 (Candelabra) - 120 to 130V - Silver TCP - LED5E12B1127KS | 2700 | 83 | 350 | 70 | 25000 | 5 | 1 | 6.42 | 6.42 | 7.5437 | 2020Q2 | https://shop.regencylighting.com/lamps/led/led5e12b1127ks-tcp.html | Regency Lighting | 2020 | Yes
LED Lighting | Decorative | TCP | True |  | Other | B11 | E12 (Candelabra) | Damp Location Rated Home / Light Bulbs / LED / TCP - LED5E12B1130K Candelabra LED Dimmable Decorative Lamp 5W Candelabra LED Dimmable Decorative Lamp - Universal - 80 CRI - 25000 Hours - E12 (Candelabra) - 120 to 130V TCP - LED5E12B1130K | 3000 | 83 | 350 | 70 | 25000 | 5 | 1 | 6.42 | 6.42 | 7.5437 | 2020Q2 | https://shop.regencylighting.com/lamps/led/led5e12b1130k-tcp.html | Regency Lighting | 2020 | Yes
LED Lighting | Decorative | TCP | True | Daylighting/Photocell, | Other | B11 | E12 (Candelabra) | Damp Location Rated Home / Light Bulbs / LED / TCP - LED5E12B1150K Damp Location 5W B11 LED Lamp - Universal - 400 Lumens - Daylight (5000K) - 80 CRI - 25000 Hours - E12 (Candelabra) - 120 to 130V - Clear TCP - LED5E12B1150K | 5000 | 83 | 375 | 75 | 25000 | 5 | 48 | 308.16 | 6.42 | 7.5437 | 2020Q2 | https://shop.regencylighting.com/lamps/led/led5e12b1150k-tcp.html | Regency Lighting | 2020 | Yes
LED Lighting | Decorative | TCP | True | Daylighting/Photocell, | Other | B11 | E12 (Candelabra) | Damp Location Rated Home / Light Bulbs / LED / TCP - LED5E12B1150KF E26 LED Dimmable Decorative Lamp 5W B11 LED Lamp - Universal - Daylight (5000K) - 80 CRI - 25000 Hours - E12 (Candelabra) - 120 to 130V - Frost TCP - LED5E12B1150KF | 5000 | 83 | 375 | 75 | 25000 | 5 | 1 | 6.42 | 6.42 | 7.5437 | 2020Q2 | https://shop.regencylighting.com/lamps/led/led5e12b1150kf-tcp.html | Regency Lighting | 2020 | Yes
LED Lighting | Decorative | TCP | True |  | Other | B11 | E12 (Candelabra) | Damp Location Rated Home / Light Bulbs / LED / TCP - LED5E12F1127K E26 LED Dimmable Flame Lamp 5W B11 LED Lamp - Universal - Warm White (2700K) - E12 (Candelabra) - 120 to 130V TCP - LED5E12F1127K | 2700 | 83 | 350 | 70 | 25000 | 5 | 1 | 6.42 | 6.42 | 7.5437 | 2020Q2 | https://shop.regencylighting.com/lamps/led/led5e12f1127k-tcp.html | Regency Lighting | 2020 | Yes
LED Lighting | Decorative | TCP | True |  | Other | B11 | E26 (Medium) | Damp Location Rated Home / Light Bulbs / LED / TCP - LED5E26B1127K Damp Location 5W B11 LED Lamp - Universal - 350 Lumens - Warm White (2700K) - 80 CRI - 25000 Hours - E26 (Medium) - 120 to 130V - White TCP - LED5E26B1127K | 2700 | 83 | 350 | 70 | 25000 | 5 | 48 | 308.16 | 6.42 | 7.5437 | 2020Q2 | https://shop.regencylighting.com/lamps/led/led5e26b1127k-tcp.html | Regency Lighting | 2020 | Yes
LED Lighting | Decorative | TCP | True |  | Other | B11 | E26 (Medium) | Damp Location Rated Home / Light Bulbs / LED / TCP - LED5E26B1127KF Damp Location 5W B11 LED Lamp - Universal - 350 Lumens - Warm White (2700K) - 80 CRI - 25000 Hours - E26 (Medium) - 120 to 130V - Frost TCP - LED5E26B1127KF | 2700 | 81 | 350 | 70 | 25000 | 5 | 48 | 308.16 | 6.42 | 7.5437 | 2020Q2 | https://shop.regencylighting.com/lamps/led/led5e26b1127kf-tcp.html | Regency Lighting | 2020 | Yes
LED Lighting | Decorative | TCP | True |  | Other | B11 | E26 (Medium) | Damp Location Rated Home / Light Bulbs / LED / TCP - LED5E26B1130K LED Dimmable Decorative Lamp; Damp Location Rated; Not Suitable for Enclosed Fixtures; Energy Star Certified 5W B11 LED Lamp - Universal - Warm White (3000K) - E26 (Medium) - 120 to 130V TCP - LED5E26B1130K | 3000 | 83 | 350 | 70 | 25000 | 5 | 12 | 77.04 | 6.42 | 7.5437 | 2020Q2 | https://shop.regencylighting.com/lamps/led/led5e26b1130k-tcp.html | Regency Lighting | 2020 | Yes
LED Lighting | Decorative | TCP | True |  | Other | B11 | E26 (Medium) | Damp Location Rated Home / Light Bulbs / LED / TCP - LED5E26F1127K Damp Location 5W F11 LED Lamp - Universal - 350 Lumens - Warm White (2700K) - 80 CRI - 25000 Hours - E26 (Medium) - 120 to 130V - Clear TCP - LED5E26F1127K | 2700 | 83 | 350 | 70 | 25000 | 5 | 48 | 308.16 | 6.42 | 7.5437 | 2020Q2 | https://shop.regencylighting.com/lamps/led/led5e26f1127k-tcp.html | Regency Lighting | 2020 | Yes
LED Lighting | Decorative | TCP | True |  | Globe | G25 | E26 (Medium) | Damp Location Rated Home / Light Bulbs / LED / TCP - LED5G25D27KF Damp Location 5W G25 LED Lamp - Universal - 300 Lumens - Warm White (2700K) - 80 CRI - 25000 Hours - E26 (Medium) - 120 to 130V - Frost TCP - LED5G25D27KF | 2700 | 83 | 350 | 87.5 | 25000 | 4 | 12 | 80.64 | 6.72 | 7.8963 | 2020Q2 | https://shop.regencylighting.com/lamps/led/led5g25d27kf-tcp.html | Regency Lighting | 2020 | Yes
LED Lighting | Decorative | TCP | True |  | Globe | G25 | E26 (Medium) | Damp Location Rated Home / Light Bulbs / LED / TCP - LED5G25D30KF G25 LED Dimmable Globe Lamp 5W G25 LED Lamp - Universal - Warm White (3000K) - E26 (Medium) - Frost TCP - LED5G25D30KF | 3000 | 84 | 350 | 87.5 | 25000 | 4 | 1 | 6.72 | 6.72 | 7.8963 | 2020Q2 | https://shop.regencylighting.com/lamps/led/led5g25d30kf-tcp.html | Regency Lighting | 2020 | Yes
LED Lighting | Reflector | Sylvania | True | Daylighting/Photocell, | Reflector (Flood/Spot) | MR16 | GU5.3 | Use With Photo and/or Motion Sensors,Damp Location Rated,Dim to Warm,Recessed Fixtures Home / Light Bulbs / LED / Sylvania - 78232 - LED5MR16/DIM/827/NFL25/GL/RP Dimmable 5W MR16 LED Lamp - Universal - 350 Lumens - Warm White (2700K) - 81 CRI - 25000 Hours - GU5.3 (Bi-Pin) - 12V Sylvania - 78232 - LED5MR16/DIM/827/NFL25/GL/RP | 2700 | 82 | 350 | 70 | 25000 | 5 | 6 | 41.34 | 6.89 | 8.096 | 2020Q2 | https://shop.regencylighting.com/lamps/led/led5mr16-dim-827-nfl25-gl-rp-78232.html | Regency Lighting | 2020 | Yes
LED Lighting | Reflector | Sylvania | True | Daylighting/Photocell, | Reflector (Flood/Spot) | MR16 | GU5.3 | Use With Photo and/or Motion Sensors,Damp Location Rated,Dim to Warm,Recessed Fixtures Home / Light Bulbs / LED / Sylvania - 78233 - LED5MR16/DIM/830/FL35/GL/RP Dimmable 5W MR16 LED Lamp - Universal - 350 Lumens - Warm White (3000K) - 82 CRI - 25000 Hours - GU5.3 (Bi-Pin) - 12V Sylvania - 78233 - LED5MR16/DIM/830/FL35/GL/RP | 3000 | 82 | 350 | 70 | 25000 | 5 | 6 | 41.34 | 6.89 | 8.096 | 2020Q2 | https://shop.regencylighting.com/lamps/led/led5mr16-dim-830-fl35-gl-rp-78233.html | Regency Lighting | 2020 | Yes
LED Lighting | Reflector | Sylvania | True | Daylighting/Photocell, | Reflector (Flood/Spot) | MR16 | GU5.3 | Use With Photo and/or Motion Sensors,Damp Location Rated,Dim to Warm,Recessed Fixtures Home / Light Bulbs / LED / Sylvania - 78234 - LED5MR16/DIM/830/NFL25/GL/RP Dimmable 5W MR16 LED Lamp - Universal - 350 Lumens - Warm White (3000K) - 82 CRI - 25000 Hours - GU5.3 (Bi-Pin) - 12V Sylvania - 78234 - LED5MR16/DIM/830/NFL25/GL/RP | 3000 | 82 | 350 | 70 | 25000 | 5 | 6 | 41.34 | 6.89 | 8.096 | 2020Q2 | https://shop.regencylighting.com/lamps/led/led5mr16-dim-830-nfl25-gl-rp-78234.html | Regency Lighting | 2020 | Yes
LED Lighting | Reflector | Sylvania | True | Daylighting/Photocell, | Reflector (Flood/Spot) | MR16 | GU5.3 | Use With Photo and/or Motion Sensors,Damp Location Rated,Dim to Warm,Recessed Fixtures Home / Light Bulbs / LED / Sylvania - 78231 - LED5MR16DIM827FL35GLRP 6/CS 25000 Hour Life 5W MR16 LED Lamp - Universal - 350 Lumens - Warm White (2700K) - 81 CRI - 25000 Hours - GU5.3 (Bi-Pin) - 12V Sylvania - 78231 - LED5MR16DIM827FL35GLRP 6/CS | 2700 | 82 | 350 | 70 | 25000 | 5 | 6 | 41.34 | 6.89 | 8.096 | 2020Q2 | https://shop.regencylighting.com/lamps/led/led5mr16dim827fl35glrp-6-cs-78231.html | Regency Lighting | 2020 | Yes
LED Lighting | Reflector | Sylvania | True |  | Reflector (Flood/Spot) | PAR16 | GU10 | Damp Location Rated,Not Rated for Recessed Fixtures Home / Light Bulbs / LED / LEDVANCE - 40002 - LED5PAR16GU10DIM930FL4022YRP CEC Title 20 Compliant; Indoor/Outdoor Damp Rated 5W PAR16 LED Lamp - Universal - 400 Lumens - Warm White (3000K) - 91 CRI - 25000 Hours - GU10 (Bi-Pin / Twist & Lock) - 120 to 130V LEDVANCE - 40002 - LED5PAR16GU10DIM930FL4022YRP | 3000 | 93 | 400 | 80 | 25000 | 5 | 1 | 5.31 | 5.31 | 6.2395 | 2020Q2 | https://shop.regencylighting.com/lamps/led/led5par16gu10dim930fl4022yrp-40002.html | Regency Lighting | 2020 | Yes
LED Lighting | A-Type | Brand Philips | False |  |  |  |  | LED Lamp A19 Bulb Shape Non-Dimmable Polycarbonate Bulb Housing Medium Screw Bulb Base (E26) 9.5 Watt 2200K-2700K-5000K Bulb Color Temperature LED 2200 5000K Light Appearance Very Warm White 15,000 Hours Average Bulb Life 80 Color Rendering Index Standard Bulb 300° Bulb Beam Angle 800/800/80 Lumens Omnidirectional Light Distribution 120 Voltage 4-19/64"L 2-3/8" Dia. Mfg #464957 Philips 60W Equivalent A19 Bright White Scene Switch LED Light Bulb Package Of 6 | 3000 | 80 | 800 | 84.2105 | 15000 | 9.5 | 6 | 86.34 | 14.39 | 16.9088 | 2020Q2 | https://hdsupplysolutions.com/p/led-00-75-10-35/philips-60w-equivalent-a19-bright-white-scene-switch-led-light-bulb-package-of-6-p539129 | HD Supply | 2020 | Yes
LED Lighting | A-Type | Euri Lighting |  |  | LED | A19 | Medium (E26) | NOTICE: This Product Has Been Discontinued Please See the Following Comparable Products:Euri Lighting - EA19-7100-6 - LED A19 Bulb - 9.5 Watt - 3000K - 6 Pack -- E26 - Medium Base - 120V - 750 Lumens - 60 Watt Incandescent EqualYou can also browse our entire inventory of: LED Light BulbsProduct Description Euri Lighting's EA19-7100-3 9.5 watt LED A19 is a perfect substitute for 60 watt incandescent equivalents. This LED bulb reduces energy consumption and provides a more natural and richer lighting experience. Along with multiple features, this bulb is suited for a wide variety of applications partly thanks to the E26 base that fits into most standard bulb sockets. At an estimated $1.45 per year energy cost, you are expected to save loads more than if using an incandescent bulb. The 3000Kcolor temperature emits a warm white light, suited for indoor and outdoor use. Need more bulbs? Purchase the 6 pack here. Features: Energy Efficient Instant on/off Mercury free 25,000 hour life rating Features: Residential Commercial Hotels Motels Home lighting E26 - Medium Base - 120V - 850 Lumens - 60 Watt Incandescent Equal Euri Lighting - EA19-7100-3 - LED A19 Bulb - 9.5 Watt - 3000K - 3 Pack | 3000 | 80 | 800 | 84.2105 | 15000 | 9.5 | 1 | 3.9 | 3.9 | 4.5827 | 2020Q2 | https://www.energyavenue.com/Euri-Lighting/EA19-7100-3 | Energy Avenue | 2020 | Yes
LED Lighting | A-Type | Green Creative | True |  | LED | A19 | GU24 | NOTICE: This Product Has Been Discontinued Please See the Following Comparable Products:Green Creative - 97909 - 9A19DIM/830/GU24 - LED A19 Bulb -- 9W - 60 Watt Incandescent Equivalent - GU24 - 3000K - DimmableYou can also browse our entire inventory of: LED Light BulbsProduct Description If you are looking for an energy-efficient light bulb for your home or office, consider Green Creative 9.5A19G4DIM/830/GU24 40736, A19 LED. This dimmable, 9.5-watt LED bulb replaces 13 watt CFL lights and offers a 25,000-hour lifespan (backed with a 3 year warranty), with a color temperature of 3000K. This A19 LED features a GU24 base, and can be used in enclosed fixtures. Green Creative 9.5A19G4DIM/830/GU24 40736 other features include: 120 volts Omni-directional 30% energy savings UL listed 9.5A19G4DIM/830/GU24 - 120V - GU 24 Base - 800 Lumens (Initial) - 80 CRI - Omni-Directional Green Creative 40736 - 9.5 W A19 LED - 13 Watt CFL Equal - 3000K | 3000 | 80 | 800 | 84.2105 | 25000 | 9.5 | 1 | 10.45 | 10.45 | 12.2792 | 2020Q2 | https://www.energyavenue.com/Green-Creative/40736 | Energy Avenue | 2020 | Yes
LED Lighting | A-Type | Philips | True |  | LED | A19 | Medium (E26) | Product Description The Philips 9.5A19/PER/827/P/E26/DIM (479857) 60W light bulb is the standard light bulb that does more. The LED A19 bulb contains a 250-degree omni-directional beam angle that illuminates 2700K warm white light for 15,000 hours. It can turn on and radiate light within five seconds. A dimming feature completes the smart bulb package. Philips 9.5A19/PER/827/P/E26/DIM (479857) Features: E26 base Frosted finish 60W standard incandescent equivalent Philips 9.5A19/PER/827/P/E26/DIM (479857) Applications: Indoor use Residential use Commercial use 9.5A19/PER/827/P/E26/DIM - 800 Lumens - 80 CRI - 60W Incandescent Equivalent - 250° - 120V Philips 479857 - 9.5W LED A19 - 2700K | 2700 | 80 | 800 | 84.2105 | 15000 | 9.5 | 6 | 17.28 | 2.88 | 3.3841 | 2020Q2 | https://www.energyavenue.com/Philips/479857 | Energy Avenue | 2020 | Yes
LED Lighting | Reflector | Sylvania | True | Daylighting/Photocell, | Reflector (Flood/Spot) | MR16 | GU5.3 | Use With Timers,Use With Photo and/or Motion Sensors,Damp Location Rated,Dim to Warm,Recessed Fixtures Home / Light Bulbs / LED / Sylvania - 78239 - LED6MR16/DIM/830/FL35/GL/RP Dimmable 6W MR16 LED Lamp - Universal - 450 Lumens - Warm White (3000K) - 82 CRI - 25000 Hours - GU5.3 (Bi-Pin) - 12V Sylvania - 78239 - LED6MR16/DIM/830/FL35/GL/RP | 3000 | 81 | 450 | 75 | 25000 | 6 | 6 | 47.7 | 7.95 | 9.3416 | 2020Q2 | https://shop.regencylighting.com/lamps/led/led6mr16-dim-830-fl35-gl-rp-78239.html | Regency Lighting | 2020 | Yes
LED Lighting | Reflector | Sylvania | True | Daylighting/Photocell, | Reflector (Flood/Spot) | MR16 | GU5.3 | Use With Timers,Use With Photo and/or Motion Sensors,Damp Location Rated,Dim to Warm,Recessed Fixtures Home / Light Bulbs / LED / Sylvania - 78240 - LED6MR16/DIM/830/NFL25/GL/RP Dimmable 6W MR16 LED Lamp - Universal - 450 Lumens - Warm White (3000K) - 83 CRI - 25000 Hours - GU5.3 (Bi-Pin) - 12V Sylvania - 78240 - LED6MR16/DIM/830/NFL25/GL/RP | 3000 | 82 | 450 | 75 | 25000 | 6 | 6 | 47.7 | 7.95 | 9.3416 | 2020Q2 | https://shop.regencylighting.com/lamps/led/led6mr16-dim-830-nfl25-gl-rp-78240.html | Regency Lighting | 2020 | Yes
LED Lighting | Reflector | Sylvania | True | Daylighting/Photocell, | Reflector (Flood/Spot) | MR16 | GU5.3 | Use With Photo and/or Motion Sensors,Damp Location Rated,Dim to Warm,Recessed Fixtures Home / Light Bulbs / LED / Sylvania - 78235 - LED6MR16/DIM/930/FL35/GL/RP Dimmable 6W MR16 LED Lamp - Universal - 425 Lumens - Warm White (3000K) - 93 CRI - 25000 Hours - GU5.3 (Bi-Pin) - 12V Sylvania - 78235 - LED6MR16/DIM/930/FL35/GL/RP | 3000 | 94 | 425 | 70.8333 | 30000 | 6 | 6 | 50.22 | 8.37 | 9.8351 | 2020Q2 | https://shop.regencylighting.com/lamps/led/led6mr16-dim-930-fl35-gl-rp-78235.html | Regency Lighting | 2020 | Yes
LED Lighting | Reflector | Sylvania | True |  | Reflector (Flood/Spot) | PAR16 | E26 (Medium) | Damp Location Rated,Recessed Fixtures Home / Light Bulbs / LED / Sylvania - 78287 - LED6PAR16DIM830FL36GL1RP PAR16 LED Lamp 6W PAR16 LED Lamp - Universal - 450 Lumens - Warm White (3000K) - 80 CRI - 25000 Hours - E26 (Medium) - 120 to 130V Sylvania - 78287 - LED6PAR16DIM830FL36GL1RP | 3000 | 83 | 450 | 75 | 25000 | 6 | 1 | 8.47 | 8.47 | 9.9526 | 2020Q2 | https://shop.regencylighting.com/lamps/led/led6par16dim830fl36gl1rp-78287.html | Regency Lighting | 2020 | Yes
LED Lighting | Reflector | Sylvania | True |  | Reflector (Flood/Spot) | PAR16 | GU10 | Damp Location Rated,Recessed Fixtures Home / Light Bulbs / LED / Sylvania - 78288 - LED6PAR16GU10DIM830FL36GL1RP PAR16 LED Lamp 6W PAR16 LED Lamp - Universal - 450 Lumens - Warm White (3000K) - 82 CRI - 25000 Hours - GU10 (Bi-Pin / Twist & Lock) - 120 to 130V Sylvania - 78288 - LED6PAR16GU10DIM830FL36GL1RP | 3000 | 83 | 450 | 75 | 25000 | 6 | 1 | 8.47 | 8.47 | 9.9526 | 2020Q2 | https://shop.regencylighting.com/lamps/led/led6par16gu10dim830fl36gl1rp-78288.html | Regency Lighting | 2020 | Yes
LED Lighting | Reflector | Sylvania | True |  | Reflector (Flood/Spot) | R20 | E26 (Medium) | Damp Location Rated,Not Rated for Recessed Fixtures Home / Light Bulbs / LED / Sylvania - 40025 - LED6R20/DIM/927/RP Indoor/Outdoor Damp Rated; CEC and JA8 Compliant 6W R20 LED Lamp - 540 Lumens - Warm White (2700K) - 90 CRI - 25000 Hours - E26 (Medium) Sylvania - 40025 - LED6R20/DIM/927/RP | 2700 | 92 | 540 | 90 | 25000 | 6 | 1 | 5.73 | 5.73 | 6.733 | 2020Q2 | https://shop.regencylighting.com/lamps/led/led6r20-dim-927-rp-40025.html | Regency Lighting | 2020 | Yes
LED Lighting | Reflector | Sylvania | True | Daylighting/Photocell, | Reflector (Flood/Spot) | R20 | E26 (Medium) | Damp Location Rated,Not Rated for Recessed Fixtures Home / Light Bulbs / LED / Sylvania - 40026 - LED6R20/DIM/950/RP Indoor/Outdoor Damp Rated; CEC and JA8 Compliant 6W R20 LED Lamp - 540 Lumens - Daylight (5000K) - 90 CRI - 25000 Hours - E26 (Medium) Sylvania - 40026 - LED6R20/DIM/950/RP | 5000 | 95 | 540 | 90 | 25000 | 6 | 1 | 5.73 | 5.73 | 6.733 | 2020Q2 | https://shop.regencylighting.com/lamps/led/led6r20-dim-950-rp-40026.html | Regency Lighting | 2020 | Yes
LED Lighting | Reflector | Sylvania | True | Daylighting/Photocell, | Reflector (Flood/Spot) | R20 | E26 (Medium) | Damp Location Rated,Recessed Fixtures Home / Light Bulbs / LED / Sylvania - 78061 - LED6R20DIMHO850G5RP Lamp Finish Frosted 6W R20 LED Lamp - Universal - 550 Lumens - Daylight (5000K) - 80 CRI - 25000 Hours - E26 (Medium) - 120 to 130V - Frost Sylvania - 78061 - LED6R20DIMHO850G5RP | 5000 | 86 | 525 | 87.5 | 25000 | 6 | 1 | 7.64 | 7.64 | 8.9773 | 2020Q2 | https://shop.regencylighting.com/lamps/led/led6r20dimho850g5rp-78061.html | Regency Lighting | 2020 | Yes
LED Lighting | Reflector | Sylvania | True |  | Reflector (Flood/Spot) | BR30 | E26 (Medium) | Damp Location Rated,Not Rated for Recessed Fixtures Home / Light Bulbs / LED / Sylvania - 40027 - LED7.5BR30/DIM/927/RP Indoor/Outdoor Damp Rated; CEC and JA8 Compliant 7.5W BR30 LED Lamp - Universal - 675 Lumens - Warm White (2700K) - 90 CRI - 25000 Hours - E26 (Medium) - 120 to 130V - Frost Sylvania - 40027 - LED7.5BR30/DIM/927/RP | 2700 | 92 | 675 | 90 | 25000 | 7.5 | 1 | 8.04 | 8.04 | 9.4473 | 2020Q2 | https://shop.regencylighting.com/lamps/led/led7-5br30-dim-927-rp-40027.html | Regency Lighting | 2020 | Yes
LED Lighting | Reflector | Sylvania | True | Daylighting/Photocell, | Reflector (Flood/Spot) | BR30 | E26 (Medium) | Damp Location Rated,Not Rated for Recessed Fixtures Home / Light Bulbs / LED / Sylvania - 40028 - LED7.5BR30/DIM/950/RP Indoor/Outdoor Damp Rated; CEC and JA8 Compliant 7.5W BR30 LED Lamp - 675 Lumens - Daylight (5000K) - 90 CRI - 25000 Hours - E26 (Medium) - 120 to 130V Sylvania - 40028 - LED7.5BR30/DIM/950/RP | 5000 | 95 | 675 | 90 | 25000 | 7.5 | 1 | 8.04 | 8.04 | 9.4473 | 2020Q2 | https://shop.regencylighting.com/lamps/led/led7-5br30-dim-950-rp-40028.html | Regency Lighting | 2020 | Yes
LED Lighting | Reflector | TCP | True |  | Reflector (Flood/Spot) | MR16 | GU5.3 | Damp Location Rated,Recessed Fixtures Home / Light Bulbs / LED / TCP - LED712VMR16841KFL MRX16 LED Dimmable Lamp 7W MR16 LED Lamp - Universal - Cool White (4100K) - 25000 Hours - GU5.3 (Bi-Pin) - 12V TCP - LED712VMR16841KFL | 4000 | 83 | 525 | 70.9459 | 25000 | 7.4 | 1 | 16.98 | 16.98 | 19.9522 | 2020Q2 | https://shop.regencylighting.com/lamps/led/led712vmr16841kfl-tcp.html | Regency Lighting | 2020 | Yes
LED Lighting | Reflector | TCP | True |  | Reflector (Flood/Spot) | MR16 | GU5.3 | Damp Location Rated,Recessed Fixtures Home / Light Bulbs / LED / TCP - LED712VMR16V27KFL Damp Location 7W MR16 LED Lamp - Universal - 480 Lumens - Warm White (2700K) - 80 CRI - 25000 Hours - GU5.3 (Bi-Pin) - 12V - White TCP - LED712VMR16V27KFL | 2700 | 82 | 500 | 76.9231 | 25000 | 6.5 | 12 | 82.44 | 6.87 | 8.0725 | 2020Q2 | https://shop.regencylighting.com/lamps/led/led712vmr16v27kfl-tcp.html | Regency Lighting | 2020 | Yes
LED Lighting | Reflector | TCP | True |  | Reflector (Flood/Spot) | MR16 | GU5.3 | Damp Location Rated,Recessed Fixtures Home / Light Bulbs / LED / TCP - LED712VMR16V27KNFL Damp Location 7W MR16 LED Lamp - Universal - 450 Lumens - Warm White (2700K) - 80 CRI - 25000 Hours - GU5.3 (Bi-Pin) - 12V - White TCP - LED712VMR16V27KNFL | 2700 | 80 | 500 | 71.4286 | 25000 | 7 | 12 | 82.44 | 6.87 | 8.0725 | 2020Q2 | https://shop.regencylighting.com/lamps/led/led712vmr16v27knfl-tcp.html | Regency Lighting | 2020 | Yes
LED Lighting | Reflector | TCP | True |  | Reflector (Flood/Spot) | MR16 | GU5.3 | Damp Location Rated,Recessed Fixtures Home / Light Bulbs / LED / TCP - LED712VMR16V30KFL Damp Location 7W MR16 LED Lamp - Universal - 500 Lumens - Warm White (3000K) - 80 CRI - 25000 Hours - GU5.3 (Bi-Pin) - 12V - White TCP - LED712VMR16V30KFL | 3000 | 83 | 500 | 76.9231 | 25000 | 6.5 | 12 | 82.44 | 6.87 | 8.0725 | 2020Q2 | https://shop.regencylighting.com/lamps/led/led712vmr16v30kfl-tcp.html | Regency Lighting | 2020 | Yes
LED Lighting | Reflector | TCP | True |  | Reflector (Flood/Spot) | MR16 | GU5.3 | Damp Location Rated,Recessed Fixtures Home / Light Bulbs / LED / TCP - LED712VMR16V30KNFL Damp Location 7W MR16 LED Lamp - Universal - 470 Lumens - Warm White (3000K) - 80 CRI - 25000 Hours - GU5.3 (Bi-Pin) - 12V - White TCP - LED712VMR16V30KNFL | 3000 | 82 | 500 | 71.4286 | 25000 | 7 | 12 | 82.44 | 6.87 | 8.0725 | 2020Q2 | https://shop.regencylighting.com/lamps/led/led712vmr16v30knfl-tcp.html | Regency Lighting | 2020 | Yes
LED Lighting | Reflector | TCP | True |  | Reflector (Flood/Spot) | MR16 | GU5.3 | Damp Location Rated,Recessed Fixtures Home / Light Bulbs / LED / TCP - LED712VMR16V41KFL Damp Location 7W MR16 LED Lamp - Universal - 525 Lumens - Cool White (4100K) - 80 CRI - 25000 Hours - GU5.3 (Bi-Pin) - 12V - White TCP - LED712VMR16V41KFL | 4000 | 84 | 500 | 76.9231 | 25000 | 6.5 | 12 | 82.44 | 6.87 | 8.0725 | 2020Q2 | https://shop.regencylighting.com/lamps/led/led712vmr16v41kfl-tcp.html | Regency Lighting | 2020 | Yes
LED Lighting | Reflector | TCP | True |  | Reflector (Flood/Spot) | MR16 | GU5.3 | Damp Location Rated,Recessed Fixtures Home / Light Bulbs / LED / TCP - LED712VMR16V41KNFL Damp Location 7W MR16 LED Lamp - Universal - 525 Lumens - Cool White (4100K) - 80 CRI - 25000 Hours - GU5.3 (Bi-Pin) - 12V - White TCP - LED712VMR16V41KNFL | 4000 | 82 | 500 | 71.4286 | 25000 | 7 | 12 | 82.44 | 6.87 | 8.0725 | 2020Q2 | https://shop.regencylighting.com/lamps/led/led712vmr16v41knfl-tcp.html | Regency Lighting | 2020 | Yes
LED Lighting | Reflector | TCP | True |  | Reflector (Flood/Spot) | PAR16 | E26 (Medium) | Damp Location Rated,Recessed Fixtures Home / Light Bulbs / LED / TCP - LED7P1627KFL Damp Location 7W PAR16 LED Lamp - Universal - 500 Lumens - Warm White (2700K) - 82 CRI - 25000 Hours - E26 (Medium) - 120 to 130V - White TCP - LED7P1627KFL | 2700 | 83 | 550 | 78.5714 | 25000 | 7 | 1 | 12.6 | 12.6 | 14.8055 | 2020Q2 | https://shop.regencylighting.com/lamps/led/led7p1627kfl-tcp.html | Regency Lighting | 2020 | Yes
LED Lighting | Reflector | TCP | True |  | Reflector (Flood/Spot) | PAR16 | E26 (Medium) | Damp Location Rated,Recessed Fixtures Home / Light Bulbs / LED / TCP - LED7P1630KFL Energy Star Certified; Enclosed Fixture Rated; Damp Location Rated 7W PAR16 LED Lamp - Universal - 525 Lumens - Warm White (3000K) - 82 CRI - 25000 Hours - E26 (Medium) - 120 to 130V TCP - LED7P1630KFL | 3000 | 85 | 600 | 85.7143 | 25000 | 7 | 1 | 12.6 | 12.6 | 14.8055 | 2020Q2 | https://shop.regencylighting.com/lamps/led/led7p1630kfl-tcp.html | Regency Lighting | 2020 | Yes
LED Lighting | Reflector | TCP | True |  | Reflector (Flood/Spot) | PAR16 | E26 (Medium) | Damp Location Rated,Recessed Fixtures Home / Light Bulbs / LED / TCP - LED7P1641KFL Damp Location; Enclosed Fixture Rated 7W PAR16 LED Lamp - Universal - 550 Lumens - Cool White (4100K) - 82 CRI - 25000 Hours - E26 (Medium) - 120 to 130V TCP - LED7P1641KFL | 4000 | 85 | 625 | 89.2857 | 25000 | 7 | 1 | 12.6 | 12.6 | 14.8055 | 2020Q2 | https://shop.regencylighting.com/lamps/led/led7p1641kfl-tcp.html | Regency Lighting | 2020 | Yes
LED Lighting | Reflector | Sylvania | True |  | Reflector (Flood/Spot) | PAR20 | E26 (Medium) | Damp Location Rated,Recessed Fixtures Home / Light Bulbs / LED / Sylvania - 78350 - LED7PAR20DIM827FL4022YGL3WRP PAR20 LED Lamp 7W PAR20 LED Lamp - Universal - 525 Lumens - Warm White (2700K) - 82 CRI - 25000 Hours - E26 (Medium) - 120 to 130V Sylvania - 78350 - LED7PAR20DIM827FL4022YGL3WRP | 2700 | 83 | 525 | 75 | 25000 | 7 | 1 | 11.42 | 11.42 | 13.4189 | 2020Q2 | https://shop.regencylighting.com/lamps/led/led7par20dim827fl4022ygl3wrp-78350.html | Regency Lighting | 2020 | Yes
LED Lighting | Reflector | Sylvania | True |  | Reflector (Flood/Spot) | PAR20 | E26 (Medium) | Damp Location Rated,Recessed Fixtures Home / Light Bulbs / LED / Sylvania - 78349 - LED7PAR20DIM827NFL2522YGL3WRP PAR20 LED Lamp 7W PAR20 LED Lamp - Universal - 525 Lumens - Warm White (2700K) - 82 CRI - 25000 Hours - E26 (Medium) - 120 to 130V Sylvania - 78349 - LED7PAR20DIM827NFL2522YGL3WRP | 2700 | 83 | 525 | 75 | 25000 | 7 | 1 | 11.42 | 11.42 | 13.4189 | 2020Q2 | https://shop.regencylighting.com/lamps/led/led7par20dim827nfl2522ygl3wrp-78349.html | Regency Lighting | 2020 | Yes
LED Lighting | Reflector | Sylvania | True |  | Reflector (Flood/Spot) | PAR20 | E26 (Medium) | Damp Location Rated,Recessed Fixtures Home / Light Bulbs / LED / Sylvania - 78348 - LED7PAR20DIM830FL4022YGL3WRP PAR20 LED Lamp 7W PAR20 LED Lamp - Universal - 525 Lumens - Warm White (3000K) - 82 CRI - 25000 Hours - E26 (Medium) - 120 to 130V Sylvania - 78348 - LED7PAR20DIM830FL4022YGL3WRP | 3000 | 83 | 525 | 75 | 25000 | 7 | 1 | 11.42 | 11.42 | 13.4189 | 2020Q2 | https://shop.regencylighting.com/lamps/led/led7par20dim830fl4022ygl3wrp-78348.html | Regency Lighting | 2020 | Yes
LED Lighting | Reflector | Sylvania | True |  | Reflector (Flood/Spot) | PAR20 | E26 (Medium) | Damp Location Rated,Recessed Fixtures Home / Light Bulbs / LED / Sylvania - 78347 - LED7PAR20DIM830NFL2522YGL3WRP PAR20 LED Lamp 7W PAR20 LED Lamp - Universal - 525 Lumens - Warm White (3000K) - 82 CRI - 25000 Hours - E26 (Medium) - 120 to 130V Sylvania - 78347 - LED7PAR20DIM830NFL2522YGL3WRP | 3000 | 83 | 525 | 75 | 25000 | 7 | 1 | 11.42 | 11.42 | 13.4189 | 2020Q2 | https://shop.regencylighting.com/lamps/led/led7par20dim830nfl2522ygl3wrp-78347.html | Regency Lighting | 2020 | Yes
LED Lighting | Reflector | Sylvania | True |  | Reflector (Flood/Spot) | PAR20 | E26 (Medium) | Damp Location Rated,Recessed Fixtures Home / Light Bulbs / LED / Sylvania - 78346 - LED7PAR20DIM840FL4022YGL3WRP PAR20 LED Lamp 7W PAR20 LED Lamp - Universal - 525 Lumens - Cool White (4000K) - 82 CRI - 25000 Hours - E26 (Medium) - 120 to 130V Sylvania - 78346 - LED7PAR20DIM840FL4022YGL3WRP | 4000 | 84 | 525 | 75 | 25000 | 7 | 1 | 11.42 | 11.42 | 13.4189 | 2020Q2 | https://shop.regencylighting.com/lamps/led/led7par20dim840fl4022ygl3wrp-78346.html | Regency Lighting | 2020 | Yes
LED Lighting | Reflector | Sylvania | True | Daylighting/Photocell, | Reflector (Flood/Spot) | PAR20 | E26 (Medium) | Wet Location Rated,Recessed Fixtures Home / Light Bulbs / LED / Sylvania - 74777 - LED7PAR20DIM850FL4013YGLWRP Glass PAR Lamp; Enclosed Fixture Rated; Wet Location Rated; Food Safe Listed; Energy Star Rated 7W LED PAR20 - Universal - 550 Lumens - Daylight (5000K) - 81 CRI - 15000 hrs. - E26 (Medium) - 120 to 130V Sylvania - 74777 - LED7PAR20DIM850FL4013YGLWRP | 5000 | 87 | 550 | 78.5714 | 15000 | 7 | 1 | 218.58 | 218.58 | 256.8399 | 2020Q2 | https://shop.regencylighting.com/lamps/led/led7par20dim850fl4013yglwrp-74777.html | Regency Lighting | 2020 | No
LED Lighting | A-Type | Philips Lighting |  |  | A19 (Arbitrary) |  | E26 (Medium Screw) | HomeLamps, Bulbs, BallastsBulbs - LEDLED - TraditionalLamps - A-Type LED Lamp with SceneSwitch (color change), 9.5W – 8W - 3W, 120V, Bulb: A-Type (A19), Base: Medium Screw (E26), Lumens: 800-800-80, CRI: 80, Color Temperature: 5000-2700-2200K. Energy Star Rated. Rated Average Life: 15,000 Hrs. *Philips Part # 46495-7, MDL# 929001263204* 60W Equivalent. SCENE SWITCH Philips Lighting 464957 9.5A19/LED/827-50-22/ND | 2200 | 80 | 800 | 84.2105 |  | 9.5 | 1 | 11.7 | 11.7 | 13.748 | 2020Q2 | https://www.platt.com/platt-electric-supply/LED-Traditional-Lamps-A-Type/Philips-Lighting/464957/product.aspx?zpid=257631 | Platt | 2020 | Yes
LED Lighting | Downlight | Sylvania | True |  | PAR30 |  |  | Downlight Solid State Retrofit Home / Light Bulbs / LED / Sylvania - 79621 - LED8.5LT4/DIM/SKE/827/RP Integrated Bulb and Trim; Suitable for Damp Locations; Use in Fixtures that support a Half Pound Lamp; 6" Fully Extended or 4" Fully Retracted Legth 8.5W LED Integrated Bulb and Trim - 500 Lumens - Warm White (2700K) - 80 CRI - 25000 hrs. - E26 (Medium) - 120 to 130V - White Sylvania - 79621 - LED8.5LT4/DIM/SKE/827/RP | 2700 | 82 | 556 | 70.3797 | 69000 | 7.9 | 1 | 8.89 | 8.89 | 10.4461 | 2020Q2 | https://shop.regencylighting.com/lamps/led/led8-5lt4-dim-ske-827-rp-79621.html | Regency Lighting | 2020 | Yes
LED Lighting | Reflector | TCP | True |  | Reflector (Flood/Spot) | PAR20 | E26 (Medium) | Wet Location Rated,Recessed Fixtures Home / Light Bulbs / LED / TCP - LED8P20D27KFL Damp Location Rated 8W PAR20 LED Lamp - Universal - 575 Lumens - Warm White (2700K) - 82 CRI - 25000 Hours - E26 (Medium) - 120 to 130V - White TCP - LED8P20D27KFL | 2700 | 83 | 600 | 85.7143 | 25000 | 7 | 48 | 559.2 | 11.65 | 13.6892 | 2020Q2 | https://shop.regencylighting.com/lamps/led/led8p20d27kfl-tcp.html | Regency Lighting | 2020 | Yes
LED Lighting | Reflector | TCP | True |  | Reflector (Flood/Spot) | PAR20 | E26 (Medium) | Wet Location Rated,Recessed Fixtures Home / Light Bulbs / LED / TCP - LED8P20D27KFLB Black Housing; Damp Location Rated; Energy Star Rated 8W PAR20 LED Lamp - Universal - 575 Lumens - Warm White (2700K) - 80 CRI - 25000 Hours - E26 (Medium) - 120 to 130V - Black TCP - LED8P20D27KFLB | 2700 | 83 | 600 | 85.7143 | 25000 | 7 | 1 | 13.51 | 13.51 | 15.8748 | 2020Q2 | https://shop.regencylighting.com/lamps/led/led8p20d27kflb-tcp.html | Regency Lighting | 2020 | Yes
LED Lighting | Reflector | TCP | True |  | Reflector (Flood/Spot) | PAR20 | E26 (Medium) | Wet Location Rated,Recessed Fixtures Home / Light Bulbs / LED / TCP - LED8P20D27KNFL Damp Location Rated 8W PAR20 LED Lamp - Universal - 575 Lumens - Warm White (2700K) - 82 CRI - 25000 Hours - E26 (Medium) - 120 to 130V - White TCP - LED8P20D27KNFL | 2700 | 83 | 600 | 85.7143 | 25000 | 7 | 48 | 559.2 | 11.65 | 13.6892 | 2020Q2 | https://shop.regencylighting.com/lamps/led/led8p20d27knfl-tcp.html | Regency Lighting | 2020 | Yes
LED Lighting | Reflector | TCP | True |  | Reflector (Flood/Spot) | PAR20 | E26 (Medium) | Wet Location Rated,Recessed Fixtures Home / Light Bulbs / LED / TCP - LED8P20D30KFL Damp Location Rated 8W PAR20 LED Lamp - Universal - 600 Lumens - Warm White (3000K) - 82 CRI - 25000 Hours - E26 (Medium) - 120 to 130V - White TCP - LED8P20D30KFL | 3000 | 83 | 625 | 89.2857 | 25000 | 7 | 48 | 559.2 | 11.65 | 13.6892 | 2020Q2 | https://shop.regencylighting.com/lamps/led/led8p20d30kfl-tcp.html | Regency Lighting | 2020 | Yes
LED Lighting | Reflector | TCP | True |  | Reflector (Flood/Spot) | PAR20 | E26 (Medium) | Wet Location Rated,Recessed Fixtures Home / Light Bulbs / LED / TCP - LED8P20D30KNFL Damp Location Rated 8W PAR20 LED Lamp - Universal - 600 Lumens - Warm White (3000K) - 82 CRI - 25000 Hours - E26 (Medium) - 120 to 130V - White TCP - LED8P20D30KNFL | 3000 | 83 | 625 | 89.2857 | 25000 | 7 | 48 | 559.2 | 11.65 | 13.6892 | 2020Q2 | https://shop.regencylighting.com/lamps/led/led8p20d30knfl-tcp.html | Regency Lighting | 2020 | Yes
LED Lighting | Reflector | TCP | True |  | Reflector (Flood/Spot) | PAR20 | E26 (Medium) | Wet Location Rated,Recessed Fixtures Home / Light Bulbs / LED / TCP - LED8P20D30KNFLB Damp Location Rated; Black Housing 8W PAR20 LED Lamp - Universal - 515 Lumens - Warm White (3000K) - 82 CRI - 25000 hrs. - E26 (Medium) - 120 to 130V - Black TCP - LED8P20D30KNFLB | 3000 | 83 | 625 | 89.2857 | 25000 | 7 | 1 | 13.51 | 13.51 | 15.8748 | 2020Q2 | https://shop.regencylighting.com/lamps/led/led8p20d30knflb-tcp.html | Regency Lighting | 2020 | Yes
LED Lighting | Reflector | TCP | True |  | Reflector (Flood/Spot) | PAR20 | E26 (Medium) | Wet Location Rated,Recessed Fixtures Home / Light Bulbs / LED / TCP - LED8P20D35KFL Damp Location Rated 8W PAR20 LED Lamp - Universal - 525 Lumens - Neutral White (3500K) - 82 CRI - 25000 Hours - E26 (Medium) - 120 to 130V TCP - LED8P20D35KFL | 3500 | 84 | 675 | 96.4286 | 25000 | 7 | 1 | 11.65 | 11.65 | 13.6892 | 2020Q2 | https://shop.regencylighting.com/lamps/led/led8p20d35kfl-tcp.html | Regency Lighting | 2020 | Yes
LED Lighting | Reflector | TCP | True |  | Reflector (Flood/Spot) | PAR20 | E26 (Medium) | Wet Location Rated,Recessed Fixtures Home / Light Bulbs / LED / TCP - LED8P20D35KNFL Damp Location Rated 8W PAR20 LED Lamp - Universal - 525 Lumens - Neutral White (3500K) - 82 CRI - 25000 Hours - E26 (Medium) - 120 to 130V TCP - LED8P20D35KNFL | 3500 | 84 | 675 | 96.4286 | 25000 | 7 | 1 | 11.65 | 11.65 | 13.6892 | 2020Q2 | https://shop.regencylighting.com/lamps/led/led8p20d35knfl-tcp.html | Regency Lighting | 2020 | Yes
LED Lighting | Reflector | TCP | True |  | Reflector (Flood/Spot) | PAR20 | E26 (Medium) | Wet Location Rated,Recessed Fixtures Home / Light Bulbs / LED / TCP - LED8P20D41KFL Damp Location Rated 8W PAR20 LED Lamp - Universal - 530 Lumens - Cool White (4100K) - 82 CRI - 25000 Hours - E26 (Medium) - 120 to 130V TCP - LED8P20D41KFL | 4000 | 86 | 675 | 96.4286 | 25000 | 7 | 1 | 11.65 | 11.65 | 13.6892 | 2020Q2 | https://shop.regencylighting.com/lamps/led/led8p20d41kfl-tcp.html | Regency Lighting | 2020 | Yes
LED Lighting | Reflector | TCP | True |  | Reflector (Flood/Spot) | PAR20 | E26 (Medium) | Wet Location Rated,Recessed Fixtures Home / Light Bulbs / LED / TCP - LED8P20D41KNFL Damp Location Rated 8W PAR20 LED Lamp - Universal - 530 Lumens - Cool White (4100K) - 82 CRI - 25000 Hours - E26 (Medium) - 120 to 130V TCP - LED8P20D41KNFL | 4000 | 86 | 675 | 96.4286 | 25000 | 7 | 1 | 11.65 | 11.65 | 13.6892 | 2020Q2 | https://shop.regencylighting.com/lamps/led/led8p20d41knfl-tcp.html | Regency Lighting | 2020 | Yes
LED Lighting | Reflector | TCP | True | Daylighting/Photocell, | Reflector (Flood/Spot) | PAR20 | E26 (Medium) | Wet Location Rated,Recessed Fixtures Home / Light Bulbs / LED / TCP - LED8P20D50KFL Damp Location Rated; Energy Star Certified 8W PAR20 LED Lamp - Universal - 650 Lumens - Daylight (5000K) - 80 CRI - 25000 Hours - E26 (Medium) - 120 to 130V TCP - LED8P20D50KFL | 5000 | 84 | 700 | 100 | 25000 | 7 | 1 | 11.65 | 11.65 | 13.6892 | 2020Q2 | https://shop.regencylighting.com/lamps/led/led8p20d50kfl-tcp.html | Regency Lighting | 2020 | Yes
LED Lighting | Reflector | Sylvania | True | Daylighting/Photocell, | Reflector (Flood/Spot) | PAR20 | E26 (Medium) | Use With Timers,Use With Photo and/or Motion Sensors,Damp Location Rated,Dim to Warm,Recessed Fixtures Home / Light Bulbs / LED / Sylvania - 78366 - LED8PAR20/HD/DIM/927/FL40 Renaissance LED PAR; Damp Location Rated; Energy Star Rated; Indoor or Outdoor Use; Superior Beam Quality - Ideal for Color Critical Applications 8W PAR20 LED Lamp - Universal - 500 Lumens - Warm White (2700K) - 91 CRI - 40000 Hours - E26 (Medium) - 120 to 130V Sylvania - 78366 - LED8PAR20/HD/DIM/927/FL40 | 2700 | 95 | 500 | 62.5 | 25000 | 8 | 1 | 13.38 | 13.38 | 15.722 | 2020Q2 | https://shop.regencylighting.com/lamps/led/led8par20-hd-dim-927-fl40-78366.html | Regency Lighting | 2020 | Yes
LED Lighting | Reflector | Sylvania | True | Daylighting/Photocell, | Reflector (Flood/Spot) | PAR20 | E26 (Medium) | Use With Timers,Use With Photo and/or Motion Sensors,Damp Location Rated,Dim to Warm,Recessed Fixtures Home / Light Bulbs / LED / Sylvania - 78363 - LED8PAR20/HD/DIM/927/NFL25 Renaissance LED PAR; Damp Location Rated; Energy Star Rated; Indoor or Outdoor Use; Superior Beam Quality - Ideal for Color Critical Applications 8W PAR20 LED Lamp - Universal - 500 Lumens - Warm White (2700K) - 91 CRI - 40000 Hours - E26 (Medium) - 120 to 130V Sylvania - 78363 - LED8PAR20/HD/DIM/927/NFL25 | 2700 | 95 | 500 | 62.5 | 25000 | 8 | 1 | 13.38 | 13.38 | 15.722 | 2020Q2 | https://shop.regencylighting.com/lamps/led/led8par20-hd-dim-927-nfl25-78363.html | Regency Lighting | 2020 | Yes
LED Lighting | Reflector | Sylvania | True | Daylighting/Photocell, | Reflector (Flood/Spot) | PAR20 | E26 (Medium) | Use With Timers,Use With Photo and/or Motion Sensors,Damp Location Rated,Dim to Warm,Recessed Fixtures Home / Light Bulbs / LED / Sylvania - 78367 - LED8PAR20/HD/DIM/930/FL40 Renaissance LED PAR; Damp Location Rated; Energy Star Rated; Indoor or Outdoor Use; Superior Beam Quality - Ideal for Color Critical Applications 8W PAR20 LED Lamp - Universal - 550 Lumens - Warm White (3000K) - 91 CRI - 40000 Hours - E26 (Medium) - 120 to 130V Sylvania - 78367 - LED8PAR20/HD/DIM/930/FL40 | 3000 | 92 | 550 | 68.75 | 25000 | 8 | 1 | 13.38 | 13.38 | 15.722 | 2020Q2 | https://shop.regencylighting.com/lamps/led/led8par20-hd-dim-930-fl40-78367.html | Regency Lighting | 2020 | Yes
LED Lighting | Reflector | Sylvania | True | Daylighting/Photocell, | Reflector (Flood/Spot) | PAR20 | E26 (Medium) | Use With Timers,Use With Photo and/or Motion Sensors,Damp Location Rated,Dim to Warm,Recessed Fixtures Home / Light Bulbs / LED / Sylvania - 78364 - LED8PAR20/HD/DIM/930/NFL25 Renaissance LED PAR; Damp Location Rated; Energy Star Rated; Indoor or Outdoor Use; Superior Beam Quality - Ideal for Color Critical Applications 8W PAR20 LED Lamp - Universal - 550 Lumens - Warm White (3000K) - 91 CRI - 40000 Hours - E26 (Medium) - 120 to 130V Sylvania - 78364 - LED8PAR20/HD/DIM/930/NFL25 | 3000 | 92 | 550 | 68.75 | 25000 | 8 | 1 | 13.38 | 13.38 | 15.722 | 2020Q2 | https://shop.regencylighting.com/lamps/led/led8par20-hd-dim-930-nfl25-78364.html | Regency Lighting | 2020 | Yes
LED Lighting | Reflector | Sylvania | True | Daylighting/Photocell, | Reflector (Flood/Spot) | PAR20 | E26 (Medium) | Use With Timers,Use With Photo and/or Motion Sensors,Damp Location Rated,Dim to Warm,Recessed Fixtures Home / Light Bulbs / LED / Sylvania - 78365 - LED8PAR20/HD/DIM/935/NFL25 Renaissance LED PAR; Damp Location Rated; Energy Star Rated; Indoor or Outdoor Use; Superior Beam Quality - Ideal for Color Critical Applications 8W PAR20 LED Lamp - Universal - 600 Lumens - Neutral White (3500K) - 91 CRI - 40000 Hours - E26 (Medium) - 120 to 130V Sylvania - 78365 - LED8PAR20/HD/DIM/935/NFL25 | 3500 | 95 | 600 | 75 | 25000 | 8 | 1 | 13.38 | 13.38 | 15.722 | 2020Q2 | https://shop.regencylighting.com/lamps/led/led8par20-hd-dim-935-nfl25-78365.html | Regency Lighting | 2020 | Yes
LED Lighting | Reflector | Sylvania | True |  | Reflector (Flood/Spot) | PAR20 | E26 (Medium) | Damp Location Rated,Wet Location Rated,Recessed Fixtures Home / Light Bulbs / LED / Sylvania - 78981 - LED8PAR20DIM830FL40GL1W Indoor/Outdoor Wet Rated; Energy Star Rated 8W PAR20 LED Lamp - Universal - 500 Lumens - Warm White (3000K) - 81 CRI - 25000 Hours - E26 (Medium) - 120 to 130V Sylvania - 78981 - LED8PAR20DIM830FL40GL1W | 3000 | 81 | 544 | 76.6197 | 25000 | 7.1 | 6 | 1748.58 | 291.43 | 342.4415 | 2020Q2 | https://shop.regencylighting.com/lamps/led/led8par20dim830fl40gl1w-78981.html | Regency Lighting | 2020 | No
LED Lighting | A-Type | Philips Lighting | True |  | A19 (Arbitrary) |  | E26 (Medium Screw) | HomeLamps, Bulbs, BallastsBulbs - LEDLED - TraditionalLamps - A-Type Dimmable LED Lamp, 9.5W, 120V, Bulb: A-Type (A19), Base: Medium Screw (E26), Lumens: 800, CRI: 80, Color Temperature: 2700-2200K. Energy Star Rated. Rated Average Life: 25,000 Hrs. *Philips Part # 45332-4* 60W Equivalent. This lamp is ENERGY STAR® Certified. Philips Lighting 9.5A19/2200-2700 DIM 9.5W A19 Dimmable LED Bulb | 2700 | 80 | 800 | 84.2105 |  | 9.5 | 1 | 8 | 8 | 9.4003 | 2020Q2 | https://www.platt.com/platt-electric-supply/LED-Traditional-Lamps-A-Type/Philips-Lighting/9-5A19-2200-2700-DIM/product.aspx?zpid=131059 | Platt | 2020 | Yes
LED Lighting | A-Type | Philips Lighting | True |  | A19 (Arbitrary) |  | E26 (Medium Screw) | HomeLamps, Bulbs, BallastsBulbs - LEDLED - TraditionalLamps - A-Type Dimmable LED Lamp with warm glow effect, 9.5W, 120V, Bulb: A-Type (A19), Base: Medium Screw (E26), Lumens: 800, CRI: 80, Color Temperature: 2700-2200K. Energy Star Rated. Rated Average Life: 25,000 Hrs. *Philips Part # 45332-4* 60W Equivalent. Suitable for use in enclosed fixtures Philips Lighting 9.5A19/LED/827-22 DIM 120V Dimmable LED Lamp, A19, 9.5W, 120V | 2700 | 80 | 800 | 84.2105 |  | 9.5 | 1 | 6.83 | 6.83 | 8.0255 | 2020Q2 | https://www.platt.com/platt-electric-supply/LED-Traditional-Lamps-A-Type/Philips-Lighting/9-5A19-LED-827-22-DIM-120V/product.aspx?zpid=169504 | Platt | 2020 | Yes
LED Lighting | A-Type | Philips | True |  | A19/21 | E26 (Medium) | E26 (Medium) | Home / Light Bulbs / LED / Philips - 479444 - 9.5A19/PER/827-22/P/E26/WG Energy Star Rated; Enclosed Fixture Rated 9.5W A19 LED Lamp - Universal - 800 Lumens - Warm White (2200 to 2700K) - 80 CRI - 25000 Hours - E26 (Medium) - 120 to 130V - Frost Philips - 479444 - 9.5A19/PER/827-22/P/E26/WG | 2200 | 80 | 800 | 84.2105 | 25000 | 9.5 | 1 | 5.29 | 5.29 | 6.216 | 2020Q2 | https://shop.regencylighting.com/lamps/led/9-5a19-per-827-22-p-e26-wg-47944-4.html | Regency Lighting | 2020 | Yes
LED Lighting | A-Type | Philips | True |  | A19/21 | E26 (Medium) | E26 (Medium) | Home / Light Bulbs / LED / Philips - 479857 - 9.5A19/PER/827/P/E26/DIM 6/1FB Energy Star Rated; Enclosed Fixture Rated 9.5W A19 LED Lamp - Universal - 800 Lumens - Warm White (2700K) - 80 CRI - 15000 Hours - E26 (Medium) - 120 to 130V - Frost Philips - 479857 - 9.5A19/PER/827/P/E26/DIM 6/1FB | 2700 | 80 | 800 | 84.2105 | 15000 | 9.5 | 1 | 4.43 | 4.43 | 5.2054 | 2020Q2 | https://shop.regencylighting.com/lamps/led/9-5a19-per-827-p-e26-dim-6-1fb-47985-7.html | Regency Lighting | 2020 | Yes
LED Lighting | A-Type | Philips | True |  | A19/21 | E26 (Medium) | E26 (Medium) | Home / Light Bulbs / LED / Philips - 479865 - 9.5A19/PER/830/P/E26/DIM 6/1FB Energy Star Rated; Enclosed Fixture Rated 9.5W A19 LED Lamp - Universal - 800 Lumens - Warm White (3000K) - 80 CRI - 15000 Hours - E26 (Medium) - 120 to 130V - Frost Philips - 479865 - 9.5A19/PER/830/P/E26/DIM 6/1FB | 3000 | 80 | 800 | 84.2105 | 15000 | 9.5 | 1 | 4.43 | 4.43 | 5.2054 | 2020Q2 | https://shop.regencylighting.com/lamps/led/9-5a19-per-830-p-e26-dim-6-1fb-47986-5.html | Regency Lighting | 2020 | Yes
LED Lighting | Reflector | TCP | True |  | Reflector (Flood/Spot) | BR30 | E26 (Medium) | Damp Location Rated,Recessed Fixtures Home / Light Bulbs / LED / TCP - LED9BR30D27K Damp Location 9W BR30 LED Lamp - Universal - 700 Lumens - Warm White (2700K) - 82 CRI - 25000 Hours - E26 (Medium) - 120 to 130V - White TCP - LED9BR30D27K | 2700 | 80 | 700 | 73.6842 | 25000 | 9.5 | 12 | 43.08 | 3.59 | 4.2184 | 2020Q2 | https://shop.regencylighting.com/lamps/led/led9br30d27k-tcp.html | Regency Lighting | 2020 | Yes
LED Lighting | Reflector | TCP | True |  | Reflector (Flood/Spot) | BR30 | E26 (Medium) | Damp Location Rated,Recessed Fixtures Home / Light Bulbs / LED / TCP - LED9BR30D30K Damp Location 9W BR30 LED Lamp - Universal - 720 Lumens - Warm White (3000K) - 82 CRI - 25000 Hours - E26 (Medium) - 120 to 130V - White TCP - LED9BR30D30K | 3000 | 80 | 700 | 73.6842 | 25000 | 9.5 | 48 | 172.32 | 3.59 | 4.2184 | 2020Q2 | https://shop.regencylighting.com/lamps/led/led9br30d30k-tcp.html | Regency Lighting | 2020 | Yes
LED Lighting | Reflector | TCP | True |  | Reflector (Flood/Spot) | BR30 | E26 (Medium) | Damp Location Rated,Recessed Fixtures Home / Light Bulbs / LED / TCP - LED9BR30D41K Damp Location 9W BR30 LED Lamp - Universal - 740 Lumens - Cool White (4100K) - 82 CRI - 25000 Hours - E26 (Medium) - 120 to 130V - White TCP - LED9BR30D41K | 4000 | 82 | 750 | 78.9474 | 25000 | 9.5 | 12 | 43.08 | 3.59 | 4.2184 | 2020Q2 | https://shop.regencylighting.com/lamps/led/led9br30d41k-tcp.html | Regency Lighting | 2020 | Yes
LED Lighting | Reflector | TCP | True | Daylighting/Photocell, | Reflector (Flood/Spot) | BR30 | E26 (Medium) | Damp Location Rated,Recessed Fixtures Home / Light Bulbs / LED / TCP - LED9BR30D50K Energy Star Certified; Damp Location Rated; Not Recommended for Fully Enclosed Fixtures 9W BR30 LED Lamp - Universal - 650 Lumens - Daylight (5000K) - 82 CRI - 25000 Hours - E26 (Medium) TCP - LED9BR30D50K | 5000 | 87 | 750 | 78.9474 | 25000 | 9.5 | 1 | 3.59 | 3.59 | 4.2184 | 2020Q2 | https://shop.regencylighting.com/lamps/led/led9br30d50k-tcp.html | Regency Lighting | 2020 | Yes
LED Lighting | Reflector | Sylvania | True | Daylighting/Photocell, | Reflector (Flood/Spot) | BR30 | E26 (Medium) | Damp Location Rated,Recessed Fixtures Home / Light Bulbs / LED / Sylvania - 78679 - LED9BR30DIMHO850G5RP Lamp Finish Frosted 9W BR30 LED Lamp - Universal - 800 Lumens - Daylight (5000K) - 80 CRI - 25000 Hours - E26 (Medium) - 120 to 130V - Frost Sylvania - 78679 - LED9BR30DIMHO850G5RP | 5000 | 86 | 800 | 88.8889 | 25000 | 9 | 6 | 52.2 | 8.7 | 10.2228 | 2020Q2 | https://shop.regencylighting.com/lamps/led/led9br30dimho850g5rp-78679.html | Regency Lighting | 2020 | Yes
LED Lighting | Reflector | Sylvania | True |  | Reflector (Flood/Spot) | MR16 | GU5.3 | Damp Location Rated,Recessed Fixtures Home / Light Bulbs / LED / Sylvania - 78200 - LED9MR16/DIM/827/FL35 Dimmable 9W MR16 LED Lamp - Universal - 700 Lumens - Warm White (2700K) - 80 CRI - 25000 Hours - GU5.3 (Bi-Pin) - 12V - Silver Sylvania - 78200 - LED9MR16/DIM/827/FL35 | 2700 | 81 | 700 | 77.7778 | 25000 | 9 | 6 | 57.3 | 9.55 | 11.2216 | 2020Q2 | https://shop.regencylighting.com/lamps/led/led9mr16-dim-827-fl35-78200.html | Regency Lighting | 2020 | Yes
LED Lighting | Reflector | Sylvania | True | Daylighting/Photocell, | Reflector (Flood/Spot) | MR16 | GU5.3 | Use With Photo and/or Motion Sensors,Damp Location Rated,Dim to Warm,Recessed Fixtures Home / Light Bulbs / LED / Sylvania - 78199 - LED9MR16/DIM/827/NFL25 Dimmable 9W MR16 LED Lamp - Universal - 700 Lumens - Warm White (2700K) - 80 CRI - 25000 Hours - GU5.3 (Bi-Pin) - 12V - Silver Sylvania - 78199 - LED9MR16/DIM/827/NFL25 | 2700 | 82 | 700 | 77.7778 | 25000 | 9 | 6 | 57.3 | 9.55 | 11.2216 | 2020Q2 | https://shop.regencylighting.com/lamps/led/led9mr16-dim-827-nfl25-78199.html | Regency Lighting | 2020 | Yes
LED Lighting | Reflector | Sylvania | True | Daylighting/Photocell, | Reflector (Flood/Spot) | MR16 | GU5.3 | Use With Photo and/or Motion Sensors,Damp Location Rated,Dim to Warm,Recessed Fixtures Home / Light Bulbs / LED / Sylvania - 74042 - LED9MR16/DIM/830/FL35 UV and IR Free; Damp Location; Mercury and Lead Free 9W MR16 LED Lamp - Universal - 700 Lumens - Warm White (3000K) - 80 CRI - 25000 Hours - GU5.3 (Bi-Pin) - 12V - Silver Sylvania - 74042 - LED9MR16/DIM/830/FL35 | 3000 | 82 | 700 | 77.7778 | 25000 | 9 | 6 | 57.3 | 9.55 | 11.2216 | 2020Q2 | https://shop.regencylighting.com/lamps/led/led9mr16-dim-830-fl35-74042.html | Regency Lighting | 2020 | Yes
LED Lighting | Reflector | Sylvania | True | Daylighting/Photocell, | Reflector (Flood/Spot) | MR16 | GU5.3 | Use With Photo and/or Motion Sensors,Damp Location Rated,Dim to Warm,Recessed Fixtures Home / Light Bulbs / LED / Sylvania - 74044 - LED9MR16/DIM/830/NFL25 UV and IR Free; Damp Location; Mercury and Lead Free 9W MR16 LED Lamp - Universal - 700 Lumens - Warm White (3000K) - 80 CRI - 25000 Hours - GU5.3 (Bi-Pin) - 12V - Silver Sylvania - 74044 - LED9MR16/DIM/830/NFL25 | 3000 | 83 | 700 | 77.7778 | 25000 | 9 | 6 | 57.3 | 9.55 | 11.2216 | 2020Q2 | https://shop.regencylighting.com/lamps/led/led9mr16-dim-830-nfl25-74044.html | Regency Lighting | 2020 | Yes
LED Lighting | Reflector | Sylvania | True |  | Reflector (Flood/Spot) | MR16 | GU5.3 | Damp Location Rated,Recessed Fixtures Home / Light Bulbs / LED / Sylvania - 48057 - LED9MR16DIM830SP15 15 Degree Spot 9W MR16 LED Lamp - Universal - 700 Lumens - Warm White (3000K) - 80 CRI - 25000 Hours - GU5.3 (Bi-Pin) - 12V Sylvania - 48057 - LED9MR16DIM830SP15 | 3000 | 83 | 700 | 77.7778 | 25000 | 9 | 1 | 10.59 | 10.59 | 12.4437 | 2020Q2 | https://shop.regencylighting.com/lamps/led/led9mr16dim830sp15-48057.html | Regency Lighting | 2020 | Yes
LED Lighting | Downlight | Sylvania | [5 empty] | Downlight Recessed Home / Light Bulbs / LED / Sylvania - 74723 - LEDHIDR1500840CONTRACTOR E26 Medium LED Pin Base Lamp LED Replacement for HID Lamp - Cool White (4000K) - E26 (Medium) Sylvania - 74723 - LEDHIDR1500840CONTRACTOR | 3000 | 92 | 1400 | 56 | 50000 | 25 | 1 | 30.19 | 30.19 | 35.4744 | 2020Q2 | https://shop.regencylighting.com/lamps/led/ledhidr1500840contractor-74723.html | Regency Lighting | 2020 | Yes
LED Lighting | Reflector | Topaz | True |  | Reflector (Flood/Spot) | MR16 | GU5.3 | Damp Location Rated,Recessed Fixtures Home / Light Bulbs / LED / Topaz - 76614 - LM16/7/830/D/G6-33 Use with Electronic or Magnetic Low Voltage Power Supply for Track Lighting, Displays, and Accent Lighting; Suitable for Use in Enclosed Fixtures 6.5W MR16 LED Lamp - Universal - 500 Lumens - Warm White (3000K) - 80 CRI - 25000 Hours - GU5.3 (Bi-Pin) - 12V Topaz - 76614 - LM16/7/830/D/G6-33 | 3000 | 83 | 500 | 76.9231 | 25000 | 6.5 | 10 | 95.7 | 9.57 | 11.2451 | 2020Q2 | https://shop.regencylighting.com/lamps/led/lm16-7-830-d-g6-33-top.html | Regency Lighting | 2020 | Yes
LED Lighting | Reflector | Satco | True |  | Reflector (Flood/Spot) | PAR16 | GU10 | Damp Location Rated,Recessed Fixtures Home / Light Bulbs / LED / LED MR / Satco - S8380 - 4.5MR16/LED/40/30K/120V/GU10 Approved for Totally Enclosed Fixtures; Energy Star Rated 4.5W MR16 LED Lamp - Universal - 360 Lumens - Warm White (3000K) - 80 CRI - 25000 Hours - GU10 (Bi-Pin / Twist & Lock) - 120 to 130V Satco - S8380 - 4.5MR16/LED/40/30K/120V/GU10 | 3000 | 84 | 370 | 82.2222 | 25000 | 4.5 | 1 | 8.69 | 8.69 | 10.2111 | 2020Q2 | https://shop.regencylighting.com/lamps/led/mr/4-5mr16-led-40-30k-120v-gu10-s9380.html | Regency Lighting | 2020 | Yes
LED Lighting | Reflector | Satco | True |  | Reflector (Flood/Spot) | MR16 | GU5.3 | Damp Location Rated,Recessed Fixtures Home / Light Bulbs / LED / LED MR / Satco - S9490 - 6.5MR16/LED/25/27K/12V Suitable for Enclosed Fixtures; Damp Location Rated; Energy Star Rated 6.5W MR16 LED Lamp - Universal - 500 Lumens - Warm White (2700K) - 83 CRI - 25000 hrs. - GU5.3 (Bi-Pin) - 12V - Silver Back Satco - S9490 - 6.5MR16/LED/25/27K/12V | 2700 | 83 | 500 | 76.9231 | 25000 | 6.5 | 1 | 10.44 | 10.44 | 12.2674 | 2020Q2 | https://shop.regencylighting.com/lamps/led/mr/6-5mr16-led-25-27k-12v-s9490.html | Regency Lighting | 2020 | Yes
LED Lighting | Reflector | Satco | True |  | Reflector (Flood/Spot) | MR16 | GU5.3 | Damp Location Rated,Recessed Fixtures Home / Light Bulbs / LED / LED MR / Satco - S9491 - 6.5MR16/LED/25/30K/12V Energy Star; Approved for Enclosed Fixtures; Silver Back 6.5W MR16 LED Lamp - Universal - 500 Lumens - Warm White (3000K) - 80 CRI - 25000 Hours - GU5.3 (Bi-Pin) - 12V - Silver Back Satco - S9491 - 6.5MR16/LED/25/30K/12V | 3000 | 83 | 520 | 80 | 25000 | 6.5 | 1 | 8.34 | 8.34 | 9.7998 | 2020Q2 | https://shop.regencylighting.com/lamps/led/mr/6-5mr16-led-25-30k-12v-s9491.html | Regency Lighting | 2020 | Yes
LED Lighting | Reflector | Satco | True |  | Reflector (Flood/Spot) | MR16 | GU5.3 | Damp Location Rated,Recessed Fixtures Home / Light Bulbs / LED / LED MR / Satco - S9495 - 6.5MR16/LED/40/27K/12V Energy Star Rated; Approved for Enclosed Fixtures; Damp Location Rated; Silver Back 6.5W MR16 LED Lamp - Universal - 500 Lumens - Warm White (2700K) - 80 CRI - 25000 Hours - GU5.3 (Bi-Pin) - 12V - Silver Back Satco - S9495 - 6.5MR16/LED/40/27K/12V | 2700 | 83 | 500 | 76.9231 | 25000 | 6.5 | 1 | 8.69 | 8.69 | 10.2111 | 2020Q2 | https://shop.regencylighting.com/lamps/led/mr/6-5mr16-led-40-27k-12v-s9495.html | Regency Lighting | 2020 | Yes
LED Lighting | Reflector | Satco | True |  | Reflector (Flood/Spot) | PAR16 | GU10 | Damp Location Rated,Recessed Fixtures Home / Light Bulbs / LED / LED MR / Satco - S9383 - 6.5MR16/LED/40/30K/120V/GU10 MR16 LED Lamp 6.5W MR16 LED Lamp - Universal - Warm White (3000K) - 80 CRI - GU10 (Bi-Pin / Twist & Lock) - 120 to 130V Satco - S9383 - 6.5MR16/LED/40/30K/120V/GU10 | 3000 | 83 | 500 | 76.9231 | 25000 | 6.5 | 1 | 8.69 | 8.69 | 10.2111 | 2020Q2 | https://shop.regencylighting.com/lamps/led/mr/6-5mr16-led-40-30k-120v-gu10-s9383.html | Regency Lighting | 2020 | Yes
LED Lighting | Reflector | Satco | True |  | Reflector (Flood/Spot) | MR16 | GU5.3 | Damp Location Rated,Recessed Fixtures Home / Light Bulbs / LED / LED MR / Satco - S9616 - 6.5MR16/LED/40/30K/12V/90CRI Energy Star; Approved for Enclosed Fixtures; Silver Back 6.5W MR16 LED Lamp - Universal - 450 Lumens - Warm White (3000K) - 90 CRI - 25000 Hours - GU5.3 (Bi-Pin) - 12V - Silver Back Satco - S9616 - 6.5MR16/LED/40/30K/12V/90CRI | 3000 | 92 | 450 | 69.2308 | 25000 | 6.5 | 1 | 10.44 | 10.44 | 12.2674 | 2020Q2 | https://shop.regencylighting.com/lamps/led/mr/6-5mr16-led-40-30k-12v-90cri-s9616.html | Regency Lighting | 2020 | Yes
LED Lighting | Reflector | Satco | True |  | Reflector (Flood/Spot) | MR16 | GU5.3 | Damp Location Rated,Recessed Fixtures Home / Light Bulbs / LED / LED MR / Satco - S9496 - 6.5MR16/LED/40/30K/12V Energy Star; Approved for Enclosed Fixtures; Silver Back 6.5W MR16 LED Lamp - Universal - 500 Lumens - Warm White (3000K) - 80 CRI - 25000 Hours - GU5.3 (Bi-Pin) - 12V - Silver Back Satco - S9496 - 6.5MR16/LED/40/30K/12V | 3000 | 83 | 520 | 80 | 25000 | 6.5 | 1 | 8.69 | 8.69 | 10.2111 | 2020Q2 | https://shop.regencylighting.com/lamps/led/mr/6-5mr16-led-40-30k-12v-s9496.html | Regency Lighting | 2020 | Yes
LED Lighting | Reflector | Satco | True |  | Reflector (Flood/Spot) | PAR16 | GU10 | Damp Location Rated,Recessed Fixtures Home / Light Bulbs / LED / LED MR / Satco - S8589 - 6.5MR16/LED/40/30K/90CRI/GU10 Energy Star Rated; Approved for Enclosed Fixtures 6.5W MR16 LED Lamp - Universal - 450 Lumens - Warm White (3000K) - 90 CRI - 25000 Hours - GU10 (Bi-Pin / Twist & Lock) - 120 to 130V Satco - S8589 - 6.5MR16/LED/40/30K/90CRI/GU10 | 3000 | 92 | 450 | 69.2308 | 25000 | 6.5 | 1 | 6.93 | 6.93 | 8.143 | 2020Q2 | https://shop.regencylighting.com/lamps/led/mr/6-5mr16-led-40-30k-90cri-gu10-s8589.html | Regency Lighting | 2020 | Yes
LED Lighting | Reflector | Satco | True |  | Reflector (Flood/Spot) | MR16 | GU5.3 | Damp Location Rated,Recessed Fixtures Home / Light Bulbs / LED / LED MR / Satco - S9497 - 6.5MR16/LED/40/35K/12V Energy Star; Approved for Enclosed Fixtures; Silver Back 6.5W MR16 LED Lamp - Universal - 500 Lumens - Neutral White (3500K) - 80 CRI - 25000 Hours - GU5.3 (Bi-Pin) - 12V - Silver Back Satco - S9497 - 6.5MR16/LED/40/35K/12V | 3500 | 84 | 530 | 81.5385 | 25000 | 6.5 | 1 | 8.69 | 8.69 | 10.2111 | 2020Q2 | https://shop.regencylighting.com/lamps/led/mr/6-5mr16-led-40-35k-12v-s9497.html | Regency Lighting | 2020 | Yes
LED Lighting | Reflector | Satco | True |  | Reflector (Flood/Spot) | MR16 | GU5.3 | Damp Location Rated,Recessed Fixtures Home / Light Bulbs / LED / LED MR / Satco - S9498 - 6.5MR16/LED/40/40K/12V Energy Star; Approved for Enclosed Fixtures; Silver Back 6.5W MR16 LED Lamp - Universal - 500 Lumens - Cool White (4000K) - 80 CRI - 25000 Hours - GU5.3 (Bi-Pin) - 12V - Silver Back Satco - S9498 - 6.5MR16/LED/40/40K/12V | 4000 | 84 | 540 | 83.0769 | 25000 | 6.5 | 1 | 8.69 | 8.69 | 10.2111 | 2020Q2 | https://shop.regencylighting.com/lamps/led/mr/6-5mr16-led-40-40k-12v-s9498.html | Regency Lighting | 2020 | Yes
LED Lighting | Reflector | Satco | True | Daylighting/Photocell, | Reflector (Flood/Spot) | PAR16 | GU10 | Damp Location Rated,Recessed Fixtures Home / Light Bulbs / LED / LED MR / Satco - S9385 - 6.5MR16/LED/40/50K/120V/GU10 MR16 LED Lamp 6.5W MR16 LED Lamp - Universal - Daylight (5000K) - 80 CRI - GU10 (Bi-Pin / Twist & Lock) - 120 to 130V Satco - S9385 - 6.5MR16/LED/40/50K/120V/GU10 | 5000 | 85 | 500 | 76.9231 | 25000 | 6.5 | 1 | 8.69 | 8.69 | 10.2111 | 2020Q2 | https://shop.regencylighting.com/lamps/led/mr/6-5mr16-led-40-50k-120v-gu10-s9385.html | Regency Lighting | 2020 | Yes
LED Lighting | Reflector | Satco | True | Daylighting/Photocell, | Reflector (Flood/Spot) | MR16 | GU5.3 | Damp Location Rated,Recessed Fixtures Home / Light Bulbs / LED / LED MR / Satco - S9499 - 6.5MR16/LED/40/50K/12V Energy Star; Approved for Enclosed Fixtures; Silver Back 6.5W MR16 LED Lamp - Universal - 500 Lumens - Daylight (5000K) - 80 CRI - 25000 Hours - GU5.3 (Bi-Pin) - 12V - Silver Back Satco - S9499 - 6.5MR16/LED/40/50K/12V | 5000 | 85 | 560 | 86.1538 | 25000 | 6.5 | 1 | 8.69 | 8.69 | 10.2111 | 2020Q2 | https://shop.regencylighting.com/lamps/led/mr/6-5mr16-led-40-50k-12v-s9499.html | Regency Lighting | 2020 | Yes
LED Lighting | Reflector | Green Creative | True |  | Reflector (Flood/Spot) | PAR16 | GU10 | Damp Location Rated,Recessed Fixtures Home / Light Bulbs / LED / LED MR / Green Creative - 57987 - 6GU10DIM/827FL35 Suitable for Totally Enclosed Fixtuers 6W MR16 LED Lamp - Universal - 480 Lumens - Warm White (2700K) - 82 CRI - 25000 Hours - GU10 (Bi-Pin / Twist & Lock) - 120 to 130V Green Creative - 57987 - 6GU10DIM/827FL35 | 2700 | 84 | 480 | 80 | 25000 | 6 | 1 | 7.02 | 7.02 | 8.2488 | 2020Q2 | https://shop.regencylighting.com/lamps/led/mr/6gu10dim-827fl35-grc.html | Regency Lighting | 2020 | Yes
LED Lighting | Reflector | Green Creative | True |  | Reflector (Flood/Spot) | PAR16 | GU10 | Damp Location Rated,Recessed Fixtures Home / Light Bulbs / LED / LED MR / Green Creative - 57988 - 6GU10DIM/830FL35 Suitable for Totally Enclosed Fixtures 6W MR16 LED Lamp - Universal - 500 Lumens - Warm White (3000K) - 82 CRI - 25000 Hours - GU10 (Bi-Pin / Twist & Lock) - 120 to 130V Green Creative - 57988 - 6GU10DIM/830FL35 | 3000 | 83 | 500 | 83.3333 | 25000 | 6 | 1 | 7.02 | 7.02 | 8.2488 | 2020Q2 | https://shop.regencylighting.com/lamps/led/mr/6gu10dim-830fl35-grc.html | Regency Lighting | 2020 | Yes
LED Lighting | Reflector | Maxlite | True |  | Reflector (Flood/Spot) | MR16 | GU5.3 | Damp Location Rated,Not Rated for Recessed Fixtures Home / Light Bulbs / LED / LED MR / Maxlite - 14099576 - 6MR16D30FL MR16 LED Lamp 6W MR16 LED Lamp - Universal - 500 Lumens - Warm White (3000K) - 85 CRI - 25000 Hours - GU5.3 (Bi-Pin) - 12V Maxlite - 14099576 - 6MR16D30FL | 3000 | 83 | 500 | 83.3333 | 25000 | 6 | 1 | 6.34 | 6.34 | 7.4497 | 2020Q2 | https://shop.regencylighting.com/lamps/led/mr/6mr16d30fl-mxt.html | Regency Lighting | 2020 | Yes
LED Lighting | Reflector | Green Creative | True |  | Reflector (Flood/Spot) | MR16 | GU5.3 | Damp Location Rated,Recessed Fixtures Home / Light Bulbs / LED / LED MR / Green Creative - 58285 - 6MR16DIM/827FL35 Suitable for Totally Enclosed Fixtures 6W MR16 LED Lamp - Universal - 425 Lumens - Warm White (2700K) - 82 CRI - 25000 Hours - GU5.3 (Bi-Pin) - 12V Green Creative - 58285 - 6MR16DIM/827FL35 | 2700 | 81 | 480 | 80 | 25000 | 6 | 1 | 7.02 | 7.02 | 8.2488 | 2020Q2 | https://shop.regencylighting.com/lamps/led/mr/6mr16dim-827fl35-grc.html | Regency Lighting | 2020 | Yes
LED Lighting | Reflector | Green Creative | True |  | Reflector (Flood/Spot) | MR16 | GU5.3 | Damp Location Rated,Recessed Fixtures Home / Light Bulbs / LED / LED MR / Green Creative - 58286 - 6MR16DIM/830FL35 Suitable for Totally Enclosed Fixtures 6W MR16 LED Lamp - Universal - 450 Lumens - Warm White (3000K) - 82 CRI - 25000 Hours - GU5.3 (Bi-Pin) - 12V Green Creative - 58286 - 6MR16DIM/830FL35 | 3000 | 83 | 500 | 83.3333 | 25000 | 6 | 1 | 7.02 | 7.02 | 8.2488 | 2020Q2 | https://shop.regencylighting.com/lamps/led/mr/6mr16dim-830fl35-grc.html | Regency Lighting | 2020 | Yes
LED Lighting | Reflector | Green Creative | True |  | Reflector (Flood/Spot) | MR16 | GU5.3 | Damp Location Rated,Recessed Fixtures Home / Light Bulbs / LED / LED MR / Green Creative - 57986 - 6MR16DIM/840FL35 Suitable for Totally Enclosed Fixtures 6W MR16 LED Lamp - Universal - 520 Lumens - Cool White (4000K) - 82 CRI - 25000 Hours - GU5.3 (Bi-Pin) - 12V Green Creative - 57986 - 6MR16DIM/840FL35 | 4000 | 86 | 520 | 86.6667 | 25000 | 6 | 1 | 7.02 | 7.02 | 8.2488 | 2020Q2 | https://shop.regencylighting.com/lamps/led/mr/6mr16dim-840fl35-grc.html | Regency Lighting | 2020 | Yes
LED Lighting | Reflector | Green Creative | True |  | Reflector (Flood/Spot) | MR16 | GU5.3 | Damp Location Rated,Recessed Fixtures Home / Light Bulbs / LED / LED MR / Green Creative - 6MR16G4DIM/830FL36 Energy Star; Suitable for use in Totally Enclosed Fixture; Compact Size 1:1 halogen Form Factor 6W MR16 LED Lamp - Universal - 450 Lumens - Warm White (3000K) - 80 CRI - 25000 Hours - GU5.3 (Bi-Pin) - 12V Green Creative - 6MR16G4DIM/830FL36 | 3000 | 82 | 450 | 75 | 25000 | 6 | 12 | 31.68 | 2.64 | 3.1021 | 2020Q2 | https://shop.regencylighting.com/lamps/led/mr/6mr16g4dim-830fl36-grc.html | Regency Lighting | 2020 | Yes
LED Lighting | Reflector | Green Creative | True |  | Reflector (Flood/Spot) | MR16 | GU5.3 | Damp Location Rated,Not Rated for Recessed Fixtures Home / Light Bulbs / LED / LED MR / Green Creative - 98482 - 7.5MR16DIM/927NF25 Suitable ofr Totally Enclosed Fixtures 7.5W MR16 LED Lamp - Universal - 580 Lumens - Warm White (2700K) - 92 CRI - 25000 Hours - GU5.3 (Bi-Pin) - 12V Green Creative - 98482 - 7.5MR16DIM/927NF25 | 2700 | 92 | 580 | 77.3333 | 25000 | 7.5 | 1 | 14.04 | 14.04 | 16.4975 | 2020Q2 | https://shop.regencylighting.com/lamps/led/mr/7-5mr16dim-927nf25-grc.html | Regency Lighting | 2020 | Yes
LED Lighting | Reflector | Green Creative | True |  | Reflector (Flood/Spot) | MR16 | GU5.3 | Damp Location Rated,Recessed Fixtures Home / Light Bulbs / LED / LED MR / Green Creative - 98030 - 8.5MR16DIM/930NF25/R Suitable for Totally Enclosed Fixtures 8.5W MR16 LED Lamp - Universal - 580 Lumens - Warm White (3000K) - 92 CRI - 25000 Hours - GU5.3 (Bi-Pin) - 12V Green Creative - 98030 - 8.5MR16DIM/930NF25/R | 3000 | 94 | 580 | 68.2353 | 25000 | 8.5 | 1 | 9.65 | 9.65 | 11.3391 | 2020Q2 | https://shop.regencylighting.com/lamps/led/mr/8-5mr16dim-930nf25-r-grc.html | Regency Lighting | 2020 | Yes
LED Lighting | Reflector | Satco | True |  | Reflector (Flood/Spot) | MR16 | GU5.3 | Damp Location Rated,Recessed Fixtures Home / Light Bulbs / LED / LED MR / Satco - S8641 - 8MR16/LED/40/30K/90CRI/12V Energy Star Rated; Approved for Enclosed Fixtures; Damp Location Rated; Silver Back 8W MR16 LED Lamp - Universal - 490 Lumens - Warm White (3000K) - 90 CRI - 25000 Hours - GU5.3 (Bi-Pin) - 12V - Clear Satco - S8641 - 8MR16/LED/40/30K/90CRI/12V | 3000 | 93 | 490 | 61.25 | 25000 | 8 | 1 | 11.41 | 11.41 | 13.4072 | 2020Q2 | https://shop.regencylighting.com/lamps/led/mr/8mr16-led-40-30k-90cri-12v-s8641.html | Regency Lighting | 2020 | Yes
LED Lighting | Reflector | Satco | True |  | Reflector (Flood/Spot) | MR16 | GU5.3 | Damp Location Rated,Recessed Fixtures Home / Light Bulbs / LED / LED MR / Satco - S8642 - 8MR16/LED/40/35K/90CRI/12V Approved for Enclosed Fixtures; Damp Location Rated; Silver Back 8W MR16 LED Lamp - Universal - 490 Lumens - Neutral White (3500K) - 90 CRI - 25000 Hours - GU5.3 (Bi-Pin) - 12V - Clear Satco - S8642 - 8MR16/LED/40/35K/90CRI/12V | 3500 | 94 | 490 | 61.25 | 25000 | 8 | 1 | 11.41 | 11.41 | 13.4072 | 2020Q2 | https://shop.regencylighting.com/lamps/led/mr/8mr16-led-40-35k-90cri-12v-s8642.html | Regency Lighting | 2020 | Yes
LED Lighting | Reflector | Satco | True |  | Reflector (Flood/Spot) | MR16 | GU5.3 | Damp Location Rated,Recessed Fixtures Home / Light Bulbs / LED / LED MR / Satco - S8643 - 8MR16/LED/40/40K/90CRI/12V Approved for Enclosed Fixtures; Damp Location Rated; Silver Back 8W MR16 LED Lamp - Universal - 490 Lumens - Cool White (4000K) - 90 CRI - 25000 Hours - GU5.3 (Bi-Pin) - 12V - Clear Satco - S8643 - 8MR16/LED/40/40K/90CRI/12V | 4000 | 92 | 490 | 61.25 | 25000 | 8 | 1 | 11.04 | 11.04 | 12.9724 | 2020Q2 | https://shop.regencylighting.com/lamps/led/mr/8mr16-led-40-40k-90cri-12v-s8643.html | Regency Lighting | 2020 | Yes
LED Lighting | Reflector | Satco | True | Daylighting/Photocell, | Reflector (Flood/Spot) | MR16 | GU5.3 | Damp Location Rated,Recessed Fixtures Home / Light Bulbs / LED / LED MR / Satco - S8644 - 8MR16/LED/40/50K/90CRI/12V Approved for Enclosed Fixtures; Damp Location Rated; Silver Back 8W MR16 LED Lamp - Universal - 490 Lumens - Daylight (5000K) - 90 CRI - 25000 Hours - GU5.3 (Bi-Pin) - 12V - Clear Satco - S8644 - 8MR16/LED/40/50K/90CRI/12V | 5000 | 92 | 490 | 61.25 | 25000 | 8 | 1 | 11.04 | 11.04 | 12.9724 | 2020Q2 | https://shop.regencylighting.com/lamps/led/mr/8mr16-led-40-50k-90cri-12v-s8644.html | Regency Lighting | 2020 | Yes
LED Lighting | Reflector | TCP | True |  | Reflector (Flood/Spot) | PAR16 | GU10 | Damp Location Rated,Recessed Fixtures Home / Light Bulbs / LED / LED MR / TCP - L8GU10MR16D2530KFLCQ GU10 LED Lamp 8W MR16 LED Lamp - Universal - 500 Lumens - Warm White (3000K) - 90 CRI - 25000 Hours - GU10 (Bi-Pin / Twist & Lock) - 120 to 130V TCP - L8GU10MR16D2530KFLCQ | 3000 | 94 | 500 | 67.5676 | 25000 | 7.4 | 1 | 4.97 | 4.97 | 5.8399 | 2020Q2 | https://shop.regencylighting.com/lamps/led/mr/l8gu10mr16d2530kflcq-tcp.html | Regency Lighting | 2020 | Yes
LED Lighting | Reflector | TCP | True |  | Reflector (Flood/Spot) | MR16 | GU5.3 | Damp Location Rated,Recessed Fixtures Home / Light Bulbs / LED / LED MR / TCP - LED512VMR1627KFL Damp Location 5W MR16 LED Lamp - Universal - 350 Lumens - Warm White (2700K) - 82 CRI - 25000 Hours - GU5.3 (Bi-Pin) - 12V - White TCP - LED512VMR1627KFL | 2700 | 82 | 400 | 80 | 25000 | 5 | 48 | 329.76 | 6.87 | 8.0725 | 2020Q2 | https://shop.regencylighting.com/lamps/led/mr/led512vmr1627kfl-tcp.html | Regency Lighting | 2020 | Yes
LED Lighting | Reflector | TCP | True |  | Reflector (Flood/Spot) | MR16 | GU5.3 | Damp Location Rated,Recessed Fixtures Home / Light Bulbs / LED / LED MR / TCP - LED512VMR1630KFL MR-16 LED Dimmable Lamp 5W MR16 LED Lamp - Universal - Warm White (3000K) - 82 CRI - GU5.3 (Bi-Pin) - 12V TCP - LED512VMR1630KFL | 3000 | 83 | 400 | 80 | 25000 | 5 | 1 | 6.87 | 6.87 | 8.0725 | 2020Q2 | https://shop.regencylighting.com/lamps/led/mr/led512vmr1630kfl-tcp.html | Regency Lighting | 2020 | Yes
LED Lighting | Reflector | Sylvania | True | Daylighting/Photocell, | Reflector (Flood/Spot) | MR16 | GU5.3 | Use With Photo and/or Motion Sensors,Damp Location Rated,Dim to Warm,Recessed Fixtures Home / Light Bulbs / LED / LED MR / Sylvania - 78232 - LED5MR16/DIM/827/NFL25/GL/RP Dimmable 5W MR16 LED Lamp - Universal - 350 Lumens - Warm White (2700K) - 81 CRI - 25000 Hours - GU5.3 (Bi-Pin) - 12V Sylvania - 78232 - LED5MR16/DIM/827/NFL25/GL/RP | 2700 | 82 | 350 | 70 | 25000 | 5 | 6 | 41.34 | 6.89 | 8.096 | 2020Q2 | https://shop.regencylighting.com/lamps/led/mr/led5mr16-dim-827-nfl25-gl-rp-78232.html | Regency Lighting | 2020 | Yes
LED Lighting | Reflector | Sylvania | True | Daylighting/Photocell, | Reflector (Flood/Spot) | MR16 | GU5.3 | Use With Photo and/or Motion Sensors,Damp Location Rated,Dim to Warm,Recessed Fixtures Home / Light Bulbs / LED / LED MR / Sylvania - 78233 - LED5MR16/DIM/830/FL35/GL/RP Dimmable 5W MR16 LED Lamp - Universal - 350 Lumens - Warm White (3000K) - 82 CRI - 25000 Hours - GU5.3 (Bi-Pin) - 12V Sylvania - 78233 - LED5MR16/DIM/830/FL35/GL/RP | 3000 | 82 | 350 | 70 | 25000 | 5 | 6 | 41.34 | 6.89 | 8.096 | 2020Q2 | https://shop.regencylighting.com/lamps/led/mr/led5mr16-dim-830-fl35-gl-rp-78233.html | Regency Lighting | 2020 | Yes
LED Lighting | Reflector | Sylvania | True | Daylighting/Photocell, | Reflector (Flood/Spot) | MR16 | GU5.3 | Use With Photo and/or Motion Sensors,Damp Location Rated,Dim to Warm,Recessed Fixtures Home / Light Bulbs / LED / LED MR / Sylvania - 78234 - LED5MR16/DIM/830/NFL25/GL/RP Dimmable 5W MR16 LED Lamp - Universal - 350 Lumens - Warm White (3000K) - 82 CRI - 25000 Hours - GU5.3 (Bi-Pin) - 12V Sylvania - 78234 - LED5MR16/DIM/830/NFL25/GL/RP | 3000 | 82 | 350 | 70 | 25000 | 5 | 6 | 41.34 | 6.89 | 8.096 | 2020Q2 | https://shop.regencylighting.com/lamps/led/mr/led5mr16-dim-830-nfl25-gl-rp-78234.html | Regency Lighting | 2020 | Yes
LED Lighting | Reflector | Sylvania | True | Daylighting/Photocell, | Reflector (Flood/Spot) | MR16 | GU5.3 | Use With Photo and/or Motion Sensors,Damp Location Rated,Dim to Warm,Recessed Fixtures Home / Light Bulbs / LED / LED MR / Sylvania - 78231 - LED5MR16DIM827FL35GLRP 6/CS 25000 Hour Life 5W MR16 LED Lamp - Universal - 350 Lumens - Warm White (2700K) - 81 CRI - 25000 Hours - GU5.3 (Bi-Pin) - 12V Sylvania - 78231 - LED5MR16DIM827FL35GLRP 6/CS | 2700 | 82 | 350 | 70 | 25000 | 5 | 6 | 41.34 | 6.89 | 8.096 | 2020Q2 | https://shop.regencylighting.com/lamps/led/mr/led5mr16dim827fl35glrp-6-cs-78231.html | Regency Lighting | 2020 | Yes
LED Lighting | Reflector | Sylvania | True | Daylighting/Photocell, | Reflector (Flood/Spot) | MR16 | GU5.3 | Use With Timers,Use With Photo and/or Motion Sensors,Damp Location Rated,Dim to Warm,Recessed Fixtures Home / Light Bulbs / LED / LED MR / Sylvania - 78239 - LED6MR16/DIM/830/FL35/GL/RP Dimmable 6W MR16 LED Lamp - Universal - 450 Lumens - Warm White (3000K) - 82 CRI - 25000 Hours - GU5.3 (Bi-Pin) - 12V Sylvania - 78239 - LED6MR16/DIM/830/FL35/GL/RP | 3000 | 81 | 450 | 75 | 25000 | 6 | 6 | 47.7 | 7.95 | 9.3416 | 2020Q2 | https://shop.regencylighting.com/lamps/led/mr/led6mr16-dim-830-fl35-gl-rp-78239.html | Regency Lighting | 2020 | Yes
LED Lighting | Reflector | Sylvania | True | Daylighting/Photocell, | Reflector (Flood/Spot) | MR16 | GU5.3 | Use With Timers,Use With Photo and/or Motion Sensors,Damp Location Rated,Dim to Warm,Recessed Fixtures Home / Light Bulbs / LED / LED MR / Sylvania - 78240 - LED6MR16/DIM/830/NFL25/GL/RP Dimmable 6W MR16 LED Lamp - Universal - 450 Lumens - Warm White (3000K) - 83 CRI - 25000 Hours - GU5.3 (Bi-Pin) - 12V Sylvania - 78240 - LED6MR16/DIM/830/NFL25/GL/RP | 3000 | 82 | 450 | 75 | 25000 | 6 | 6 | 47.7 | 7.95 | 9.3416 | 2020Q2 | https://shop.regencylighting.com/lamps/led/mr/led6mr16-dim-830-nfl25-gl-rp-78240.html | Regency Lighting | 2020 | Yes
LED Lighting | Reflector | Sylvania | True | Daylighting/Photocell, | Reflector (Flood/Spot) | MR16 | GU5.3 | Use With Photo and/or Motion Sensors,Damp Location Rated,Dim to Warm,Recessed Fixtures Home / Light Bulbs / LED / LED MR / Sylvania - 78235 - LED6MR16/DIM/930/FL35/GL/RP Dimmable 6W MR16 LED Lamp - Universal - 425 Lumens - Warm White (3000K) - 93 CRI - 25000 Hours - GU5.3 (Bi-Pin) - 12V Sylvania - 78235 - LED6MR16/DIM/930/FL35/GL/RP | 3000 | 94 | 425 | 70.8333 | 30000 | 6 | 6 | 50.22 | 8.37 | 9.8351 | 2020Q2 | https://shop.regencylighting.com/lamps/led/mr/led6mr16-dim-930-fl35-gl-rp-78235.html | Regency Lighting | 2020 | Yes
LED Lighting | Reflector | TCP | True |  | Reflector (Flood/Spot) | MR16 | GU5.3 | Damp Location Rated,Recessed Fixtures Home / Light Bulbs / LED / LED MR / TCP - LED712VMR16841KFL MRX16 LED Dimmable Lamp 7W MR16 LED Lamp - Universal - Cool White (4100K) - 25000 Hours - GU5.3 (Bi-Pin) - 12V TCP - LED712VMR16841KFL | 4000 | 83 | 525 | 70.9459 | 25000 | 7.4 | 1 | 16.98 | 16.98 | 19.9522 | 2020Q2 | https://shop.regencylighting.com/lamps/led/mr/led712vmr16841kfl-tcp.html | Regency Lighting | 2020 | Yes
LED Lighting | Reflector | TCP | True |  | Reflector (Flood/Spot) | MR16 | GU5.3 | Damp Location Rated,Recessed Fixtures Home / Light Bulbs / LED / LED MR / TCP - LED712VMR16V27KFL Damp Location 7W MR16 LED Lamp - Universal - 480 Lumens - Warm White (2700K) - 80 CRI - 25000 Hours - GU5.3 (Bi-Pin) - 12V - White TCP - LED712VMR16V27KFL | 2700 | 82 | 500 | 76.9231 | 25000 | 6.5 | 12 | 82.44 | 6.87 | 8.0725 | 2020Q2 | https://shop.regencylighting.com/lamps/led/mr/led712vmr16v27kfl-tcp.html | Regency Lighting | 2020 | Yes
LED Lighting | Reflector | TCP | True |  | Reflector (Flood/Spot) | MR16 | GU5.3 | Damp Location Rated,Recessed Fixtures Home / Light Bulbs / LED / LED MR / TCP - LED712VMR16V27KNFL Damp Location 7W MR16 LED Lamp - Universal - 450 Lumens - Warm White (2700K) - 80 CRI - 25000 Hours - GU5.3 (Bi-Pin) - 12V - White TCP - LED712VMR16V27KNFL | 2700 | 80 | 500 | 71.4286 | 25000 | 7 | 12 | 82.44 | 6.87 | 8.0725 | 2020Q2 | https://shop.regencylighting.com/lamps/led/mr/led712vmr16v27knfl-tcp.html | Regency Lighting | 2020 | Yes
LED Lighting | Reflector | TCP | True |  | Reflector (Flood/Spot) | MR16 | GU5.3 | Damp Location Rated,Recessed Fixtures Home / Light Bulbs / LED / LED MR / TCP - LED712VMR16V30KFL Damp Location 7W MR16 LED Lamp - Universal - 500 Lumens - Warm White (3000K) - 80 CRI - 25000 Hours - GU5.3 (Bi-Pin) - 12V - White TCP - LED712VMR16V30KFL | 3000 | 83 | 500 | 76.9231 | 25000 | 6.5 | 12 | 82.44 | 6.87 | 8.0725 | 2020Q2 | https://shop.regencylighting.com/lamps/led/mr/led712vmr16v30kfl-tcp.html | Regency Lighting | 2020 | Yes
LED Lighting | Reflector | TCP | True |  | Reflector (Flood/Spot) | MR16 | GU5.3 | Damp Location Rated,Recessed Fixtures Home / Light Bulbs / LED / LED MR / TCP - LED712VMR16V30KNFL Damp Location 7W MR16 LED Lamp - Universal - 470 Lumens - Warm White (3000K) - 80 CRI - 25000 Hours - GU5.3 (Bi-Pin) - 12V - White TCP - LED712VMR16V30KNFL | 3000 | 82 | 500 | 71.4286 | 25000 | 7 | 12 | 82.44 | 6.87 | 8.0725 | 2020Q2 | https://shop.regencylighting.com/lamps/led/mr/led712vmr16v30knfl-tcp.html | Regency Lighting | 2020 | Yes
LED Lighting | Reflector | TCP | True |  | Reflector (Flood/Spot) | MR16 | GU5.3 | Damp Location Rated,Recessed Fixtures Home / Light Bulbs / LED / LED MR / TCP - LED712VMR16V41KFL Damp Location 7W MR16 LED Lamp - Universal - 525 Lumens - Cool White (4100K) - 80 CRI - 25000 Hours - GU5.3 (Bi-Pin) - 12V - White TCP - LED712VMR16V41KFL | 4000 | 84 | 500 | 76.9231 | 25000 | 6.5 | 12 | 82.44 | 6.87 | 8.0725 | 2020Q2 | https://shop.regencylighting.com/lamps/led/mr/led712vmr16v41kfl-tcp.html | Regency Lighting | 2020 | Yes
LED Lighting | Reflector | TCP | True |  | Reflector (Flood/Spot) | MR16 | GU5.3 | Damp Location Rated,Recessed Fixtures Home / Light Bulbs / LED / LED MR / TCP - LED712VMR16V41KNFL Damp Location 7W MR16 LED Lamp - Universal - 525 Lumens - Cool White (4100K) - 80 CRI - 25000 Hours - GU5.3 (Bi-Pin) - 12V - White TCP - LED712VMR16V41KNFL | 4000 | 82 | 500 | 71.4286 | 25000 | 7 | 12 | 82.44 | 6.87 | 8.0725 | 2020Q2 | https://shop.regencylighting.com/lamps/led/mr/led712vmr16v41knfl-tcp.html | Regency Lighting | 2020 | Yes
LED Lighting | Reflector | Sylvania | True |  | Reflector (Flood/Spot) | MR16 | GU5.3 | Damp Location Rated,Recessed Fixtures Home / Light Bulbs / LED / LED MR / Sylvania - 78200 - LED9MR16/DIM/827/FL35 Dimmable 9W MR16 LED Lamp - Universal - 700 Lumens - Warm White (2700K) - 80 CRI - 25000 Hours - GU5.3 (Bi-Pin) - 12V - Silver Sylvania - 78200 - LED9MR16/DIM/827/FL35 | 2700 | 81 | 700 | 77.7778 | 25000 | 9 | 6 | 57.3 | 9.55 | 11.2216 | 2020Q2 | https://shop.regencylighting.com/lamps/led/mr/led9mr16-dim-827-fl35-78200.html | Regency Lighting | 2020 | Yes
LED Lighting | Reflector | Sylvania | True | Daylighting/Photocell, | Reflector (Flood/Spot) | MR16 | GU5.3 | Use With Photo and/or Motion Sensors,Damp Location Rated,Dim to Warm,Recessed Fixtures Home / Light Bulbs / LED / LED MR / Sylvania - 78199 - LED9MR16/DIM/827/NFL25 Dimmable 9W MR16 LED Lamp - Universal - 700 Lumens - Warm White (2700K) - 80 CRI - 25000 Hours - GU5.3 (Bi-Pin) - 12V - Silver Sylvania - 78199 - LED9MR16/DIM/827/NFL25 | 2700 | 82 | 700 | 77.7778 | 25000 | 9 | 6 | 57.3 | 9.55 | 11.2216 | 2020Q2 | https://shop.regencylighting.com/lamps/led/mr/led9mr16-dim-827-nfl25-78199.html | Regency Lighting | 2020 | Yes
LED Lighting | Reflector | Sylvania | True | Daylighting/Photocell, | Reflector (Flood/Spot) | MR16 | GU5.3 | Use With Photo and/or Motion Sensors,Damp Location Rated,Dim to Warm,Recessed Fixtures Home / Light Bulbs / LED / LED MR / Sylvania - 74042 - LED9MR16/DIM/830/FL35 UV and IR Free; Damp Location; Mercury and Lead Free 9W MR16 LED Lamp - Universal - 700 Lumens - Warm White (3000K) - 80 CRI - 25000 Hours - GU5.3 (Bi-Pin) - 12V - Silver Sylvania - 74042 - LED9MR16/DIM/830/FL35 | 3000 | 82 | 700 | 77.7778 | 25000 | 9 | 6 | 57.3 | 9.55 | 11.2216 | 2020Q2 | https://shop.regencylighting.com/lamps/led/mr/led9mr16-dim-830-fl35-74042.html | Regency Lighting | 2020 | Yes
LED Lighting | Reflector | Sylvania | True | Daylighting/Photocell, | Reflector (Flood/Spot) | MR16 | GU5.3 | Use With Photo and/or Motion Sensors,Damp Location Rated,Dim to Warm,Recessed Fixtures Home / Light Bulbs / LED / LED MR / Sylvania - 74044 - LED9MR16/DIM/830/NFL25 UV and IR Free; Damp Location; Mercury and Lead Free 9W MR16 LED Lamp - Universal - 700 Lumens - Warm White (3000K) - 80 CRI - 25000 Hours - GU5.3 (Bi-Pin) - 12V - Silver Sylvania - 74044 - LED9MR16/DIM/830/NFL25 | 3000 | 83 | 700 | 77.7778 | 25000 | 9 | 6 | 57.3 | 9.55 | 11.2216 | 2020Q2 | https://shop.regencylighting.com/lamps/led/mr/led9mr16-dim-830-nfl25-74044.html | Regency Lighting | 2020 | Yes
LED Lighting | Reflector | Sylvania | True |  | Reflector (Flood/Spot) | MR16 | GU5.3 | Damp Location Rated,Recessed Fixtures Home / Light Bulbs / LED / LED MR / Sylvania - 48057 - LED9MR16DIM830SP15 15 Degree Spot 9W MR16 LED Lamp - Universal - 700 Lumens - Warm White (3000K) - 80 CRI - 25000 Hours - GU5.3 (Bi-Pin) - 12V Sylvania - 48057 - LED9MR16DIM830SP15 | 3000 | 83 | 700 | 77.7778 | 25000 | 9 | 1 | 10.59 | 10.59 | 12.4437 | 2020Q2 | https://shop.regencylighting.com/lamps/led/mr/led9mr16dim830sp15-48057.html | Regency Lighting | 2020 | Yes
LED Lighting | Reflector | Topaz | True |  | Reflector (Flood/Spot) | MR16 | GU5.3 | Damp Location Rated,Recessed Fixtures Home / Light Bulbs / LED / LED MR / Topaz - 76614 - LM16/7/830/D/G6-33 Use with Electronic or Magnetic Low Voltage Power Supply for Track Lighting, Displays, and Accent Lighting; Suitable for Use in Enclosed Fixtures 6.5W MR16 LED Lamp - Universal - 500 Lumens - Warm White (3000K) - 80 CRI - 25000 Hours - GU5.3 (Bi-Pin) - 12V Topaz - 76614 - LM16/7/830/D/G6-33 | 3000 | 83 | 500 | 76.9231 | 25000 | 6.5 | 10 | 95.7 | 9.57 | 11.2451 | 2020Q2 | https://shop.regencylighting.com/lamps/led/mr/lm16-7-830-d-g6-33-top.html | Regency Lighting | 2020 | Yes
LED Lighting | Reflector | Cree | True |  | Reflector (Flood/Spot) | MR16 | GU5.3 | Damp Location Rated,Recessed Fixtures Home / Light Bulbs / LED / LED MR / Cree - MR16-75W-P1-27K-35FL-GU53-U1 Energy Star Certified; Damp Location Rated; Suitable for Use in Totally Enclosed Fixtures 7.5W MR16 LED Lamp - Universal - 570 Lumens - Warm White (2700K) - 90 CRI - 25000 hrs. - GU5.3 (Bi-Pin) - 12V Cree - MR16-75W-P1-27K-35FL-GU53-U1 | 2700 | 94 | 570 | 76 | 25000 | 7.5 | 1 | 17.53 | 17.53 | 20.5984 | 2020Q2 | https://shop.regencylighting.com/lamps/led/mr/mr16-75w-p1-27k-35fl-gu53-u1-cre.html | Regency Lighting | 2020 | Yes
LED Lighting | Reflector | Cree | True |  | Reflector (Flood/Spot) | MR16 | GU5.3 | Damp Location Rated,Recessed Fixtures Home / Light Bulbs / LED / LED MR / Cree - MR16-75W-P1-30K-15SP-GU53-U1 Energy Star Certified; Damp Location Rated; Suitable for Use in Totally Enclosed Fixtures 7W MR16 LED Lamp - Universal - 540 Lumens - Warm White (3000K) - 90 CRI - 25000 hrs. - GU5.3 (Bi-Pin) - 12V Cree - MR16-75W-P1-30K-15SP-GU53-U1 | 3000 | 91 | 540 | 77.1429 | 25000 | 7 | 1 | 17.53 | 17.53 | 20.5984 | 2020Q2 | https://shop.regencylighting.com/lamps/led/mr/mr16-75w-p1-30k-15sp-gu53-u1-cre.html | Regency Lighting | 2020 | Yes
LED Lighting | Reflector | Cree | True |  | Reflector (Flood/Spot) | MR16 | GU5.3 | Damp Location Rated,Recessed Fixtures Home / Light Bulbs / LED / Cree - MR16-75W-P1-27K-35FL-GU53-U1 Energy Star Certified; Damp Location Rated; Suitable for Use in Totally Enclosed Fixtures 7.5W MR16 LED Lamp - Universal - 570 Lumens - Warm White (2700K) - 90 CRI - 25000 hrs. - GU5.3 (Bi-Pin) - 12V Cree - MR16-75W-P1-27K-35FL-GU53-U1 | 2700 | 94 | 570 | 76 | 25000 | 7.5 | 1 | 17.53 | 17.53 | 20.5984 | 2020Q2 | https://shop.regencylighting.com/lamps/led/mr16-75w-p1-27k-35fl-gu53-u1-cre.html | Regency Lighting | 2020 | Yes
LED Lighting | Reflector | Cree | True |  | Reflector (Flood/Spot) | MR16 | GU5.3 | Damp Location Rated,Recessed Fixtures Home / Light Bulbs / LED / Cree - MR16-75W-P1-30K-15SP-GU53-U1 Energy Star Certified; Damp Location Rated; Suitable for Use in Totally Enclosed Fixtures 7W MR16 LED Lamp - Universal - 540 Lumens - Warm White (3000K) - 90 CRI - 25000 hrs. - GU5.3 (Bi-Pin) - 12V Cree - MR16-75W-P1-30K-15SP-GU53-U1 | 3000 | 91 | 540 | 77.1429 | 25000 | 7 | 1 | 17.53 | 17.53 | 20.5984 | 2020Q2 | https://shop.regencylighting.com/lamps/led/mr16-75w-p1-30k-15sp-gu53-u1-cre.html | Regency Lighting | 2020 | Yes
LED Lighting | Reflector | Maxlite | True |  | Reflector (Flood/Spot) | PAR30S | E26 (Medium) | Damp Location Rated,Not Rated for Recessed Fixtures Home / Light Bulbs / LED / LED PAR / Maxlite - 14099226 - 11P30D27FL Medium E26 LED Par Lamp 11W PAR30 LED Lamp - Universal - 850 Lumens - Warm White (2700K) - 84 CRI - 25000 Hours - E26 (Medium) - 120 to 130V Maxlite - 14099226 - 11P30D27FL | 2700 | 82 | 850 | 77.2727 | 25000 | 11 | 1 | 6.62 | 6.62 | 7.7788 | 2020Q2 | https://shop.regencylighting.com/lamps/led/par/11p30d27fl-mxt.html | Regency Lighting | 2020 | Yes
LED Lighting | Reflector | Maxlite | True | Daylighting/Photocell, | Reflector (Flood/Spot) | PAR30S | E26 (Medium) | Damp Location Rated,Use With Timers,Use With Photo and/or Motion Sensors,Shatter Resistant,Not Rated for Recessed Fixtures Home / Light Bulbs / LED / LED PAR / Maxlite - 14099227 - 11P30D30FL Medium E26 LED Par Lamp 11W PAR30 LED Lamp - Universal - 850 Lumens - Warm White (3000K) - 84 CRI - 25000 Hours - E26 (Medium) - 120 to 130V Maxlite - 14099227 - 11P30D30FL | 3000 | 84 | 850 | 77.2727 | 25000 | 11 | 1 | 6.62 | 6.62 | 7.7788 | 2020Q2 | https://shop.regencylighting.com/lamps/led/par/11p30d30fl-mxt.html | Regency Lighting | 2020 | Yes
LED Lighting | Reflector | Maxlite | True | Daylighting/Photocell, | Reflector (Flood/Spot) | PAR30S | E26 (Medium) | Damp Location Rated,Use With Timers,Use With Photo and/or Motion Sensors,Shatter Resistant,Not Rated for Recessed Fixtures Home / Light Bulbs / LED / LED PAR / Maxlite - 14099228 - 11P30D40FL Energy Star Certified 11W PAR30 LED Lamp - Universal - 850 Lumens - Cool White (4000K) - 83 CRI - 25000 Hours - E26 (Medium) - 120 to 130V Maxlite - 14099228 - 11P30D40FL | 4000 | 83 | 850 | 77.2727 | 25000 | 11 | 1 | 6.62 | 6.62 | 7.7788 | 2020Q2 | https://shop.regencylighting.com/lamps/led/par/11p30d40fl-mxt.html | Regency Lighting | 2020 | Yes
LED Lighting | Reflector | Maxlite | True | Daylighting/Photocell, | Reflector (Flood/Spot) | PAR30S | E26 (Medium) | Damp Location Rated,Use With Timers,Use With Photo and/or Motion Sensors,Shatter Resistant,Not Rated for Recessed Fixtures Home / Light Bulbs / LED / LED PAR / Maxlite - 14099232 - 11P30D40NF Energy Star Rated; Instant On; Not for Use in Enclosed Fixtures; Damp Location Rated 11W PAR30 Short Neck LED Lamp - Universal - 850 Lumens - Cool White (4000K) - 83 CRI - 25000 Hours - E26 (Medium) - 120 to 130V - White Maxlite - 14099232 - 11P30D40NF | 4000 | 83 | 850 | 77.2727 | 25000 | 11 | 1 | 6.62 | 6.62 | 7.7788 | 2020Q2 | https://shop.regencylighting.com/lamps/led/par/11p30d40nf-mxt.html | Regency Lighting | 2020 | Yes
LED Lighting | Reflector | MaxLite | True | Daylighting/Photocell, | Reflector (Flood/Spot) | PAR30L | E26 (Medium) | Use With Timers,Use With Photo and/or Motion Sensors,Wet Location Rated,Shatter Resistant,Not Rated for Recessed Fixtures Home / Light Bulbs / LED / LED PAR / Maxlite - 14099216 - 11P30WLND27NF Energy Star Certified; Suitable for Wet Locations; Not Suitable for Enclosed Fixtures 11W PAR30 Long Neck LED Lamp - Universal - 850 Lumens - Warm White (2700K) - 83 CRI - 25000 Hours - E26 (Medium) - 120 to 130V Maxlite - 14099216 - 11P30WLND27NF | 2700 | 83 | 850 | 77.2727 | 25000 | 11 | 1 | 6.62 | 6.62 | 7.7788 | 2020Q2 | https://shop.regencylighting.com/lamps/led/par/11p30wlnd27nf-mxt.html | Regency Lighting | 2020 | Yes
LED Lighting | Reflector | Maxlite | True | Daylighting/Photocell, | Reflector (Flood/Spot) | PAR30L | E26 (Medium) | Use With Timers,Use With Photo and/or Motion Sensors,Wet Location Rated,Shatter Resistant,Not Rated for Recessed Fixtures Home / Light Bulbs / LED / LED PAR / Maxlite - 14099204 - 11P30WLND30FL Medium E26 LED PAR30 Long Neck Lamp 11W PAR30 Long Neck LED Lamp - Universal - 850 Lumens - Warm White (3000K) - 84 CRI - 25000 Hours - E26 (Medium) - 120 to 130V Maxlite - 14099204 - 11P30WLND30FL | 3000 | 84 | 850 | 77.2727 | 25000 | 11 | 1 | 6.62 | 6.62 | 7.7788 | 2020Q2 | https://shop.regencylighting.com/lamps/led/par/11p30wlnd30fl-mxt.html | Regency Lighting | 2020 | Yes
LED Lighting | Reflector | MaxLite | True | Daylighting/Photocell, | Reflector (Flood/Spot) | PAR30L | E26 (Medium) | Use With Timers,Use With Photo and/or Motion Sensors,Wet Location Rated,Shatter Resistant,Not Rated for Recessed Fixtures Home / Light Bulbs / LED / LED PAR / Maxlite - 14099205 - 11P30WLND40FL Energy Star Certified; Suitable for Wet Locations; Not Suitable for Enclosed Fixtures 11W PAR30 Long Neck LED Lamp - Universal - 850 Lumens - Cool White (4000K) - 83 CRI - 25000 Hours - E26 (Medium) - 120 to 130V Maxlite - 14099205 - 11P30WLND40FL | 4000 | 83 | 850 | 77.2727 | 25000 | 11 | 1 | 6.62 | 6.62 | 7.7788 | 2020Q2 | https://shop.regencylighting.com/lamps/led/par/11p30wlnd40fl-mxt.html | Regency Lighting | 2020 | Yes
LED Lighting | Reflector | Maxlite | True | Daylighting/Photocell, | Reflector (Flood/Spot) | PAR30S | E26 (Medium) | Damp Location Rated,Use With Timers,Use With Photo and/or Motion Sensors,Shatter Resistant,Not Rated for Recessed Fixtures Home / Light Bulbs / LED / LED PAR / Maxlite - 14098880 - 12P30DLED927FL/JA8 PAR30 LED Par Lamp 12W PAR30 LED Lamp - Universal - 850 Lumens - Warm White (2700K) - 93 CRI - 25000 Hours - E26 (Medium) - 120 to 130V Maxlite - 14098880 - 12P30DLED927FL/JA8 | 2700 | 93 | 850 | 70.8333 | 25000 | 12 | 1 | 9.74 | 9.74 | 11.4449 | 2020Q2 | https://shop.regencylighting.com/lamps/led/par/12p30dled927fl-ja8-mxt.html | Regency Lighting | 2020 | Yes
LED Lighting | Reflector | Maxlite | True | Daylighting/Photocell, | Reflector (Flood/Spot) | PAR30L | E26 (Medium) | Use With Timers,Damp Location Rated,Use With Photo and/or Motion Sensors,Shatter Resistant,Not Rated for Recessed Fixtures Home / Light Bulbs / LED / LED PAR / Maxlite - 1410041 - 12P30LNDLED927FL/JA8 PAR30 Long Neck LED Reflector Lamp 12W PAR30 Long Neck LED Lamp - Universal - 900 Lumens - Warm White (2700K) - 91 CRI - 25000 Hours - E26 (Medium) - 120 to 130V Maxlite - 1410041 - 12P30LNDLED927FL/JA8 | 2700 | 91 | 900 | 75 | 25000 | 12 | 1 | 9.65 | 9.65 | 11.3391 | 2020Q2 | https://shop.regencylighting.com/lamps/led/par/12p30lndled927fl-ja8-mxt.html | Regency Lighting | 2020 | Yes
LED Lighting | Reflector | Maxlite | True | Daylighting/Photocell, | Reflector (Flood/Spot) | PAR30L | E26 (Medium) | Damp Location Rated,Use With Timers,Use With Photo and/or Motion Sensors,Shatter Resistant,Not Rated for Recessed Fixtures Home / Light Bulbs / LED / LED PAR / Maxlite - 1410042 - 12P30LNDLED930FL/JA8 JA8 Compliant; Energy Star Certified; Not for Use in Enclosed Fixtures; Damp Location Rated 12W PAR30 Long Neck LED Lamp - Universal - 900 Lumens - Warm White (3000K) - 92 CRI - 25000 hrs. - E26 (Medium) - 120 to 130V Maxlite - 1410042 - 12P30LNDLED930FL/JA8 | 3000 | 92 | 900 | 75 | 25000 | 12 | 1 | 9.65 | 9.65 | 11.3391 | 2020Q2 | https://shop.regencylighting.com/lamps/led/par/12p30lndled930fl-ja8-mxt.html | Regency Lighting | 2020 | Yes
LED Lighting | Reflector | Maxlite | True |  | Reflector (Flood/Spot) | PAR38 | E26 (Medium) | Damp Location Rated,Recessed Fixtures Home / Light Bulbs / LED / LED PAR / Maxlite - 102290 - 13P38DLED27NF Solid Aluminum Body acts as a Heat Sink; 25000 To 50000 Hour Life; Environmentally Friendly; Compatible with Building Controls; Uniform Color Consistency; Dimmable 13W PAR38 LED Lamp - Universal - 950 Lumens - Warm White (2700K) - 82 CRI - 25000 Hours - E26 (Medium) - 120 to 130V Maxlite - 102290 - 13P38DLED27NF | 2700 | 82 | 950 | 73.0769 | 25000 | 13 | 1 | 10.11 | 10.11 | 11.8796 | 2020Q2 | https://shop.regencylighting.com/lamps/led/par/13p38dled27nf-mxt.html | Regency Lighting | 2020 | Yes
LED Lighting | Reflector | Maxlite | True | Daylighting/Photocell, | Reflector (Flood/Spot) | PAR38 | E26 (Medium) | Use With Timers,Use With Photo and/or Motion Sensors,Wet Location Rated,Shatter Resistant,Not Rated for Recessed Fixtures Home / Light Bulbs / LED / LED PAR / Maxlite - 14099207 - 13P38WD30FL Solid Aluminum Body acts as a Heat Sink; Wet Location Rated; Compatible with Building Controls; Uniform Color Consistency 13W PAR38 LED Lamp - Universal - 1050 Lumens - Warm White (3000K) - 84 CRI - 25000 Hours - E26 (Medium) - 120 to 130V Maxlite - 14099207 - 13P38WD30FL | 3000 | 84 | 1050 | 80.7692 | 25000 | 13 | 1 | 11.67 | 11.67 | 13.7127 | 2020Q2 | https://shop.regencylighting.com/lamps/led/par/13p38wd30fl-mxt.html | Regency Lighting | 2020 | Yes
LED Lighting | Reflector | Maxlite | True | Daylighting/Photocell, | Reflector (Flood/Spot) | PAR38 | E26 (Medium) | Use With Timers,Use With Photo and/or Motion Sensors,Wet Location Rated,Shatter Resistant,Not Rated for Recessed Fixtures Home / Light Bulbs / LED / LED PAR / Maxlite - 14099208 - 13P38WD40FL Solid Aluminum Body acts as a Heat Sink; Wet Location Rated; Compatible with Building Controls; Uniform Color Consistency 13W PAR38 LED Lamp - Universal - 1050 Lumens - Cool White (4000K) - 84 CRI - 25000 Hours - E26 (Medium) - 120 to 130V Maxlite - 14099208 - 13P38WD40FL | 4000 | 83 | 1050 | 80.7692 | 25000 | 13 | 1 | 11.67 | 11.67 | 13.7127 | 2020Q2 | https://shop.regencylighting.com/lamps/led/par/13p38wd40fl-mxt.html | Regency Lighting | 2020 | Yes
LED Lighting | Reflector | Green Creative | False | Daylighting/Photocell, | Reflector (Flood/Spot) | PAR30L | E26 (Medium) | Damp Location Rated,Use With Timers,Use With Photo and/or Motion Sensors,Recessed Fixtures Home / Light Bulbs / LED / LED PAR / Green Creative - 58127 - 13PAR30/930FL40/277V Suitable for Totally Enclosed Fixtures; Direct Line Voltage 120-277 - Not Compatible with Ballasts 13W PAR30 Long Neck LED Lamp - Universal - 1050 Lumens - Warm White (3000K) - 90 CRI - 50000 Hours - E26 (Medium) - 120 to 277V (Universal) Green Creative - 58127 - 13PAR30/930FL40/277V | 3000 | 93 | 1050 | 80.7692 | 25000 | 13 | 1 | 10.5 | 10.5 | 12.3379 | 2020Q2 | https://shop.regencylighting.com/lamps/led/par/13par30-930fl40-277v-grc.html | Regency Lighting | 2020 | Yes
LED Lighting | Reflector | Green Creative | False | Daylighting/Photocell, | Reflector (Flood/Spot) | PAR30L | E26 (Medium) | Damp Location Rated,Use With Timers,Use With Photo and/or Motion Sensors,Recessed Fixtures Home / Light Bulbs / LED / LED PAR / Green Creative - 58130 - 13PAR30/940FL40/277V Suitable for Totally Enclosed Fixtures; Direct Line Voltage 120-277 - Not Compatible with Ballasts 13W PAR30 Long Neck LED Lamp - Universal - 1100 Lumens - Cool White (4000K) - 90 CRI - 50000 Hours - E26 (Medium) - 120 to 277V (Universal) Green Creative - 58130 - 13PAR30/940FL40/277V | 4000 | 91 | 1100 | 84.6154 | 25000 | 13 | 1 | 10.5 | 10.5 | 12.3379 | 2020Q2 | https://shop.regencylighting.com/lamps/led/par/13par30-940fl40-277v-grc.html | Regency Lighting | 2020 | Yes
LED Lighting | Reflector | Satco | True |  | Reflector (Flood/Spot) | PAR30L | E26 (Medium) | Wet Location Rated,Recessed Fixtures Home / Light Bulbs / LED / LED PAR / Satco - S9426 - 13PAR30/LN/LED/25/3000K/120V/D Approved for Enclosed Fixtures; Wet Location Rated; Energy Star Rated 13W PAR30 Long Neck LED Lamp - Universal - 1000 Lumens - Warm White (3000K) - 80 CRI - 25000 Hours - E26 (Medium) - 120 to 130V - Silver Satco - S9426 - 13PAR30/LN/LED/25/3000K/120V/D | 3000 | 83 | 1000 | 76.9231 | 25000 | 13 | 1 | 12.2 | 12.2 | 14.3355 | 2020Q2 | https://shop.regencylighting.com/lamps/led/par/13par30-ln-led-25-3000k-120v-d-s9426.html | Regency Lighting | 2020 | Yes
LED Lighting | Reflector | Satco | True |  | Reflector (Flood/Spot) | PAR30L | E26 (Medium) | Wet Location Rated,Recessed Fixtures Home / Light Bulbs / LED / LED PAR / Satco - S9487 - 13PAR30/LN/LED/40/2700K/90CRI Energy Star Rated; Approved for Enclosed Fixtures; Wet Location Rated 13W PAR30 Long Neck LED Lamp - Universal - 820 Lumens - Warm White (2700K) - 90 CRI - 25000 Hours - E26 (Medium) - 120 to 130V - White Satco - S9487 - 13PAR30/LN/LED/40/2700K/90CRI | 2700 | 93 | 820 | 63.0769 | 25000 | 13 | 1 | 10.44 | 10.44 | 12.2674 | 2020Q2 | https://shop.regencylighting.com/lamps/led/par/13par30-ln-led-40-2700k-90cri-s9487.html | Regency Lighting | 2020 | Yes
LED Lighting | Reflector | Satco | True |  | Reflector (Flood/Spot) | PAR30L | E26 (Medium) | Wet Location Rated,Recessed Fixtures Home / Light Bulbs / LED / LED PAR / Satco - S8583 - 13PAR30/LN/LED/40/3K/90CRI Energy Star Rated; Approved for Enclosed Fixtures; Wet Location Rated 13W PAR30 Long Neck LED Lamp - Universal - 820 Lumens - Warm White (3000K) - 90 CRI - 25000 Hours - E26 (Medium) - 120 to 130V - Clear Satco - S8583 - 13PAR30/LN/LED/40/3K/90CRI | 3000 | 92 | 820 | 63.0769 | 25000 | 13 | 1 | 12.2 | 12.2 | 14.3355 | 2020Q2 | https://shop.regencylighting.com/lamps/led/par/13par30-ln-led-40-3k-90cri-s8583.html | Regency Lighting | 2020 | Yes
LED Lighting | Reflector | Satco | True |  | Reflector (Flood/Spot) | PAR30L | E26 (Medium) | Wet Location Rated,Recessed Fixtures Home / Light Bulbs / LED / LED PAR / Satco - S9433 - 13PAR30/LN/LED/40/4000K/120V/D Wet Location Rated; Energy Star Certified; Enclosed Fixture Rated 13W PAR30 Long Neck LED Lamp - Universal - 1000 Lumens - Cool White (4000K) - 80 CRI - 25000 Hours - E26 (Medium) - 120 to 130V Satco - S9433 - 13PAR30/LN/LED/40/4000K/120V/D | 4000 | 82 | 1000 | 76.9231 | 25000 | 13 | 1 | 11.67 | 11.67 | 13.7127 | 2020Q2 | https://shop.regencylighting.com/lamps/led/par/13par30-ln-led-40-4000k-120v-d-s9433.html | Regency Lighting | 2020 | Yes
LED Lighting | Reflector | Satco | True |  | Reflector (Flood/Spot) | PAR30L | E26 (Medium) | Wet Location Rated,Recessed Fixtures Home / Light Bulbs / LED / LED PAR / Satco - S8496 - 13PAR30/LN/LED/40/4K/90CRI Energy Star Rated; Approved for Enclosed Fixtures; Wet Location Rated 13W PAR30 Long Neck LED Lamp - Universal - 820 Lumens - Cool White (4000K) - 90 CRI - 25000 Hours - E26 (Medium) - 120 to 130V - Clear Satco - S8496 - 13PAR30/LN/LED/40/4K/90CRI | 4000 | 93 | 820 | 63.0769 | 25000 | 13 | 1 | 12.2 | 12.2 | 14.3355 | 2020Q2 | https://shop.regencylighting.com/lamps/led/par/13par30-ln-led-40-4k-90cri-s8496.html | Regency Lighting | 2020 | Yes
LED Lighting | Reflector | Satco | True |  | Reflector (Flood/Spot) | PAR30L | E26 (Medium) | Wet Location Rated,Recessed Fixtures Home / Light Bulbs / LED / LED PAR / Satco - S9435 - 13PAR30/LN/LED/60/2700K/120V/D Wet Location Rated; Energy Star Certified; Enclosed Fixture Rated 13W PAR30 Long Neck LED Lamp - Universal - 1000 Lumens - Warm White (2700K) - 80 CRI - 25000 Hours - E26 (Medium) - 120 to 130V Satco - S9435 - 13PAR30/LN/LED/60/2700K/120V/D | 2700 | 82 | 1000 | 76.9231 | 25000 | 13 | 1 | 11.67 | 11.67 | 13.7127 | 2020Q2 | https://shop.regencylighting.com/lamps/led/par/13par30-ln-led-60-2700k-120v-d-s9435.html | Regency Lighting | 2020 | Yes
LED Lighting | Reflector | Satco | True |  | Reflector (Flood/Spot) | PAR30S | E26 (Medium) | Wet Location Rated,Recessed Fixtures Home / Light Bulbs / LED / LED PAR / Satco - S9411 - 13PAR30/SN/LED/25/3000K/120V/D Wet Location Rated; Approved for Enclosed Fixtures; Energy Star Certified 13W PAR30 LED Lamp - Universal - 1000 Lumens - Warm White (3000K) - 80 CRI - 25000 Hours - E26 (Medium) - 120 to 130V Satco - S9411 - 13PAR30/SN/LED/25/3000K/120V/D | 3000 | 83 | 1000 | 76.9231 | 25000 | 13 | 1 | 12.2 | 12.2 | 14.3355 | 2020Q2 | https://shop.regencylighting.com/lamps/led/par/13par30-sn-led-25-3000k-120v-d-s9411.html | Regency Lighting | 2020 | Yes
LED Lighting | Reflector | Satco | True |  | Reflector (Flood/Spot) | PAR30S | E26 (Medium) | Wet Location Rated,Recessed Fixtures Home / Light Bulbs / LED / LED PAR / Satco - S9412 - 13PAR30/SN/LED/25/3500K/120V/D Solid State LED lighting; Reflector Replacement Lamp; Long Life; IP65 - Wet location rated; Approved for Enclosed Fixtures; For Indoor and Outdoor use; ABS Lens; Dimmable 13W PAR30 LED Lamp - Universal - 1000 Lumens - Neutral White (3500K) - 80 CRI - 25000 Hours - E26 (Medium) - 120 to 130V - Silver Satco - S9412 - 13PAR30/SN/LED/25/3500K/120V/D | 3500 | 82 | 1000 | 76.9231 | 25000 | 13 | 12 | 146.4 | 12.2 | 14.3355 | 2020Q2 | https://shop.regencylighting.com/lamps/led/par/13par30-sn-led-25-3500k-120v-d-s9412.html | Regency Lighting | 2020 | Yes
LED Lighting | Reflector | Satco | True |  | Reflector (Flood/Spot) | PAR30S | E26 (Medium) | Wet Location Rated,Recessed Fixtures Home / Light Bulbs / LED / LED PAR / Satco - S9486 - 13PAR30/SN/LED/40/2700K/90CRI Energy Star Rated; Approved for Enclosed Fixtures; Wet Location Rated 13W PAR30 LED Lamp - Universal - 820 Lumens - Warm White (2700K) - 90 CRI - 25000 Hours - E26 (Medium) - 120 to 130V - White Satco - S9486 - 13PAR30/SN/LED/40/2700K/90CRI | 2700 | 93 | 820 | 63.0769 | 25000 | 13 | 1 | 12.2 | 12.2 | 14.3355 | 2020Q2 | https://shop.regencylighting.com/lamps/led/par/13par30-sn-led-40-2700k-90cri-s9486.html | Regency Lighting | 2020 | Yes
LED Lighting | Reflector | Satco | True |  | Reflector (Flood/Spot) | PAR30S | E26 (Medium) | Wet Location Rated,Recessed Fixtures Home / Light Bulbs / LED / LED PAR / Satco - S8582 - 13PAR30/SN/LED/40/3K/90CRI Energy Star Rated; Approved for Enclosed Fixtures; Wet Location Rated 13W PAR30 LED Lamp - Universal - 820 Lumens - Warm White (3000K) - 90 CRI - 25000 Hours - E26 (Medium) - 120 to 130V - Clear Satco - S8582 - 13PAR30/SN/LED/40/3K/90CRI | 3000 | 92 | 820 | 63.0769 | 25000 | 13 | 1 | 12.2 | 12.2 | 14.3355 | 2020Q2 | https://shop.regencylighting.com/lamps/led/par/13par30-sn-led-40-3k-90cri-s8582.html | Regency Lighting | 2020 | Yes
LED Lighting | Reflector | Satco | True |  | Reflector (Flood/Spot) | PAR30S | E26 (Medium) | Wet Location Rated,Recessed Fixtures Home / Light Bulbs / LED / LED PAR / Satco - S9418 - 13PAR30/SN/LED/40/4000K/120V/D Wet Location Rated; Approved for Enclosed Fixtures; Energy Star Certified 13W PAR30 LED Lamp - Universal - 1000 Lumens - Cool White (4000K) - 80 CRI - 25000 Hours - E26 (Medium) - 120 to 130V Satco - S9418 - 13PAR30/SN/LED/40/4000K/120V/D | 4000 | 83 | 1000 | 76.9231 | 25000 | 13 | 1 | 10.44 | 10.44 | 12.2674 | 2020Q2 | https://shop.regencylighting.com/lamps/led/par/13par30-sn-led-40-4000k-120v-d-s9418.html | Regency Lighting | 2020 | Yes
LED Lighting | Reflector | Satco | True |  | Reflector (Flood/Spot) | PAR30S | E26 (Medium) | Wet Location Rated,Recessed Fixtures Home / Light Bulbs / LED / LED PAR / Satco - S8495 - 13PAR30/SN/LED/40/4K/90CRI Energy Star Rated; Approved for Enclosed Fixtures; Wet Location Rated 13W PAR30 LED Lamp - Universal - 820 Lumens - Cool White (4000K) - 90 CRI - 25000 Hours - E26 (Medium) - 120 to 130V - Clear Satco - S8495 - 13PAR30/SN/LED/40/4K/90CRI | 4000 | 93 | 820 | 63.0769 | 25000 | 13 | 1 | 12.2 | 12.2 | 14.3355 | 2020Q2 | https://shop.regencylighting.com/lamps/led/par/13par30-sn-led-40-4k-90cri-s8495.html | Regency Lighting | 2020 | Yes
LED Lighting | Reflector | Green Creative | True | Daylighting/Photocell, | Reflector (Flood/Spot) | PAR30L | E26 (Medium) | Damp Location Rated,Use With Timers,Use With Photo and/or Motion Sensors,Wet Location Rated,Recessed Fixtures Home / Light Bulbs / LED / LED PAR / Green Creative - 97902 - 13PAR30DIM/930FL40/B Suitable for Totally Enclosed Fixtures 13W PAR30 Long Neck LED Lamp - Universal - 1050 Lumens - Warm White (3000K) - 90 CRI - 50000 Hours - E26 (Medium) - 120 to 130V Green Creative - 97902 - 13PAR30DIM/930FL40/B | 3000 | 92 | 1050 | 80.7692 | 25000 | 13 | 1 | 10.5 | 10.5 | 12.3379 | 2020Q2 | https://shop.regencylighting.com/lamps/led/par/13par30dim-930fl40-b-97902.html | Regency Lighting | 2020 | Yes
LED Lighting | Reflector | Green Creative | True | Daylighting/Photocell, | Reflector (Flood/Spot) | PAR30L | E26 (Medium) | Damp Location Rated,Use With Timers,Use With Photo and/or Motion Sensors,Wet Location Rated,Recessed Fixtures Home / Light Bulbs / LED / LED PAR / Green Creative - 58121 - 13PAR30DIM/930FL40 Suitable for Enclosed Fixtures 13W PAR30 Long Neck LED Lamp - Universal - 1050 Lumens - Warm White (3000K) - 90 CRI - 50000 Hours - E26 (Medium) - 120 to 130V Green Creative - 58121 - 13PAR30DIM/930FL40 | 3000 | 94 | 1050 | 80.7692 | 25000 | 13 | 1 | 10.5 | 10.5 | 12.3379 | 2020Q2 | https://shop.regencylighting.com/lamps/led/par/13par30dim-930fl40-grc.html | Regency Lighting | 2020 | Yes
LED Lighting | Reflector | Green Creative | True | Daylighting/Photocell, | Reflector (Flood/Spot) | PAR30L | E26 (Medium) | Damp Location Rated,Use With Timers,Use With Photo and/or Motion Sensors,Wet Location Rated,Recessed Fixtures Home / Light Bulbs / LED / LED PAR / Green Creative - 58117 - 13PAR30DIM/930NF25 Suitable for Totally Enclosed Fixtures 13W PAR30 Long Neck LED Lamp - Universal - 1050 Lumens - Warm White (3000K) - 90 CRI - 50000 Hours - E26 (Medium) - 120 to 130V Green Creative - 58117 - 13PAR30DIM/930NF25 | 3000 | 93 | 1050 | 80.7692 | 25000 | 13 | 1 | 10.5 | 10.5 | 12.3379 | 2020Q2 | https://shop.regencylighting.com/lamps/led/par/13par30dim-930nf25-grc.html | Regency Lighting | 2020 | Yes
LED Lighting | Reflector | Green Creative | True | Daylighting/Photocell, | Reflector (Flood/Spot) | PAR30S | E26 (Medium) | Damp Location Rated,Use With Timers,Use With Photo and/or Motion Sensors,Recessed Fixtures Home / Light Bulbs / LED / LED PAR / Green Creative - 58141 - 13PAR30SNDIM/927NF25 Suitable for Totally Enclosed Fixtures 13W PAR30 LED Lamp - Universal - 1100 Lumens - Warm White (2700K) - 90 CRI - 50000 Hours - E26 (Medium) - 120 to 130V Green Creative - 58141 - 13PAR30SNDIM/927NF25 | 2700 | 93 | 1000 | 76.9231 | 25000 | 13 | 1 | 11.29 | 11.29 | 13.2662 | 2020Q2 | https://shop.regencylighting.com/lamps/led/par/13par30sndim-927nf25-grc.html | Regency Lighting | 2020 | Yes
LED Lighting | Reflector | Green Creative | True | Daylighting/Photocell, | Reflector (Flood/Spot) | PAR30S | E26 (Medium) | Damp Location Rated,Use With Timers,Use With Photo and/or Motion Sensors,Recessed Fixtures Home / Light Bulbs / LED / LED PAR / Green Creative - 58145 - 13PAR30SNDIM/930FL40 Suitable for Totally Enclosed Fixtures 13W PAR30 LED Lamp - Universal - 1000 Lumens - Warm White (3000K) - 90 CRI - 50000 Hours - E26 (Medium) - 120 to 130V Green Creative - 58145 - 13PAR30SNDIM/930FL40 | 3000 | 93 | 1050 | 80.7692 | 25000 | 13 | 1 | 10.5 | 10.5 | 12.3379 | 2020Q2 | https://shop.regencylighting.com/lamps/led/par/13par30sndim-930fl40-grc.html | Regency Lighting | 2020 | Yes
LED Lighting | Reflector | Green Creative | True | Daylighting/Photocell, | Reflector (Flood/Spot) | PAR30S | E26 (Medium) | Damp Location Rated,Use With Timers,Use With Photo and/or Motion Sensors,Recessed Fixtures Home / Light Bulbs / LED / LED PAR / u Short Neck; Suitable for Totally Enclosed Fixtures; Suitable for Damp Locations 13W PAR30 LED Lamp - Universal - 1100 Lumens - Cool White (4000K) - 90 CRI - 50000 Hours - E26 (Medium) - 120 to 130V u | 4000 | 92 | 1100 | 84.6154 | 25000 | 13 | 1 | 10.5 | 10.5 | 12.3379 | 2020Q2 | https://shop.regencylighting.com/lamps/led/par/13par30sndim-940fl40-grc.html | Regency Lighting | 2020 | Yes
LED Lighting | Reflector | Maxlite | True | Daylighting/Photocell, | Reflector (Flood/Spot) | PAR38 | E26 (Medium) | Damp Location Rated,Use With Timers,Use With Photo and/or Motion Sensors,Shatter Resistant,Not Rated for Recessed Fixtures Home / Light Bulbs / LED / LED PAR / Maxlite - 1410043 - 15P38DLED927FL/JA8 JA8 Compliant; Energy Star Certified; Not for Use in Enclosed Fixtures; Damp Location Rated 15W PAR38 LED Lamp - Universal - 1150 Lumens - Warm White (2700K) - 92 CRI - 25000 hrs. - E26 (Medium) - 120 to 130V Maxlite - 1410043 - 15P38DLED927FL/JA8 | 2700 | 92 | 1150 | 76.6667 | 25000 | 15 | 1 | 12.68 | 12.68 | 14.8995 | 2020Q2 | https://shop.regencylighting.com/lamps/led/par/15p38dled927fl-ja8-mxt.html | Regency Lighting | 2020 | Yes
LED Lighting | Reflector | Maxlite | True |  | Reflector (Flood/Spot) | PAR38 | E26 (Medium) | Damp Location Rated,Wet Location Rated,Not Rated for Recessed Fixtures Home / Light Bulbs / LED / LED PAR / Maxlite - 14099210 - 15P38WD27FL Wet Location Rated; Energy Star Certified 15W PAR38 LED Lamp - Universal - 1250 Lumens - Warm White (2700K) - 83 CRI - 25000 Hours - E26 (Medium) - 120 to 130V Maxlite - 14099210 - 15P38WD27FL | 2700 | 83 | 1250 | 83.3333 | 25000 | 15 | 1 | 12.31 | 12.31 | 14.4647 | 2020Q2 | https://shop.regencylighting.com/lamps/led/par/15p38wd27fl-mxt.html | Regency Lighting | 2020 | Yes
LED Lighting | Reflector | Maxlite | True |  | Reflector (Flood/Spot) | PAR38 | E26 (Medium) | Damp Location Rated,Wet Location Rated,Not Rated for Recessed Fixtures Home / Light Bulbs / LED / LED PAR / Maxlite - 14099211 - 15P38WD30FL Energy Star Certified; Not Rated for Enclosed Fixtures; Wet Location Rated 15W PAR38 LED Lamp - Universal - 1250 Lumens - Warm White (3000K) - 83 CRI - 25000 hrs. - E26 (Medium) - 120 to 130V Maxlite - 14099211 - 15P38WD30FL | 3000 | 83 | 1250 | 83.3333 | 25000 | 15 | 1 | 12.31 | 12.31 | 14.4647 | 2020Q2 | https://shop.regencylighting.com/lamps/led/par/15p38wd30fl-mxt.html | Regency Lighting | 2020 | Yes
LED Lighting | Reflector | Maxlite | True |  | Reflector (Flood/Spot) | PAR38 | E26 (Medium) | Damp Location Rated,Wet Location Rated,Recessed Fixtures Home / Light Bulbs / LED / LED PAR / Maxlite - 14099211 - 15P38WDLED30FL Wet Location Rated; Energy Star Certified 15W PAR38 LED Lamp - Universal - 1250 Lumens - Warm White (3000K) - 83 CRI - 25000 Hours - E26 (Medium) - 120 to 130V Maxlite - 14099211 - 15P38WDLED30FL | 3000 | 84 | 1250 | 83.3333 | 25000 | 15 | 1 | 11.39 | 11.39 | 13.3837 | 2020Q2 | https://shop.regencylighting.com/lamps/led/par/15p38wdled30fl-mxt.html | Regency Lighting | 2020 | Yes
LED Lighting | Reflector | Satco | True |  | Reflector (Flood/Spot) | PAR38 | E26 (Medium) | Wet Location Rated,Recessed Fixtures Home / Light Bulbs / LED / LED PAR / Satco - S9442 - 15PAR38/LED/25/3500K/120V/D Suitable for Totally Enclosed Fixtures; Wet Location Rated; Energy Star Certified 15W PAR38 LED Lamp - Universal - 1200 Lumens - Neutral White (3500K) - 80 CRI - 25000 Hours - E26 (Medium) - 120 to 130V Satco - S9442 - 15PAR38/LED/25/3500K/120V/D | 3500 | 82 | 1200 | 80 | 25000 | 15 | 1 | 14.92 | 14.92 | 17.5316 | 2020Q2 | https://shop.regencylighting.com/lamps/led/par/15par38-led-25-3500k-120v-d-s9442.html | Regency Lighting | 2020 | Yes
LED Lighting | Reflector | Satco | True |  | Reflector (Flood/Spot) | PAR38 | E26 (Medium) | Wet Location Rated,Recessed Fixtures Home / Light Bulbs / LED / LED PAR / Satco - S9488 - 15PAR38/LED/27K/90 Energy Star Rated; Approved for Enclosed Fixtures; Wet Location Rated 15W PAR38 LED Lamp - Universal - 1000 Lumens - Warm White (2700K) - 90 CRI - 25000 Hours - E26 (Medium) - 120 to 130V - White Satco - S9488 - 15PAR38/LED/27K/90 | 2700 | 93 | 1000 | 66.6667 | 25000 | 15 | 1 | 13.95 | 13.95 | 16.3918 | 2020Q2 | https://shop.regencylighting.com/lamps/led/par/15par38-led-27k-90-s9488.html | Regency Lighting | 2020 | Yes
LED Lighting | Reflector | Satco | True |  | Reflector (Flood/Spot) | PAR38 | E26 (Medium) | Wet Location Rated,Recessed Fixtures Home / Light Bulbs / LED / LED PAR / Satco - S9445 - 15PAR38/LED/40/2700K/120V/D Wet Location Rated; Energy Star Certified; Approved for Enclosed Fixtures 15W PAR38 LED Lamp - Universal - 1200 Lumens - Warm White (2700K) - 80 CRI - 25000 Hours - E26 (Medium) - 120 to 130V Satco - S9445 - 15PAR38/LED/40/2700K/120V/D | 2700 | 83 | 1200 | 80 | 25000 | 15 | 1 | 14.65 | 14.65 | 17.2143 | 2020Q2 | https://shop.regencylighting.com/lamps/led/par/15par38-led-40-2700k-120v-d-s9445.html | Regency Lighting | 2020 | Yes
LED Lighting | Reflector | Satco | True |  | Reflector (Flood/Spot) | PAR38 | E26 (Medium) | Wet Location Rated,Recessed Fixtures Home / Light Bulbs / LED / LED PAR / Satco - S9446 - 15PAR38/LED/40/3000K/120V/D Approved for Enclosed Fixtures; Wet Location Rated; Energy Star Rated 15W PAR38 LED Lamp - Universal - 1200 Lumens - Warm White (3000K) - 80 CRI - 25000 Hours - E26 (Medium) - 120 to 130V Satco - S9446 - 15PAR38/LED/40/3000K/120V/D | 3000 | 82 | 1200 | 80 | 25000 | 15 | 6 | 89.52 | 14.92 | 17.5316 | 2020Q2 | https://shop.regencylighting.com/lamps/led/par/15par38-led-40-3000k-120v-d-s9446.html | Regency Lighting | 2020 | Yes
LED Lighting | Reflector | Satco | True |  | Reflector (Flood/Spot) | PAR38 | E26 (Medium) | Wet Location Rated,Recessed Fixtures Home / Light Bulbs / LED / LED PAR / Satco - S9447 - 15PAR38/LED/40/3500K/120V/D Approved for Enclosed Fixtures; Wet Location Rated; Energy Star Rated 15W PAR38 LED Lamp - Universal - 1200 Lumens - Neutral White (3500K) - 80 CRI - 25000 Hours - E26 (Medium) - 120 to 130V Satco - S9447 - 15PAR38/LED/40/3500K/120V/D | 3500 | 82 | 1200 | 80 | 25000 | 15 | 6 | 89.52 | 14.92 | 17.5316 | 2020Q2 | https://shop.regencylighting.com/lamps/led/par/15par38-led-40-3500k-120v-d-s9447.html | Regency Lighting | 2020 | Yes
LED Lighting | Reflector | Satco | True |  | Reflector (Flood/Spot) | PAR38 | E26 (Medium) | Wet Location Rated,Recessed Fixtures Home / Light Bulbs / LED / LED PAR / Satco - S8584 - 15PAR38/LED/40/3K/90CRI Energy Star Rated; Approved for Enclosed Fixtures; Wet Location Rated 15W PAR38 LED Lamp - Universal - 1000 Lumens - Warm White (3000K) - 90 CRI - 25000 Hours - E26 (Medium) - 120 to 130V - Clear Satco - S8584 - 15PAR38/LED/40/3K/90CRI | 3000 | 92 | 1000 | 66.6667 | 25000 | 15 | 1 | 13.95 | 13.95 | 16.3918 | 2020Q2 | https://shop.regencylighting.com/lamps/led/par/15par38-led-40-3k-90cri-s8584.html | Regency Lighting | 2020 | Yes
LED Lighting | Reflector | Satco | True |  | Reflector (Flood/Spot) | PAR38 | E26 (Medium) | Wet Location Rated,Recessed Fixtures Home / Light Bulbs / LED / LED PAR / Satco - S8497 - 15PAR38/LED/40/4K/90CRI Energy Star Rated; Approved for Enclosed Fixtures; Wet Location Rated 15W PAR38 LED Lamp - Universal - 1000 Lumens - Cool White (4000K) - 90 CRI - 25000 Hours - E26 (Medium) - 120 to 130V - Clear Satco - S8497 - 15PAR38/LED/40/4K/90CRI | 4000 | 93 | 1000 | 66.6667 | 25000 | 15 | 1 | 13.95 | 13.95 | 16.3918 | 2020Q2 | https://shop.regencylighting.com/lamps/led/par/15par38-led-40-4k-90cri-s8497.html | Regency Lighting | 2020 | Yes
LED Lighting | Reflector | Satco | True | Daylighting/Photocell, | Reflector (Flood/Spot) | PAR38 | E26 (Medium) | Wet Location Rated,Recessed Fixtures Home / Light Bulbs / LED / LED PAR / Satco - S8498 - 15PAR38/LED/40/5K/90CRI Energy Star Rated; Approved for Enclosed Fixtures; Wet Location Rated 15W PAR38 LED Lamp - Universal - 1000 Lumens - Daylight (5000K) - 90 CRI - 25000 Hours - E26 (Medium) - 120 to 130V - Clear Satco - S8498 - 15PAR38/LED/40/5K/90CRI | 5000 | 95 | 1000 | 66.6667 | 25000 | 15 | 1 | 13.95 | 13.95 | 16.3918 | 2020Q2 | https://shop.regencylighting.com/lamps/led/par/15par38-led-40-5k-90cri-s8498.html | Regency Lighting | 2020 | Yes
LED Lighting | Reflector | Satco | True |  | Reflector (Flood/Spot) | PAR38 | E26 (Medium) | Wet Location Rated,Recessed Fixtures Home / Light Bulbs / LED / LED PAR / Satco - S9450 - 15PAR38/LED/60/2700K/120V/D Wet Location Rated; Energy Star Certified; Approved for Enclosed Fixtures 15W PAR38 LED Lamp - Universal - 1200 Lumens - Warm White (2700K) - 80 CRI - 25000 Hours - E26 (Medium) - 120 to 130V Satco - S9450 - 15PAR38/LED/60/2700K/120V/D | 2700 | 83 | 1200 | 80 | 25000 | 15 | 1 | 14.92 | 14.92 | 17.5316 | 2020Q2 | https://shop.regencylighting.com/lamps/led/par/15par38-led-60-2700k-120v-d-s9450.html | Regency Lighting | 2020 | Yes
LED Lighting | Reflector | Satco | True | Daylighting/Photocell, | Reflector (Flood/Spot) | PAR38 | E26 (Medium) | Wet Location Rated,Recessed Fixtures Home / Light Bulbs / LED / LED PAR / Satco - S9454 - 15PAR38/LED/60/5000K/120V/D Wet Location Rated; Energy Star Certified; Approved for Enclosed Fixtures 15W PAR38 LED Lamp - Universal - 1200 Lumens - Daylight (5000K) - 80 CRI - 25000 Hours - E26 (Medium) - 120 to 130V Satco - S9454 - 15PAR38/LED/60/5000K/120V/D | 5000 | 83 | 1200 | 80 | 25000 | 15 | 1 | 14.92 | 14.92 | 17.5316 | 2020Q2 | https://shop.regencylighting.com/lamps/led/par/15par38-led-60-5000k-120v-d-s9454.html | Regency Lighting | 2020 | Yes
LED Lighting | Reflector | Green Creative | True | Daylighting/Photocell, | Reflector (Flood/Spot) | PAR38 | E26 (Medium) | Damp Location Rated,Use With Timers,Use With Photo and/or Motion Sensors,Recessed Fixtures Home / Light Bulbs / LED / LED PAR / Green Creative - 58150 - 17PAR38DIM/927NF25 Suitable for Use in Totally Enclosed Fixtures 17W PAR38 LED Lamp - Universal - 1400 Lumens - Warm White (2700K) - 90 CRI - 50000 hrs. - E26 (Medium) - 120 to 130V Green Creative - 58150 - 17PAR38DIM/927NF25 | 2700 | 94 | 1400 | 82.3529 | 25000 | 17 | 1 | 14 | 14 | 16.4505 | 2020Q2 | https://shop.regencylighting.com/lamps/led/par/17par38dim-927nf25-grc.html | Regency Lighting | 2020 | Yes
LED Lighting | Reflector | Green Creative | True | Daylighting/Photocell, | Reflector (Flood/Spot) | PAR38 | E26 (Medium) | Damp Location Rated,Use With Timers,Use With Photo and/or Motion Sensors,Recessed Fixtures Home / Light Bulbs / LED / LED PAR / Green Creative - 97905 - 17PAR38DIM/930FL40/B Black Housing; Suitable for Use in Totally Enclosed Fixtures 17W PAR38 LED Lamp - Universal - 1430 Lumens - Warm White (3000K) - 90 CRI - 50000 Hours - E26 (Medium) - 120 to 130V Green Creative - 97905 - 17PAR38DIM/930FL40/B | 3000 | 94 | 1430 | 84.1176 | 25000 | 17 | 1 | 14 | 14 | 16.4505 | 2020Q2 | https://shop.regencylighting.com/lamps/led/par/17par38dim-930fl40-b-grc.html | Regency Lighting | 2020 | Yes
LED Lighting | Reflector | Green Creative | True | Daylighting/Photocell, | Reflector (Flood/Spot) | PAR38 | E26 (Medium) | Damp Location Rated,Use With Timers,Use With Photo and/or Motion Sensors,Recessed Fixtures Home / Light Bulbs / LED / LED PAR / Green Creative - 17PAR38DIM/930FL40 Suitable for Use in Totally Enclosed Fixtures 17W PAR38 LED Lamp - Universal - 1430 Lumens - Warm White (3000K) - 90 CRI - 50000 Hours - E26 (Medium) - 120 to 130V Green Creative - 17PAR38DIM/930FL40 | 3000 | 93 | 1430 | 84.1176 | 25000 | 17 | 1 | 14 | 14 | 16.4505 | 2020Q2 | https://shop.regencylighting.com/lamps/led/par/17par38dim-930fl40-grc.html | Regency Lighting | 2020 | Yes
LED Lighting | Reflector | Green Creative | True | Daylighting/Photocell, | Reflector (Flood/Spot) | PAR38 | GU24 | Damp Location Rated,Use With Timers,Use With Photo and/or Motion Sensors,Recessed Fixtures Home / Light Bulbs / LED / LED PAR / Green Creative - 58172 - 17PAR38DIM/930FL40/GU24 Suitable for Totally Enclosed Fixtures 17W PAR38 LED Lamp - Universal - 1430 Lumens - Warm White (3000K) - 90 CRI - 50000 Hours - GU24 (Bi-Pin / Twist & Lock) - 120 to 130V Green Creative - 58172 - 17PAR38DIM/930FL40/GU24 | 3000 | 93 | 1430 | 84.1176 | 25000 | 17 | 1 | 15.06 | 15.06 | 17.6961 | 2020Q2 | https://shop.regencylighting.com/lamps/led/par/17par38dim-930fl40-gu24-grc.html | Regency Lighting | 2020 | Yes
LED Lighting | Reflector | Green Creative | True | Daylighting/Photocell, | Reflector (Flood/Spot) | PAR38 | E26 (Medium) | Damp Location Rated,Use With Timers,Use With Photo and/or Motion Sensors,Recessed Fixtures Home / Light Bulbs / LED / LED PAR / Green Creative - 58153 - 17PAR38DIM/930NF25 Suitable for Totally Enclosed Fixtures 17W PAR38 LED Lamp - Universal - 1430 Lumens - Warm White (3000K) - 90 CRI - 50000 Hours - E26 (Medium) - 120 to 130V Green Creative - 58153 - 17PAR38DIM/930NF25 | 3000 | 93 | 1430 | 84.1176 | 25000 | 17 | 1 | 14 | 14 | 16.4505 | 2020Q2 | https://shop.regencylighting.com/lamps/led/par/17par38dim-930nf25-grc.html | Regency Lighting | 2020 | Yes
LED Lighting | Reflector | Green Creative | True | Daylighting/Photocell, | Reflector (Flood/Spot) | PAR38 | E26 (Medium) | Damp Location Rated,Use With Timers,Use With Photo and/or Motion Sensors,Recessed Fixtures Home / Light Bulbs / LED / LED PAR / Green Creative - 58157 - 17PAR38DIM/940FL40 Suitable for Totally Enclosed Fixtures 17W PAR38 LED Lamp - Universal - 1450 Lumens - Cool White (4000K) - 90 CRI - 50000 Hours - E26 (Medium) - 120 to 130V Green Creative - 58157 - 17PAR38DIM/940FL40 | 4000 | 93 | 1450 | 85.2941 | 25000 | 17 | 1 | 14 | 14 | 16.4505 | 2020Q2 | https://shop.regencylighting.com/lamps/led/par/17par38dim-940fl40-grc.html | Regency Lighting | 2020 | Yes
LED Lighting | Reflector | Satco | True |  | Reflector (Flood/Spot) | PAR38 | E26 (Medium) | Wet Location Rated,Recessed Fixtures Home / Light Bulbs / LED / LED PAR / Satco - S9456 - 18PAR38/LED/40/4000K/120V/D PAR38 LED Lamp 18W PAR38 LED Lamp - Universal - 1400 Lumens - Cool White (4000K) - 80 CRI - 25000 Hours - E26 (Medium) - 120 to 130V Satco - S9456 - 18PAR38/LED/40/4000K/120V/D | 4000 | 82 | 1400 | 77.7778 | 25000 | 18 | 1 | 17.46 | 17.46 | 20.5162 | 2020Q2 | https://shop.regencylighting.com/lamps/led/par/18par38-led-40-4000k-120v-d-s9456.html | Regency Lighting | 2020 | Yes
LED Lighting | Reflector | Green Creative |  |  | Reflector (Flood/Spot) | PAR30L | E26 (Medium) | Damp Location Rated,Not Rated for Recessed Fixtures Home / Light Bulbs / LED / LED PAR / Green Creative - 98208 - 19.5PAR30HO/940NF25/277V Direct Line Voltage 120-277V (Not Compatible with Ballasts); Replaces 75W Halogen or 39W Ceramic Metal Halide; Not Intended for Totally Enclosed Fixtures; Suitable for Damp Locations 19.5W PAR30 LED Lamp - Universal - 1800 Lumens - Cool White (4000K) - 90 CRI - 50000 hrs. - E26 (Medium) Green Creative - 98208 - 19.5PAR30HO/940NF25/277V | 4000 | 93 | 1800 | 92.3077 | 50000 | 19.5 | 1 | 28.31 | 28.31 | 33.2653 | 2020Q2 | https://shop.regencylighting.com/lamps/led/par/19-5par30ho-940nf25-277v-grc.html | Regency Lighting | 2020 | Yes
LED Lighting | Reflector | Satco | True |  | Reflector (Flood/Spot) | PAR16 | E26 (Medium) | Damp Location Rated,Recessed Fixtures Home / Light Bulbs / LED / LED PAR / Satco - S8585 - 4PAR16/LED/40/3K/120V/90CRI Approved for Enclosed Fixtures; Damp Location Rated 4W PAR16 LED Lamp - Universal - 360 Lumens - Warm White (3000K) - 90 CRI - 25000 Hours - E26 (Medium) - 120 to 130V Satco - S8585 - 4PAR16/LED/40/3K/120V/90CRI | 3000 | 95 | 360 | 90 | 25000 | 4 | 1 | 8.69 | 8.69 | 10.2111 | 2020Q2 | https://shop.regencylighting.com/lamps/led/par/4par16-led-40-3k-120v-90cri-s8585.html | Regency Lighting | 2020 | Yes
LED Lighting | Reflector | Maxlite | True |  | Reflector (Flood/Spot) | PAR20 | E26 (Medium) | Damp Location Rated,Recessed Fixtures Home / Light Bulbs / LED / LED PAR / Maxlite - 102282 - 6P20DLED30NF Solid Aluminum Body acts as a Heat Sink; 25000 To 50000 Hour Life; Environmentally Friendly; Compatible with Building Controls; Uniform Color Consistency; Dimmable 6W PAR20 LED Lamp - Universal - 450 Lumens - Warm White (3000K) - 82 CRI - 25000 Hours - E26 (Medium) - 120 to 130V Maxlite - 102282 - 6P20DLED30NF | 3000 | 82 | 450 | 75 | 25000 | 6 | 1 | 4.67 | 4.67 | 5.4874 | 2020Q2 | https://shop.regencylighting.com/lamps/led/par/6p20dled30nf-mxt.html | Regency Lighting | 2020 | Yes
LED Lighting | Reflector | Maxlite | True | Daylighting/Photocell, | Reflector (Flood/Spot) | PAR20 | E26 (Medium) | Damp Location Rated,Use With Timers,Use With Photo and/or Motion Sensors,Shatter Resistant,Not Rated for Recessed Fixtures Home / Light Bulbs / LED / LED PAR / Maxlite - 1410039 - 7P20DLED927FL/JA8 Damp Location Rated; Energy Star Certified; Not for use in Enclosed Fixtures 7W PAR20 LED Lamp - Universal - 525 Lumens - Warm White (2700K) - 91 CRI - 25000 Hours - E26 (Medium) - 120 to 130V Maxlite - 1410039 - 7P20DLED927FL/JA8 | 2700 | 91 | 525 | 75 | 25000 | 7 | 1 | 5.33 | 5.33 | 6.263 | 2020Q2 | https://shop.regencylighting.com/lamps/led/par/7p20dled927fl-ja8-mxt.html | Regency Lighting | 2020 | Yes
LED Lighting | Reflector | Maxlite | True | Daylighting/Photocell, | Reflector (Flood/Spot) | PAR20 | E26 (Medium) | Use With Timers,Use With Photo and/or Motion Sensors,Wet Location Rated,Shatter Resistant,Not Rated for Recessed Fixtures Home / Light Bulbs / LED / LED PAR / Maxlite - 14099200 - 7P20WD27FL Energy Star Certified; Not Suitable for Enclosed Fixtures; Wet Location Rated 7W PAR20 LED Lamp - 500 Lumens - Warm White (2700K) - 83 CRI - 25000 hrs. - E26 (Medium) - 120 to 130V Maxlite - 14099200 - 7P20WD27FL | 2700 | 83 | 500 | 71.4286 | 25000 | 7 | 1 | 5.33 | 5.33 | 6.263 | 2020Q2 | https://shop.regencylighting.com/lamps/led/par/7p20wd27fl-mxt.html | Regency Lighting | 2020 | Yes
LED Lighting | Reflector | Maxlite | True | Daylighting/Photocell, | Reflector (Flood/Spot) | PAR20 | E26 (Medium) | Use With Timers,Use With Photo and/or Motion Sensors,Wet Location Rated,Shatter Resistant,Not Rated for Recessed Fixtures Home / Light Bulbs / LED / LED PAR / Maxlite - 14099201 - 7P20WD30FL Energy Star Certified; Not Rated for Enclosed Fixtures; Wet Location Rated 7W PAR20 LED Lamp - Universal - 500 Lumens - Warm White (3000K) - 84 CRI - 25000 hrs. - E26 (Medium) - 120 to 130V Maxlite - 14099201 - 7P20WD30FL | 3000 | 84 | 500 | 71.4286 | 25000 | 7 | 1 | 5.33 | 5.33 | 6.263 | 2020Q2 | https://shop.regencylighting.com/lamps/led/par/7p20wd30fl-mxt.html | Regency Lighting | 2020 | Yes
LED Lighting | Reflector | Maxlite | True | Daylighting/Photocell, | Reflector (Flood/Spot) | PAR20 | E26 (Medium) | Use With Timers,Use With Photo and/or Motion Sensors,Wet Location Rated,Shatter Resistant,Not Rated for Recessed Fixtures Home / Light Bulbs / LED / LED PAR / Maxlite - 14099214 - 7P20WD30NF Energy Star Certified; Not Rated for Enclosed Fixtures; Wet Location Rated 7W PAR20 LED Lamp - Universal - 500 Lumens - Warm White (3000K) - 84 CRI - 25000 hrs. - E26 (Medium) - 120 to 130V Maxlite - 14099214 - 7P20WD30NF | 3000 | 84 | 500 | 71.4286 | 25000 | 7 | 1 | 5.33 | 5.33 | 6.263 | 2020Q2 | https://shop.regencylighting.com/lamps/led/par/7p20wd30nf-mxt.html | Regency Lighting | 2020 | Yes
LED Lighting | Reflector | Maxlite | True | Daylighting/Photocell, | Reflector (Flood/Spot) | PAR20 | E26 (Medium) | Use With Timers,Use With Photo and/or Motion Sensors,Wet Location Rated,Shatter Resistant,Not Rated for Recessed Fixtures Home / Light Bulbs / LED / LED PAR / Maxlite - 14099202 - 7P20WD40FL Wet Location Rated; Energy Star Certified; Not for Use in Totally Enclosed Fixtures 7W PAR20 LED Lamp - Universal - 500 Lumens - Cool White (4000K) - 84 CRI - 25000 hrs. - E26 (Medium) - 120 to 130V Maxlite - 14099202 - 7P20WD40FL | 4000 | 85 | 500 | 71.4286 | 25000 | 7 | 1 | 5.33 | 5.33 | 6.263 | 2020Q2 | https://shop.regencylighting.com/lamps/led/par/7p20wd40fl-mxt.html | Regency Lighting | 2020 | Yes
LED Lighting | Reflector | Satco | True |  | Reflector (Flood/Spot) | PAR20 | E26 (Medium) | Wet Location Rated,Recessed Fixtures Home / Light Bulbs / LED / LED PAR / Satco - S9400 - 7PAR20/LED/25/2700K/120V/D Wet Location Rated; Approved for Totally Enclosed Fixtures; Energy Star Rated 7W PAR20 LED Lamp - Universal - 525 Lumens - Warm White (2700K) - 80 CRI - 25000 Hours - E26 (Medium) - 120 to 130V Satco - S9400 - 7PAR20/LED/25/2700K/120V/D | 2700 | 82 | 525 | 75 | 25000 | 7 | 6 | 41.58 | 6.93 | 8.143 | 2020Q2 | https://shop.regencylighting.com/lamps/led/par/7par20-led-25-2700k-120v-d-s9400.html | Regency Lighting | 2020 | Yes
LED Lighting | Reflector | Satco | True |  | Reflector (Flood/Spot) | PAR20 | E26 (Medium) | Wet Location Rated,Recessed Fixtures Home / Light Bulbs / LED / LED PAR / Satco - S9401 - 7PAR20/LED/25/3000K/120V/D Wet Location Rated; Approved for Enclosed Fixtures; Energy Star Certified 7W PAR20 LED Lamp - Universal - 525 Lumens - Warm White (3000K) - 80 CRI - 25000 Hours - E26 (Medium) - 120 to 130V Satco - S9401 - 7PAR20/LED/25/3000K/120V/D | 3000 | 81 | 525 | 75 | 25000 | 7 | 1 | 6.93 | 6.93 | 8.143 | 2020Q2 | https://shop.regencylighting.com/lamps/led/par/7par20-led-25-3000k-120v-d-s9401.html | Regency Lighting | 2020 | Yes
LED Lighting | Reflector | Satco | True |  | Reflector (Flood/Spot) | PAR20 | E26 (Medium) | Wet Location Rated,Recessed Fixtures Home / Light Bulbs / LED / LED PAR / Satco - S9403 - 7PAR20/LED/25/4000K/120V/D Approved for Enclosed Fixtures; Wet Location Rated; Energy Star Rated 7W PAR20 LED Lamp - Universal - 525 Lumens - Cool White (4000K) - 80 CRI - 25000 Hours - E26 (Medium) - 120 to 130V Satco - S9403 - 7PAR20/LED/25/4000K/120V/D | 4000 | 82 | 525 | 75 | 25000 | 7 | 6 | 41.58 | 6.93 | 8.143 | 2020Q2 | https://shop.regencylighting.com/lamps/led/par/7par20-led-25-4000k-120v-d-s9403.html | Regency Lighting | 2020 | Yes
LED Lighting | Reflector | Satco | True |  | Reflector (Flood/Spot) | PAR20 | E26 (Medium) | Wet Location Rated,Recessed Fixtures Home / Light Bulbs / LED / LED PAR / Satco - S9405 - 7PAR20/LED/40/2700K/120V/D Wet Location Rated; Approved for Enclosed Fixtures; Energy Star Certified 7W PAR20 LED Lamp - Universal - 525 Lumens - Warm White (2700K) - 80 CRI - 25000 Hours - E26 (Medium) - 120 to 130V Satco - S9405 - 7PAR20/LED/40/2700K/120V/D | 2700 | 82 | 525 | 75 | 25000 | 7 | 1 | 6.93 | 6.93 | 8.143 | 2020Q2 | https://shop.regencylighting.com/lamps/led/par/7par20-led-40-2700k-120v-d-s9405.html | Regency Lighting | 2020 | Yes
LED Lighting | Reflector | Satco | True |  | Reflector (Flood/Spot) | PAR20 | E26 (Medium) | Wet Location Rated,Recessed Fixtures Home / Light Bulbs / LED / LED PAR / Satco - S9485 - 7PAR20/LED/40/2700K/90CRI Approved for Enclosed Fixtures; Wet Location Rated 7W PAR20 LED Lamp - Universal - 470 Lumens - Warm White (2700K) - 90 CRI - 25000 Hours - E26 (Medium) - 120 to 130V - White Satco - S9485 - 7PAR20/LED/40/2700K/90CRI | 2700 | 93 | 470 | 67.1429 | 25000 | 7 | 1 | 8.69 | 8.69 | 10.2111 | 2020Q2 | https://shop.regencylighting.com/lamps/led/par/7par20-led-40-2700k-90cri-s9485.html | Regency Lighting | 2020 | Yes
LED Lighting | Reflector | Satco | True |  | Reflector (Flood/Spot) | PAR20 | E26 (Medium) | Wet Location Rated,Recessed Fixtures Home / Light Bulbs / LED / LED PAR / Satco - S9406 - 7PAR20/LED/40/3000K/120V/D Wet Location Rated; Approved for Enclosed Fixtures; Energy Star Certified 7W PAR20 LED Lamp - Universal - 525 Lumens - Warm White (3000K) - 80 CRI - 25000 Hours - E26 (Medium) - 120 to 130V Satco - S9406 - 7PAR20/LED/40/3000K/120V/D | 3000 | 81 | 525 | 75 | 25000 | 7 | 1 | 6.93 | 6.93 | 8.143 | 2020Q2 | https://shop.regencylighting.com/lamps/led/par/7par20-led-40-3000k-120v-d-s9406.html | Regency Lighting | 2020 | Yes
LED Lighting | Reflector | Satco | True |  | Reflector (Flood/Spot) | PAR20 | E26 (Medium) | Wet Location Rated,Recessed Fixtures Home / Light Bulbs / LED / LED PAR / Satco - S9407 - 7PAR20/LED/40/3500K/120V/D Wet Location Rated; Approved for Enclosed Fixtures; Energy Star Certified 7W PAR20 LED Lamp - Universal - 525 Lumens - Neutral White (3500K) - 80 CRI - 25000 Hours - E26 (Medium) - 120 to 130V Satco - S9407 - 7PAR20/LED/40/3500K/120V/D | 3500 | 82 | 525 | 75 | 25000 | 7 | 1 | 6.93 | 6.93 | 8.143 | 2020Q2 | https://shop.regencylighting.com/lamps/led/par/7par20-led-40-3500k-120v-d-s9407.html | Regency Lighting | 2020 | Yes
LED Lighting | Reflector | Satco | True |  | Reflector (Flood/Spot) | PAR20 | E26 (Medium) | Wet Location Rated,Recessed Fixtures Home / Light Bulbs / LED / LED PAR / Satco - S8581 - 7PAR20/LED/40/3K/90CRI Energy Star Rated; Approved for Enclosed Fixtures; Wet Location Rated 7W PAR20 LED Lamp - Universal - 470 Lumens - Warm White (3000K) - 90 CRI - 25000 Hours - E26 (Medium) - 120 to 130V - Clear Satco - S8581 - 7PAR20/LED/40/3K/90CRI | 3000 | 93 | 470 | 67.1429 | 25000 | 7 | 1 | 6.93 | 6.93 | 8.143 | 2020Q2 | https://shop.regencylighting.com/lamps/led/par/7par20-led-40-3k-90cri-s8581.html | Regency Lighting | 2020 | Yes
LED Lighting | Reflector | Satco | True |  | Reflector (Flood/Spot) | PAR20 | E26 (Medium) | Wet Location Rated,Recessed Fixtures Home / Light Bulbs / LED / LED PAR / Satco - S8494 - 7PAR20/LED/40/4K/90CRI Energy Star Rated; Approved for Enclosed Fixtures; Wet Location Rated 7W PAR20 LED Lamp - Universal - 470 Lumens - Cool White (4000K) - 90 CRI - 25000 Hours - E26 (Medium) - 120 to 130V - Clear Satco - S8494 - 7PAR20/LED/40/4K/90CRI | 4000 | 94 | 470 | 67.1429 | 25000 | 7 | 1 | 6.93 | 6.93 | 8.143 | 2020Q2 | https://shop.regencylighting.com/lamps/led/par/7par20-led-40-4k-90cri-s8494.html | Regency Lighting | 2020 | Yes
LED Lighting | Reflector | Satco | True | Daylighting/Photocell, | Reflector (Flood/Spot) | PAR20 | E26 (Medium) | Wet Location Rated,Recessed Fixtures Home / Light Bulbs / LED / LED PAR / Satco - S8598 - 7PAR20/LED/40/5K/90CRI Energy Star Rated; Approved for Enclosed Fixtures; Wet Location Rated 7W PAR20 LED Lamp - Universal - 470 Lumens - Daylight (5000K) - 90 CRI - 25000 Hours - E26 (Medium) - 120 to 130V - Clear Satco - S8598 - 7PAR20/LED/40/5K/90CRI | 5000 | 94 | 470 | 67.1429 | 25000 | 7 | 1 | 6.93 | 6.93 | 8.143 | 2020Q2 | https://shop.regencylighting.com/lamps/led/par/7par20-led-40-5k-90cri-s8598.html | Regency Lighting | 2020 | Yes
LED Lighting | Reflector | TCP | False |  | Reflector (Flood/Spot) | PAR38 | E26 (Medium) | Wet Location Rated,Recessed Fixtures Home / Light Bulbs / LED / LED PAR / TCP - L100P38N25UNV40KFL Approved for Wet Locations 12.5W PAR38 LED Lamp - Universal - 1150 Lumens - Cool White (4000K) - 80 CRI - 25000 Hours - E26 (Medium) - 120 to 277V (Universal) TCP - L100P38N25UNV40KFL | 4000 | 84 | 1150 | 92 | 25000 | 12.5 | 1 | 13.92 | 13.92 | 16.3565 | 2020Q2 | https://shop.regencylighting.com/lamps/led/par/l100p38n25unv40kfl-tcp.html | Regency Lighting | 2020 | Yes
LED Lighting | Reflector | TCP | True |  | Reflector (Flood/Spot) | PAR20 | E26 (Medium) | Wet Location Rated,Recessed Fixtures Home / Light Bulbs / LED / LED PAR / TCP - L50P20D2527KFL Approved for Wet Locations 7W PAR20 LED Lamp - Universal - 575 Lumens - Warm White (2700K) - 80 CRI - 25000 Hours - E26 (Medium) - 120 to 277V (Universal) TCP - L50P20D2527KFL | 2700 | 82 | 525 | 75 | 25000 | 7 | 12 | 107.28 | 8.94 | 10.5048 | 2020Q2 | https://shop.regencylighting.com/lamps/led/par/l50p20d2527kfl-tcp.html | Regency Lighting | 2020 | Yes
LED Lighting | Reflector | TCP | True |  | Reflector (Flood/Spot) | PAR20 | E26 (Medium) | Wet Location Rated,Recessed Fixtures Home / Light Bulbs / LED / LED PAR / TCP - L50P20D2540KFL Approved for Wet Locations 7W PAR20 LED Lamp - Universal - 575 Lumens - Cool White (4000K) - 80 CRI - 25000 Hours - E26 (Medium) - 120 to 277V (Universal) TCP - L50P20D2540KFL | 4000 | 84 | 575 | 82.1429 | 25000 | 7 | 1 | 5.4 | 5.4 | 6.3452 | 2020Q2 | https://shop.regencylighting.com/lamps/led/par/l50p20d2540kfl-tcp.html | Regency Lighting | 2020 | Yes
LED Lighting | Reflector | TCP | True |  | Reflector (Flood/Spot) | PAR30S | E26 (Medium) | Wet Location Rated,Recessed Fixtures Home / Light Bulbs / LED / LED PAR / TCP - LD13P30SD2530KNFLCQ PAR30 LED Bulb 13W E26 LED Lamp - Universal - 900 Lumens - Warm White (3000K) - 90 CRI - 25000 Hours - E26 (Medium) - 120 to 130V TCP - LD13P30SD2530KNFLCQ | 3000 | 93 | 900 | 69.2308 | 25000 | 13 | 1 | 13.3 | 13.3 | 15.628 | 2020Q2 | https://shop.regencylighting.com/lamps/led/par/ld13p30sd2530knflcq-tcp.html | Regency Lighting | 2020 | Yes
LED Lighting | Reflector | Sylvania | True |  | Reflector (Flood/Spot) | PAR30S | E26 (Medium) | Wet Location Rated,Recessed Fixtures Home / Light Bulbs / LED / LED PAR / Sylvania - 79784 - LED10PAR30DIM830FL4022YGL3WRP PAR30 LED Lamp 10W PAR30 LED Lamp - Universal - 825 Lumens - Warm White (3000K) - 85 CRI - 25000 Hours - E26 (Medium) - 120 to 130V Sylvania - 79784 - LED10PAR30DIM830FL4022YGL3WRP | 3000 | 83 | 825 | 82.5 | 25000 | 10 | 1 | 16.54 | 16.54 | 19.4351 | 2020Q2 | https://shop.regencylighting.com/lamps/led/par/led10par30dim830fl4022ygl3wrp-79784.html | Regency Lighting | 2020 | Yes
LED Lighting | Reflector | Sylvania | True |  | Reflector (Flood/Spot) | PAR30S | E26 (Medium) | Wet Location Rated,Recessed Fixtures Home / Light Bulbs / LED / LED PAR / Sylvania - 79783 - LED10PAR30DIM830NFL2522YGL3WRP Glass PAR Lamp; Ideal for Recessed Downlights, Track Lighting, Wall Wash, and General Lighting Applications; Instant On; Rated for Enclosed Fixtures; Wet Location Rated; Energy Star Certified 10W PAR30 LED Lamp - Universal - 825 Lumens - Warm White (3000K) - 85 CRI - 25000 Hours - E26 (Medium) - 120 to 130V Sylvania - 79783 - LED10PAR30DIM830NFL2522YGL3WRP | 3000 | 83 | 825 | 82.5 | 25000 | 10 | 1 | 16.54 | 16.54 | 19.4351 | 2020Q2 | https://shop.regencylighting.com/lamps/led/par/led10par30dim830nfl2522ygl3wrp-79783.html | Regency Lighting | 2020 | Yes
LED Lighting | Reflector | Sylvania | True |  | Reflector (Flood/Spot) | PAR30L | E26 (Medium) | Wet Location Rated,Recessed Fixtures Home / Light Bulbs / LED / LED PAR / Sylvania - 78252 - LED10PAR30LNDIM827FL4022YGL3W PAR30LN LED Lamp 10W PAR30 Long Neck LED Lamp - Universal - 825 Lumens - Warm White (2700K) - 82 CRI - 25000 Hours - E26 (Medium) - 120 to 130V Sylvania - 78252 - LED10PAR30LNDIM827FL4022YGL3W | 2700 | 83 | 825 | 82.5 | 25000 | 10 | 1 | 16.54 | 16.54 | 19.4351 | 2020Q2 | https://shop.regencylighting.com/lamps/led/par/led10par30lndim827fl4022ygl3w-78252.html | Regency Lighting | 2020 | Yes
LED Lighting | Reflector | Sylvania | True |  | Reflector (Flood/Spot) | PAR30L | E26 (Medium) | Wet Location Rated,Recessed Fixtures Home / Light Bulbs / LED / LED PAR / Sylvania - 78251 - LED10PAR30LNDIM827NFL25GL3WRP PAR30LN LED Lamp 10W PAR30 Long Neck LED Lamp - Universal - 825 Lumens - Warm White (2700K) - 82 CRI - 25000 Hours - E26 (Medium) - 120 to 130V Sylvania - 78251 - LED10PAR30LNDIM827NFL25GL3WRP | 2700 | 83 | 825 | 82.5 | 25000 | 10 | 1 | 16.54 | 16.54 | 19.4351 | 2020Q2 | https://shop.regencylighting.com/lamps/led/par/led10par30lndim827nfl25gl3wrp-78251.html | Regency Lighting | 2020 | Yes
LED Lighting | Reflector | Sylvania | True |  | Reflector (Flood/Spot) | PAR30L | E26 (Medium) | Wet Location Rated,Recessed Fixtures Home / Light Bulbs / LED / LED PAR / Sylvania - 78250 - LED10PAR30LNDIM830FL4022YGL3W PAR30LN LED Lamp 10W PAR30 Long Neck LED Lamp - Universal - 825 Lumens - Warm White (3000K) - 82 CRI - 25000 Hours - E26 (Medium) - 120 to 130V Sylvania - 78250 - LED10PAR30LNDIM830FL4022YGL3W | 3000 | 83 | 825 | 82.5 | 25000 | 10 | 1 | 16.54 | 16.54 | 19.4351 | 2020Q2 | https://shop.regencylighting.com/lamps/led/par/led10par30lndim830fl4022ygl3w-78250.html | Regency Lighting | 2020 | Yes
LED Lighting | Reflector | Sylvania | True |  | Reflector (Flood/Spot) | PAR30L | E26 (Medium) | Wet Location Rated,Recessed Fixtures Home / Light Bulbs / LED / LED PAR / Sylvania - 78249 - LED10PAR30LNDIM830NFL2522YGL3W PAR30LN LED Lamp 10W PAR30 Long Neck LED Lamp - Universal - 825 Lumens - Warm White (3000K) - 82 CRI - 25000 Hours - E26 (Medium) - 120 to 130V Sylvania - 78249 - LED10PAR30LNDIM830NFL2522YGL3W | 3000 | 83 | 825 | 82.5 | 25000 | 10 | 1 | 16.54 | 16.54 | 19.4351 | 2020Q2 | https://shop.regencylighting.com/lamps/led/par/led10par30lndim830nfl2522ygl3w-78249.html | Regency Lighting | 2020 | Yes
LED Lighting | Reflector | Sylvania | True |  | Reflector (Flood/Spot) | PAR30L | E26 (Medium) | Wet Location Rated,Recessed Fixtures Home / Light Bulbs / LED / LED PAR / Sylvania - 78248 - LED10PAR30LNDIM840FL4022YGL3W PAR30LN LED Lamp 10W PAR30 Long Neck LED Lamp - Universal - 825 Lumens - Cool White (4000K) - 82 CRI - 25000 Hours - E26 (Medium) - 120 to 130V Sylvania - 78248 - LED10PAR30LNDIM840FL4022YGL3W | 4000 | 83 | 825 | 82.5 | 25000 | 10 | 1 | 16.54 | 16.54 | 19.4351 | 2020Q2 | https://shop.regencylighting.com/lamps/led/par/led10par30lndim840fl4022ygl3w-78248.html | Regency Lighting | 2020 | Yes
LED Lighting | Reflector | Sylvania | True |  | Reflector (Flood/Spot) | PAR30L | E26 (Medium) | Damp Location Rated,Not Rated for Recessed Fixtures Home / Light Bulbs / LED / LED PAR / Sylvania - 40013 - LED10PAR30LNDIM930FL4022YRP CEC Title 20 Compliant; Indoor/Outdoor Damp Rated 10W PAR30 Long Neck LED Lamp - Universal - 850 Lumens - Warm White (3000K) - 90 CRI - 25000 Hours - E26 (Medium) - 120 to 130V Sylvania - 40013 - LED10PAR30LNDIM930FL4022YRP | 3000 | 92 | 975 | 97.5 | 25000 | 10 | 1 | 16.54 | 16.54 | 19.4351 | 2020Q2 | https://shop.regencylighting.com/lamps/led/par/led10par30lndim930fl4022yrp-40013.html | Regency Lighting | 2020 | Yes
LED Lighting | Reflector | Sylvania | True | Daylighting/Photocell, | Reflector (Flood/Spot) | PAR30S | E26 (Medium) | Use With Timers,Use With Photo and/or Motion Sensors,Damp Location Rated,Recessed Fixtures Home / Light Bulbs / LED / LED PAR / Sylvania - 79573 - LED12.5PAR30/HD/DIM/927/FL40 Energy Star Certified 12.5W PAR30 LED Lamp - Universal - 900 Lumens - Warm White (2700K) - 91 CRI - 40000 Hours - E26 (Medium) - 120 to 130V Sylvania - 79573 - LED12.5PAR30/HD/DIM/927/FL40 | 2700 | 92 | 900 | 72 | 25000 | 12.5 | 1 | 19.94 | 19.94 | 23.4303 | 2020Q2 | https://shop.regencylighting.com/lamps/led/par/led12-5par30-hd-dim-927-fl40-79573.html | Regency Lighting | 2020 | Yes
LED Lighting | Reflector | Sylvania | True | Daylighting/Photocell, | Reflector (Flood/Spot) | PAR30S | E26 (Medium) | Use With Timers,Use With Photo and/or Motion Sensors,Damp Location Rated,Recessed Fixtures Home / Light Bulbs / LED / LED PAR / Sylvania - 79570 - LED12.5PAR30/HD/DIM/927/NFL25 Energy Star Certified 12.5W PAR30 LED Lamp - Universal - 900 Lumens - Warm White (2700K) - 91 CRI - 40000 Hours - E26 (Medium) - 120 to 130V Sylvania - 79570 - LED12.5PAR30/HD/DIM/927/NFL25 | 2700 | 92 | 900 | 72 | 25000 | 12.5 | 1 | 19.94 | 19.94 | 23.4303 | 2020Q2 | https://shop.regencylighting.com/lamps/led/par/led12-5par30-hd-dim-927-nfl25-79570.html | Regency Lighting | 2020 | Yes
LED Lighting | Reflector | Sylvania | True |  | Reflector (Flood/Spot) | PAR30S | E26 (Medium) | Damp Location Rated,Not Rated for Recessed Fixtures Home / Light Bulbs / LED / LED PAR / Sylvania - 40037 - LED12.5PAR30/HD/DIM/927/WSP15 PAR30 LED Lamp 12.5W PAR30 LED Lamp - Universal - 1050 Lumens - Warm White (2700K) - 91 CRI - 25000 Hours - E26 (Medium) - 120 to 130V Sylvania - 40037 - LED12.5PAR30/HD/DIM/927/WSP15 | 2700 | 92 | 900 | 72 | 25000 | 12.5 | 1 | 19.94 | 19.94 | 23.4303 | 2020Q2 | https://shop.regencylighting.com/lamps/led/par/led12-5par30-hd-dim-927-wsp15-40037.html | Regency Lighting | 2020 | Yes
LED Lighting | Reflector | Sylvania | True | Daylighting/Photocell, | Reflector (Flood/Spot) | PAR30S | E26 (Medium) | Use With Timers,Use With Photo and/or Motion Sensors,Damp Location Rated,Recessed Fixtures Home / Light Bulbs / LED / LED PAR / Sylvania - 79574 - LED12.5PAR30/HD/DIM/930/FL40 PAR30 LED Lamp 12.5W PAR30 LED Lamp - Universal - 1000 Lumens - Warm White (3000K) - 91 CRI - 40000 Hours - E26 (Medium) - 120 to 130V Sylvania - 79574 - LED12.5PAR30/HD/DIM/930/FL40 | 3000 | 92 | 1000 | 80 | 25000 | 12.5 | 1 | 19.94 | 19.94 | 23.4303 | 2020Q2 | https://shop.regencylighting.com/lamps/led/par/led12-5par30-hd-dim-930-fl40-79574.html | Regency Lighting | 2020 | Yes
LED Lighting | Reflector | Sylvania | True | Daylighting/Photocell, | Reflector (Flood/Spot) | PAR30S | E26 (Medium) | Use With Timers,Use With Photo and/or Motion Sensors,Damp Location Rated,Recessed Fixtures Home / Light Bulbs / LED / LED PAR / Sylvania - 79571 - LED12.5PAR30/HD/DIM/930/NFL25 Ideal for Color Critical Applications; Instant On; Damp Location Rated 12.5W PAR30 LED Lamp - Universal - 1000 Lumens - Warm White (3000K) - 91 CRI - 40000 Hours - E26 (Medium) - 120 to 130V Sylvania - 79571 - LED12.5PAR30/HD/DIM/930/NFL25 | 3000 | 92 | 1000 | 80 | 25000 | 12.5 | 1 | 19.94 | 19.94 | 23.4303 | 2020Q2 | https://shop.regencylighting.com/lamps/led/par/led12-5par30-hd-dim-930-nfl25-79571.html | Regency Lighting | 2020 | Yes
LED Lighting | Reflector | Sylvania | True |  | Reflector (Flood/Spot) | PAR30S | E26 (Medium) | Damp Location Rated,Not Rated for Recessed Fixtures Home / Light Bulbs / LED / LED PAR / Sylvania - 40038 - LED12.5PAR30/HD/DIM/930/WSP15 PAR30 LED Lamp 12.5W PAR30 LED Lamp - Universal - 1000 Lumens - Warm White (3000K) - 91 CRI - 25000 Hours - E26 (Medium) - 120 to 130V Sylvania - 40038 - LED12.5PAR30/HD/DIM/930/WSP15 | 3000 | 92 | 900 | 72 | 25000 | 12.5 | 1 | 19.94 | 19.94 | 23.4303 | 2020Q2 | https://shop.regencylighting.com/lamps/led/par/led12-5par30-hd-dim-930-wsp15-40038.html | Regency Lighting | 2020 | Yes
LED Lighting | Reflector | Sylvania | True | Daylighting/Photocell, | Reflector (Flood/Spot) | PAR30S | E26 (Medium) | Use With Timers,Use With Photo and/or Motion Sensors,Damp Location Rated,Recessed Fixtures Home / Light Bulbs / LED / LED PAR / Sylvania - 79575 - LED12.5PAR30/HD/DIM/935/FL40 PAR30 LED Lamp 12.5W PAR30 LED Lamp - Universal - 1050 Lumens - Neutral White (3500K) - 91 CRI - 40000 Hours - E26 (Medium) - 120 to 130V Sylvania - 79575 - LED12.5PAR30/HD/DIM/935/FL40 | 3500 | 93 | 1050 | 84 | 25000 | 12.5 | 1 | 19.94 | 19.94 | 23.4303 | 2020Q2 | https://shop.regencylighting.com/lamps/led/par/led12-5par30-hd-dim-935-fl40-79575.html | Regency Lighting | 2020 | Yes
LED Lighting | Reflector | Sylvania | True | Daylighting/Photocell, | Reflector (Flood/Spot) | PAR30S | E26 (Medium) | Use With Timers,Use With Photo and/or Motion Sensors,Damp Location Rated,Recessed Fixtures Home / Light Bulbs / LED / LED PAR / Sylvania - 79572 - LED12.5PAR30/HD/DIM/935/NFL25 PAR30 LED Lamp 12.5W PAR30 LED Lamp - Universal - 1050 Lumens - Neutral White (3500K) - 91 CRI - 40000 Hours - E26 (Medium) - 120 to 130V Sylvania - 79572 - LED12.5PAR30/HD/DIM/935/NFL25 | 3500 | 93 | 1050 | 84 | 25000 | 12.5 | 1 | 19.94 | 19.94 | 23.4303 | 2020Q2 | https://shop.regencylighting.com/lamps/led/par/led12-5par30-hd-dim-935-nfl25-79572.html | Regency Lighting | 2020 | Yes
LED Lighting | Reflector | Sylvania | True | Daylighting/Photocell, | Reflector (Flood/Spot) | PAR30L | E26 (Medium) | Use With Timers,Use With Photo and/or Motion Sensors,Damp Location Rated,Recessed Fixtures Home / Light Bulbs / LED / LED PAR / Sylvania - 79567 - LED12.5PAR30LN/HD/DIM/927/FL40 Indoor/Outdoor - Damp Rated; Instant On; Energy Star Rated 12.5W PAR30 Long Neck LED Lamp - Universal - 900 Lumens - Warm White (2700K) - 91 CRI - 40000 Hours - E26 (Medium) - 120 to 130V Sylvania - 79567 - LED12.5PAR30LN/HD/DIM/927/FL40 | 2700 | 92 | 900 | 72 | 25000 | 12.5 | 1 | 19.94 | 19.94 | 23.4303 | 2020Q2 | https://shop.regencylighting.com/lamps/led/par/led12-5par30ln-hd-dim-927-fl40-79567.html | Regency Lighting | 2020 | Yes
LED Lighting | Reflector | Sylvania | True | Daylighting/Photocell, | Reflector (Flood/Spot) | PAR30L | E26 (Medium) | Use With Timers,Use With Photo and/or Motion Sensors,Damp Location Rated,Recessed Fixtures Home / Light Bulbs / LED / LED PAR / Sylvania - 79568 - LED12.5PAR30LN/HD/DIM/930/FL40 Indoor/Outdoor - Damp Rated; Instant On; Energy Star Rated 12.5W PAR30 Long Neck LED Lamp - Universal - 1000 Lumens - Warm White (3000K) - 91 CRI - 40000 Hours - E26 (Medium) - 120 to 130V Sylvania - 79568 - LED12.5PAR30LN/HD/DIM/930/FL40 | 3000 | 92 | 1000 | 80 | 25000 | 12.5 | 1 | 19.94 | 19.94 | 23.4303 | 2020Q2 | https://shop.regencylighting.com/lamps/led/par/led12-5par30ln-hd-dim-930-fl40-79568.html | Regency Lighting | 2020 | Yes
LED Lighting | Reflector | Sylvania | True | Daylighting/Photocell, | Reflector (Flood/Spot) | PAR30L | E26 (Medium) | Use With Timers,Use With Photo and/or Motion Sensors,Damp Location Rated,Recessed Fixtures Home / Light Bulbs / LED / LED PAR / Sylvania - 79569 - LED12.5PAR30LN/HD/DIM/935/FL40 Indoor/Outdoor - Damp Rated; Instant On; Energy Star Rated 12.5W PAR30 Long Neck LED Lamp - Universal - 1050 Lumens - Neutral White (3500K) - 91 CRI - 40000 Hours - E26 (Medium) - 120 to 130V Sylvania - 79569 - LED12.5PAR30LN/HD/DIM/935/FL40 | 3500 | 93 | 1050 | 84 | 25000 | 12.5 | 1 | 19.94 | 19.94 | 23.4303 | 2020Q2 | https://shop.regencylighting.com/lamps/led/par/led12-5par30ln-hd-dim-935-fl40-79569.html | Regency Lighting | 2020 | Yes
LED Lighting | Reflector | Sylvania | True | Daylighting/Photocell, | Reflector (Flood/Spot) | PAR30L | E26 (Medium) | Use With Timers,Use With Photo and/or Motion Sensors,Damp Location Rated,Recessed Fixtures Home / Light Bulbs / LED / LED PAR / Sylvania - 79564 - LED12.5PAR30LNHDDIM927NFL25 Indoor/Outdoor - Damp Rated; Instant On; Energy Star Rated 12.5W PAR30 Long Neck LED Lamp - Universal - 900 Lumens - Warm White (2700K) - 91 CRI - 40000 Hours - E26 (Medium) - 120 to 130V Sylvania - 79564 - LED12.5PAR30LNHDDIM927NFL25 | 2700 | 92 | 900 | 72 | 25000 | 12.5 | 1 | 19.94 | 19.94 | 23.4303 | 2020Q2 | https://shop.regencylighting.com/lamps/led/par/led12-5par30lnhddim927nfl25-79564.html | Regency Lighting | 2020 | Yes
LED Lighting | Reflector | Sylvania | True | Daylighting/Photocell, | Reflector (Flood/Spot) | PAR30L | E26 (Medium) | Use With Timers,Use With Photo and/or Motion Sensors,Damp Location Rated,Recessed Fixtures Home / Light Bulbs / LED / LED PAR / Sylvania - 79565 - LED12.5PAR30LNHDDIM930NFL25 Indoor/Outdoor - Damp Rated; Instant On; Energy Star Rated 12.5W PAR30 Long Neck LED Lamp - Universal - 1000 Lumens - Warm White (3000K) - 91 CRI - 40000 Hours - E26 (Medium) - 120 to 130V Sylvania - 79565 - LED12.5PAR30LNHDDIM930NFL25 | 3000 | 92 | 1000 | 80 | 25000 | 12.5 | 1 | 19.94 | 19.94 | 23.4303 | 2020Q2 | https://shop.regencylighting.com/lamps/led/par/led12-5par30lnhddim930nfl25-79565.html | Regency Lighting | 2020 | Yes
LED Lighting | Reflector | Sylvania | True | Daylighting/Photocell, | Reflector (Flood/Spot) | PAR30L | E26 (Medium) | Use With Timers,Use With Photo and/or Motion Sensors,Damp Location Rated,Recessed Fixtures Home / Light Bulbs / LED / LED PAR / Sylvania - 79566 - LED12.5PAR30LNHDDIM935NFL25 Indoor/Outdoor - Damp Rated; Instant On; Energy Star Rated 12.5W PAR30 Long Neck LED Lamp - Universal - 1050 Lumens - Neutral White (3500K) - 91 CRI - 40000 Hours - E26 (Medium) - 120 to 130V Sylvania - 79566 - LED12.5PAR30LNHDDIM935NFL25 | 3500 | 93 | 1050 | 84 | 25000 | 12.5 | 1 | 19.94 | 19.94 | 23.4303 | 2020Q2 | https://shop.regencylighting.com/lamps/led/par/led12-5par30lnhddim935nfl25-79566.html | Regency Lighting | 2020 | Yes
LED Lighting | Reflector | TCP | True |  | Reflector (Flood/Spot) | PAR30L | E26 (Medium) | Wet Location Rated,Recessed Fixtures Home / Light Bulbs / LED / LED PAR / TCP - LED12P30D27KFL Damp Location 12W PAR30 Long Neck LED Lamp - Universal - 850 Lumens - Warm White (2700K) - 82 CRI - 25000 Hours - E26 (Medium) - 120 to 130V - White TCP - LED12P30D27KFL | 2700 | 83 | 850 | 80.9524 | 25000 | 10.5 | 12 | 207.12 | 17.26 | 20.2812 | 2020Q2 | https://shop.regencylighting.com/lamps/led/par/led12p30d27kfl-tcp.html | Regency Lighting | 2020 | Yes
LED Lighting | Reflector | TCP | True |  | Reflector (Flood/Spot) | PAR30L | E26 (Medium) | Wet Location Rated,Recessed Fixtures Home / Light Bulbs / LED / LED PAR / TCP - LED12P30D27KNFL Damp Location 12W PAR30 Long Neck LED Lamp - Universal - 850 Lumens - Warm White (2700K) - 82 CRI - 25000 Hours - E26 (Medium) - 120 to 130V - White TCP - LED12P30D27KNFL | 2700 | 83 | 850 | 80.9524 | 25000 | 10.5 | 12 | 180 | 15 | 17.6256 | 2020Q2 | https://shop.regencylighting.com/lamps/led/par/led12p30d27knfl-tcp.html | Regency Lighting | 2020 | Yes
LED Lighting | Reflector | TCP | True |  | Reflector (Flood/Spot) | PAR30L | E26 (Medium) | Wet Location Rated,Recessed Fixtures Home / Light Bulbs / LED / LED PAR / TCP - LED12P30D27KSP Damp Location 12W PAR30 Long Neck LED Lamp - Universal - 850 Lumens - Warm White (2700K) - 82 CRI - 25000 Hours - E26 (Medium) - 120 to 130V - White TCP - LED12P30D27KSP | 2700 | 83 | 850 | 80.9524 | 25000 | 10.5 | 12 | 207.12 | 17.26 | 20.2812 | 2020Q2 | https://shop.regencylighting.com/lamps/led/par/led12p30d27ksp-tcp.html | Regency Lighting | 2020 | Yes
LED Lighting | Reflector | TCP | True |  | Reflector (Flood/Spot) | PAR30L | E26 (Medium) | Wet Location Rated,Recessed Fixtures Home / Light Bulbs / LED / LED PAR / TCP - LED12P30D30KFL Damp Location 12W PAR30 Long Neck LED Lamp - Universal - 875 Lumens - Warm White (3000K) - 82 CRI - 25000 Hours - E26 (Medium) - 120 to 130V - White TCP - LED12P30D30KFL | 3000 | 83 | 850 | 80.9524 | 25000 | 10.5 | 1 | 17.26 | 17.26 | 20.2812 | 2020Q2 | https://shop.regencylighting.com/lamps/led/par/led12p30d30kfl-tcp.html | Regency Lighting | 2020 | Yes
LED Lighting | Reflector | TCP | True |  | Reflector (Flood/Spot) | PAR30L | E26 (Medium) | Wet Location Rated,Recessed Fixtures Home / Light Bulbs / LED / LED PAR / TCP - LED12P30D30KFLB Approved for Use in Damp Locations; Black Housing; Energy Star Qualified 12W PAR30 Long Neck LED Lamp - Universal - 875 Lumens - Warm White (3000K) - 80 CRI - 25000 hrs. - E26 (Medium) - 120 to 130V - Black TCP - LED12P30D30KFLB | 3000 | 83 | 850 | 80.9524 | 25000 | 10.5 | 1 | 17.92 | 17.92 | 21.0567 | 2020Q2 | https://shop.regencylighting.com/lamps/led/par/led12p30d30kflb-tcp.html | Regency Lighting | 2020 | Yes
LED Lighting | Reflector | TCP | True |  | Reflector (Flood/Spot) | PAR30L | E26 (Medium) | Wet Location Rated,Recessed Fixtures Home / Light Bulbs / LED / LED PAR / TCP - LED12P30D30KNFL PAR30 LED Dimmable PAR Lamp 12W PAR30 Long Neck LED Lamp - Universal - 825 Lumens - Warm White (3000K) - 82 CRI - 25000 Hours - E26 (Medium) - 120 to 130V - White TCP - LED12P30D30KNFL | 3000 | 83 | 850 | 80.9524 | 25000 | 10.5 | 1 | 17.26 | 17.26 | 20.2812 | 2020Q2 | https://shop.regencylighting.com/lamps/led/par/led12p30d30knfl-tcp.html | Regency Lighting | 2020 | Yes
LED Lighting | Reflector | TCP | True |  | Reflector (Flood/Spot) | PAR30L | E26 (Medium) | Wet Location Rated,Recessed Fixtures Home / Light Bulbs / LED / LED PAR / TCP - LED12P30D35KNFL Energy Star Certified 12W PAR30 Long Neck LED Lamp - Universal - 900 Lumens - Neutral White (3500K) - 82 CRI - 25000 Hours - E26 (Medium) - 120 to 130V - White TCP - LED12P30D35KNFL | 3500 | 84 | 850 | 80.9524 | 25000 | 10.5 | 1 | 17.26 | 17.26 | 20.2812 | 2020Q2 | https://shop.regencylighting.com/lamps/led/par/led12p30d35knfl-tcp.html | Regency Lighting | 2020 | Yes
LED Lighting | Reflector | TCP | True |  | Reflector (Flood/Spot) | PAR30L | E26 (Medium) | Wet Location Rated,Recessed Fixtures Home / Light Bulbs / LED / LED PAR / TCP - LED12P30D41KFL Damp Location 12W PAR30 Long Neck LED Lamp - Universal - 850 Lumens - Cool White (4100K) - 82 CRI - 25000 Hours - E26 (Medium) - 120 to 130V - White TCP - LED12P30D41KFL | 4000 | 85 | 850 | 80.9524 | 25000 | 10.5 | 12 | 207.12 | 17.26 | 20.2812 | 2020Q2 | https://shop.regencylighting.com/lamps/led/par/led12p30d41kfl-tcp.html | Regency Lighting | 2020 | Yes
LED Lighting | Reflector | TCP | True | Daylighting/Photocell, | Reflector (Flood/Spot) | PAR30 | E26 (Medium) | Wet Location Rated,Recessed Fixtures Home / Light Bulbs / LED / LED PAR / TCP - LED12P30D50KFL Damp Location Rated; Energy Star Certified 10.5W PAR30 LED Lamp - Universal - 850 Lumens - Daylight (5000K) - 80 CRI - 25000 Hours - E26 (Medium) - 120 to 130V - White TCP - LED12P30D50KFL | 5000 | 83 | 850 | 80.9524 | 25000 | 10.5 | 1 | 17.26 | 17.26 | 20.2812 | 2020Q2 | https://shop.regencylighting.com/lamps/led/par/led12p30d50kfl-tcp.html | Regency Lighting | 2020 | Yes
LED Lighting | Reflector | Sylvania | True |  | Reflector (Flood/Spot) | PAR38 | E26 (Medium) | Damp Location Rated,Not Rated for Recessed Fixtures Home / Light Bulbs / LED / LED PAR / Sylvania - 40014 - LED12PAR38/HD/DIM/930/FL40/22Y CEC Title 20 Compliant; Indoor/Outdoor Damp Rated 12W PAR38 LED Lamp - Universal - 1100 Lumens - Warm White (3000K) - 91 CRI - 25000 Hours - E26 (Medium) - 120 to 130V Sylvania - 40014 - LED12PAR38/HD/DIM/930/FL40/22Y | 3000 | 92 | 1100 | 91.6667 | 25000 | 12 | 1 | 22.97 | 22.97 | 26.9906 | 2020Q2 | https://shop.regencylighting.com/lamps/led/par/led12par38-hd-dim-930-fl40-22y-40014.html | Regency Lighting | 2020 | Yes
LED Lighting | Reflector | Sylvania | True | Daylighting/Photocell, | Reflector (Flood/Spot) | PAR38 | E26 (Medium) | Use With Timers,Use With Photo and/or Motion Sensors,Damp Location Rated,Recessed Fixtures Home / Light Bulbs / LED / LED PAR / Sylvania - 78361 - LED13PAR38/HD/DIM/930/FL40 Renaissance LED PAR; Damp Location Rated; Energy Star Rated; Indoor or Outdoor Use; Superior Beam Quality - Ideal for Color Critical Applications 13W PAR38 LED Lamp - Universal - 1000 Lumens - Warm White (3000K) - 91 CRI - 40000 Hours - E26 (Medium) - 120 to 130V Sylvania - 78361 - LED13PAR38/HD/DIM/930/FL40 | 3000 | 92 | 1000 | 76.9231 | 25000 | 13 | 1 | 23.41 | 23.41 | 27.5077 | 2020Q2 | https://shop.regencylighting.com/lamps/led/par/led13par38-hd-dim-930-fl40-78361.html | Regency Lighting | 2020 | Yes
LED Lighting | Reflector | Sylvania | True | Daylighting/Photocell, | Reflector (Flood/Spot) | PAR38 | E26 (Medium) | Use With Timers,Use With Photo and/or Motion Sensors,Damp Location Rated,Recessed Fixtures Home / Light Bulbs / LED / LED PAR / Sylvania - 78362 - LED13PAR38/HD/DIM/930/NFL25 Renaissance LED PAR; Damp Location Rated; Energy Star Rated; Indoor or Outdoor Use; Superior Beam Quality - Ideal for Color Critical Applications 13W PAR38 LED Lamp - Universal - 1000 Lumens - Warm White (3000K) - 91 CRI - 40000 Hours - E26 (Medium) - 120 to 130V Sylvania - 78362 - LED13PAR38/HD/DIM/930/NFL25 | 3000 | 92 | 1000 | 76.9231 | 25000 | 13 | 1 | 23.41 | 23.41 | 27.5077 | 2020Q2 | https://shop.regencylighting.com/lamps/led/par/led13par38-hd-dim-930-nfl25-78362.html | Regency Lighting | 2020 | Yes
LED Lighting | Reflector | Sylvania | True | Daylighting/Photocell, | Reflector (Flood/Spot) | PAR38 | E26 (Medium) | Wet Location Rated,Recessed Fixtures Home / Light Bulbs / LED / LED PAR / Sylvania - 74948 - LED13PAR38DIM850FL4013YGLWRP Glass PAR Lamp; Enclosed Fixture Rated; Wet Location Rated; Food Safe Listed; Energy Star Rated 13W PAR38 LED Lamp - Universal - 1050 Lumens - Daylight (5000K) - 82 CRI - 15000 hrs. - E26 (Medium) - 120 to 130V Sylvania - 74948 - LED13PAR38DIM850FL4013YGLWRP | 5000 | 86 | 1050 | 80.7692 | 15000 | 13 | 1 | 16.48 | 16.48 | 19.3646 | 2020Q2 | https://shop.regencylighting.com/lamps/led/par/led13par38dim850fl4013yglwrp-74948.html | Regency Lighting | 2020 | Yes
LED Lighting | Reflector | TCP | True |  | Reflector (Flood/Spot) | PAR38 | E26 (Medium) | Wet Location Rated,Recessed Fixtures Home / Light Bulbs / LED / LED PAR / TCP - LED14P38D27KFL Damp Location 14W PAR38 LED Lamp - Universal - 1050 Lumens - Warm White (2700K) - 82 CRI - 25000 Hours - E26 (Medium) - 120 to 130V - White TCP - LED14P38D27KFL | 2700 | 83 | 1050 | 77.7778 | 25000 | 13.5 | 12 | 217.68 | 18.14 | 21.3152 | 2020Q2 | https://shop.regencylighting.com/lamps/led/par/led14p38d27kfl-tcp.html | Regency Lighting | 2020 | Yes
LED Lighting | Reflector | TCP | True |  | Reflector (Flood/Spot) | PAR38 | E26 (Medium) | Wet Location Rated,Recessed Fixtures Home / Light Bulbs / LED / LED PAR / TCP - LED14P38D27KNFL Damp Location 14W PAR38 LED Lamp - Universal - 1050 Lumens - Warm White (2700K) - 82 CRI - 25000 Hours - E26 (Medium) - 120 to 130V - White TCP - LED14P38D27KNFL | 2700 | 83 | 1050 | 77.7778 | 25000 | 13.5 | 12 | 217.68 | 18.14 | 21.3152 | 2020Q2 | https://shop.regencylighting.com/lamps/led/par/led14p38d27knfl-tcp.html | Regency Lighting | 2020 | Yes
LED Lighting | Reflector | TCP | True |  | Reflector (Flood/Spot) | PAR38 | E26 (Medium) | Wet Location Rated,Recessed Fixtures Home / Light Bulbs / LED / LED PAR / TCP - LED14P38D30KFL Damp Location 14W PAR38 LED Lamp - Universal - 1100 Lumens - Warm White (3000K) - 82 CRI - 25000 Hours - E26 (Medium) - 120 to 130V - White TCP - LED14P38D30KFL | 3000 | 82 | 1050 | 77.7778 | 25000 | 13.5 | 12 | 217.68 | 18.14 | 21.3152 | 2020Q2 | https://shop.regencylighting.com/lamps/led/par/led14p38d30kfl-tcp.html | Regency Lighting | 2020 | Yes
LED Lighting | Reflector | TCP | True |  | Reflector (Flood/Spot) | PAR38 | E26 (Medium) | Wet Location Rated,Recessed Fixtures Home / Light Bulbs / LED / LED PAR / TCP - LED14P38D30KNFL Damp Location 14W PAR38 LED Lamp - Universal - 1100 Lumens - Warm White (3000K) - 82 CRI - 25000 Hours - E26 (Medium) - 120 to 130V - White TCP - LED14P38D30KNFL | 3000 | 82 | 1050 | 77.7778 | 25000 | 13.5 | 12 | 217.68 | 18.14 | 21.3152 | 2020Q2 | https://shop.regencylighting.com/lamps/led/par/led14p38d30knfl-tcp.html | Regency Lighting | 2020 | Yes
LED Lighting | Reflector | TCP | True |  | Reflector (Flood/Spot) | PAR38 | E26 (Medium) | Wet Location Rated,Recessed Fixtures Home / Light Bulbs / LED / LED PAR / TCP - LED14P38D30KSP Damp Location 14W PAR38 LED Lamp - Universal - 1100 Lumens - Warm White (3000K) - 82 CRI - 25000 Hours - E26 (Medium) - 120 to 130V - White TCP - LED14P38D30KSP | 3000 | 82 | 1050 | 77.7778 | 25000 | 13.5 | 1 | 18.14 | 18.14 | 21.3152 | 2020Q2 | https://shop.regencylighting.com/lamps/led/par/led14p38d30ksp-tcp.html | Regency Lighting | 2020 | Yes
LED Lighting | Reflector | TCP | True |  | Reflector (Flood/Spot) | PAR38 | E26 (Medium) | Wet Location Rated,Recessed Fixtures Home / Light Bulbs / LED / LED PAR / TCP - LED14P38D41KFL Damp Location 14W PAR38 LED Lamp - Universal - 1150 Lumens - Cool White (4100K) - 82 CRI - 25000 Hours - E26 (Medium) - 120 to 130V - White TCP - LED14P38D41KFL | 4000 | 84 | 1050 | 77.7778 | 25000 | 13.5 | 12 | 217.68 | 18.14 | 21.3152 | 2020Q2 | https://shop.regencylighting.com/lamps/led/par/led14p38d41kfl-tcp.html | Regency Lighting | 2020 | Yes
LED Lighting | Reflector | TCP | True |  | Reflector (Flood/Spot) | PAR38 | E26 (Medium) | Wet Location Rated,Recessed Fixtures Home / Light Bulbs / LED / LED PAR / TCP - LED14P38D41KFLB Black Housing 14W PAR38 LED Lamp - Universal - 1150 Lumens - Cool White (4100K) - 82 CRI - 25000 Hours - E26 (Medium) - 120 to 130V - Black TCP - LED14P38D41KFLB | 4000 | 84 | 1050 | 77.7778 | 25000 | 13.5 | 1 | 20.14 | 20.14 | 23.6653 | 2020Q2 | https://shop.regencylighting.com/lamps/led/par/led14p38d41kflb-tcp.html | Regency Lighting | 2020 | Yes
LED Lighting | Reflector | TCP | True |  | Reflector (Flood/Spot) | PAR38 | E26 (Medium) | Wet Location Rated,Recessed Fixtures Home / Light Bulbs / LED / LED PAR / TCP - LED14P38D41KSP Damp Location 14W PAR38 LED Lamp - Universal - 1150 Lumens - Cool White (4100K) - 82 CRI - 25000 Hours - E26 (Medium) - 120 to 130V - White TCP - LED14P38D41KSP | 4000 | 84 | 1050 | 77.7778 | 25000 | 13.5 | 12 | 217.68 | 18.14 | 21.3152 | 2020Q2 | https://shop.regencylighting.com/lamps/led/par/led14p38d41ksp-tcp.html | Regency Lighting | 2020 | Yes
LED Lighting | Reflector | TCP | True | Daylighting/Photocell, | Reflector (Flood/Spot) | PAR38 | E26 (Medium) | Wet Location Rated,Recessed Fixtures Home / Light Bulbs / LED / LED PAR / TCP - LED14P38D50KNFL PAR38 LED Lamp 14W PAR38 LED Lamp - Universal - 1150 Lumens - Daylight (5000K) - 82 CRI - 25000 Hours - E26 (Medium) - 120 to 130V TCP - LED14P38D50KNFL | 5000 | 83 | 1050 | 77.7778 | 25000 | 13.5 | 1 | 18.14 | 18.14 | 21.3152 | 2020Q2 | https://shop.regencylighting.com/lamps/led/par/led14p38d50knfl-tcp.html | Regency Lighting | 2020 | Yes
LED Lighting | Reflector | Sylvania | True |  | Reflector (Flood/Spot) | PAR38 | E26 (Medium) | Wet Location Rated,Recessed Fixtures Home / Light Bulbs / LED / LED PAR / Sylvania - 74944 - LED14PAR38DIM827NFL2522YGL3WRP PAR38 LED Lamp 14W PAR38 LED Lamp - Universal - 1050 Lumens - Warm White (2700K) - 82 CRI - 25000 Hours - E26 (Medium) - 120 to 130V Sylvania - 74944 - LED14PAR38DIM827NFL2522YGL3WRP | 2700 | 82 | 1050 | 75 | 25000 | 14 | 1 | 17.63 | 17.63 | 20.7159 | 2020Q2 | https://shop.regencylighting.com/lamps/led/par/led14par38dim827nfl2522ygl3wrp-74944.html | Regency Lighting | 2020 | Yes
LED Lighting | Reflector | Sylvania | True |  | Reflector (Flood/Spot) | PAR38 | E26 (Medium) | Wet Location Rated,Recessed Fixtures Home / Light Bulbs / LED / LED PAR / Sylvania - 74943 - LED14PAR38DIM830FL4022YGL3WRP Glass PAR Lamp; Ideal for Recessed Downlights, Track Lighting, Wall Wash, and General Lighting Applications; Instant On; Rated for Use in Fully Enclosed Fixtures; Wet Location Rated; Energy Star Rated 14W PAR38 LED Lamp - Universal - 1050 Lumens - Warm White (3000K) - 82 CRI - 25000 Hours - E26 (Medium) - 120 to 130V Sylvania - 74943 - LED14PAR38DIM830FL4022YGL3WRP | 3000 | 83 | 1050 | 75 | 25000 | 14 | 1 | 17.63 | 17.63 | 20.7159 | 2020Q2 | https://shop.regencylighting.com/lamps/led/par/led14par38dim830fl4022ygl3wrp-74943.html | Regency Lighting | 2020 | Yes
LED Lighting | Reflector | Sylvania | True |  | Reflector (Flood/Spot) | PAR38 | E26 (Medium) | Wet Location Rated,Recessed Fixtures Home / Light Bulbs / LED / LED PAR / Sylvania - 74942 - LED14PAR38DIM830NFL2522YGL3WRP Energy Star Rated; Wet Location Rated; Instant On 14W PAR38 LED Lamp - Universal - 1050 Lumens - Warm White (3000K) - 82 CRI - 25000 Hours - E26 (Medium) - 120 to 130V Sylvania - 74942 - LED14PAR38DIM830NFL2522YGL3WRP | 3000 | 83 | 1050 | 75 | 25000 | 14 | 1 | 17.63 | 17.63 | 20.7159 | 2020Q2 | https://shop.regencylighting.com/lamps/led/par/led14par38dim830nfl2522ygl3wrp-74942.html | Regency Lighting | 2020 | Yes
LED Lighting | Reflector | Sylvania | True |  | Reflector (Flood/Spot) | PAR38 | E26 (Medium) | Wet Location Rated,Recessed Fixtures Home / Light Bulbs / LED / LED PAR / Sylvania - 74946 - LED14PAR38DIM840FL4022YGL3WRP PAR38 LED Lamp 14W PAR38 LED Lamp - Universal - 1050 Lumens - Cool White (4000K) - 82 CRI - 25000 Hours - E26 (Medium) - 120 to 130V Sylvania - 74946 - LED14PAR38DIM840FL4022YGL3WRP | 4000 | 80 | 1050 | 75 | 25000 | 14 | 1 | 17.63 | 17.63 | 20.7159 | 2020Q2 | https://shop.regencylighting.com/lamps/led/par/led14par38dim840fl4022ygl3wrp-74946.html | Regency Lighting | 2020 | Yes
LED Lighting | Reflector | Sylvania | True | Daylighting/Photocell, | Reflector (Flood/Spot) | PAR38 | E26 (Medium) | Use With Timers,Use With Photo and/or Motion Sensors,Damp Location Rated,Recessed Fixtures Home / Light Bulbs / LED / LED PAR / Sylvania - 78354 - LED16.5PAR38/HD/DIM/927/FL40 Damp Location; Instant On 16.5W PAR38 LED Lamp - Universal - 1250 Lumens - Warm White (2700K) - 91 CRI - 40000 Hours - E26 (Medium) - 120 to 130V Sylvania - 78354 - LED16.5PAR38/HD/DIM/927/FL40 | 2700 | 92 | 1230 | 73.2143 | 25000 | 16.8 | 1 | 24.13 | 24.13 | 28.3537 | 2020Q2 | https://shop.regencylighting.com/lamps/led/par/led16-5par38-hd-dim-927-fl40-78354.html | Regency Lighting | 2020 | Yes
LED Lighting | Reflector | Sylvania | True | Daylighting/Photocell, | Reflector (Flood/Spot) | PAR38 | E26 (Medium) | Use With Timers,Use With Photo and/or Motion Sensors,Damp Location Rated,Recessed Fixtures Home / Light Bulbs / LED / LED PAR / Sylvania - 78353 - LED16.5PAR38/HD/DIM/927/NFL25 Damp Location; Instant On 16.5W PAR38 LED Lamp - Universal - 1250 Lumens - Warm White (2700K) - 91 CRI - 40000 Hours - E26 (Medium) - 120 to 130V Sylvania - 78353 - LED16.5PAR38/HD/DIM/927/NFL25 | 2700 | 92 | 1230 | 73.2143 | 25000 | 16.8 | 1 | 24.13 | 24.13 | 28.3537 | 2020Q2 | https://shop.regencylighting.com/lamps/led/par/led16-5par38-hd-dim-927-nfl25-78353.html | Regency Lighting | 2020 | Yes
LED Lighting | Reflector | Sylvania | True | Daylighting/Photocell, | Reflector (Flood/Spot) | PAR38 | E26 (Medium) | Use With Timers,Use With Photo and/or Motion Sensors,Damp Location Rated,Recessed Fixtures Home / Light Bulbs / LED / LED PAR / Sylvania - 78352 - LED16.5PAR38/HD/DIM/927/WSP15 Damp Location; Instant On 16.5W PAR38 LED Lamp - Universal - 1250 Lumens - Warm White (2700K) - 91 CRI - 40000 Hours - E26 (Medium) - 120 to 130V Sylvania - 78352 - LED16.5PAR38/HD/DIM/927/WSP15 | 2700 | 92 | 1230 | 73.2143 | 25000 | 16.8 | 1 | 24.13 | 24.13 | 28.3537 | 2020Q2 | https://shop.regencylighting.com/lamps/led/par/led16-5par38-hd-dim-927-wsp15-78352.html | Regency Lighting | 2020 | Yes
LED Lighting | Reflector | Sylvania | True | Daylighting/Photocell, | Reflector (Flood/Spot) | PAR38 | E26 (Medium) | Use With Timers,Use With Photo and/or Motion Sensors,Damp Location Rated,Recessed Fixtures Home / Light Bulbs / LED / LED PAR / Sylvania - 78357 - LED16.5PAR38/HD/DIM/930/FL40 Damp Location; Instant On 16.5W PAR38 LED Lamp - Universal - 1350 Lumens - Warm White (3000K) - 91 CRI - 40000 Hours - E26 (Medium) - 120 to 130V Sylvania - 78357 - LED16.5PAR38/HD/DIM/930/FL40 | 3000 | 92 | 1350 | 79.8817 | 25000 | 16.9 | 1 | 24.13 | 24.13 | 28.3537 | 2020Q2 | https://shop.regencylighting.com/lamps/led/par/led16-5par38-hd-dim-930-fl40-78357.html | Regency Lighting | 2020 | Yes
LED Lighting | Reflector | Sylvania | True | Daylighting/Photocell, | Reflector (Flood/Spot) | PAR38 | E26 (Medium) | Use With Timers,Use With Photo and/or Motion Sensors,Damp Location Rated,Recessed Fixtures Home / Light Bulbs / LED / LED PAR / Sylvania - 78356 - LED16.5PAR38/HD/DIM/930/NFL25 Damp Location; Instant On 16.5W PAR38 LED Lamp - Universal - 1350 Lumens - Warm White (3000K) - 91 CRI - 40000 Hours - E26 (Medium) - 120 to 130V Sylvania - 78356 - LED16.5PAR38/HD/DIM/930/NFL25 | 3000 | 92 | 1350 | 79.8817 | 25000 | 16.9 | 1 | 24.13 | 24.13 | 28.3537 | 2020Q2 | https://shop.regencylighting.com/lamps/led/par/led16-5par38-hd-dim-930-nfl25-78356.html | Regency Lighting | 2020 | Yes
LED Lighting | Reflector | Sylvania | True | Daylighting/Photocell, | Reflector (Flood/Spot) | PAR38 | E26 (Medium) | Use With Timers,Use With Photo and/or Motion Sensors,Damp Location Rated,Recessed Fixtures Home / Light Bulbs / LED / LED PAR / Sylvania - 78355 - LED16.5PAR38/HD/DIM/930/WSP15 Damp Location; Instant On 16.5W PAR38 LED Lamp - Universal - 1350 Lumens - Warm White (3000K) - 91 CRI - 40000 Hours - E26 (Medium) - 120 to 130V Sylvania - 78355 - LED16.5PAR38/HD/DIM/930/WSP15 | 3000 | 92 | 1350 | 79.8817 | 25000 | 16.9 | 1 | 24.13 | 24.13 | 28.3537 | 2020Q2 | https://shop.regencylighting.com/lamps/led/par/led16-5par38-hd-dim-930-wsp15-78355.html | Regency Lighting | 2020 | Yes
LED Lighting | Reflector | Sylvania | True | Daylighting/Photocell, | Reflector (Flood/Spot) | PAR38 | E26 (Medium) | Use With Timers,Use With Photo and/or Motion Sensors,Damp Location Rated,Recessed Fixtures Home / Light Bulbs / LED / LED PAR / Sylvania - 78360 - LED16.5PAR38/HD/DIM/935/FL40 Renaissance LED PAR; Damp Location Rated; Energy Star Rated; Indoor or Outdoor Use; Superior Beam Quality - Ideal for Color Critical Applications 16.5W PAR38 LED Lamp - Universal - 1350 Lumens - Neutral White (3500K) - 91 CRI - 40000 Hours - E26 (Medium) - 120 to 130V Sylvania - 78360 - LED16.5PAR38/HD/DIM/935/FL40 | 3500 | 93 | 1350 | 80.3571 | 25000 | 16.8 | 1 | 24.13 | 24.13 | 28.3537 | 2020Q2 | https://shop.regencylighting.com/lamps/led/par/led16-5par38-hd-dim-935-fl40-78360.html | Regency Lighting | 2020 | Yes
LED Lighting | Reflector | Sylvania | True | Daylighting/Photocell, | Reflector (Flood/Spot) | PAR38 | E26 (Medium) | Use With Timers,Use With Photo and/or Motion Sensors,Damp Location Rated,Recessed Fixtures Home / Light Bulbs / LED / LED PAR / Sylvania - 78358 - LED16.5PAR38/HD/DIM/935/WSP15 Damp Location; Instant On 16.5W PAR38 LED Lamp - Universal - 1350 Lumens - Neutral White (3500K) - 91 CRI - 40000 Hours - E26 (Medium) - 120 to 130V Sylvania - 78358 - LED16.5PAR38/HD/DIM/935/WSP15 | 3500 | 93 | 1350 | 80.3571 | 25000 | 16.8 | 1 | 24.13 | 24.13 | 28.3537 | 2020Q2 | https://shop.regencylighting.com/lamps/led/par/led16-5par38-hd-dim-935-wsp15-78358.html | Regency Lighting | 2020 | Yes
LED Lighting | Reflector | Sylvania | True |  | Reflector (Flood/Spot) | PAR38 | E26 (Medium) | Wet Location Rated,Recessed Fixtures Home / Light Bulbs / LED / LED PAR / Sylvania - 74941 - LED16PAR38DIM830FL4022YGL3WRP PAR38 LED Lamp 16W PAR38 LED Lamp - Universal - 1300 Lumens - Warm White (3000K) - 82 CRI - 25000 Hours - E26 (Medium) - 120 to 130V Sylvania - 74941 - LED16PAR38DIM830FL4022YGL3WRP | 3000 | 82 | 1300 | 81.25 | 25000 | 16 | 1 | 19.68 | 19.68 | 23.1248 | 2020Q2 | https://shop.regencylighting.com/lamps/led/par/led16par38dim830fl4022ygl3wrp-74941.html | Regency Lighting | 2020 | Yes
LED Lighting | Reflector | Sylvania | True |  | Reflector (Flood/Spot) | PAR38 | E26 (Medium) | Wet Location Rated,Recessed Fixtures Home / Light Bulbs / LED / LED PAR / Sylvania - 74940 - LED16PAR38DIM830NFL2522YGL3WRP PAR38 LED Lamp 16W PAR38 LED Lamp - Universal - 1300 Lumens - Warm White (3000K) - 82 CRI - 25000 Hours - E26 (Medium) - 120 to 130V Sylvania - 74940 - LED16PAR38DIM830NFL2522YGL3WRP | 3000 | 82 | 1300 | 81.25 | 25000 | 16 | 1 | 19.68 | 19.68 | 23.1248 | 2020Q2 | https://shop.regencylighting.com/lamps/led/par/led16par38dim830nfl2522ygl3wrp-74940.html | Regency Lighting | 2020 | Yes
LED Lighting | Reflector | Sylvania | True | Daylighting/Photocell, | Reflector (Flood/Spot) | PAR38 | E26 (Medium) | Wet Location Rated,Recessed Fixtures Home / Light Bulbs / LED / LED PAR / Sylvania - 74950 - LED16PAR38DIM850FL4013YGLWRP Glass PAR Lamp; Enclosed Fixture Rated; Wet Location Rated; Food Safe Listed; Energy Star Rated 16W PAR38 LED Lamp - Universal - 1300 Lumens - Daylight (5000K) - 82 CRI - 15000 hrs. - E26 (Medium) - 120 to 130V Sylvania - 74950 - LED16PAR38DIM850FL4013YGLWRP | 5000 | 87 | 1300 | 81.25 | 15000 | 16 | 1 | 18.24 | 18.24 | 21.4327 | 2020Q2 | https://shop.regencylighting.com/lamps/led/par/led16par38dim850fl4013yglwrp-74950.html | Regency Lighting | 2020 | Yes
LED Lighting | Reflector | TCP | True |  | Reflector (Flood/Spot) | PAR38 | E26 (Medium) | Wet Location Rated,Recessed Fixtures Home / Light Bulbs / LED / LED PAR / TCP - LED17HOP38D27KFL Damp Location 17W PAR38 LED Lamp - Universal - 1500 Lumens - Warm White (2700K) - 80 CRI - 25000 Hours - E26 (Medium) - 120 to 130V - White TCP - LED17HOP38D27KFL | 2700 | 84 | 1800 | 97.2973 | 25000 | 18.5 | 1 | 22.46 | 22.46 | 26.3914 | 2020Q2 | https://shop.regencylighting.com/lamps/led/par/led17hop38d27kfl-tcp.html | Regency Lighting | 2020 | Yes
LED Lighting | Reflector | TCP | True |  | Reflector (Flood/Spot) | PAR38 | E26 (Medium) | Wet Location Rated,Recessed Fixtures Home / Light Bulbs / LED / LED PAR / TCP - LED17HOP38D27KNFL Damp Location 17W PAR38 LED Lamp - Universal - 1500 Lumens - Warm White (2700K) - 80 CRI - 25000 Hours - E26 (Medium) - 120 to 130V - White TCP - LED17HOP38D27KNFL | 2700 | 84 | 1800 | 97.2973 | 25000 | 18.5 | 1 | 22.46 | 22.46 | 26.3914 | 2020Q2 | https://shop.regencylighting.com/lamps/led/par/led17hop38d27knfl-tcp.html | Regency Lighting | 2020 | Yes
LED Lighting | Reflector | TCP | True |  | Reflector (Flood/Spot) | PAR38 | E26 (Medium) | Wet Location Rated,Recessed Fixtures Home / Light Bulbs / LED / LED PAR / TCP - LED17HOP38D30KFL PAR38 LED Lamp 17W PAR38 LED Lamp - Universal - 1700 Lumens - Warm White (3000K) - 80 CRI - 25000 Hours - E26 (Medium) - 120 to 130V - White TCP - LED17HOP38D30KFL | 3000 | 83 | 1825 | 98.6486 | 25000 | 18.5 | 1 | 22.46 | 22.46 | 26.3914 | 2020Q2 | https://shop.regencylighting.com/lamps/led/par/led17hop38d30kfl-tcp.html | Regency Lighting | 2020 | Yes
LED Lighting | Reflector | TCP | True |  | Reflector (Flood/Spot) | PAR38 | E26 (Medium) | Wet Location Rated,Recessed Fixtures Home / Light Bulbs / LED / LED PAR / TCP - LED17HOP38D30KNFL PAR38 LED Lamp 17W PAR38 LED Lamp - Universal - 1700 Lumens - Warm White (3000K) - 80 CRI - 25000 Hours - E26 (Medium) - 120 to 130V - White TCP - LED17HOP38D30KNFL | 3000 | 83 | 1825 | 98.6486 | 25000 | 18.5 | 1 | 22.46 | 22.46 | 26.3914 | 2020Q2 | https://shop.regencylighting.com/lamps/led/par/led17hop38d30knfl-tcp.html | Regency Lighting | 2020 | Yes
LED Lighting | Reflector | TCP | True |  | Reflector (Flood/Spot) | PAR38 | E26 (Medium) | Damp Location Rated,Recessed Fixtures Home / Light Bulbs / LED / LED PAR / TCP - LED17HOP38D30KNFL95 PAR38 LED Lamp 17W PAR38 LED Lamp - Universal - 1300 Lumens - Warm White (3000K) - 90 CRI - 25000 Hours - E26 (Medium) - 120 to 130V - White TCP - LED17HOP38D30KNFL95 | 3000 | 93 | 1300 | 75.1445 | 25000 | 17.3 | 1 | 24.7 | 24.7 | 29.0235 | 2020Q2 | https://shop.regencylighting.com/lamps/led/par/led17hop38d30knfl95-tcp.html | Regency Lighting | 2020 | Yes
LED Lighting | Reflector | TCP | True |  | Reflector (Flood/Spot) | PAR38 | E26 (Medium) | Wet Location Rated,Recessed Fixtures Home / Light Bulbs / LED / LED PAR / TCP - LED17HOP38D30KSP PAR38 LED Lamp 17W PAR38 LED Lamp - Universal - 1700 Lumens - Warm White (3000K) - 80 CRI - 25000 Hours - E26 (Medium) - 120 to 130V - White TCP - LED17HOP38D30KSP | 3000 | 83 | 1825 | 98.6486 | 25000 | 18.5 | 1 | 22.46 | 22.46 | 26.3914 | 2020Q2 | https://shop.regencylighting.com/lamps/led/par/led17hop38d30ksp-tcp.html | Regency Lighting | 2020 | Yes
LED Lighting | Reflector | TCP | True |  | Reflector (Flood/Spot) | PAR38 | E26 (Medium) | Wet Location Rated,Recessed Fixtures Home / Light Bulbs / LED / LED PAR / TCP - LED17HOP38D30KSP95 PAR38 LED Designer Lamp 17W PAR38 LED Lamp - Universal - 1300 Lumens - Warm White (3000K) - 90 CRI - 25000 Hours - E26 (Medium) - 120 to 130V - White TCP - LED17HOP38D30KSP95 | 3000 | 83 | 1825 | 98.6486 | 25000 | 18.5 | 1 | 24.7 | 24.7 | 29.0235 | 2020Q2 | https://shop.regencylighting.com/lamps/led/par/led17hop38d30ksp95-tcp.html | Regency Lighting | 2020 | Yes
LED Lighting | Reflector | TCP | True | Daylighting/Photocell, | Reflector (Flood/Spot) | PAR38 | E26 (Medium) | Wet Location Rated,Recessed Fixtures Home / Light Bulbs / LED / LED PAR / TCP - LED17HOP38D50KFL PAR38 LED Lamp 17W PAR38 LED Lamp - Universal - 1800 Lumens - Daylight (5000K) - 80 CRI - 25000 Hours - E26 (Medium) - 120 to 130V - White TCP - LED17HOP38D50KFL | 5000 | 82 | 2000 | 108.1081 | 25000 | 18.5 | 1 | 22.46 | 22.46 | 26.3914 | 2020Q2 | https://shop.regencylighting.com/lamps/led/par/led17hop38d50kfl-tcp.html | Regency Lighting | 2020 | Yes
LED Lighting | Reflector | TCP | True |  | Reflector (Flood/Spot) | PAR38 | E26 (Medium) | Wet Location Rated,Recessed Fixtures Home / Light Bulbs / LED / LED PAR / TCP - LED17P38D27KFL Damp Location 17W PAR38 LED Lamp - Universal - 1200 Lumens - Warm White (2700K) - 82 CRI - 25000 Hours - E26 (Medium) - 120 to 130V - White TCP - LED17P38D27KFL | 2700 | 84 | 1200 | 80 | 25000 | 15 | 12 | 224.64 | 18.72 | 21.9967 | 2020Q2 | https://shop.regencylighting.com/lamps/led/par/led17p38d27kfl-tcp.html | Regency Lighting | 2020 | Yes
LED Lighting | Reflector | TCP | True |  | Reflector (Flood/Spot) | PAR38 | E26 (Medium) | Wet Location Rated,Recessed Fixtures Home / Light Bulbs / LED / LED PAR / TCP - LED17P38D27KFLB Black Housing; Damp Location Rated 17W PAR38 LED Lamp - Universal - 1200 Lumens - Warm White (2700K) - 80 CRI - 25000 Hours - E26 (Medium) - 120 to 130V - Black TCP - LED17P38D27KFLB | 2700 | 84 | 1200 | 80 | 25000 | 15 | 12 | 248.64 | 20.72 | 24.3468 | 2020Q2 | https://shop.regencylighting.com/lamps/led/par/led17p38d27kflb-tcp.html | Regency Lighting | 2020 | Yes
LED Lighting | Reflector | TCP | True |  | Reflector (Flood/Spot) | PAR38 | E26 (Medium) | Wet Location Rated,Recessed Fixtures Home / Light Bulbs / LED / LED PAR / TCP - LED17P38D27KNFL Damp Location 17W PAR38 LED Lamp - Universal - 1200 Lumens - Warm White (2700K) - 82 CRI - 25000 Hours - E26 (Medium) - 120 to 130V - White TCP - LED17P38D27KNFL | 2700 | 84 | 1200 | 80 | 25000 | 15 | 12 | 224.64 | 18.72 | 21.9967 | 2020Q2 | https://shop.regencylighting.com/lamps/led/par/led17p38d27knfl-tcp.html | Regency Lighting | 2020 | Yes
LED Lighting | Reflector | TCP | True |  | Reflector (Flood/Spot) | PAR38 | E26 (Medium) | Damp Location Rated,Recessed Fixtures Home / Light Bulbs / LED / LED PAR / TCP - LED17P38D27KNFL95 Damp Location 17W PAR38 LED Lamp - Universal - 1050 Lumens - Warm White (2700K) - 90 CRI - 25000 Hours - E26 (Medium) - 120 to 130V - White TCP - LED17P38D27KNFL95 | 2700 | 93 | 1310 | 74.8571 | 25000 | 17.5 | 1 | 20.72 | 20.72 | 24.3468 | 2020Q2 | https://shop.regencylighting.com/lamps/led/par/led17p38d27knfl95-tcp.html | Regency Lighting | 2020 | Yes
LED Lighting | Reflector | TCP | True |  | Reflector (Flood/Spot) | PAR38 | E26 (Medium) | Wet Location Rated,Recessed Fixtures Home / Light Bulbs / LED / LED PAR / TCP - LED17P38D27KSP PAR38 LED Lamp 17W PAR38 LED Lamp - Universal - 1200 Lumens - Warm White (2700K) - 82 CRI - 25000 Hours - E26 (Medium) - 120 to 130V - White TCP - LED17P38D27KSP | 2700 | 84 | 1200 | 80 | 25000 | 15 | 1 | 18.72 | 18.72 | 21.9967 | 2020Q2 | https://shop.regencylighting.com/lamps/led/par/led17p38d27ksp-tcp.html | Regency Lighting | 2020 | Yes
LED Lighting | Reflector | TCP | True |  | Reflector (Flood/Spot) | PAR38 | E26 (Medium) | Wet Location Rated,Recessed Fixtures Home / Light Bulbs / LED / LED PAR / TCP - LED17P38D27KSP95 Damp Location 17W PAR38 LED Lamp - Universal - 1050 Lumens - Warm White (2700K) - 90 CRI - 25000 Hours - E26 (Medium) - 120 to 130V - White TCP - LED17P38D27KSP95 | 2700 | 84 | 1200 | 80 | 25000 | 15 | 1 | 20.72 | 20.72 | 24.3468 | 2020Q2 | https://shop.regencylighting.com/lamps/led/par/led17p38d27ksp95-tcp.html | Regency Lighting | 2020 | Yes
LED Lighting | Reflector | TCP | True |  | Reflector (Flood/Spot) | PAR38 | E26 (Medium) | Wet Location Rated,Recessed Fixtures Home / Light Bulbs / LED / LED PAR / TCP - LED17P38D30KFL Damp Location 17W PAR38 LED Lamp - Universal - 1250 Lumens - Warm White (3000K) - 82 CRI - 25000 Hours - E26 (Medium) - 120 to 130V - White TCP - LED17P38D30KFL | 3000 | 84 | 1200 | 80 | 25000 | 15 | 12 | 224.64 | 18.72 | 21.9967 | 2020Q2 | https://shop.regencylighting.com/lamps/led/par/led17p38d30kfl-tcp.html | Regency Lighting | 2020 | Yes
LED Lighting | Reflector | TCP | True |  | Reflector (Flood/Spot) | PAR38 | E26 (Medium) | Wet Location Rated,Recessed Fixtures Home / Light Bulbs / LED / LED PAR / TCP - LED17P38D30KNFL Damp Location 17W PAR38 LED Lamp - Universal - 1250 Lumens - Warm White (3000K) - 82 CRI - 25000 Hours - E26 (Medium) - 120 to 130V - White TCP - LED17P38D30KNFL | 3000 | 84 | 1200 | 80 | 25000 | 15 | 12 | 224.64 | 18.72 | 21.9967 | 2020Q2 | https://shop.regencylighting.com/lamps/led/par/led17p38d30knfl-tcp.html | Regency Lighting | 2020 | Yes
LED Lighting | Reflector | TCP | True |  | Reflector (Flood/Spot) | PAR38 | E26 (Medium) | Damp Location Rated,Recessed Fixtures Home / Light Bulbs / LED / LED PAR / TCP - LED17P38D30KNFL95 Damp Location 17W PAR38 LED Lamp - Universal - 1050 Lumens - Warm White (3000K) - 90 CRI - 25000 Hours - E26 (Medium) - 120 to 130V - White TCP - LED17P38D30KNFL95 | 3000 | 94 | 1320 | 75.8621 | 25000 | 17.4 | 12 | 248.64 | 20.72 | 24.3468 | 2020Q2 | https://shop.regencylighting.com/lamps/led/par/led17p38d30knfl95-tcp.html | Regency Lighting | 2020 | Yes
LED Lighting | Reflector | TCP | True |  | Reflector (Flood/Spot) | PAR38 | E26 (Medium) | Wet Location Rated,Recessed Fixtures Home / Light Bulbs / LED / LED PAR / TCP - LED17P38D30KNFLB Black Housing; Energy Star Certified; Damp Location Rated 17W PAR38 LED Lamp - Universal - 1250 Lumens - Warm White (3000K) - 80 CRI - 25000 Hours - E26 (Medium) - 120 to 130V - Black TCP - LED17P38D30KNFLB | 3000 | 84 | 1200 | 80 | 25000 | 15 | 1 | 20.72 | 20.72 | 24.3468 | 2020Q2 | https://shop.regencylighting.com/lamps/led/par/led17p38d30knflb-tcp.html | Regency Lighting | 2020 | Yes
LED Lighting | Reflector | TCP | True |  | Reflector (Flood/Spot) | PAR38 | E26 (Medium) | Wet Location Rated,Recessed Fixtures Home / Light Bulbs / LED / LED PAR / TCP - LED17P38D30KSP Damp Location 17W PAR38 LED Lamp - Universal - 1250 Lumens - Warm White (3000K) - 82 CRI - 25000 Hours - E26 (Medium) - 120 to 130V - White TCP - LED17P38D30KSP | 3000 | 84 | 1200 | 80 | 25000 | 15 | 1 | 18.72 | 18.72 | 21.9967 | 2020Q2 | https://shop.regencylighting.com/lamps/led/par/led17p38d30ksp-tcp.html | Regency Lighting | 2020 | Yes
LED Lighting | Reflector | TCP | True |  | Reflector (Flood/Spot) | PAR38 | E26 (Medium) | Wet Location Rated,Recessed Fixtures Home / Light Bulbs / LED / LED PAR / TCP - LED17P38D35KNFL E26 LED Lamp 17W PAR38 LED Lamp - Universal - 1275 Lumens - Neutral White (3500K) - 80 CRI - 25000 Hours - E26 (Medium) - 120 to 130V - White TCP - LED17P38D35KNFL | 3500 | 85 | 1200 | 80 | 25000 | 15 | 1 | 18.72 | 18.72 | 21.9967 | 2020Q2 | https://shop.regencylighting.com/lamps/led/par/led17p38d35knfl-tcp.html | Regency Lighting | 2020 | Yes
LED Lighting | Reflector | TCP | True |  | Reflector (Flood/Spot) | PAR38 | E26 (Medium) | Wet Location Rated,Recessed Fixtures Home / Light Bulbs / LED / LED PAR / TCP - LED17P38D41KFL Damp Location 17W PAR38 LED Lamp - Universal - 1300 Lumens - Cool White (4100K) - 82 CRI - 25000 Hours - E26 (Medium) - 120 to 130V - White TCP - LED17P38D41KFL | 4000 | 85 | 1200 | 80 | 25000 | 15 | 12 | 224.64 | 18.72 | 21.9967 | 2020Q2 | https://shop.regencylighting.com/lamps/led/par/led17p38d41kfl-tcp.html | Regency Lighting | 2020 | Yes
LED Lighting | Reflector | TCP | True |  | Reflector (Flood/Spot) | PAR38 | E26 (Medium) | Wet Location Rated,Recessed Fixtures Home / Light Bulbs / LED / LED PAR / TCP - LED17P38D41KFLB PAR38 LED Lamp 17W PAR38 LED Lamp - Universal - 1300 Lumens - Cool White (4100K) - 80 CRI - 25000 Hours - E26 (Medium) - 120 to 130V - Black TCP - LED17P38D41KFLB | 4000 | 85 | 1200 | 80 | 25000 | 15 | 1 | 19.55 | 19.55 | 22.972 | 2020Q2 | https://shop.regencylighting.com/lamps/led/par/led17p38d41kflb-tcp.html | Regency Lighting | 2020 | Yes
LED Lighting | Reflector | TCP | True |  | Reflector (Flood/Spot) | PAR38 | E26 (Medium) | Wet Location Rated,Recessed Fixtures Home / Light Bulbs / LED / LED PAR / TCP - LED17P38D41KNFL Damp Location 17W PAR38 LED Lamp - Universal - 1300 Lumens - Cool White (4100K) - 82 CRI - 25000 Hours - E26 (Medium) - 120 to 130V - White TCP - LED17P38D41KNFL | 4000 | 85 | 1200 | 80 | 25000 | 15 | 12 | 224.64 | 18.72 | 21.9967 | 2020Q2 | https://shop.regencylighting.com/lamps/led/par/led17p38d41knfl-tcp.html | Regency Lighting | 2020 | Yes
LED Lighting | Reflector | TCP | True |  | Reflector (Flood/Spot) | PAR38 | E26 (Medium) | Wet Location Rated,Recessed Fixtures Home / Light Bulbs / LED / LED PAR / TCP - LED17P38D41KSP Damp Location 17W PAR38 LED Lamp - Universal - 1300 Lumens - Cool White (4100K) - 82 CRI - 25000 Hours - E26 (Medium) - 120 to 130V - White TCP - LED17P38D41KSP | 4000 | 85 | 1200 | 80 | 25000 | 15 | 1 | 18.72 | 18.72 | 21.9967 | 2020Q2 | https://shop.regencylighting.com/lamps/led/par/led17p38d41ksp-tcp.html | Regency Lighting | 2020 | Yes
LED Lighting | Reflector | TCP | True | Daylighting/Photocell, | Reflector (Flood/Spot) | PAR38 | E26 (Medium) | Wet Location Rated,Recessed Fixtures Home / Light Bulbs / LED / LED PAR / TCP - LED17P38D50KFL PAR38 LED Lamp 17W PAR38 LED Lamp - Universal - 1300 Lumens - Daylight (5000K) - 82 CRI - 25000 Hours - E26 (Medium) - 120 to 130V TCP - LED17P38D50KFL | 5000 | 84 | 1200 | 80 | 25000 | 15 | 1 | 18.72 | 18.72 | 21.9967 | 2020Q2 | https://shop.regencylighting.com/lamps/led/par/led17p38d50kfl-tcp.html | Regency Lighting | 2020 | Yes
LED Lighting | Reflector | Sylvania | True |  | Reflector (Flood/Spot) | PAR38 | E26 (Medium) | Damp Location Rated,Recessed Fixtures Home / Light Bulbs / LED / LED PAR / Sylvania - 78451 - LED17PAR38/PRO/830/WSP15/P3MTO Indoor/Outdoor Damp Rated; Energy Star Rated 17W PAR38 LED Lamp - Universal - 1275 Lumens - Warm White (3000K) - 84 CRI - 25000 Hours - E26 (Medium) - 120 to 130V Sylvania - 78451 - LED17PAR38/PRO/830/WSP15/P3MTO | 3000 | 84 | 1298 | 79.6319 | 25000 | 16.3 | 6 | 1092.9 | 182.15 | 214.0333 | 2020Q2 | https://shop.regencylighting.com/lamps/led/par/led17par38-pro-830-wsp15-p3mto-78451.html | Regency Lighting | 2020 | No
LED Lighting | Reflector | Sylvania | True |  | Reflector (Flood/Spot) | PAR38 | E26 (Medium) | Damp Location Rated,Recessed Fixtures Home / Light Bulbs / LED / LED PAR / Sylvania - 78473 - LED17PAR38/PRO/940/FL40/P3MTO PAR38 LED Lamp 17W PAR38 LED Lamp - Universal - 1150 Lumens - Cool White (4000K) - 94 CRI - 25000 Hours - E26 (Medium) - 120 to 130V Sylvania - 78473 - LED17PAR38/PRO/940/FL40/P3MTO | 4000 | 96 | 1150 | 70.5521 | 25000 | 16.3 | 1 | 327.86 | 327.86 | 385.2482 | 2020Q2 | https://shop.regencylighting.com/lamps/led/par/led17par38-pro-940-fl40-p3mto-78473.html | Regency Lighting | 2020 | No
LED Lighting | Reflector | Sylvania | True | Daylighting/Photocell, | Reflector (Flood/Spot) | PAR38 | E26 (Medium) | Damp Location Rated,Wet Location Rated,Recessed Fixtures Home / Light Bulbs / LED / LED PAR / Sylvania - 74068 - LED17PAR38DIM850FL40GL1WRP Indoor/Outdoor Wet Rated; Energy Star Rated 17W PAR38 LED Lamp - Universal - 1300 Lumens - Daylight (5000K) - 82 CRI - 25000 Hours - E26 (Medium) - 120 to 130V Sylvania - 74068 - LED17PAR38DIM850FL40GL1WRP | 5000 | 82 | 1300 | 76.4706 | 25000 | 17 | 6 | 1748.58 | 291.43 | 342.4415 | 2020Q2 | https://shop.regencylighting.com/lamps/led/par/led17par38dim850fl40gl1wrp-74068.html | Regency Lighting | 2020 | No
LED Lighting | Reflector | Sylvania | True | Daylighting/Photocell, | Reflector (Flood/Spot) | PAR38 | E26 (Medium) | Use With Timers,Use With Photo and/or Motion Sensors,Damp Location Rated,Recessed Fixtures Home / Light Bulbs / LED / LED PAR / Sylvania - 78476 - LED18PAR38/DIM/835/SP12/P3MTO PAR38 LED Lamp 18W PAR38 LED Lamp - Universal - 1275 Lumens - Neutral White (3500K) - 82 CRI - 50000 Hours - E26 (Medium) - 120 to 130V Sylvania - 78476 - LED18PAR38/DIM/835/SP12/P3MTO | 3500 | 84 | 1275 | 70.8333 | 25000 | 18 | 1 | 182.15 | 182.15 | 214.0333 | 2020Q2 | https://shop.regencylighting.com/lamps/led/par/led18par38-dim-835-sp12-p3mto-78476.html | Regency Lighting | 2020 | No
LED Lighting | Reflector | Sylvania | False | Daylighting/Photocell, | Reflector (Flood/Spot) | PAR30L | E26 (Medium) | Use With Timers,Use With Photo and/or Motion Sensors,Damp Location Rated,Wet Location Rated,Recessed Fixtures Home / Light Bulbs / LED / LED PAR / Sylvania - 79362 - LED19PAR30LN/HO/830/SP15/W/UNV Indoor/Outdoor Wet Rated; Energy Star Rated 19W PAR30 Long Neck LED Lamp - Universal - 1800 Lumens - Warm White (3000K) - 81 CRI - 25000 Hours - E26 (Medium) - 120 to 130V Sylvania - 79362 - LED19PAR30LN/HO/830/SP15/W/UNV | 3000 | 83 | 1847 | 97.2105 | 25000 | 19 | 6 | 216 | 36 | 42.3014 | 2020Q2 | https://shop.regencylighting.com/lamps/led/par/led19par30ln-ho-830-sp15-w-unv-79362.html | Regency Lighting | 2020 | Yes
LED Lighting | Reflector | Sylvania | True |  | Reflector (Flood/Spot) | PAR30L | E26 (Medium) | Damp Location Rated,Recessed Fixtures Home / Light Bulbs / LED / LED PAR / Sylvania - 79361 - LED19PAR30LNHODIM830SP15W120 Indoor/Outdoor Wet Rated; Energy Star Rated 19W PAR30 Long Neck LED Lamp - Universal - 1800 Lumens - Warm White (3000K) - 81 CRI - 25000 Hours - E26 (Medium) - 120 to 130V Sylvania - 79361 - LED19PAR30LNHODIM830SP15W120 | 3000 | 82 | 1800 | 94.7368 | 25000 | 19 | 6 | 216 | 36 | 42.3014 | 2020Q2 | https://shop.regencylighting.com/lamps/led/par/led19par30lnhodim830sp15w120-79361.html | Regency Lighting | 2020 | Yes
LED Lighting | Reflector | Sylvania | False | Daylighting/Photocell, | Reflector (Flood/Spot) | PAR30L | E26 (Medium) | Use With Photo and/or Motion Sensors,Damp Location Rated,Wet Location Rated,Recessed Fixtures Home / Light Bulbs / LED / LED PAR / Sylvania - 79693 - LED25PAR30LN/HO/830/NFL25/W/UNV 25000 Hour Life 25W PAR30 Long Neck LED Lamp - Universal - 2300 Lumens - Warm White (3000K) - 82 CRI - 25000 Hours - E26 (Medium) - 120 to 130V Sylvania - 79693 - LED25PAR30LN/HO/830/NFL25/W/UNV | 3000 | 82 | 2300 | 92 | 25000 | 25 | 6 | 235.14 | 39.19 | 46.0498 | 2020Q2 | https://shop.regencylighting.com/lamps/led/par/led25par30ln-ho-830-nfl25-w-unv-79693.html | Regency Lighting | 2020 | Yes
LED Lighting | Reflector | Sylvania | False |  | Reflector (Flood/Spot) | PAR38 | E26 (Medium) | Wet Location Rated,Not Rated for Recessed Fixtures Home / Light Bulbs / LED / LED PAR / Sylvania - 74795 - LED25PAR38HO830SP15WUNV High Output LED PAR Lamp; Wet Location Rated; Enclosed Fixture Rated; 277V Option Allows Compatible Replacement for HID Lamps; Energy Star Rated 25W PAR38 LED Lamp - Universal - 2500 Lumens - Warm White (3000K) - 81 CRI - 25000 hrs. - E26 (Medium) - 120 to 277V (Universal) Sylvania - 74795 - LED25PAR38HO830SP15WUNV | 3000 | 83 | 2500 | 100 | 25000 | 25 | 1 | 39.19 | 39.19 | 46.0498 | 2020Q2 | https://shop.regencylighting.com/lamps/led/par/led25par38ho830sp15wunv-74795.html | Regency Lighting | 2020 | Yes
LED Lighting | Reflector | Sylvania | True | Daylighting/Photocell, | Reflector (Flood/Spot) | PAR38 | E26 (Medium) | Wet Location Rated,Not Rated for Recessed Fixtures Home / Light Bulbs / LED / LED PAR / Sylvania - 74794 - LED25PAR38HODIM850FL40WRP PAR38 LED Lamp 25W PAR38 LED Lamp - Universal - 2650 Lumens - Daylight (5000K) - 82 CRI - 25000 Hours - E26 (Medium) - 120 to 130V Sylvania - 74794 - LED25PAR38HODIM850FL40WRP | 5000 | 84 | 2650 | 106 | 25000 | 25 | 1 | 39.19 | 39.19 | 46.0498 | 2020Q2 | https://shop.regencylighting.com/lamps/led/par/led25par38hodim850fl40wrp-74794.html | Regency Lighting | 2020 | Yes
LED Lighting | Reflector | Sylvania | False | Daylighting/Photocell, | Reflector (Flood/Spot) | PAR38 | E26 (Medium) | Use With Photo and/or Motion Sensors,Damp Location Rated,Wet Location Rated,Recessed Fixtures Home / Light Bulbs / LED / LED PAR / Sylvania - 79600 - LED30PAR38/HO/830/NFL25/W/UNV 25000 Hour Life 30W PAR38 LED Lamp - Universal - 3000 Lumens - Warm White (3000K) - 82 CRI - 25000 Hours - E26 (Medium) - 120 to 277V (Universal) Sylvania - 79600 - LED30PAR38/HO/830/NFL25/W/UNV | 3000 | 82 | 3000 | 100 | 25000 | 30 | 6 | 267 | 44.5 | 52.2892 | 2020Q2 | https://shop.regencylighting.com/lamps/led/par/led30par38-ho-830-nfl25-w-unv-79600.html | Regency Lighting | 2020 | Yes
LED Lighting | Reflector | Sylvania | True |  | Reflector (Flood/Spot) | PAR20 | E26 (Medium) | Damp Location Rated,Not Rated for Recessed Fixtures Home / Light Bulbs / LED / LED PAR / Sylvania - 40000 - LED5.5PAR20HD/DIM/930/FL40/22Y CEC Title 20 Compliant; Indoor/Outdoor Damp Rated 5.5W PAR20 LED Lamp - Universal - 500 Lumens - Warm White (3000K) - 91 CRI - 25000 Hours - E26 (Medium) - 120 to 130V Sylvania - 40000 - LED5.5PAR20HD/DIM/930/FL40/22Y | 3000 | 92 | 500 | 90.9091 | 25000 | 5.5 | 1 | 12.74 | 12.74 | 14.97 | 2020Q2 | https://shop.regencylighting.com/lamps/led/par/led5-5par20hd-dim-930-fl40-22y-40000.html | Regency Lighting | 2020 | Yes
LED Lighting | Reflector | Sylvania | True |  | Reflector (Flood/Spot) | PAR16 | GU10 | Damp Location Rated,Not Rated for Recessed Fixtures Home / Light Bulbs / LED / LED PAR / LEDVANCE - 40002 - LED5PAR16GU10DIM930FL4022YRP CEC Title 20 Compliant; Indoor/Outdoor Damp Rated 5W PAR16 LED Lamp - Universal - 400 Lumens - Warm White (3000K) - 91 CRI - 25000 Hours - GU10 (Bi-Pin / Twist & Lock) - 120 to 130V LEDVANCE - 40002 - LED5PAR16GU10DIM930FL4022YRP | 3000 | 93 | 400 | 80 | 25000 | 5 | 1 | 5.31 | 5.31 | 6.2395 | 2020Q2 | https://shop.regencylighting.com/lamps/led/par/led5par16gu10dim930fl4022yrp-40002.html | Regency Lighting | 2020 | Yes
LED Lighting | Reflector | Sylvania | True |  | Reflector (Flood/Spot) | PAR16 | E26 (Medium) | Damp Location Rated,Recessed Fixtures Home / Light Bulbs / LED / LED PAR / Sylvania - 78287 - LED6PAR16DIM830FL36GL1RP PAR16 LED Lamp 6W PAR16 LED Lamp - Universal - 450 Lumens - Warm White (3000K) - 80 CRI - 25000 Hours - E26 (Medium) - 120 to 130V Sylvania - 78287 - LED6PAR16DIM830FL36GL1RP | 3000 | 83 | 450 | 75 | 25000 | 6 | 1 | 8.47 | 8.47 | 9.9526 | 2020Q2 | https://shop.regencylighting.com/lamps/led/par/led6par16dim830fl36gl1rp-78287.html | Regency Lighting | 2020 | Yes
LED Lighting | Reflector | Sylvania | True |  | Reflector (Flood/Spot) | PAR16 | GU10 | Damp Location Rated,Recessed Fixtures Home / Light Bulbs / LED / LED PAR / Sylvania - 78288 - LED6PAR16GU10DIM830FL36GL1RP PAR16 LED Lamp 6W PAR16 LED Lamp - Universal - 450 Lumens - Warm White (3000K) - 82 CRI - 25000 Hours - GU10 (Bi-Pin / Twist & Lock) - 120 to 130V Sylvania - 78288 - LED6PAR16GU10DIM830FL36GL1RP | 3000 | 83 | 450 | 75 | 25000 | 6 | 1 | 8.47 | 8.47 | 9.9526 | 2020Q2 | https://shop.regencylighting.com/lamps/led/par/led6par16gu10dim830fl36gl1rp-78288.html | Regency Lighting | 2020 | Yes
LED Lighting | Reflector | TCP | True |  | Reflector (Flood/Spot) | PAR16 | E26 (Medium) | Damp Location Rated,Recessed Fixtures Home / Light Bulbs / LED / LED PAR / TCP - LED7P1627KFL Damp Location 7W PAR16 LED Lamp - Universal - 500 Lumens - Warm White (2700K) - 82 CRI - 25000 Hours - E26 (Medium) - 120 to 130V - White TCP - LED7P1627KFL | 2700 | 83 | 550 | 78.5714 | 25000 | 7 | 1 | 12.6 | 12.6 | 14.8055 | 2020Q2 | https://shop.regencylighting.com/lamps/led/par/led7p1627kfl-tcp.html | Regency Lighting | 2020 | Yes
LED Lighting | Reflector | TCP | True |  | Reflector (Flood/Spot) | PAR16 | E26 (Medium) | Damp Location Rated,Recessed Fixtures Home / Light Bulbs / LED / LED PAR / TCP - LED7P1630KFL Energy Star Certified; Enclosed Fixture Rated; Damp Location Rated 7W PAR16 LED Lamp - Universal - 525 Lumens - Warm White (3000K) - 82 CRI - 25000 Hours - E26 (Medium) - 120 to 130V TCP - LED7P1630KFL | 3000 | 85 | 600 | 85.7143 | 25000 | 7 | 1 | 12.6 | 12.6 | 14.8055 | 2020Q2 | https://shop.regencylighting.com/lamps/led/par/led7p1630kfl-tcp.html | Regency Lighting | 2020 | Yes
LED Lighting | Reflector | TCP | True |  | Reflector (Flood/Spot) | PAR16 | E26 (Medium) | Damp Location Rated,Recessed Fixtures Home / Light Bulbs / LED / LED PAR / TCP - LED7P1641KFL Damp Location; Enclosed Fixture Rated 7W PAR16 LED Lamp - Universal - 550 Lumens - Cool White (4100K) - 82 CRI - 25000 Hours - E26 (Medium) - 120 to 130V TCP - LED7P1641KFL | 4000 | 85 | 625 | 89.2857 | 25000 | 7 | 1 | 12.6 | 12.6 | 14.8055 | 2020Q2 | https://shop.regencylighting.com/lamps/led/par/led7p1641kfl-tcp.html | Regency Lighting | 2020 | Yes
LED Lighting | Reflector | Sylvania | True |  | Reflector (Flood/Spot) | PAR20 | E26 (Medium) | Damp Location Rated,Recessed Fixtures Home / Light Bulbs / LED / LED PAR / Sylvania - 78350 - LED7PAR20DIM827FL4022YGL3WRP PAR20 LED Lamp 7W PAR20 LED Lamp - Universal - 525 Lumens - Warm White (2700K) - 82 CRI - 25000 Hours - E26 (Medium) - 120 to 130V Sylvania - 78350 - LED7PAR20DIM827FL4022YGL3WRP | 2700 | 83 | 525 | 75 | 25000 | 7 | 1 | 11.42 | 11.42 | 13.4189 | 2020Q2 | https://shop.regencylighting.com/lamps/led/par/led7par20dim827fl4022ygl3wrp-78350.html | Regency Lighting | 2020 | Yes
LED Lighting | Reflector | Sylvania | True |  | Reflector (Flood/Spot) | PAR20 | E26 (Medium) | Damp Location Rated,Recessed Fixtures Home / Light Bulbs / LED / LED PAR / Sylvania - 78349 - LED7PAR20DIM827NFL2522YGL3WRP PAR20 LED Lamp 7W PAR20 LED Lamp - Universal - 525 Lumens - Warm White (2700K) - 82 CRI - 25000 Hours - E26 (Medium) - 120 to 130V Sylvania - 78349 - LED7PAR20DIM827NFL2522YGL3WRP | 2700 | 83 | 525 | 75 | 25000 | 7 | 1 | 11.42 | 11.42 | 13.4189 | 2020Q2 | https://shop.regencylighting.com/lamps/led/par/led7par20dim827nfl2522ygl3wrp-78349.html | Regency Lighting | 2020 | Yes
LED Lighting | Reflector | Sylvania | True |  | Reflector (Flood/Spot) | PAR20 | E26 (Medium) | Damp Location Rated,Recessed Fixtures Home / Light Bulbs / LED / LED PAR / Sylvania - 78348 - LED7PAR20DIM830FL4022YGL3WRP PAR20 LED Lamp 7W PAR20 LED Lamp - Universal - 525 Lumens - Warm White (3000K) - 82 CRI - 25000 Hours - E26 (Medium) - 120 to 130V Sylvania - 78348 - LED7PAR20DIM830FL4022YGL3WRP | 3000 | 83 | 525 | 75 | 25000 | 7 | 1 | 11.42 | 11.42 | 13.4189 | 2020Q2 | https://shop.regencylighting.com/lamps/led/par/led7par20dim830fl4022ygl3wrp-78348.html | Regency Lighting | 2020 | Yes
LED Lighting | Reflector | Sylvania | True |  | Reflector (Flood/Spot) | PAR20 | E26 (Medium) | Damp Location Rated,Recessed Fixtures Home / Light Bulbs / LED / LED PAR / Sylvania - 78347 - LED7PAR20DIM830NFL2522YGL3WRP PAR20 LED Lamp 7W PAR20 LED Lamp - Universal - 525 Lumens - Warm White (3000K) - 82 CRI - 25000 Hours - E26 (Medium) - 120 to 130V Sylvania - 78347 - LED7PAR20DIM830NFL2522YGL3WRP | 3000 | 83 | 525 | 75 | 25000 | 7 | 1 | 11.42 | 11.42 | 13.4189 | 2020Q2 | https://shop.regencylighting.com/lamps/led/par/led7par20dim830nfl2522ygl3wrp-78347.html | Regency Lighting | 2020 | Yes
LED Lighting | Reflector | Sylvania | True |  | Reflector (Flood/Spot) | PAR20 | E26 (Medium) | Damp Location Rated,Recessed Fixtures Home / Light Bulbs / LED / LED PAR / Sylvania - 78346 - LED7PAR20DIM840FL4022YGL3WRP PAR20 LED Lamp 7W PAR20 LED Lamp - Universal - 525 Lumens - Cool White (4000K) - 82 CRI - 25000 Hours - E26 (Medium) - 120 to 130V Sylvania - 78346 - LED7PAR20DIM840FL4022YGL3WRP | 4000 | 84 | 525 | 75 | 25000 | 7 | 1 | 11.42 | 11.42 | 13.4189 | 2020Q2 | https://shop.regencylighting.com/lamps/led/par/led7par20dim840fl4022ygl3wrp-78346.html | Regency Lighting | 2020 | Yes
LED Lighting | Reflector | Sylvania | True | Daylighting/Photocell, | Reflector (Flood/Spot) | PAR20 | E26 (Medium) | Wet Location Rated,Recessed Fixtures Home / Light Bulbs / LED / LED PAR / Sylvania - 74777 - LED7PAR20DIM850FL4013YGLWRP Glass PAR Lamp; Enclosed Fixture Rated; Wet Location Rated; Food Safe Listed; Energy Star Rated 7W LED PAR20 - Universal - 550 Lumens - Daylight (5000K) - 81 CRI - 15000 hrs. - E26 (Medium) - 120 to 130V Sylvania - 74777 - LED7PAR20DIM850FL4013YGLWRP | 5000 | 87 | 550 | 78.5714 | 15000 | 7 | 1 | 218.58 | 218.58 | 256.8399 | 2020Q2 | https://shop.regencylighting.com/lamps/led/par/led7par20dim850fl4013yglwrp-74777.html | Regency Lighting | 2020 | No
LED Lighting | Reflector | TCP | True |  | Reflector (Flood/Spot) | PAR20 | E26 (Medium) | Wet Location Rated,Recessed Fixtures Home / Light Bulbs / LED / LED PAR / TCP - LED8P20D27KFL Damp Location Rated 8W PAR20 LED Lamp - Universal - 575 Lumens - Warm White (2700K) - 82 CRI - 25000 Hours - E26 (Medium) - 120 to 130V - White TCP - LED8P20D27KFL | 2700 | 83 | 600 | 85.7143 | 25000 | 7 | 48 | 559.2 | 11.65 | 13.6892 | 2020Q2 | https://shop.regencylighting.com/lamps/led/par/led8p20d27kfl-tcp.html | Regency Lighting | 2020 | Yes
LED Lighting | Reflector | TCP | True |  | Reflector (Flood/Spot) | PAR20 | E26 (Medium) | Wet Location Rated,Recessed Fixtures Home / Light Bulbs / LED / LED PAR / TCP - LED8P20D27KFLB Black Housing; Damp Location Rated; Energy Star Rated 8W PAR20 LED Lamp - Universal - 575 Lumens - Warm White (2700K) - 80 CRI - 25000 Hours - E26 (Medium) - 120 to 130V - Black TCP - LED8P20D27KFLB | 2700 | 83 | 600 | 85.7143 | 25000 | 7 | 1 | 13.51 | 13.51 | 15.8748 | 2020Q2 | https://shop.regencylighting.com/lamps/led/par/led8p20d27kflb-tcp.html | Regency Lighting | 2020 | Yes
LED Lighting | Reflector | TCP | True |  | Reflector (Flood/Spot) | PAR20 | E26 (Medium) | Wet Location Rated,Recessed Fixtures Home / Light Bulbs / LED / LED PAR / TCP - LED8P20D27KNFL Damp Location Rated 8W PAR20 LED Lamp - Universal - 575 Lumens - Warm White (2700K) - 82 CRI - 25000 Hours - E26 (Medium) - 120 to 130V - White TCP - LED8P20D27KNFL | 2700 | 83 | 600 | 85.7143 | 25000 | 7 | 48 | 559.2 | 11.65 | 13.6892 | 2020Q2 | https://shop.regencylighting.com/lamps/led/par/led8p20d27knfl-tcp.html | Regency Lighting | 2020 | Yes
LED Lighting | Reflector | TCP | True |  | Reflector (Flood/Spot) | PAR20 | E26 (Medium) | Wet Location Rated,Recessed Fixtures Home / Light Bulbs / LED / LED PAR / TCP - LED8P20D30KFL Damp Location Rated 8W PAR20 LED Lamp - Universal - 600 Lumens - Warm White (3000K) - 82 CRI - 25000 Hours - E26 (Medium) - 120 to 130V - White TCP - LED8P20D30KFL | 3000 | 83 | 625 | 89.2857 | 25000 | 7 | 48 | 559.2 | 11.65 | 13.6892 | 2020Q2 | https://shop.regencylighting.com/lamps/led/par/led8p20d30kfl-tcp.html | Regency Lighting | 2020 | Yes
LED Lighting | Reflector | TCP | True |  | Reflector (Flood/Spot) | PAR20 | E26 (Medium) | Wet Location Rated,Recessed Fixtures Home / Light Bulbs / LED / LED PAR / TCP - LED8P20D30KNFL Damp Location Rated 8W PAR20 LED Lamp - Universal - 600 Lumens - Warm White (3000K) - 82 CRI - 25000 Hours - E26 (Medium) - 120 to 130V - White TCP - LED8P20D30KNFL | 3000 | 83 | 625 | 89.2857 | 25000 | 7 | 48 | 559.2 | 11.65 | 13.6892 | 2020Q2 | https://shop.regencylighting.com/lamps/led/par/led8p20d30knfl-tcp.html | Regency Lighting | 2020 | Yes
LED Lighting | Reflector | TCP | True |  | Reflector (Flood/Spot) | PAR20 | E26 (Medium) | Wet Location Rated,Recessed Fixtures Home / Light Bulbs / LED / LED PAR / TCP - LED8P20D30KNFLB Damp Location Rated; Black Housing 8W PAR20 LED Lamp - Universal - 515 Lumens - Warm White (3000K) - 82 CRI - 25000 hrs. - E26 (Medium) - 120 to 130V - Black TCP - LED8P20D30KNFLB | 3000 | 83 | 625 | 89.2857 | 25000 | 7 | 1 | 13.51 | 13.51 | 15.8748 | 2020Q2 | https://shop.regencylighting.com/lamps/led/par/led8p20d30knflb-tcp.html | Regency Lighting | 2020 | Yes
LED Lighting | Reflector | TCP | True |  | Reflector (Flood/Spot) | PAR20 | E26 (Medium) | Wet Location Rated,Recessed Fixtures Home / Light Bulbs / LED / LED PAR / TCP - LED8P20D35KFL Damp Location Rated 8W PAR20 LED Lamp - Universal - 525 Lumens - Neutral White (3500K) - 82 CRI - 25000 Hours - E26 (Medium) - 120 to 130V TCP - LED8P20D35KFL | 3500 | 84 | 675 | 96.4286 | 25000 | 7 | 1 | 11.65 | 11.65 | 13.6892 | 2020Q2 | https://shop.regencylighting.com/lamps/led/par/led8p20d35kfl-tcp.html | Regency Lighting | 2020 | Yes
LED Lighting | Reflector | TCP | True |  | Reflector (Flood/Spot) | PAR20 | E26 (Medium) | Wet Location Rated,Recessed Fixtures Home / Light Bulbs / LED / LED PAR / TCP - LED8P20D35KNFL Damp Location Rated 8W PAR20 LED Lamp - Universal - 525 Lumens - Neutral White (3500K) - 82 CRI - 25000 Hours - E26 (Medium) - 120 to 130V TCP - LED8P20D35KNFL | 3500 | 84 | 675 | 96.4286 | 25000 | 7 | 1 | 11.65 | 11.65 | 13.6892 | 2020Q2 | https://shop.regencylighting.com/lamps/led/par/led8p20d35knfl-tcp.html | Regency Lighting | 2020 | Yes
LED Lighting | Reflector | TCP | True |  | Reflector (Flood/Spot) | PAR20 | E26 (Medium) | Wet Location Rated,Recessed Fixtures Home / Light Bulbs / LED / LED PAR / TCP - LED8P20D41KFL Damp Location Rated 8W PAR20 LED Lamp - Universal - 530 Lumens - Cool White (4100K) - 82 CRI - 25000 Hours - E26 (Medium) - 120 to 130V TCP - LED8P20D41KFL | 4000 | 86 | 675 | 96.4286 | 25000 | 7 | 1 | 11.65 | 11.65 | 13.6892 | 2020Q2 | https://shop.regencylighting.com/lamps/led/par/led8p20d41kfl-tcp.html | Regency Lighting | 2020 | Yes
LED Lighting | Reflector | TCP | True |  | Reflector (Flood/Spot) | PAR20 | E26 (Medium) | Wet Location Rated,Recessed Fixtures Home / Light Bulbs / LED / LED PAR / TCP - LED8P20D41KNFL Damp Location Rated 8W PAR20 LED Lamp - Universal - 530 Lumens - Cool White (4100K) - 82 CRI - 25000 Hours - E26 (Medium) - 120 to 130V TCP - LED8P20D41KNFL | 4000 | 86 | 675 | 96.4286 | 25000 | 7 | 1 | 11.65 | 11.65 | 13.6892 | 2020Q2 | https://shop.regencylighting.com/lamps/led/par/led8p20d41knfl-tcp.html | Regency Lighting | 2020 | Yes
LED Lighting | Reflector | TCP | True | Daylighting/Photocell, | Reflector (Flood/Spot) | PAR20 | E26 (Medium) | Wet Location Rated,Recessed Fixtures Home / Light Bulbs / LED / LED PAR / TCP - LED8P20D50KFL Damp Location Rated; Energy Star Certified 8W PAR20 LED Lamp - Universal - 650 Lumens - Daylight (5000K) - 80 CRI - 25000 Hours - E26 (Medium) - 120 to 130V TCP - LED8P20D50KFL | 5000 | 84 | 700 | 100 | 25000 | 7 | 1 | 11.65 | 11.65 | 13.6892 | 2020Q2 | https://shop.regencylighting.com/lamps/led/par/led8p20d50kfl-tcp.html | Regency Lighting | 2020 | Yes
LED Lighting | Reflector | Sylvania | True | Daylighting/Photocell, | Reflector (Flood/Spot) | PAR20 | E26 (Medium) | Use With Timers,Use With Photo and/or Motion Sensors,Damp Location Rated,Dim to Warm,Recessed Fixtures Home / Light Bulbs / LED / LED PAR / Sylvania - 78366 - LED8PAR20/HD/DIM/927/FL40 Renaissance LED PAR; Damp Location Rated; Energy Star Rated; Indoor or Outdoor Use; Superior Beam Quality - Ideal for Color Critical Applications 8W PAR20 LED Lamp - Universal - 500 Lumens - Warm White (2700K) - 91 CRI - 40000 Hours - E26 (Medium) - 120 to 130V Sylvania - 78366 - LED8PAR20/HD/DIM/927/FL40 | 2700 | 95 | 500 | 62.5 | 25000 | 8 | 1 | 13.38 | 13.38 | 15.722 | 2020Q2 | https://shop.regencylighting.com/lamps/led/par/led8par20-hd-dim-927-fl40-78366.html | Regency Lighting | 2020 | Yes
LED Lighting | Reflector | Sylvania | True | Daylighting/Photocell, | Reflector (Flood/Spot) | PAR20 | E26 (Medium) | Use With Timers,Use With Photo and/or Motion Sensors,Damp Location Rated,Dim to Warm,Recessed Fixtures Home / Light Bulbs / LED / LED PAR / Sylvania - 78363 - LED8PAR20/HD/DIM/927/NFL25 Renaissance LED PAR; Damp Location Rated; Energy Star Rated; Indoor or Outdoor Use; Superior Beam Quality - Ideal for Color Critical Applications 8W PAR20 LED Lamp - Universal - 500 Lumens - Warm White (2700K) - 91 CRI - 40000 Hours - E26 (Medium) - 120 to 130V Sylvania - 78363 - LED8PAR20/HD/DIM/927/NFL25 | 2700 | 95 | 500 | 62.5 | 25000 | 8 | 1 | 13.38 | 13.38 | 15.722 | 2020Q2 | https://shop.regencylighting.com/lamps/led/par/led8par20-hd-dim-927-nfl25-78363.html | Regency Lighting | 2020 | Yes
LED Lighting | Reflector | Sylvania | True | Daylighting/Photocell, | Reflector (Flood/Spot) | PAR20 | E26 (Medium) | Use With Timers,Use With Photo and/or Motion Sensors,Damp Location Rated,Dim to Warm,Recessed Fixtures Home / Light Bulbs / LED / LED PAR / Sylvania - 78367 - LED8PAR20/HD/DIM/930/FL40 Renaissance LED PAR; Damp Location Rated; Energy Star Rated; Indoor or Outdoor Use; Superior Beam Quality - Ideal for Color Critical Applications 8W PAR20 LED Lamp - Universal - 550 Lumens - Warm White (3000K) - 91 CRI - 40000 Hours - E26 (Medium) - 120 to 130V Sylvania - 78367 - LED8PAR20/HD/DIM/930/FL40 | 3000 | 92 | 550 | 68.75 | 25000 | 8 | 1 | 13.38 | 13.38 | 15.722 | 2020Q2 | https://shop.regencylighting.com/lamps/led/par/led8par20-hd-dim-930-fl40-78367.html | Regency Lighting | 2020 | Yes
LED Lighting | Reflector | Sylvania | True | Daylighting/Photocell, | Reflector (Flood/Spot) | PAR20 | E26 (Medium) | Use With Timers,Use With Photo and/or Motion Sensors,Damp Location Rated,Dim to Warm,Recessed Fixtures Home / Light Bulbs / LED / LED PAR / Sylvania - 78364 - LED8PAR20/HD/DIM/930/NFL25 Renaissance LED PAR; Damp Location Rated; Energy Star Rated; Indoor or Outdoor Use; Superior Beam Quality - Ideal for Color Critical Applications 8W PAR20 LED Lamp - Universal - 550 Lumens - Warm White (3000K) - 91 CRI - 40000 Hours - E26 (Medium) - 120 to 130V Sylvania - 78364 - LED8PAR20/HD/DIM/930/NFL25 | 3000 | 92 | 550 | 68.75 | 25000 | 8 | 1 | 13.38 | 13.38 | 15.722 | 2020Q2 | https://shop.regencylighting.com/lamps/led/par/led8par20-hd-dim-930-nfl25-78364.html | Regency Lighting | 2020 | Yes
LED Lighting | Reflector | Sylvania | True | Daylighting/Photocell, | Reflector (Flood/Spot) | PAR20 | E26 (Medium) | Use With Timers,Use With Photo and/or Motion Sensors,Damp Location Rated,Dim to Warm,Recessed Fixtures Home / Light Bulbs / LED / LED PAR / Sylvania - 78365 - LED8PAR20/HD/DIM/935/NFL25 Renaissance LED PAR; Damp Location Rated; Energy Star Rated; Indoor or Outdoor Use; Superior Beam Quality - Ideal for Color Critical Applications 8W PAR20 LED Lamp - Universal - 600 Lumens - Neutral White (3500K) - 91 CRI - 40000 Hours - E26 (Medium) - 120 to 130V Sylvania - 78365 - LED8PAR20/HD/DIM/935/NFL25 | 3500 | 95 | 600 | 75 | 25000 | 8 | 1 | 13.38 | 13.38 | 15.722 | 2020Q2 | https://shop.regencylighting.com/lamps/led/par/led8par20-hd-dim-935-nfl25-78365.html | Regency Lighting | 2020 | Yes
LED Lighting | Reflector | Sylvania | True |  | Reflector (Flood/Spot) | PAR20 | E26 (Medium) | Damp Location Rated,Wet Location Rated,Recessed Fixtures Home / Light Bulbs / LED / LED PAR / Sylvania - 78981 - LED8PAR20DIM830FL40GL1W Indoor/Outdoor Wet Rated; Energy Star Rated 8W PAR20 LED Lamp - Universal - 500 Lumens - Warm White (3000K) - 81 CRI - 25000 Hours - E26 (Medium) - 120 to 130V Sylvania - 78981 - LED8PAR20DIM830FL40GL1W | 3000 | 81 | 544 | 76.6197 | 25000 | 7.1 | 6 | 1748.58 | 291.43 | 342.4415 | 2020Q2 | https://shop.regencylighting.com/lamps/led/par/led8par20dim830fl40gl1w-78981.html | Regency Lighting | 2020 | No
LED Lighting | Reflector | Soraa | True |  | Reflector (Flood/Spot) | PAR38 | E26 (Medium) | Damp Location Rated,Recessed Fixtures Home / Light Bulbs / LED / LED PAR / Soraa - 00987 - SP38-18-25D-827-03 Indoor and Outdoor Applications 18.5W PAR38 LED Lamp - Universal - 1190 Lumens - Warm White (2700K) - 80 CRI - 35000 hrs. - E26 (Medium) - 120 to 130V Soraa - 00987 - SP38-18-25D-827-03 | 2700 | 84 | 1295 | 70 | 25000 | 18.5 | 1 | 42.02 | 42.02 | 49.3751 | 2020Q2 | https://shop.regencylighting.com/lamps/led/par/sp38-18-25d-827-03-00987.html | Regency Lighting | 2020 | Yes
LED Lighting | Reflector | Soraa | True |  | Reflector (Flood/Spot) | PAR38 | E26 (Medium) | Damp Location Rated,Recessed Fixtures Home / Light Bulbs / LED / LED PAR / Soraa - 00991 - SP38-18-60D-827-03 Indoor and Outdoor Applications 18.5W PAR38 LED Lamp - Universal - 1190 Lumens - Warm White (2700K) - 35000 Hours - E26 (Medium) - 120 to 130V Soraa - 00991 - SP38-18-60D-827-03 | 2700 | 84 | 1295 | 70 | 25000 | 18.5 | 1 | 42.02 | 42.02 | 49.3751 | 2020Q2 | https://shop.regencylighting.com/lamps/led/par/sp38-18-60d-827-03-00991.html | Regency Lighting | 2020 | Yes
LED Lighting | Reflector | Feit | True |  | Reflector (Flood/Spot) | R20 | E26 (Medium) | Damp Location Rated,Recessed Fixtures Home / Light Bulbs / LED / Feit - R20DM/927CA/3 Suitable for Damp Locations; Title 24 Compliant; Energy Star Approved 5W R20 LED Reflector Lamp - Universal - 450 Lumens - Warm White (2700K) - 90 CRI - 25000 hrs. - E26 (Medium) - 120 to 130V Feit - R20DM/927CA/3 | 2700 | 92 | 450 | 90 | 25000 | 5 | 1 | 26.68 | 26.68 | 31.35 | 2020Q2 | https://shop.regencylighting.com/lamps/led/r20dm-927ca-3-fet.html | Regency Lighting | 2020 | Yes
LED Lighting | Reflector | Satco | True |  | Reflector (Flood/Spot) | BR40 | E26 (Medium) | Damp Location Rated,Recessed Fixtures Home / Light Bulbs / LED / LED Reflector / Satco - S9634 - 11.5BR40/LED/2700K/940L/120V Energy Star Certified; Suitable for Dry and Damp Location 11.5W BR40 LED Lamp - Universal - 940 Lumens - Warm White (2700K) - 80 CRI - 25000 Hours - E26 (Medium) - 120 to 130V Satco - S9634 - 11.5BR40/LED/2700K/940L/120V | 2700 | 83 | 940 | 81.7391 | 25000 | 11.5 | 1 | 10.44 | 10.44 | 12.2674 | 2020Q2 | https://shop.regencylighting.com/lamps/led/reflector/11-5br40-led-2700k-940l-120v-s9634.html | Regency Lighting | 2020 | Yes
LED Lighting | Reflector | Satco | True |  | Reflector (Flood/Spot) | BR40 | E26 (Medium) | Damp Location Rated,Recessed Fixtures Home / Light Bulbs / LED / LED Reflector / Satco - S9635 - 11.5BR40/LED/3000K/940L/120V Energy Star Certified; Suitable for Dry and Damp Location 11.5W BR40 LED Lamp - Universal - 940 Lumens - Warm White (3000K) - 80 CRI - 25000 Hours - E26 (Medium) - 120 to 130V Satco - S9635 - 11.5BR40/LED/3000K/940L/120V | 3000 | 83 | 970 | 84.3478 | 25000 | 11.5 | 1 | 10.44 | 10.44 | 12.2674 | 2020Q2 | https://shop.regencylighting.com/lamps/led/reflector/11-5br40-led-3000k-940l-120v-s9635.html | Regency Lighting | 2020 | Yes
LED Lighting | Reflector | Maxlite | True | Daylighting/Photocell, | Reflector (Flood/Spot) | BR30 | E26 (Medium) | Damp Location Rated,Use With Timers,Use With Photo and/or Motion Sensors,Shatter Resistant,Recessed Fixtures Home / Light Bulbs / LED / LED Reflector / Maxlite - 14099421 - 11BR30DLED27/G3 BR30 LED BR Lamp 11W BR30 LED Lamp - Universal - 850 Lumens - Warm White (2700K) - 83 CRI - 25000 Hours - E26 (Medium) - 120 to 130V Maxlite - 14099421 - 11BR30DLED27/G3 | 2700 | 83 | 850 | 77.2727 | 25000 | 11 | 1 | 5.97 | 5.97 | 7.015 | 2020Q2 | https://shop.regencylighting.com/lamps/led/reflector/11br30dled27-g3-mxt.html | Regency Lighting | 2020 | Yes
LED Lighting | Reflector | Maxlite | True | Daylighting/Photocell, | Reflector (Flood/Spot) | BR30 | E26 (Medium) | Damp Location Rated,Use With Timers,Use With Photo and/or Motion Sensors,Shatter Resistant,Recessed Fixtures Home / Light Bulbs / LED / LED Reflector / Maxlite - 14099423 - 11BR30DLED30/G3 BR30 LED BR Lamp 11W BR30 LED Lamp - Universal - 850 Lumens - Warm White (3000K) - 80 CRI - 25000 Hours - E26 (Medium) - 120 to 130V Maxlite - 14099423 - 11BR30DLED30/G3 | 3000 | 83 | 850 | 77.2727 | 25000 | 11 | 1 | 5.97 | 5.97 | 7.015 | 2020Q2 | https://shop.regencylighting.com/lamps/led/reflector/11br30dled30-g3-mxt.html | Regency Lighting | 2020 | Yes
LED Lighting | Reflector | Maxlite | True | Daylighting/Photocell, | Reflector (Flood/Spot) | BR30 | E26 (Medium) | Damp Location Rated,Use With Timers,Use With Photo and/or Motion Sensors,Shatter Resistant,Recessed Fixtures Home / Light Bulbs / LED / LED Reflector / Maxlite - 14099424 - 11BR30DLED40/G3 BR30 LED BR Lamp 11W BR30 LED Lamp - Universal - 850 Lumens - Cool White (4000K) - 84 CRI - 25000 Hours - E26 (Medium) - 120 to 130V Maxlite - 14099424 - 11BR30DLED40/G3 | 4000 | 84 | 850 | 77.2727 | 25000 | 11 | 1 | 5.97 | 5.97 | 7.015 | 2020Q2 | https://shop.regencylighting.com/lamps/led/reflector/11br30dled40-g3-mxt.html | Regency Lighting | 2020 | Yes
LED Lighting | Reflector | Maxlite | True |  | Reflector (Flood/Spot) | BR30 | E26 (Medium) | Damp Location Rated,Recessed Fixtures Home / Light Bulbs / LED / LED Reflector / Maxlite - 107609 - 11BR30DLED930/G4 Solid Aluminum Body acts as a Heat Sink; Energy Star Certified; Suitable for Damp Location; Not for Use in Enclosed Fixtures 11W BR30 LED Lamp - Universal - 800 Lumens - Warm White (3000K) - 90 CRI - 25000 Hours - E26 (Medium) - 120 to 130V Maxlite - 107609 - 11BR30DLED930/G4 | 3000 | 92 | 800 | 72.7273 | 25000 | 11 | 1 | 6.98 | 6.98 | 8.2018 | 2020Q2 | https://shop.regencylighting.com/lamps/led/reflector/11br30dled930-g4-mxt.html | Regency Lighting | 2020 | Yes
LED Lighting | Reflector | Maxlite | True | Daylighting/Photocell, | Reflector (Flood/Spot) | BR40 | E26 (Medium) | Damp Location Rated,Use With Timers,Use With Photo and/or Motion Sensors,Shatter Resistant,Recessed Fixtures Home / Light Bulbs / LED / LED Reflector / Maxlite - 14099052 - 12BR40DLED27/G3 Energy Star Certified; Damp Location Rated; Not for Use in Totally Enclosed Fixtures 12W BR40 LED Lamp - Universal - 1050 Lumens - Warm White (2700K) - 82 CRI - 25000 hrs. - E26 (Medium) - 120 to 130V Maxlite - 14099052 - 12BR40DLED27/G3 | 2700 | 82 | 1050 | 87.5 | 25000 | 12 | 1 | 7.9 | 7.9 | 9.2828 | 2020Q2 | https://shop.regencylighting.com/lamps/led/reflector/12br40dled27-g3-mxt.html | Regency Lighting | 2020 | Yes
LED Lighting | Reflector | Green Creative | True | Daylighting/Photocell, | Reflector (Flood/Spot) | BR40 | E26 (Medium) | Damp Location Rated,Use With Timers,Use With Photo and/or Motion Sensors,Recessed Fixtures Home / Light Bulbs / LED / LED Reflector / Green Creative - 40637 - 14BR40DIM/830 Revolutionary CLOUD Design; Suitable for Totally Enclosed Fixtures; Suitable for Damp Locations 14W BR40 LED Lamp - Universal - 1140 Lumens - Warm White (3000K) - 82 CRI - 25000 Hours - E26 (Medium) - 120 to 130V Green Creative - 40637 - 14BR40DIM/830 | 3000 | 82 | 1140 | 81.4286 | 25000 | 14 | 1 | 19.27 | 19.27 | 22.643 | 2020Q2 | https://shop.regencylighting.com/lamps/led/reflector/14br40dim-830-grc.html | Regency Lighting | 2020 | Yes
LED Lighting | Reflector | Green Creative | True |  | Reflector (Flood/Spot) | BR40 | E26 (Medium) | Damp Location Rated,Recessed Fixtures Home / Light Bulbs / LED / LED Reflector / Green Creative - 98467 - 15.5BR40DIM/830 Energy Star Certified; Shatterproof; Not Intended for Totally Enclosed Fixtures; Suitable for Damp Locations 15.5W BR40 LED Lamp - Universal - 1100 Lumens - Warm White (3000K) - 82 CRI - 25000 Hours - E26 (Medium) - 120 to 130V Green Creative - 98467 - 15.5BR40DIM/830 | 3000 | 82 | 1100 | 70.9677 | 15000 | 15.5 | 1 | 5.71 | 5.71 | 6.7095 | 2020Q2 | https://shop.regencylighting.com/lamps/led/reflector/15-5br40dim-830-grc.html | Regency Lighting | 2020 | Yes
LED Lighting | Reflector | Satco | True |  | Reflector (Flood/Spot) | BR40 | E26 (Medium) | Damp Location Rated,Recessed Fixtures Home / Light Bulbs / LED / LED Reflector / Satco - S9615 - 16.5BR40/LED/2700K/1075L/90CRI Energy Star Rated; Damp Location Rated 16.5W BR40 LED Lamp - 1075 Lumens - Warm White (2700K) - 90 CRI - 25000 Hours - E26 (Medium) - 120 to 130V - Frost Satco - S9615 - 16.5BR40/LED/2700K/1075L/90CRI | 2700 | 91 | 1075 | 65.1515 | 25000 | 16.5 | 1 | 10.44 | 10.44 | 12.2674 | 2020Q2 | https://shop.regencylighting.com/lamps/led/reflector/16-5br40-led-2700k-1075l-90cri-s9615.html | Regency Lighting | 2020 | Yes
LED Lighting | Reflector | Satco | True |  | Reflector (Flood/Spot) | BR40 | E26 (Medium) | Damp Location Rated,Recessed Fixtures Home / Light Bulbs / LED / LED Reflector / Satco - S9640 - 16.5BR40/LED/4000K/1200L/120V BR40 LED Bulb 16.5W BR40 LED Lamp - Cool White (4000K) - 80 CRI - E26 (Medium) - 120 to 130V Satco - S9640 - 16.5BR40/LED/4000K/1200L/120V | 4000 | 82 | 1280 | 77.5758 | 25000 | 16.5 | 1 | 12.2 | 12.2 | 14.3355 | 2020Q2 | https://shop.regencylighting.com/lamps/led/reflector/16-5br40-led-4000k-1200l-120v-s9640.html | Regency Lighting | 2020 | Yes
LED Lighting | Reflector | Maxlite | True |  | Reflector (Flood/Spot) | BR40 | E26 (Medium) | Damp Location Rated,Recessed Fixtures Home / Light Bulbs / LED / LED Reflector / Maxlite - 14099418 - 17BR40DLED27/G3 Energy Star Rated 17W BR40 LED Lamp - Universal - 1400 Lumens - Warm White (2700K) - 82 CRI - 25000 Hours - E26 (Medium) - 120 to 130V Maxlite - 14099418 - 17BR40DLED27/G3 | 2700 | 82 | 1400 | 82.3529 | 25000 | 17 | 1 | 10.84 | 10.84 | 12.7374 | 2020Q2 | https://shop.regencylighting.com/lamps/led/reflector/17br40dled27-g3-mxt.html | Regency Lighting | 2020 | Yes
LED Lighting | Reflector | Satco | True |  | Reflector (Flood/Spot) | R20 | E26 (Medium) | None,Recessed Fixtures Home / Light Bulbs / LED / LED Reflector / Satco - S9614 - 6.5R20/LED/2700K/450L/90CRI Energy Star Rated; Approved for Enclosed Fixtures; Damp Location Rated 6.5W R20 LED Lamp - 450 Lumens - Warm White (2700K) - 90 CRI - 25000 Hours - E26 (Medium) - 120 to 130V - Frost Satco - S9614 - 6.5R20/LED/2700K/450L/90CRI | 2700 | 91 | 450 | 69.2308 | 25000 | 6.5 | 1 | 6.93 | 6.93 | 8.143 | 2020Q2 | https://shop.regencylighting.com/lamps/led/reflector/6-5r20-led-2700k-450l-90cri-s9614.html | Regency Lighting | 2020 | Yes
LED Lighting | Reflector | Satco | True |  | Reflector (Flood/Spot) | R20 | E26 (Medium) | Damp Location Rated,Recessed Fixtures Home / Light Bulbs / LED / LED Reflector / Satco - S9631 - 6.5R20/LED/3000K/540L/120V R20 LED Bulb 6.5W R20 LED Lamp - Universal - Warm White (3000K) - 80 CRI - E26 (Medium) - 120 to 130V Satco - S9631 - 6.5R20/LED/3000K/540L/120V | 3000 | 83 | 540 | 83.0769 | 25000 | 6.5 | 1 | 6.58 | 6.58 | 7.7318 | 2020Q2 | https://shop.regencylighting.com/lamps/led/reflector/6-5r20-led-3000k-540l-120v-s9631.html | Regency Lighting | 2020 | Yes
LED Lighting | Reflector | Green Creative | True |  | Reflector (Flood/Spot) | R20 | E26 (Medium) | Damp Location Rated,Not Rated for Recessed Fixtures Home / Light Bulbs / LED / LED Reflector / Green Creative - 58001 - 6.5R20DIM/8CCTD Cloud Design; Smooth Warm Dimming from 2700-2200K; Suitable for Use in Totally Enclosed Fixtures; Suitable for Damp Locations; Energy Star Rated 6.5W R20 LED Reflector Lamp - Universal - 500 Lumens - Warm White (2200 to 2700K) - 82 CRI - 25000 hrs. - E26 (Medium) - 120 to 130V Green Creative - 58001 - 6.5R20DIM/8CCTD | 2700 | 83 | 500 | 72.4638 | 25000 | 6.9 | 1 | 2.64 | 2.64 | 3.1021 | 2020Q2 | https://shop.regencylighting.com/lamps/led/reflector/6-5r20dim-8cctd-58001.html | Regency Lighting | 2020 | Yes
LED Lighting | Reflector | MaxLite | True | Daylighting/Photocell, | Reflector (Flood/Spot) | R20 | E26 (Medium) | Damp Location Rated,Use With Timers,Use With Photo and/or Motion Sensors,Shatter Resistant,Recessed Fixtures Home / Light Bulbs / LED / LED Reflector / Maxlite - 14099046 - 7BR20DLED27/G3 Energy Star Rated; Suitable for Damp Locations; Not for Use in Totally Enclosed Fixtures 7W BR20 LED Lamp - 550 Lumens - Warm White (2700K) - 82 CRI - 25000 Hours - E26 (Medium) - 120 to 130V Maxlite - 14099046 - 7BR20DLED27/G3 | 2700 | 84 | 550 | 78.5714 | 25000 | 7 | 1 | 3.95 | 3.95 | 4.6414 | 2020Q2 | https://shop.regencylighting.com/lamps/led/reflector/7br20dled27-g3-mxt.html | Regency Lighting | 2020 | Yes
LED Lighting | Reflector | MaxLite | True |  | Reflector (Flood/Spot) | R20 | E26 (Medium) | Damp Location Rated,Recessed Fixtures Home / Light Bulbs / LED / LED Reflector / Maxlite - 14099048 - 7BR20DLED40/G3 Energy Star Rated; Suitable for Damp Locations; Not for Use in Totally Enclosed Fixtures 7W BR20 LED Lamp - 550 Lumens - Cool White (4000K) - 82 CRI - 25000 Hours - E26 (Medium) - 120 to 130V Maxlite - 14099048 - 7BR20DLED40/G3 | 4000 | 84 | 550 | 78.5714 | 25000 | 7 | 1 | 3.95 | 3.95 | 4.6414 | 2020Q2 | https://shop.regencylighting.com/lamps/led/reflector/7br20dled40-g3-mxt.html | Regency Lighting | 2020 | Yes
LED Lighting | Reflector | Maxlite | True |  | Reflector (Flood/Spot) | BR30 | E26 (Medium) | Damp Location Rated,Recessed Fixtures Home / Light Bulbs / LED / LED Reflector / Maxlite - 76557 - 8BR30DLED27/G2 Environmentally Friendly; Maintained Lumens 8W BR30 LED Lamp - Universal - 650 Lumens - Warm White (2700K) - 82 CRI - 25000 Hours - E26 (Medium) - 120 to 130V Maxlite - 76557 - 8BR30DLED27/G2 | 2700 | 82 | 650 | 81.25 | 25000 | 8 | 12 | 64.44 | 5.37 | 6.31 | 2020Q2 | https://shop.regencylighting.com/lamps/led/reflector/8br30dled27-g2-mxt.html | Regency Lighting | 2020 | Yes
LED Lighting | Reflector | Maxlite | True | Daylighting/Photocell, | Reflector (Flood/Spot) | BR30 | E26 (Medium) | Damp Location Rated,Use With Timers,Use With Photo and/or Motion Sensors,Shatter Resistant,Recessed Fixtures Home / Light Bulbs / LED / LED Reflector / Maxlite - 14099049 - 8BR30DLED27/G3 Energy Star Rated 8W BR30 LED Lamp - Universal - 650 Lumens - Warm White (2700K) - 84 CRI - 25000 Hours - E26 (Medium) - 120 to 130V Maxlite - 14099049 - 8BR30DLED27/G3 | 2700 | 84 | 650 | 81.25 | 25000 | 8 | 1 | 5.52 | 5.52 | 6.4862 | 2020Q2 | https://shop.regencylighting.com/lamps/led/reflector/8br30dled27-g3-mxt.html | Regency Lighting | 2020 | Yes
LED Lighting | Reflector | Maxlite | True |  | Reflector (Flood/Spot) | BR30 | E26 (Medium) | Damp Location Rated,Recessed Fixtures Home / Light Bulbs / LED / LED Reflector / Maxlite - 77628 - 8BR30DLED30/G2 Environmentally Friendly; Maintained Lumens 8W BR30 LED Lamp - Universal - 650 Lumens - Warm White (3000K) - 82 CRI - 25000 Hours - E26 (Medium) - 120 to 130V Maxlite - 77628 - 8BR30DLED30/G2 | 3000 | 84 | 650 | 81.25 | 25000 | 8 | 12 | 64.44 | 5.37 | 6.31 | 2020Q2 | https://shop.regencylighting.com/lamps/led/reflector/8br30dled30-g2-mxt.html | Regency Lighting | 2020 | Yes
LED Lighting | Reflector | Maxlite | True | Daylighting/Photocell, | Reflector (Flood/Spot) | BR30 | E26 (Medium) | Damp Location Rated,Use With Timers,Use With Photo and/or Motion Sensors,Shatter Resistant,Recessed Fixtures Home / Light Bulbs / LED / LED Reflector / Maxlite - 14099050 - 8BR30DLED30/G3 Energy Star Certified, Not Rated for Enclosed Fixtures; Damp Location Rated 8W BR30 LED Lamp - 650 Lumens - Warm White (3000K) - 80 CRI - 25000 hrs. - E26 (Medium) - 120 to 130V Maxlite - 14099050 - 8BR30DLED30/G3 | 3000 | 83 | 650 | 81.25 | 25000 | 8 | 1 | 5.79 | 5.79 | 6.8035 | 2020Q2 | https://shop.regencylighting.com/lamps/led/reflector/8br30dled30-g3-mxt.html | Regency Lighting | 2020 | Yes
LED Lighting | Reflector | Maxlite | True |  | Reflector (Flood/Spot) | BR30 | E26 (Medium) | Damp Location Rated,Recessed Fixtures Home / Light Bulbs / LED / LED Reflector / Maxlite - 77629 - 8BR30DLED40/G2 Environmentally Friendly; Maintained Lumens 8W BR30 LED Lamp - Universal - 650 Lumens - Cool White (4000K) - 84 CRI - 25000 Hours - E26 (Medium) - 120 to 130V Maxlite - 77629 - 8BR30DLED40/G2 | 4000 | 83 | 650 | 81.25 | 25000 | 8 | 12 | 64.44 | 5.37 | 6.31 | 2020Q2 | https://shop.regencylighting.com/lamps/led/reflector/8br30dled40-g2-mxt.html | Regency Lighting | 2020 | Yes
LED Lighting | Reflector | Maxlite | True | Daylighting/Photocell, | Reflector (Flood/Spot) | BR30 | E26 (Medium) | Damp Location Rated,Use With Timers,Use With Photo and/or Motion Sensors,Shatter Resistant,Recessed Fixtures Home / Light Bulbs / LED / LED Reflector / Maxlite - 14099051 - 8BR30DLED40/G3 Energy Star Rated; Dry and Damp Location Rated 8W BR30 LED Lamp - Universal - 650 Lumens - Cool White (4000K) - 81 CRI - 25000 Hours - E26 (Medium) - 120 to 130V Maxlite - 14099051 - 8BR30DLED40/G3 | 4000 | 84 | 650 | 81.25 | 25000 | 8 | 1 | 5.79 | 5.79 | 6.8035 | 2020Q2 | https://shop.regencylighting.com/lamps/led/reflector/8br30dled40-g3-mxt.html | Regency Lighting | 2020 | Yes
LED Lighting | Reflector | Maxlite | True | Daylighting/Photocell, | Reflector (Flood/Spot) | BR30 | E26 (Medium) | Damp Location Rated,Use With Timers,Use With Photo and/or Motion Sensors,Shatter Resistant,Recessed Fixtures Home / Light Bulbs / LED / LED Reflector / Maxlite - 14099657 - 8BR30DLED50/G3 Energy Star Certified, Not Rated for Enclosed Fixtures; Damp Location Rated 8W BR30 LED Lamp - 650 Lumens - Daylight (5000K) - 80 CRI - 25000 hrs. - E26 (Medium) - 120 to 130V Maxlite - 14099657 - 8BR30DLED50/G3 | 5000 | 85 | 650 | 81.25 | 25000 | 8 | 1 | 5.79 | 5.79 | 6.8035 | 2020Q2 | https://shop.regencylighting.com/lamps/led/reflector/8br30dled50-g3-mxt.html | Regency Lighting | 2020 | Yes
LED Lighting | Reflector | Satco | True |  | Reflector (Flood/Spot) | BR30 | E26 (Medium) | Damp Location Rated,Recessed Fixtures Home / Light Bulbs / LED / LED Reflector / Satco - S9625 - 9.5BR30/LED/2700K/650L/120V/D Energy Star Rated; Damp Location Rated 9.5W BR30 LED Lamp - 650 Lumens - Warm White (2700K) - 90 CRI - 25000 Hours - E26 (Medium) - 120 to 130V - Frost Satco - S9625 - 9.5BR30/LED/2700K/650L/120V/D | 2700 | 93 | 650 | 68.4211 | 25000 | 9.5 | 1 | 10.44 | 10.44 | 12.2674 | 2020Q2 | https://shop.regencylighting.com/lamps/led/reflector/9-5br30-led-2700k-650l-120v-d-s9625.html | Regency Lighting | 2020 | Yes
LED Lighting | Reflector | Satco | True |  | Reflector (Flood/Spot) | BR30 | E26 (Medium) | Damp Location Rated,Recessed Fixtures Home / Light Bulbs / LED / LED Reflector / Satco - S9620 - 9.5BR30/LED/2700K/750L/120V/D BR30 LED Bulb 9.5W BR30 LED Lamp - 750 Lumens - Warm White (2700K) - 80 CRI - E26 (Medium) - 120 to 130V Satco - S9620 - 9.5BR30/LED/2700K/750L/120V/D | 2700 | 82 | 750 | 78.9474 | 25000 | 9.5 | 1 | 8.69 | 8.69 | 10.2111 | 2020Q2 | https://shop.regencylighting.com/lamps/led/reflector/9-5br30-led-2700k-750l-120v-d-s9620.html | Regency Lighting | 2020 | Yes
LED Lighting | Reflector | Satco | True |  | Reflector (Flood/Spot) | BR30 | GU24 | Damp Location Rated,Recessed Fixtures Home / Light Bulbs / LED / LED Reflector / Satco - S9626 - 9.5BR30/LED/2700K/GU24/650L/120 Energy Star Rated; Damp Location Rated 9.5W BR30 LED Lamp - 650 Lumens - Warm White (2700K) - 90 CRI - 25000 Hours - GU24 (Bi-Pin / Twist & Lock) - 120 to 130V - Frost Satco - S9626 - 9.5BR30/LED/2700K/GU24/650L/120 | 2700 | 93 | 650 | 68.4211 | 25000 | 9.5 | 1 | 6.93 | 6.93 | 8.143 | 2020Q2 | https://shop.regencylighting.com/lamps/led/reflector/9-5br30-led-2700k-gu24-650l-120-s9626.html | Regency Lighting | 2020 | Yes
LED Lighting | Reflector | Satco | True |  | Reflector (Flood/Spot) | BR30 | GU24 | Damp Location Rated,Recessed Fixtures Home / Light Bulbs / LED / LED Reflector / Satco - S9624 - 9.5BR30/LED/2700K/GU24/750L/120 Solid State LED Lighting; Reflector Replacement Lamp; Long Life; Dimmable 9.5W BR30 LED Lamp - Universal - 750 Lumens - Warm White (2700K) - 80 CRI - 25000 Hours - GU24 (Bi-Pin / Twist & Lock) - 120 to 130V - Gray Satco - S9624 - 9.5BR30/LED/2700K/GU24/750L/120 | 2700 | 82 | 750 | 78.9474 | 25000 | 9.5 | 12 | 125.28 | 10.44 | 12.2674 | 2020Q2 | https://shop.regencylighting.com/lamps/led/reflector/9-5br30-led-2700k-gu24-750l-120-s9624.html | Regency Lighting | 2020 | Yes
LED Lighting | Reflector | Satco | True |  | Reflector (Flood/Spot) | BR30 | E26 (Medium) | Damp Location Rated,Recessed Fixtures Home / Light Bulbs / LED / LED Reflector / Satco - S8578 - 9.5BR30/LED/3000K/650L/120V/D Energy Star Rated; Damp Location Rated 9.5W BR30 LED Lamp - 650 Lumens - Warm White (3000K) - 90 CRI - 25000 Hours - E26 (Medium) - 120 to 130V - Frost Satco - S8578 - 9.5BR30/LED/3000K/650L/120V/D | 3000 | 93 | 650 | 68.4211 | 25000 | 9.5 | 1 | 8.69 | 8.69 | 10.2111 | 2020Q2 | https://shop.regencylighting.com/lamps/led/reflector/9-5br30-led-3000k-650l-120v-d-s8578.html | Regency Lighting | 2020 | Yes
LED Lighting | Reflector | Satco | True |  | Reflector (Flood/Spot) | BR30 | E26 (Medium) | Damp Location Rated,Recessed Fixtures Home / Light Bulbs / LED / LED Reflector / Satco - S9621 - 9.5BR30/LED/3000K/800L/120V/D BR30 LED Bulb 9.5W BR30 LED Lamp - Universal - 750 Lumens - Warm White (3000K) - 80 CRI - 25000 Hours - E26 (Medium) - 120 to 130V Satco - S9621 - 9.5BR30/LED/3000K/800L/120V/D | 3000 | 83 | 800 | 84.2105 | 25000 | 9.5 | 1 | 8.69 | 8.69 | 10.2111 | 2020Q2 | https://shop.regencylighting.com/lamps/led/reflector/9-5br30-led-3000k-800l-120v-d-s9621.html | Regency Lighting | 2020 | Yes
LED Lighting | Reflector | Satco | True |  | Reflector (Flood/Spot) | BR30 | E26 (Medium) | Damp Location Rated,Recessed Fixtures Home / Light Bulbs / LED / LED Reflector / Satco - S9622 - 9.5BR30/LED/4000K/750L/120V/D BR30 LED Bulb 90W BR30 LED Lamp - Cool White (4000K) - 80 CRI - E26 (Medium) - 120 to 130V Satco - S9622 - 9.5BR30/LED/4000K/750L/120V/D | 4000 | 83 | 830 | 87.3684 | 25000 | 9.5 | 1 | 6.93 | 6.93 | 8.143 | 2020Q2 | https://shop.regencylighting.com/lamps/led/reflector/9-5br30-led-4000k-750l-120v-d-s9622.html | Regency Lighting | 2020 | Yes
LED Lighting | Reflector | Satco | True | Daylighting/Photocell, | Reflector (Flood/Spot) | BR30 | E26 (Medium) | Damp Location Rated,Recessed Fixtures Home / Light Bulbs / LED / LED Reflector / Satco - S9623 - 9.5BR30/LED/5000K/750L/120V/D BR30 LED Bulb 9.5W BR30 LED Lamp - Daylight (5000K) - 80 CRI - E26 (Medium) - 120 to 130V Satco - S9623 - 9.5BR30/LED/5000K/750L/120V/D | 5000 | 81 | 860 | 90.5263 | 25000 | 9.5 | 1 | 8.69 | 8.69 | 10.2111 | 2020Q2 | https://shop.regencylighting.com/lamps/led/reflector/9-5br30-led-5000k-750l-120v-d-s9623.html | Regency Lighting | 2020 | Yes
LED Lighting | Reflector | Green Creative | True |  | Reflector (Flood/Spot) | BR30 | E26 (Medium) | Damp Location Rated,Recessed Fixtures Home / Light Bulbs / LED / LED Reflector / Green Creative - 57885 - 9BR30DIM/8CCTD Cloud Design; Smooth Warm Dimming from 2700-2200K; Suitable for Use in Totally Enclosed Fixtures; Energy Star Rated 9W BR30 LED Reflector Lamp - 650 Lumens - Warm White (2200 to 2700K) - 80 CRI - 25000 hrs. - E26 (Medium) - 120 to 130V Green Creative - 57885 - 9BR30DIM/8CCTD | 2700 | 84 | 650 | 72.2222 | 25000 | 9 | 1 | 9.79 | 9.79 | 11.5036 | 2020Q2 | https://shop.regencylighting.com/lamps/led/reflector/9br30dim-8cctd-grc.html | Regency Lighting | 2020 | Yes
LED Lighting | Reflector | Cree | True |  | Reflector (Flood/Spot) | BR30 | E26 (Medium) | None,Recessed Fixtures Home / Light Bulbs / LED / LED Reflector / Cree - BR30-65W-27K-U1 Energy Star Certified; Damp Location Rated; Suitable for Enclosed Fixtures 8W BR30 LED Lamp - Universal - 665 Lumens - Warm White (2700K) - 85 CRI - 25000 Hours - E26 (Medium) - 120 to 130V Cree - BR30-65W-27K-U1 | 2700 | 91 | 665 | 75.5682 | 35000 | 8.8 | 1 | 9.82 | 9.82 | 11.5389 | 2020Q2 | https://shop.regencylighting.com/lamps/led/reflector/br30-65w-27k-u1-cre.html | Regency Lighting | 2020 | Yes
LED Lighting | Reflector | TCP | True |  | Reflector (Flood/Spot) | R20 | E26 (Medium) | Damp Location Rated,Recessed Fixtures Home / Light Bulbs / LED / LED Reflector / TCP - L7R20D2527K E26 LED Dimmable Lamp 7W R20 LED Lamp - Warm White (2700K) - E26 (Medium) TCP - L7R20D2527K | 2700 | 84 | 525 | 70 | 20000 | 7.5 | 1 | 3.59 | 3.59 | 4.2184 | 2020Q2 | https://shop.regencylighting.com/lamps/led/reflector/l7r20d2527k-tcp.html | Regency Lighting | 2020 | Yes
LED Lighting | Reflector | TCP | True |  | Reflector (Flood/Spot) | R20 | E26 (Medium) | Damp Location Rated,Recessed Fixtures Home / Light Bulbs / LED / LED Reflector / TCP - L7R20D2530K E26 LED Dimmable Lamp 7W R20 LED Lamp - Warm White (3000K) - E26 (Medium) TCP - L7R20D2530K | 3000 | 84 | 525 | 70 | 20000 | 7.5 | 1 | 3.59 | 3.59 | 4.2184 | 2020Q2 | https://shop.regencylighting.com/lamps/led/reflector/l7r20d2530k-tcp.html | Regency Lighting | 2020 | Yes
LED Lighting | Reflector | TCP | True |  | Reflector (Flood/Spot) | R20 | E26 (Medium) | Damp Location Rated,Recessed Fixtures Home / Light Bulbs / LED / LED Reflector / TCP - L7R20D2541K E26 LED Dimmable Lamp 7W R20 LED Lamp - Cool White (4100K) - E26 (Medium) TCP - L7R20D2541K | 4000 | 84 | 525 | 70 | 20000 | 7.5 | 1 | 3.59 | 3.59 | 4.2184 | 2020Q2 | https://shop.regencylighting.com/lamps/led/reflector/l7r20d2541k-tcp.html | Regency Lighting | 2020 | Yes
LED Lighting | Reflector | TCP | True | Daylighting/Photocell, | Reflector (Flood/Spot) | R20 | E26 (Medium) | Damp Location Rated,Recessed Fixtures Home / Light Bulbs / LED / LED Reflector / TCP - L7R20D2550K E26 LED Dimmable Lamp 7W R20 LED Lamp - Daylight (5000K) - E26 (Medium) TCP - L7R20D2550K | 5000 | 88 | 525 | 70 | 20000 | 7.5 | 1 | 3.59 | 3.59 | 4.2184 | 2020Q2 | https://shop.regencylighting.com/lamps/led/reflector/l7r20d2550k-tcp.html | Regency Lighting | 2020 | Yes
LED Lighting | Reflector | TCP | False |  | Reflector (Flood/Spot) | BR30 | E26 (Medium) | Damp Location Rated,Recessed Fixtures Home / Light Bulbs / LED / LED Reflector / TCP - LED10BR3027K Damp Location 10W BR30 LED Lamp - Universal - 650 Lumens - Warm White (2700K) - 82 CRI - 25000 Hours - E26 (Medium) - 120 to 130V - White TCP - LED10BR3027K | 2700 | 82 | 650 | 76.4706 | 25000 | 8.5 | 12 | 81.72 | 6.81 | 8.002 | 2020Q2 | https://shop.regencylighting.com/lamps/led/reflector/led10br3027k-tcp.html | Regency Lighting | 2020 | Yes
LED Lighting | Reflector | TCP |  |  | Reflector (Flood/Spot) | BR30 | E26 (Medium) | Damp Location Rated,Recessed Fixtures Home / Light Bulbs / LED / LED Reflector / TCP - LED10BR3030K E26 LED Lamp 10W BR30 LED Lamp - Universal - Warm White (3000K) - E26 (Medium) - 120 to 130V TCP - LED10BR3030K | 3000 | 84 | 650 | 76.4706 | 25000 | 8.5 | 1 | 6.81 | 6.81 | 8.002 | 2020Q2 | https://shop.regencylighting.com/lamps/led/reflector/led10br3030k-tcp.html | Regency Lighting | 2020 | Yes
LED Lighting | Reflector | TCP | False |  | Reflector (Flood/Spot) | BR30 | E26 (Medium) | Damp Location Rated,Recessed Fixtures Home / Light Bulbs / LED / LED Reflector / TCP - LED10BR3041K Damp Location 10W BR30 LED Lamp - Universal - 700 Lumens - Cool White (4100K) - 82 CRI - 25000 Hours - E26 (Medium) - 120 to 130V - White TCP - LED10BR3041K | 4000 | 82 | 700 | 82.3529 | 25000 | 8.5 | 12 | 81.72 | 6.81 | 8.002 | 2020Q2 | https://shop.regencylighting.com/lamps/led/reflector/led10br3041k-tcp.html | Regency Lighting | 2020 | Yes
LED Lighting | Reflector | TCP |  | Daylighting/Photocell, | Reflector (Flood/Spot) | BR30 | E26 (Medium) | Damp Location Rated,Recessed Fixtures Home / Light Bulbs / LED / LED Reflector / TCP - LED10BR3050K E26 LED Lamp 10W BR30 LED Lamp - Daylight (5000K) - E26 (Medium) - 120 to 130V TCP - LED10BR3050K | 5000 | 84 | 750 | 88.2353 | 25000 | 8.5 | 1 | 6.81 | 6.81 | 8.002 | 2020Q2 | https://shop.regencylighting.com/lamps/led/reflector/led10br3050k-tcp.html | Regency Lighting | 2020 | Yes
LED Lighting | Reflector | TCP | True |  | Reflector (Flood/Spot) | BR30 | E26 (Medium) | Damp Location Rated,Recessed Fixtures Home / Light Bulbs / LED / LED Reflector / TCP - LED10BR30D27K95 Damp Location 10W BR30 LED Lamp - Universal - 650 Lumens - Warm White (2700K) - 90 CRI - 25000 Hours - E26 (Medium) - 120 to 130V - White TCP - LED10BR30D27K95 | 2700 | 92 | 650 | 65 | 25000 | 10 | 12 | 99.84 | 8.32 | 9.7763 | 2020Q2 | https://shop.regencylighting.com/lamps/led/reflector/led10br30d27k95-tcp.html | Regency Lighting | 2020 | Yes
LED Lighting | Reflector | TCP |  |  | Reflector (Flood/Spot) | R20 | E26 (Medium) | Damp Location Rated,Recessed Fixtures Home / Light Bulbs / LED / LED Reflector / TCP - LED10R2027K R20 LED Lamp 10W R20 LED Lamp - Warm White (2700K) - E26 (Medium) TCP - LED10R2027K | 2700 | 82 | 700 | 70 | 25000 | 10 | 1 | 8.36 | 8.36 | 9.8233 | 2020Q2 | https://shop.regencylighting.com/lamps/led/reflector/led10r2027k-tcp.html | Regency Lighting | 2020 | Yes
LED Lighting | Reflector | TCP |  |  | Reflector (Flood/Spot) | R20 | E26 (Medium) | Damp Location Rated,Recessed Fixtures Home / Light Bulbs / LED / LED Reflector / TCP - LED10R2030K R20 LED Lamp 10W R20 LED Lamp - Warm White (3000K) - E26 (Medium) TCP - LED10R2030K | 3000 | 82 | 725 | 72.5 | 25000 | 10 | 1 | 8.36 | 8.36 | 9.8233 | 2020Q2 | https://shop.regencylighting.com/lamps/led/reflector/led10r2030k-tcp.html | Regency Lighting | 2020 | Yes
LED Lighting | Reflector | TCP |  |  | Reflector (Flood/Spot) | R20 | E26 (Medium) | Damp Location Rated,Recessed Fixtures Home / Light Bulbs / LED / LED Reflector / TCP - LED10R2041K R20 LED Lamp 10W R20 LED Lamp - Cool White (4100K) - E26 (Medium) TCP - LED10R2041K | 4000 | 83 | 750 | 75 | 25000 | 10 | 1 | 8.36 | 8.36 | 9.8233 | 2020Q2 | https://shop.regencylighting.com/lamps/led/reflector/led10r2041k-tcp.html | Regency Lighting | 2020 | Yes
LED Lighting | Reflector | TCP | True |  | Reflector (Flood/Spot) | R20 | E26 (Medium) | Damp Location Rated,Recessed Fixtures Home / Light Bulbs / LED / LED Reflector / TCP - LED10R20D27K Damp Location 10W R20 LED Lamp - Universal - 660 Lumens - Warm White (2700K) - 82 CRI - 25000 Hours - E26 (Medium) - 120 to 130V - White TCP - LED10R20D27K | 2700 | 80 | 660 | 73.3333 | 25000 | 9 | 48 | 381.6 | 7.95 | 9.3416 | 2020Q2 | https://shop.regencylighting.com/lamps/led/reflector/led10r20d27k-tcp.html | Regency Lighting | 2020 | Yes
LED Lighting | Reflector | TCP | True |  | Reflector (Flood/Spot) | R20 | E26 (Medium) | Damp Location Rated,Recessed Fixtures Home / Light Bulbs / LED / LED Reflector / TCP - LED10R20D30K E26 LED Lamp 10W R20 LED Lamp - Universal - Warm White (3000K) - E26 (Medium) - 120 to 130V TCP - LED10R20D30K | 3000 | 84 | 660 | 73.3333 | 25000 | 9 | 1 | 7.95 | 7.95 | 9.3416 | 2020Q2 | https://shop.regencylighting.com/lamps/led/reflector/led10r20d30k-tcp.html | Regency Lighting | 2020 | Yes
LED Lighting | Reflector | TCP | True | Daylighting/Photocell, | Reflector (Flood/Spot) | R20 | E26 (Medium) | Damp Location Rated,Recessed Fixtures Home / Light Bulbs / LED / LED Reflector / TCP - LED10R20D50K E26 LED Lamp R20 LED Lamp - Daylight (5000K) - E26 (Medium) TCP - LED10R20D50K | 5000 | 83 | 750 | 83.3333 | 25000 | 9 | 1 | 7.95 | 7.95 | 9.3416 | 2020Q2 | https://shop.regencylighting.com/lamps/led/reflector/led10r20d50k-tcp.html | Regency Lighting | 2020 | Yes
LED Lighting | Reflector | Sylvania | True |  | Reflector (Flood/Spot) | BR40 | E26 (Medium) | Damp Location Rated,Not Rated for Recessed Fixtures Home / Light Bulbs / LED / LED Reflector / Sylvania - 40029 - LED11BR40/DIM/927/RP Indoor/Outdoor Damp Rated; CEC and JA8 Compliant 11W BR40 LED Lamp - 1000 Lumens - Warm White (2700K) - 90 CRI - 25000 Hours - E26 (Medium) Sylvania - 40029 - LED11BR40/DIM/927/RP | 2700 | 92 | 1074 | 97.6364 | 25000 | 11 | 1 | 10.85 | 10.85 | 12.7492 | 2020Q2 | https://shop.regencylighting.com/lamps/led/reflector/led11br40-dim-927-rp-40029.html | Regency Lighting | 2020 | Yes
LED Lighting | Reflector | Sylvania | True | Daylighting/Photocell, | Reflector (Flood/Spot) | BR40 | E26 (Medium) | Damp Location Rated,Not Rated for Recessed Fixtures Home / Light Bulbs / LED / LED Reflector / Sylvania - 40030 - LED11BR40/DIM/950/RP Indoor/Outdoor Damp Rated; CEC and JA8 Compliant 11W BR40 LED Lamp - 1000 Lumens - Daylight (5000K) - 90 CRI - 25000 Hours - E26 (Medium) Sylvania - 40030 - LED11BR40/DIM/950/RP | 5000 | 96 | 1075 | 97.7273 | 25000 | 11 | 1 | 10.85 | 10.85 | 12.7492 | 2020Q2 | https://shop.regencylighting.com/lamps/led/reflector/led11br40-dim-950-rp-40030.html | Regency Lighting | 2020 | Yes
LED Lighting | Reflector | TCP |  |  | Reflector (Flood/Spot) | BR30 | E26 (Medium) | Damp Location Rated,Recessed Fixtures Home / Light Bulbs / LED / LED Reflector / TCP - LED12BR3027K E26 LED Lamp 12W BR30 LED Lamp - 850 Lumens - Warm White (2700K) - E26 (Medium) - 120 to 130V TCP - LED12BR3027K | 2700 | 83 | 850 | 80.9524 | 25000 | 10.5 | 1 | 8.51 | 8.51 | 9.9996 | 2020Q2 | https://shop.regencylighting.com/lamps/led/reflector/led12br3027k-tcp.html | Regency Lighting | 2020 | Yes
LED Lighting | Reflector | TCP |  |  | Reflector (Flood/Spot) | BR30 | E26 (Medium) | Damp Location Rated,Recessed Fixtures Home / Light Bulbs / LED / LED Reflector / TCP - LED12BR3041K E26 LED Lamp 12W BR30 LED Lamp - Cool White (4100K) - E26 (Medium) - 120 to 130V TCP - LED12BR3041K | 4000 | 83 | 850 | 80.9524 | 25000 | 10.5 | 1 | 8.51 | 8.51 | 9.9996 | 2020Q2 | https://shop.regencylighting.com/lamps/led/reflector/led12br3041k-tcp.html | Regency Lighting | 2020 | Yes
LED Lighting | Reflector | TCP | True |  | Reflector (Flood/Spot) | BR30 | E26 (Medium) | Damp Location Rated,Recessed Fixtures Home / Light Bulbs / LED / LED Reflector / TCP - LED12BR30D27K Damp Location 12W BR30 LED Lamp - Universal - 850 Lumens - Warm White (2700K) - 82 CRI - 25000 Hours - E26 (Medium) - 120 to 130V - White TCP - LED12BR30D27K | 2700 | 83 | 850 | 80.9524 | 25000 | 10.5 | 12 | 54.72 | 4.56 | 5.3582 | 2020Q2 | https://shop.regencylighting.com/lamps/led/reflector/led12br30d27k-tcp.html | Regency Lighting | 2020 | Yes
LED Lighting | Reflector | TCP | True |  | Reflector (Flood/Spot) | BR30 | E26 (Medium) | Damp Location Rated,Recessed Fixtures Home / Light Bulbs / LED / LED Reflector / TCP - LED12BR30D30K Damp Location 12W BR30 LED Lamp - Universal - 875 Lumens - Warm White (3000K) - 82 CRI - 25000 Hours - E26 (Medium) - 120 to 130V - White TCP - LED12BR30D30K | 3000 | 85 | 850 | 80.9524 | 25000 | 10.5 | 12 | 54.72 | 4.56 | 5.3582 | 2020Q2 | https://shop.regencylighting.com/lamps/led/reflector/led12br30d30k-tcp.html | Regency Lighting | 2020 | Yes
LED Lighting | Reflector | TCP | True |  | Reflector (Flood/Spot) | BR30 | E26 (Medium) | Damp Location Rated,Recessed Fixtures Home / Light Bulbs / LED / LED Reflector / TCP - LED12BR30D41K Damp Location 12W BR30 LED Lamp - Universal - 900 Lumens - Cool White (4100K) - 82 CRI - 25000 Hours - E26 (Medium) - 120 to 130V - White TCP - LED12BR30D41K | 4000 | 83 | 900 | 85.7143 | 25000 | 10.5 | 12 | 54.72 | 4.56 | 5.3582 | 2020Q2 | https://shop.regencylighting.com/lamps/led/reflector/led12br30d41k-tcp.html | Regency Lighting | 2020 | Yes
LED Lighting | Reflector | TCP | True | Daylighting/Photocell, | Reflector (Flood/Spot) | BR30 | E26 (Medium) | Damp Location Rated,Recessed Fixtures Home / Light Bulbs / LED / LED Reflector / TCP - LED12BR30D50K BR30 LED Lamp 12W BR30 LED Lamp - Daylight (5000K) - E26 (Medium) - 120 to 130V TCP - LED12BR30D50K | 5000 | 83 | 900 | 85.7143 | 25000 | 10.5 | 1 | 4.56 | 4.56 | 5.3582 | 2020Q2 | https://shop.regencylighting.com/lamps/led/reflector/led12br30d50k-tcp.html | Regency Lighting | 2020 | Yes
LED Lighting | Reflector | Sylvania | True |  | Reflector (Flood/Spot) | BR40 | E26 (Medium) | Damp Location Rated,Recessed Fixtures Home / Light Bulbs / LED / LED Reflector / Sylvania - 78905 - LED12BR40/DIM/HO/835/G5/RP HO LED Reflector; Suitable for Damp Locations; Not Suitable for Totally Enclosed Fixtures 12W BR40 LED Lamp - Universal - 1100 Lumens - Neutral White (3500K) - 80 CRI - 25000 hrs. - E26 (Medium) Sylvania - 78905 - LED12BR40/DIM/HO/835/G5/RP | 3500 | 84 | 1100 | 91.6667 | 25000 | 12 | 1 | 11.84 | 11.84 | 13.9125 | 2020Q2 | https://shop.regencylighting.com/lamps/led/reflector/led12br40-dim-ho-835-g5-rp-78905.html | Regency Lighting | 2020 | Yes
LED Lighting | Downlight | Sylvania | True |  | PAR30 |  |  | Downlight Solid State Retrofit Home / Light Bulbs / LED / LED Reflector / Sylvania - 79622 - LED12LT6/DIM/SKE/827/RP Integrated Bulb and Trim; Suitable for Damp Locations; Use in Fixtures that support a Half Pound Lamp; 6" Fully Extended or 4" Fully Retracted Legth 12W LED Microdisk - Warm White (2700K) - E26 (Medium) - 120 to 130V Sylvania - 79622 - LED12LT6/DIM/SKE/827/RP | 2700 | 84 | 905 | 76.6949 | 64000 | 11.8 | 1 | 11.66 | 11.66 | 13.701 | 2020Q2 | https://shop.regencylighting.com/lamps/led/reflector/led12lt6-dim-ske-827-rp-79622.html | Regency Lighting | 2020 | Yes
LED Lighting | Reflector | GE | True | Daylighting/Photocell, | Reflector (Flood/Spot) | BR40 | E26 (Medium) | Damp Location Rated,Use With Timers,Use With Photo and/or Motion Sensors,Recessed Fixtures Home / Light Bulbs / LED / LED Reflector / GE - 64176 - LED13DBR40/827 Damp Location Rated 13W BR40 LED Lamp - Universal - 1070 Lumens - Warm White (2700K) - 80 CRI - 25000 Hours - E26 (Medium) - 120 to 130V GE - 64176 - LED13DBR40/827 | 2700 | 82 | 1070 | 82.3077 | 25000 | 13 | 1 | 15.36 | 15.36 | 18.0486 | 2020Q2 | https://shop.regencylighting.com/lamps/led/reflector/led13dbr40-827-gem.html | Regency Lighting | 2020 | Yes
LED Lighting | Reflector | TCP |  |  | Reflector (Flood/Spot) | BR40 | E26 (Medium) | Damp Location Rated,Recessed Fixtures Home / Light Bulbs / LED / LED Reflector / TCP - LED17BR4027K E26 LED Lamp 17W BR40 LED Lamp - Warm White (2700K) - E26 (Medium) TCP - LED17BR4027K | 2700 | 83 | 1200 | 70.5882 | 25000 | 17 | 1 | 12.93 | 12.93 | 15.1932 | 2020Q2 | https://shop.regencylighting.com/lamps/led/reflector/led17br4027k-tcp.html | Regency Lighting | 2020 | Yes
LED Lighting | Reflector | TCP |  |  | Reflector (Flood/Spot) | BR40 | E26 (Medium) | Damp Location Rated,Recessed Fixtures Home / Light Bulbs / LED / LED Reflector / TCP - LED17BR4030K E26 LED Lamp 17W BR40 LED Lamp - Warm White (3000K) - E26 (Medium) TCP - LED17BR4030K | 3000 | 84 | 1250 | 73.5294 | 25000 | 17 | 1 | 12.93 | 12.93 | 15.1932 | 2020Q2 | https://shop.regencylighting.com/lamps/led/reflector/led17br4030k-tcp.html | Regency Lighting | 2020 | Yes
LED Lighting | Reflector | TCP |  |  | Reflector (Flood/Spot) | BR40 | E26 (Medium) | Damp Location Rated,Recessed Fixtures Home / Light Bulbs / LED / LED Reflector / TCP - LED17BR4041K E12 LED Lamp 17W BR40 LED Lamp - Cool White (4100K) - E12 (Candelabra) TCP - LED17BR4041K | 4000 | 82 | 1300 | 76.4706 | 25000 | 17 | 1 | 12.93 | 12.93 | 15.1932 | 2020Q2 | https://shop.regencylighting.com/lamps/led/reflector/led17br4041k-tcp.html | Regency Lighting | 2020 | Yes
LED Lighting | Reflector | TCP | True |  | Reflector (Flood/Spot) | BR40 | E26 (Medium) | Damp Location Rated,Recessed Fixtures Home / Light Bulbs / LED / LED Reflector / TCP - LED17BR40D27K Damp Location 17W BR40 LED Lamp - Universal - 1200 Lumens - Warm White (2700K) - 82 CRI - 25000 Hours - E26 (Medium) - 120 to 130V - White TCP - LED17BR40D27K | 2700 | 83 | 1400 | 82.3529 | 25000 | 17 | 12 | 82.44 | 6.87 | 8.0725 | 2020Q2 | https://shop.regencylighting.com/lamps/led/reflector/led17br40d27k-tcp.html | Regency Lighting | 2020 | Yes
LED Lighting | Reflector | TCP | True |  | Reflector (Flood/Spot) | BR40 | E26 (Medium) | Damp Location Rated,Recessed Fixtures Home / Light Bulbs / LED / LED Reflector / TCP - LED17BR40D30K Damp Location 17W BR40 LED Lamp - Universal - 1250 Lumens - Warm White (3000K) - 82 CRI - 25000 Hours - E26 (Medium) - 120 to 130V - White TCP - LED17BR40D30K | 3000 | 84 | 1400 | 82.3529 | 25000 | 17 | 12 | 82.44 | 6.87 | 8.0725 | 2020Q2 | https://shop.regencylighting.com/lamps/led/reflector/led17br40d30k-tcp.html | Regency Lighting | 2020 | Yes
LED Lighting | Reflector | TCP | True |  | Reflector (Flood/Spot) | BR40 | E26 (Medium) | Damp Location Rated,Recessed Fixtures Home / Light Bulbs / LED / LED Reflector / TCP - LED17BR40D41K Damp Location 17W BR40 LED Lamp - Universal - 1300 Lumens - Cool White (4100K) - 82 CRI - 25000 Hours - E26 (Medium) - 120 to 130V - White TCP - LED17BR40D41K | 4000 | 85 | 1400 | 82.3529 | 25000 | 17 | 12 | 82.44 | 6.87 | 8.0725 | 2020Q2 | https://shop.regencylighting.com/lamps/led/reflector/led17br40d41k-tcp.html | Regency Lighting | 2020 | Yes
LED Lighting | Reflector | TCP | True | Daylighting/Photocell, | Reflector (Flood/Spot) | BR40 | E26 (Medium) | Damp Location Rated,Recessed Fixtures Home / Light Bulbs / LED / LED Reflector / TCP - LED17BR40D50K Damp Location 17W BR40 LED Lamp - Universal - 1350 Lumens - Daylight (5000K) - 82 CRI - 25000 Hours - E26 (Medium) - 120 to 130V - White TCP - LED17BR40D50K | 5000 | 86 | 1400 | 82.3529 | 25000 | 17 | 12 | 82.44 | 6.87 | 8.0725 | 2020Q2 | https://shop.regencylighting.com/lamps/led/reflector/led17br40d50k-tcp.html | Regency Lighting | 2020 | Yes
LED Lighting | Reflector | Sylvania | True |  | Reflector (Flood/Spot) | R20 | E26 (Medium) | Damp Location Rated,Not Rated for Recessed Fixtures Home / Light Bulbs / LED / LED Reflector / Sylvania - 40025 - LED6R20/DIM/927/RP Indoor/Outdoor Damp Rated; CEC and JA8 Compliant 6W R20 LED Lamp - 540 Lumens - Warm White (2700K) - 90 CRI - 25000 Hours - E26 (Medium) Sylvania - 40025 - LED6R20/DIM/927/RP | 2700 | 92 | 540 | 90 | 25000 | 6 | 1 | 5.73 | 5.73 | 6.733 | 2020Q2 | https://shop.regencylighting.com/lamps/led/reflector/led6r20-dim-927-rp-40025.html | Regency Lighting | 2020 | Yes
LED Lighting | Reflector | Sylvania | True | Daylighting/Photocell, | Reflector (Flood/Spot) | R20 | E26 (Medium) | Damp Location Rated,Not Rated for Recessed Fixtures Home / Light Bulbs / LED / LED Reflector / Sylvania - 40026 - LED6R20/DIM/950/RP Indoor/Outdoor Damp Rated; CEC and JA8 Compliant 6W R20 LED Lamp - 540 Lumens - Daylight (5000K) - 90 CRI - 25000 Hours - E26 (Medium) Sylvania - 40026 - LED6R20/DIM/950/RP | 5000 | 95 | 540 | 90 | 25000 | 6 | 1 | 5.73 | 5.73 | 6.733 | 2020Q2 | https://shop.regencylighting.com/lamps/led/reflector/led6r20-dim-950-rp-40026.html | Regency Lighting | 2020 | Yes
LED Lighting | Reflector | Sylvania | True |  | Reflector (Flood/Spot) | R20 | E26 (Medium) | Damp Location Rated,Recessed Fixtures Home / Light Bulbs / LED / LED Reflector / Sylvania - 78062 - LED6R20DIMHO8270G5 Lamp Finish Frosted 6W R20 LED Lamp - Universal - 525 Lumens - Warm White (2700K) - 80 CRI - 25000 Hours - E26 (Medium) - 120 to 130V - Frost Sylvania - 78062 - LED6R20DIMHO8270G5 | 2700 | 83 | 525 | 87.5 | 25000 | 6 | 6 | 45.84 | 7.64 | 8.9773 | 2020Q2 | https://shop.regencylighting.com/lamps/led/reflector/led6r20dimho8270g5-78062.html | Regency Lighting | 2020 | Yes
LED Lighting | Reflector | Sylvania | True | Daylighting/Photocell, | Reflector (Flood/Spot) | R20 | E26 (Medium) | Damp Location Rated,Recessed Fixtures Home / Light Bulbs / LED / LED Reflector / Sylvania - 78061 - LED6R20DIMHO850G5RP Lamp Finish Frosted 6W R20 LED Lamp - Universal - 550 Lumens - Daylight (5000K) - 80 CRI - 25000 Hours - E26 (Medium) - 120 to 130V - Frost Sylvania - 78061 - LED6R20DIMHO850G5RP | 5000 | 86 | 525 | 87.5 | 25000 | 6 | 1 | 7.64 | 7.64 | 8.9773 | 2020Q2 | https://shop.regencylighting.com/lamps/led/reflector/led6r20dimho850g5rp-78061.html | Regency Lighting | 2020 | Yes
LED Lighting | Reflector | Sylvania | True |  | Reflector (Flood/Spot) | BR30 | E26 (Medium) | Damp Location Rated,Not Rated for Recessed Fixtures Home / Light Bulbs / LED / LED Reflector / Sylvania - 40027 - LED7.5BR30/DIM/927/RP Indoor/Outdoor Damp Rated; CEC and JA8 Compliant 7.5W BR30 LED Lamp - Universal - 675 Lumens - Warm White (2700K) - 90 CRI - 25000 Hours - E26 (Medium) - 120 to 130V - Frost Sylvania - 40027 - LED7.5BR30/DIM/927/RP | 2700 | 92 | 675 | 90 | 25000 | 7.5 | 1 | 8.04 | 8.04 | 9.4473 | 2020Q2 | https://shop.regencylighting.com/lamps/led/reflector/led7-5br30-dim-927-rp-40027.html | Regency Lighting | 2020 | Yes
LED Lighting | Reflector | Sylvania | True | Daylighting/Photocell, | Reflector (Flood/Spot) | BR30 | E26 (Medium) | Damp Location Rated,Not Rated for Recessed Fixtures Home / Light Bulbs / LED / LED Reflector / Sylvania - 40028 - LED7.5BR30/DIM/950/RP Indoor/Outdoor Damp Rated; CEC and JA8 Compliant 7.5W BR30 LED Lamp - 675 Lumens - Daylight (5000K) - 90 CRI - 25000 Hours - E26 (Medium) - 120 to 130V Sylvania - 40028 - LED7.5BR30/DIM/950/RP | 5000 | 95 | 675 | 90 | 25000 | 7.5 | 1 | 8.04 | 8.04 | 9.4473 | 2020Q2 | https://shop.regencylighting.com/lamps/led/reflector/led7-5br30-dim-950-rp-40028.html | Regency Lighting | 2020 | Yes
LED Lighting | Downlight | Sylvania | True |  | PAR30 |  |  | Downlight Solid State Retrofit Home / Light Bulbs / LED / LED Reflector / Sylvania - 79621 - LED8.5LT4/DIM/SKE/827/RP Integrated Bulb and Trim; Suitable for Damp Locations; Use in Fixtures that support a Half Pound Lamp; 6" Fully Extended or 4" Fully Retracted Legth 8.5W LED Integrated Bulb and Trim - 500 Lumens - Warm White (2700K) - 80 CRI - 25000 hrs. - E26 (Medium) - 120 to 130V - White Sylvania - 79621 - LED8.5LT4/DIM/SKE/827/RP | 2700 | 82 | 556 | 70.3797 | 69000 | 7.9 | 1 | 8.89 | 8.89 | 10.4461 | 2020Q2 | https://shop.regencylighting.com/lamps/led/reflector/led8-5lt4-dim-ske-827-rp-79621.html | Regency Lighting | 2020 | Yes
LED Lighting | Reflector | TCP | True |  | Reflector (Flood/Spot) | BR30 | E26 (Medium) | Damp Location Rated,Recessed Fixtures Home / Light Bulbs / LED / LED Reflector / TCP - LED9BR30D27K Damp Location 9W BR30 LED Lamp - Universal - 700 Lumens - Warm White (2700K) - 82 CRI - 25000 Hours - E26 (Medium) - 120 to 130V - White TCP - LED9BR30D27K | 2700 | 80 | 700 | 73.6842 | 25000 | 9.5 | 12 | 43.08 | 3.59 | 4.2184 | 2020Q2 | https://shop.regencylighting.com/lamps/led/reflector/led9br30d27k-tcp.html | Regency Lighting | 2020 | Yes
LED Lighting | Reflector | TCP | True |  | Reflector (Flood/Spot) | BR30 | E26 (Medium) | Damp Location Rated,Recessed Fixtures Home / Light Bulbs / LED / LED Reflector / TCP - LED9BR30D30K Damp Location 9W BR30 LED Lamp - Universal - 720 Lumens - Warm White (3000K) - 82 CRI - 25000 Hours - E26 (Medium) - 120 to 130V - White TCP - LED9BR30D30K | 3000 | 80 | 700 | 73.6842 | 25000 | 9.5 | 48 | 172.32 | 3.59 | 4.2184 | 2020Q2 | https://shop.regencylighting.com/lamps/led/reflector/led9br30d30k-tcp.html | Regency Lighting | 2020 | Yes
LED Lighting | Reflector | TCP | True |  | Reflector (Flood/Spot) | BR30 | E26 (Medium) | Damp Location Rated,Recessed Fixtures Home / Light Bulbs / LED / LED Reflector / TCP - LED9BR30D41K Damp Location 9W BR30 LED Lamp - Universal - 740 Lumens - Cool White (4100K) - 82 CRI - 25000 Hours - E26 (Medium) - 120 to 130V - White TCP - LED9BR30D41K | 4000 | 82 | 750 | 78.9474 | 25000 | 9.5 | 12 | 43.08 | 3.59 | 4.2184 | 2020Q2 | https://shop.regencylighting.com/lamps/led/reflector/led9br30d41k-tcp.html | Regency Lighting | 2020 | Yes
LED Lighting | Reflector | TCP | True | Daylighting/Photocell, | Reflector (Flood/Spot) | BR30 | E26 (Medium) | Damp Location Rated,Recessed Fixtures Home / Light Bulbs / LED / LED Reflector / TCP - LED9BR30D50K Energy Star Certified; Damp Location Rated; Not Recommended for Fully Enclosed Fixtures 9W BR30 LED Lamp - Universal - 650 Lumens - Daylight (5000K) - 82 CRI - 25000 Hours - E26 (Medium) TCP - LED9BR30D50K | 5000 | 87 | 750 | 78.9474 | 25000 | 9.5 | 1 | 3.59 | 3.59 | 4.2184 | 2020Q2 | https://shop.regencylighting.com/lamps/led/reflector/led9br30d50k-tcp.html | Regency Lighting | 2020 | Yes
LED Lighting | Reflector | Sylvania | True | Daylighting/Photocell, | Reflector (Flood/Spot) | BR30 | E26 (Medium) | Damp Location Rated,Recessed Fixtures Home / Light Bulbs / LED / LED Reflector / Sylvania - 78679 - LED9BR30DIMHO850G5RP Lamp Finish Frosted 9W BR30 LED Lamp - Universal - 800 Lumens - Daylight (5000K) - 80 CRI - 25000 Hours - E26 (Medium) - 120 to 130V - Frost Sylvania - 78679 - LED9BR30DIMHO850G5RP | 5000 | 86 | 800 | 88.8889 | 25000 | 9 | 6 | 52.2 | 8.7 | 10.2228 | 2020Q2 | https://shop.regencylighting.com/lamps/led/reflector/led9br30dimho850g5rp-78679.html | Regency Lighting | 2020 | Yes
LED Lighting | Reflector | Feit | True |  | Reflector (Flood/Spot) | R20 | E26 (Medium) | Damp Location Rated,Recessed Fixtures Home / Light Bulbs / LED / LED Reflector / Feit - R20DM/927CA/3 Suitable for Damp Locations; Title 24 Compliant; Energy Star Approved 5W R20 LED Reflector Lamp - Universal - 450 Lumens - Warm White (2700K) - 90 CRI - 25000 hrs. - E26 (Medium) - 120 to 130V Feit - R20DM/927CA/3 | 2700 | 92 | 450 | 90 | 25000 | 5 | 1 | 26.68 | 26.68 | 31.35 | 2020Q2 | https://shop.regencylighting.com/lamps/led/reflector/r20dm-927ca-3-fet.html | Regency Lighting | 2020 | Yes
LED Lighting | Reflector | Soraa | True |  | Reflector (Flood/Spot) | PAR38 | E26 (Medium) | Damp Location Rated,Recessed Fixtures Home / Light Bulbs / LED / Soraa - 00987 - SP38-18-25D-827-03 Indoor and Outdoor Applications 18.5W PAR38 LED Lamp - Universal - 1190 Lumens - Warm White (2700K) - 80 CRI - 35000 hrs. - E26 (Medium) - 120 to 130V Soraa - 00987 - SP38-18-25D-827-03 | 2700 | 84 | 1295 | 70 | 25000 | 18.5 | 1 | 42.02 | 42.02 | 49.3751 | 2020Q2 | https://shop.regencylighting.com/lamps/led/sp38-18-25d-827-03-00987.html | Regency Lighting | 2020 | Yes
LED Lighting | Reflector | Soraa | True |  | Reflector (Flood/Spot) | PAR38 | E26 (Medium) | Damp Location Rated,Recessed Fixtures Home / Light Bulbs / LED / Soraa - 00991 - SP38-18-60D-827-03 Indoor and Outdoor Applications 18.5W PAR38 LED Lamp - Universal - 1190 Lumens - Warm White (2700K) - 35000 Hours - E26 (Medium) - 120 to 130V Soraa - 00991 - SP38-18-60D-827-03 | 2700 | 84 | 1295 | 70 | 25000 | 18.5 | 1 | 42.02 | 42.02 | 49.3751 | 2020Q2 | https://shop.regencylighting.com/lamps/led/sp38-18-60d-827-03-00991.html | Regency Lighting | 2020 | Yes
LED Lighting | Reflector | Satco | True |  | Reflector (Flood/Spot) | BR30 | E26 (Medium) | Damp Location Rated,Recessed Fixtures Home / Light Bulbs / LED / LED Tubular / Satco - S9873 - 2.5T6/LED/AMB/22K/E12/120V E12 Candelabra LED Bulb 2.5W T6 LED Lamp - Universal - Warm White (2000K) - 80 CRI - E12 (Candelabra) - 120 to 130V - Transparent Amber Satco - S9873 - 2.5T6/LED/AMB/22K/E12/120V | 3000 | 83 | 880 | 88 | 25000 | 10 | 1 | 6.93 | 6.93 | 8.143 | 2020Q2 | https://shop.regencylighting.com/lamps/led/tubular/2-5t6-led-amb-22k-e12-120v-s9873.html | Regency Lighting | 2020 | Yes
LED Lighting | Decorative | Satco | True |  | Decorative | ST | E12 (Candelabra) | Damp Location Rated Home / Light Bulbs / LED / LED Tubular / Satco - S8555 - 2.5T6/LED/CL/27K/E12/120V Energy Star Rated; Approved for Enclosed Fixtures; Damp Location Rated 2.5W T6 LED Lamp - 180 Lumens - Warm White (2700K) - 90 CRI - 15000 Hours - E12 (Candelabra) - 120 to 130V - Clear Satco - S8555 - 2.5T6/LED/CL/27K/E12/120V | 2700 | 94 | 180 | 72 | 15000 | 2.5 | 1 | 4.37 | 4.37 | 5.1349 | 2020Q2 | https://shop.regencylighting.com/lamps/led/tubular/2-5t6-led-cl-27k-e12-120v-s8555.html | Regency Lighting | 2020 | Yes
LED Lighting | Decorative | Maxlite | True | Daylighting/Photocell, | Other | ST19 | E26 (Medium) | Damp Location Rated,Use With Timers,Use With Photo and/or Motion Sensors,Recessed Fixtures Home / Light Bulbs / LED / Maxlite - 107199 - V5ST19DLED22 Dimmable; 15000 Hour Life; Saves More than 90 Percent on Energy 5W ST19 LED Lamp - Universal - 320 Lumens - Warm White (2200K) - 81 CRI - 15000 Hours - E26 (Medium) - 120 to 130V Maxlite - 107199 - V5ST19DLED22 | 2200 | 81 | 400 | 66.6667 | 15000 | 6 | 24 | 224.88 | 9.37 | 11.0101 | 2020Q2 | https://shop.regencylighting.com/lamps/led/v5st19dled22-mxt.html | Regency Lighting | 2020 | Yes
LED Lighting | Decorative | Maxlite | True |  | Other | ST19 | E26 (Medium) | Filament Style,Wet Location Rated Home / Light Bulbs / LED / Maxlite - 1409893 - V6.5ST19DLED922/JA8 Filament Style; JA8 Compliant; Energy Star Certified; Wet Location Rated 6W ST19 LED Lamp - 450 Lumens - Warm White (2200K) - 96 CRI - 15000 hrs. - E26 (Medium) - 120 to 130V Maxlite - 1409893 - V6.5ST19DLED922/JA8 | 2200 | 94 | 450 | 69.2308 | 15000 | 6.5 | 1 | 9 | 9 | 10.5753 | 2020Q2 | https://shop.regencylighting.com/lamps/led/v6-5st19dled922-ja8-mxt.html | Regency Lighting | 2020 | Yes
LED Lighting | Reflector | Green Creative | True |  | Reflector (Flood/Spot) | BR40 | E26 (Medium) | Damp Location Rated,Recessed Fixtures Home Bulbs LED Flood Light Bulbs 65W Equal - LED BR40 - 735 Lumens - 2700K Warm White - Dimmable - CRI 82 Back Description The Titanium 4.0 series 10.5BR40DIM/8CCTD from Green Creative produces 735 lumens, consumes 10.5 watts and illuminates a warm color temperature as the lamp is dimmed from 2200-2700K. The 10.5BR40DIM/8CCTD replaces 65 watt incandescent bulbs and has an E26 base type. Moreover, with $199 in savings, the 10.5BR40DIM/8CCTD bulb is perfect for general, recessed and accent lighting. Revolutionary CLOUD design Suitable for use in enclosed fixtures 50% lighter due to environmentally friendly construction Is dimmable from 2200-2700K 110° degree flood Bulb has a rate life of 25,000 hours cULus certified and suitable for damp locations 65W Equal - LED BR40 - 735 Lumens - 2700K Warm White - Dimmable - CRI 82 | 2700 | 84 | 742 | 70 | 25000 | 10.6 | 1 | 10.48 | 10.48 | 12.3144 | 2020Q2 | https://www.beeslighting.com/10.5BR40DIM-8CCTD | Bee's Lighting | 2020 | Yes
LED Lighting | Downlight | Green Creative | True |  |  | LED Retrofit Kit | LED Retrofit Kit | Downlight Surface Mount Home Fixtures Flush Mount Lighting 5.5in - 550 lumens - LED Square Ceiling light - 10W - Acrylic Lens - White Back Description This 5.5 Inch 10 Watt Green Creative LED surface mount ceiling light features a retrofit style in a white finish that fits most standard 4" j-boxes. This edge lit fixture replaces a 50 watt incandescent light and provides 550 lumens with soft white color temperature at 3000K. This surface mount round downlight uses the latest in edge-lighting technology to produce a low glare smooth lighting effect. It's ideal for applications in kitchens, offices, bedrooms, and dens as well as in wet locations, such as showers, bathrooms, or outdoors. LED fixtures are more energy efficient and last much longer than traditional incandescent versions. Mounts to most 4" J-Boxes or in 4" & 6" housings (with accessory) Dims with compatible dimmers from Lutron, Legrand, Leviton and Cooper See MoreSee Less 5.5in - 550 lumens - LED Square Ceiling light - 10W - Acrylic Lens - White | 3000 | 92 | 575 | 57.5 | 50000 | 10 | 1 | 24.48 | 24.48 | 28.7649 | 2020Q2 | https://www.beeslighting.com/10SMPS5.5DIM-930 | Bee's Lighting | 2020 | Yes
LED Lighting | Downlight | Green Creative | True |  |  |  |  | Downlight Solid State Retrofit Home Fixtures Recessed Lighting 5/6 in - 75W Equal - LED Retrofit Downlight - 840 Lumens - 12W - 3000K - White Back Description This TITANIUM LED SERIES 5" or 6" downlight was designed and engineered for commercial applications that demand high performance lighting and accurate color rendering. With only 12W, this downlight retrofit kit offers the same light output as a 65W incandescent source and lasts 35 times longer. This downlight is suitable for use in most standard 5" and 6" housings that have spring retaining brackets. 65W incandescent replacement CEC qualified for the CA Quality Spec ENERGY STAR certified CRI 90 R9 >60 R13 90 Wet location rated Smooth dimming with existing dimmers Fits most 4" housing GU24 connector available Soft White & Warm White CCT 5/6 in - 75W Equal - LED Retrofit Downlight - 840 Lumens - 12W - 3000K - White | 3000 | 80 | 750 | 62.5 | 36000 | 12 | 1 | 18.28 | 18.28 | 21.4797 | 2020Q2 | https://www.beeslighting.com/12DL6DIM-930 | Bee's Lighting | 2020 | Yes
LED Lighting | Downlight | Green Creative | True |  |  |  |  | Downlight Recessed Home Fixtures Recessed Lighting 6 in - 85W Equal - LED Direct Wire Downlight - Canless - 1000 Lumens - 12W - 4000K - White Back Description This 6 Inch 12 Watt Green Creative can free LED downlight is designed for new construction and remodel instillation. This LED retrofit without can housing; replaces an 85 watt incandescent light and provides 940 lumens with soft white color temperature at 4000K. This recessed LED without can uses the latest in edge-lighting technology. It's ideal for applications in kitchens, offices, bedrooms, and dens. LED fixtures are more energy efficient and last much longer than traditional incandescent versions. Features an external driver for easy installation Edge Lit technology for smooth lighting Suitable to mount near wet locations Dimmable LED canless downlights LED life rated at 50,000 hours exceptional color rendering index CRI 90 5 year warranty 6 in - 85W Equal - LED Direct Wire Downlight - Canless - 1000 Lumens - 12W - 4000K - White | 4000 | 94 | 940 | 78.3333 | 50000 | 12 | 1 | 35.18 | 35.18 | 41.3379 | 2020Q2 | https://www.beeslighting.com/12NCDLR6DIM-940-EXT | Bee's Lighting | 2020 | Yes
LED Lighting | Reflector | Green Creative |  | Daylighting/Photocell, | Reflector (Flood/Spot) | PAR30L | E26 (Medium) | Damp Location Rated,Use With Timers,Use With Photo and/or Motion Sensors,Recessed Fixtures Home Bulbs LED Flood Light Bulbs 1100 Lumens - LED Long Neck PAR30 - 75W Equal - 4000K - 40 Deg. Flood - CRI 90 Back Description The Titanium series 13PAR30/940FL40/277V from Green Creative produces1100 lumens, consumes 13 watts and illuminates a cool white color temperature in 4000K. The 13PAR30/940FL40/277V replaces 75 watt halogen bulbs and has an E26 base type. Moreover, with $244 in savings, the 13PAR30DIM/930FL40 bulb is perfect for commercial applications that demand high performance lighting and accurate color rendering. Direct line voltage 120-277V - Not compatible with ballasts Suitable for use in enclosed fixtures Richer reds and natural skin tones (R9 65, R13 90) PAR30 shaped replacement lamp Quality 90 CRI lighting 40 degree flood Available in 120-277V Bulb has a rate life of 50,000 hours cULus certified 1100 Lumens - LED Long Neck PAR30 - 75W Equal - 4000K - 40 Deg. Flood - CRI 90 | 4000 | 91 | 1100 | 84.6154 | 25000 | 13 | 1 | 23.68 | 23.68 | 27.8249 | 2020Q2 | https://www.beeslighting.com/13PAR30-940FL40-277V | Bee's Lighting | 2020 | Yes
LED Lighting | Reflector | Green Creative | True | Daylighting/Photocell, | Reflector (Flood/Spot) | PAR30S | E26 (Medium) | Damp Location Rated,Use With Timers,Use With Photo and/or Motion Sensors,Recessed Fixtures Home Bulbs LED Flood Light Bulbs 1050 Lumens - LED Short Neck PAR30 - 75W Equal - 3000K - 25 Deg. Flood - CRI 90 Back Description The Titanium series 13PAR30SNDIM/930NF25 from Green Creative produces 1050 lumens, consumes 13 watts and illuminates a soft white color temperature in 3000K. The 13PAR30SNDIM/930NF25 replaces 75 watt halogen bulbs and has an E26 base type. Moreover, this lamp is perfectly designed for use in track and directional lighting fixtures. Full-face optic and sleek design Suitable for use in enclosed fixtures Quality 90 CRI lighting Richer reds and natural skin tones (R9 65, R13 90) 25 degree spot Good for use in accent and display lighting cULus classified and suitable for damp locations 1050 Lumens - LED Short Neck PAR30 - 75W Equal - 3000K - 25 Deg. Flood - CRI 90 | 3000 | 93 | 1050 | 80.7692 | 25000 | 13 | 1 | 19.48 | 19.48 | 22.8898 | 2020Q2 | https://www.beeslighting.com/13PAR30SNDIM-930NF25 | Bee's Lighting | 2020 | Yes
LED Lighting | Reflector | Green Creative |  |  | Reflector (Flood/Spot) | PAR38 | E26 (Medium) | Damp Location Rated,Recessed Fixtures Home Bulbs LED Flood Light Bulbs 1370 Lumens - LED PAR38 - 120W Equal - 3000K - 40 Deg. Flood - CRI 90 Back Description The Refine series 15.5PAR38/930FL40/277V from Green Creative produces 1370 lumens, consumes 15.5 watts and illuminates a warm white color temperature in 3000K. The 15.5PAR38/930FL40/277V replaces 120 watt halogen bulbs and has an E26 base type. Moreover, the 15.5PAR38/930FL40/277V bulb is perfect for commercial applications that demand high performance lighting and accurate color rendering.Powered by TRUE CHROMAFeatures Fresnel design to refine beam patternProvides even light throughout the distribution with a crisp edgeMaximizes delivered center beam candle powerIncreases system efficiency Minimizes glare and Maximizes visual comfortExcellent color rendering, CRI 95High color fidelity Rf 93 1370 Lumens - LED PAR38 - 120W Equal - 3000K - 40 Deg. Flood - CRI 90 | 3000 | 98 | 1370 | 88.3871 | 50000 | 15.5 | 1 | 26.48 | 26.48 | 31.115 | 2020Q2 | https://www.beeslighting.com/15.5PAR38-930FL40-277V | Bee's Lighting | 2020 | Yes
LED Lighting | Reflector | Green Creative |  |  | Reflector (Flood/Spot) | PAR38 | E26 (Medium) | Damp Location Rated,Recessed Fixtures Home Bulbs LED Flood Light Bulbs 1420 Lumens - LED PAR38 - 120W Equal - 4000K - 40 Deg. Flood - CRI 90 Back Description The Refine series 15.5PAR38/930FL40/277V from Green Creative produces 1420 lumens, consumes 15.5 watts and illuminates a warm white color temperature in 4000K. The 15.5PAR38/940FL40/277V replaces 120 watt halogen bulbs and has an E26 base type. Moreover, the 15.5PAR38/940FL40/277V bulb is perfect for commercial applications that demand high performance lighting and accurate color rendering.Powered by TRUE CHROMAFeatures Fresnel design to refine beam patternProvides even light throughout the distribution with a crisp edgeMaximizes delivered center beam candle powerIncreases system efficiency Minimizes glare and Maximizes visual comfortExcellent color rendering, CRI 95High color fidelity Rf 93 1420 Lumens - LED PAR38 - 120W Equal - 4000K - 40 Deg. Flood - CRI 90 | 4000 | 97 | 1420 | 91.6129 | 50000 | 15.5 | 1 | 26.48 | 26.48 | 31.115 | 2020Q2 | https://www.beeslighting.com/15.5PAR38-940FL40-277V | Bee's Lighting | 2020 | Yes
LED Lighting | Reflector | Green Creative | True |  | Reflector (Flood/Spot) | PAR38 | E26 (Medium) | Damp Location Rated,Recessed Fixtures Home 1420 Lumens - LED PAR38 - 120W Equal - 4000K - 40 Deg. Flood - CRI 95 Back Description The Titanium series 15.5PAR38DIM/940FL40 from Green Creative produces 1420 lumens, consumes 15.5 watts and illuminates a cool white color temperature in 4000K. The 15.5PAR38DIM/940FL40 replaces 120 watt halogen bulbs and has an E26 base type. Moreover, the 15.5PAR38DIM/940FL40 bulb features True Chroma technology and fresnel design lens for great light distribution. Powered by TRUE CHROMA Features Fresnel design to refine beam pattern Provides even light throughout the distribution with a crisp edgeMaximizes delivered center beam candle power Increases system efficiency Minimizes glare and Maximizes visual comfort Excellent color rendering, CRI 95 High color fidelity Rf 93 1420 Lumens - LED PAR38 - 120W Equal - 4000K - 40 Deg. Flood - CRI 95 | 4000 | 96 | 1420 | 91.6129 | 50000 | 15.5 | 1 | 23.18 | 23.18 | 27.2374 | 2020Q2 | https://www.beeslighting.com/15.5PAR38DIM-940FL40 | Bee's Lighting | 2020 | Yes
LED Lighting | A-Type | Green Creative | True |  | A19/21 | E26 (Medium) | E26 (Medium) | Home / Light Bulbs / LED / Green Creative - 57883 - 9.5A19CCTD/A19WARMDIM9.5W Smooth Warm Dimming from 2700-2200K; Ideal for Lamps with Shades 9.5W A19 LED Lamp - Universal - 800 Lumens - Warm White (2200 to 2700K) - 80 CRI - 25000 hrs. - E26 (Medium) - 120 to 130V Green Creative - 57883 - 9.5A19CCTD/A19WARMDIM9.5W | 2200 | 80 | 800 | 84.2105 | 25000 | 9.5 | 1 | 14.68 | 14.68 | 17.2496 | 2020Q2 | https://shop.regencylighting.com/lamps/led/9-5a19cctd-a19warmdim9-5w-57883.html | Regency Lighting | 2020 | Yes
LED Lighting | A-Type | Philips | True |  | A19/21 | E26 (Medium) | E26 (Medium) | Home / Light Bulbs / LED / LED A-Line / Philips - 479444 - 9.5A19/PER/827-22/P/E26/WG Energy Star Rated; Enclosed Fixture Rated 9.5W A19 LED Lamp - Universal - 800 Lumens - Warm White (2200 to 2700K) - 80 CRI - 25000 Hours - E26 (Medium) - 120 to 130V - Frost Philips - 479444 - 9.5A19/PER/827-22/P/E26/WG | 2200 | 80 | 800 | 84.2105 | 25000 | 9.5 | 1 | 5.29 | 5.29 | 6.216 | 2020Q2 | https://shop.regencylighting.com/lamps/led/a-line/9-5a19-per-827-22-p-e26-wg-47944-4.html | Regency Lighting | 2020 | Yes
LED Lighting | A-Type | Philips | True |  | A19/21 | E26 (Medium) | E26 (Medium) | Home / Light Bulbs / LED / LED A-Line / Philips - 479857 - 9.5A19/PER/827/P/E26/DIM 6/1FB Energy Star Rated; Enclosed Fixture Rated 9.5W A19 LED Lamp - Universal - 800 Lumens - Warm White (2700K) - 80 CRI - 15000 Hours - E26 (Medium) - 120 to 130V - Frost Philips - 479857 - 9.5A19/PER/827/P/E26/DIM 6/1FB | 2700 | 80 | 800 | 84.2105 | 15000 | 9.5 | 1 | 4.43 | 4.43 | 5.2054 | 2020Q2 | https://shop.regencylighting.com/lamps/led/a-line/9-5a19-per-827-p-e26-dim-6-1fb-47985-7.html | Regency Lighting | 2020 | Yes
LED Lighting | A-Type | Philips | True |  | A19/21 | E26 (Medium) | E26 (Medium) | Home / Light Bulbs / LED / LED A-Line / Philips - 479865 - 9.5A19/PER/830/P/E26/DIM 6/1FB Energy Star Rated; Enclosed Fixture Rated 9.5W A19 LED Lamp - Universal - 800 Lumens - Warm White (3000K) - 80 CRI - 15000 Hours - E26 (Medium) - 120 to 130V - Frost Philips - 479865 - 9.5A19/PER/830/P/E26/DIM 6/1FB | 3000 | 80 | 800 | 84.2105 | 15000 | 9.5 | 1 | 4.43 | 4.43 | 5.2054 | 2020Q2 | https://shop.regencylighting.com/lamps/led/a-line/9-5a19-per-830-p-e26-dim-6-1fb-47986-5.html | Regency Lighting | 2020 | Yes
LED Lighting | Reflector | Green Creative | True | Daylighting/Photocell, | Reflector (Flood/Spot) | PAR38 | E26 (Medium) | Damp Location Rated,Use With Timers,Use With Photo and/or Motion Sensors,Recessed Fixtures Home Bulbs LED Flood Light Bulbs 1430 Lumens - LED PAR38 - 120W Equal - 3000K - 40 Deg. Flood - CRI 90 Back Description The Titanium series 17PAR38DIM/930FL40 from Green Creative produces 1430 lumens, consumes 17 watts and illuminates a soft white color temperature in 3000K. The 17PAR38DIM/930FL40 replaces 120 watt halogen bulbs and has an E26 base type. Moreover, with $340 in savings, the 17PAR38DIM/930FL40 bulb is perfect for commercial applications that demand high performance lighting and accurate color rendering. Full-face REFINE optic and sleek design Suitable for use in enclosed fixtures Richer reds and natural skin tones (R9 65, R13 90) 40 degree flood PAR38 shaped replacement lamp Quality 90 CRI lighting Available in 120V Bulb has a rate life of 50,000 hourscULus certified and Energy Star 1430 Lumens - LED PAR38 - 120W Equal - 3000K - 40 Deg. Flood - CRI 90 | 3000 | 93 | 1430 | 84.1176 | 25000 | 17 | 1 | 23.18 | 23.18 | 27.2374 | 2020Q2 | https://www.beeslighting.com/17PAR38DIM-930FL40 | Bee's Lighting | 2020 | Yes
LED Lighting | A-Type | Green Creative | True |  | A19/21 | E26 (Medium) | E26 (Medium) | Home / Light Bulbs / LED / LED A-Line / Green Creative - 57883 - 9.5A19CCTD/A19WARMDIM9.5W Smooth Warm Dimming from 2700-2200K; Ideal for Lamps with Shades 9.5W A19 LED Lamp - Universal - 800 Lumens - Warm White (2200 to 2700K) - 80 CRI - 25000 hrs. - E26 (Medium) - 120 to 130V Green Creative - 57883 - 9.5A19CCTD/A19WARMDIM9.5W | 2200 | 80 | 800 | 84.2105 | 25000 | 9.5 | 1 | 14.68 | 14.68 | 17.2496 | 2020Q2 | https://shop.regencylighting.com/lamps/led/a-line/9-5a19cctd-a19warmdim9-5w-57883.html | Regency Lighting | 2020 | Yes
LED Lighting | Downlight | Green Creative | True |  |  |  |  | Downlight Recessed Home Fixtures Commercial Lighting Commercial Downlights 8 in - 125W Equal - LED Direct Wire Downlight - Canless - 2300 Lumens - 25W - 4000K - White Back Description This 8 Inch 25 Watt Green Creative can free LED downlight is designed for new construction and remodel instillation. This LED retrofit without can housing replaces a 125 watt incandescent light and provides 1920 lumens with cool white color temperature at 4000K. This recessed LED without can uses the latest in edge-lighting technology. It's ideal for applications in kitchens, offices, bedrooms, and dens. LED fixtures are more energy efficient and last much longer than traditional incandescent versions. Features integrated J-Box with a pre-installed clamp Dims with compatible dimmers from Lutron, Legrand, Leviton and Cooper Offers 1920 lumens and uses 25 energy watts with cool white color temperature (4000K) Operates at 120 volts and is Energy Star listed Provides color rendering at a high CRI of 90JA-8 Compliant to meet California Title 24 requirementEnergy saving technology to last approximately 50,000 hours 8 in - 125W Equal - LED Direct Wire Downlight - Canless - 2300 Lumens - 25W - 4000K - White | 4000 | 93 | 1920 | 78.3673 | 50000 | 24.5 | 1 | 38.58 | 38.58 | 45.333 | 2020Q2 | https://www.beeslighting.com/24.5NCDLR8DIM-940-EXT | Bee's Lighting | 2020 | Yes
LED Lighting | Downlight | Lithonia | True |  |  |  |  | Downlight Recessed Home Fixtures Recessed Lighting 3 in - 50W Equal - LED Direct Wire Downlight - Canless - 490 Lumens - 7W - 2700K - White Back Description The 3 in. 7 Watt 3JBK RD 27K 90CRI MW M6 Lithonia can free LED downlight is designed for remodel installation light applications. The LED canless downlight fixture replaces up to 50 watt incandescent light and provides 490 lumens with color temperature at 2700K. This all-in-one LED fixture includes an integrated junction box for direct wiring and requires no tools. It's ideal for applications in outdoor residential, hospitality, commercial and multifamily applications. 50 watt incandescent replacement can No housing required for canless LED downlight from Lithonia Round baffle white finish style trimWide flood beam angle at > 90° LED downlight is dimmable down to 10% High quality 90 CRI LED lighting Energy efficient and near zero maintenance Secure trim retention with two side-mounted spring clips for easy installation in plaster, sheet rock, or plywood ceilings An innovative “canless” design for fast and simple installation without the need for toolsETL certified, title 24, energy star, IC and airtight rated 5 year warranty 3 in - 50W Equal - LED Direct Wire Downlight - Canless - 490 Lumens - 7W - 2700K - White | 3000 | 93 | 387 | 56.9118 | 56000 | 6.8 | 1 | 19.95 | 19.95 | 23.442 | 2020Q2 | https://www.beeslighting.com/3JBK-RD-27K-90CRI-MW-M6 | Bee's Lighting | 2020 | Yes
LED Lighting | Downlight | Green Creative | [5 empty] | Downlight Recessed Home Fixtures Commercial Lighting Commercial Downlights 9in - Commercial LED Retrofit Downlight - 45W - 2700K Back Description This INNOFIT SERIES 9.5” Commercial Downlight has been designed and engineered for retrofit or new construction installation.This downlight features adjustable lumen output for three distinct lumen levels equivalent to various CFL lamp combinations.The CDL is universally compatible in existing architectural and commercial housings and features easy-fit installation with adjustable spring-action housing clips.Simply install this retrofit solution and turn ON the savings. For retrofit or new construction installation ENERGY STAR certified Adjustable lumen output - 3 defined light levels Universally compatible with 9.5'' housings Easy-fit installation Universal voltage 120-277V Comfortable diffused light UL Listed & UL Classified 9in - Commercial LED Retrofit Downlight - 45W - 2700K | 2700 | 82 | 2975 | 66.1111 | 40000 | 45 | 1 | 116.98 | 116.98 | 137.456 | 2020Q2 | https://www.beeslighting.com/45CDLA9.5-827-277V | Bee's Lighting | 2020 | Yes
LED Lighting | Downlight | Green Creative | [5 empty] | Downlight Recessed Home Fixtures Commercial Lighting Commercial Downlights 9in - Commercial LED Retrofit Downlight - 45W - 4000K Back Description This INNOFIT SERIES 9.5” Commercial Downlight has been designed and engineered for retrofit or new construction installation.This downlight features adjustable lumen output for three distinct lumen levels equivalent to various CFL lamp combinations.The CDL is universally compatible in existing architectural and commercial housings and features easy-fit installation with adjustable spring-action housing clips.Simply install this retrofit solution and turn ON the savings. For retrofit or new construction installation ENERGY STAR certified Adjustable lumen output - 3 defined light levels Universally compatible with 9.5'' housings Easy-fit installation Universal voltage 120-277V Comfortable diffused light UL Listed & UL Classified 9in - Commercial LED Retrofit Downlight - 45W - 4000K | 4000 | 86 | 3200 | 71.1111 | 40000 | 45 | 1 | 116.98 | 116.98 | 137.456 | 2020Q2 | https://www.beeslighting.com/45CDLA9.5-840-277V | Bee's Lighting | 2020 | Yes
LED Lighting | Downlight | Lithonia | True |  |  |  |  | Downlight Recessed Home Fixtures Recessed Lighting 4 in - 65W Equal - LED Retrofit Downlight - 720 Lumens - 10W - 4000K - White Back Description The 90 CRI Lithonia E series LED downlight 4BEMW LED 40K 90CRI M6 is a 4-inch recessed can light that replaces a 65-watt incandescent bulb. This Lithonia LED downlight consumes only 10 watts and produces 720 lumens and 4000K cool white color temperature. The baffled white trim comes with snap-on clips and 2-pin base with E26 adapter for easy mounting on new construction and remodel housings. Lithonia LED downlights are energy efficient for indoor and outdoor soffit lighting. 65W incandescent equal Round shape with baffle trim and white finish Standard 2-pin base with E26 adapter included Dimmable down to 10% 45° beam angle Energy Star and Title 24 rated 4 in - 65W Equal - LED Retrofit Downlight - 720 Lumens - 10W - 4000K - White | 2700 | 90 | 650 | 66.3265 | 54000 | 9.8 | 1 | 13.25 | 13.25 | 15.5693 | 2020Q2 | https://www.beeslighting.com/4BEMW-LED-40K-90CRI-M6 | Bee's Lighting | 2020 | Yes
LED Lighting | Downlight | Lithonia | True |  |  |  |  | Downlight Recessed Home Fixtures Recessed Lighting 4 in - 65W Equal - LED Direct Wire Downlight - Canless - 595 Lumens - 8W - 2700K - White Back Description This 4 Inch 8 Watt 4JBK ADJ 27K 90CRI MW M6 Lithonia can free LED downlight is designed for remodel installation light applications. The LED canless downlight fixture replaces up to 65 watt incandescent light and provides 595 lumens with color temperatures at 2700K. This all-in-one LED fixture includes an integrated junction box for direct wiring and requires no tools. It's ideal for applications in outdoor residential, hospitality, commercial and multifamily applications. 65 watt incandescent replacementNo housing required Round adjustable gimbal with 180 degrees of rotation 120V voltage input 35 degrees of adjustable tilt in both directions Diffused lens provides even light distribution for general illumination Offers 595 lumens and uses 8.2 energy watts with color temperature 2700K Operates at 120 volts and is Energy Star listed Provides color rendering at a CRI of 90 Energy saving technology to last approximately 50,000 hours Matte white trim Dimming down to 10% Wide flood beam angle at >90° ETL listed, Title 24, Energy Star certified Warranty is 5 Years 4 in - 65W Equal - LED Direct Wire Downlight - Canless - 595 Lumens - 8W - 2700K - White | 3000 | 93 | 495 | 55 | 60000 | 9 | 1 | 25 | 25 | 29.376 | 2020Q2 | https://www.beeslighting.com/4JBK-ADJ-27K-90CRI-MW-M6 | Bee's Lighting | 2020 | Yes
LED Lighting | Downlight | Lithonia | True |  |  |  |  | Downlight Recessed Home Fixtures Recessed Lighting 4 in - 65W Equal - LED Direct Wire Downlight - Canless - 620 Lumens - 8W - 3000K - White Back Description The 4 in. 8 Watt 4JBK ADJ 30K 90CRI MW M6 Lithonia can free LED downlight is designed for remodel installation light applications. The LED canless downlight fixture replaces up to 65 watt incandescent light and provides 620 lumens with color temperature at 3000K. This all-in-one LED fixture includes an integrated junction box for direct wiring and requires no tools. It's ideal for applications in outdoor residential, hospitality, commercial and multifamily applications. 65 watt incandescent replacement can No housing required for canless LED downlight from Lithonia Round gimbal white finish style trimWide flood beam angle at > 90° LED downlight is dimmable down to 10% High quality 90 CRI LED lighting Energy efficient and near zero maintenance Secure trim retention with two side-mounted spring clips for easy installation in plaster, sheet rock, or plywood ceilings An innovative “canless” design for fast and simple installation without the need for toolsETL certified, title 24, energy star, IC and airtight rated 5 year warranty 4 in - 65W Equal - LED Direct Wire Downlight - Canless - 620 Lumens - 8W - 3000K - White | 3000 | 93 | 495 | 55 | 60000 | 9 | 1 | 25 | 25 | 29.376 | 2020Q2 | https://www.beeslighting.com/4JBK-ADJ-30K-90CRI-MW-M6 | Bee's Lighting | 2020 | Yes
LED Lighting | Downlight | Lithonia | True |  |  |  |  | Downlight Recessed Home Fixtures Recessed Lighting 4 in - 65W Equal - LED Direct Wire Downlight - Canless - 635 Lumens - 8W - 4000K - White Back Description The 4 in. 8 Watt 4JBK ADJ 40K 90CRI MW M6 Lithonia can free LED downlight is designed for remodel installation light applications. The LED canless downlight fixture replaces up to 65 watt incandescent light and provides 635 lumens with color temperature at 4000K. This all-in-one LED fixture includes an integrated junction box for direct wiring and requires no tools. It's ideal for applications in outdoor residential, hospitality, commercial and multifamily applications. 65 watt incandescent replacement can No housing required for canless LED downlight from Lithonia Round gimbal white finish style trimWide flood beam angle at > 90° LED downlight is dimmable down to 10% High quality 90 CRI LED lighting Energy efficient and near zero maintenance Secure trim retention with two side-mounted spring clips for easy installation in plaster, sheet rock, or plywood ceilings An innovative “canless” design for fast and simple installation without the need for toolsETL certified, title 24, energy star, IC and airtight rated 5 year warranty 4 in - 65W Equal - LED Direct Wire Downlight - Canless - 635 Lumens - 8W - 4000K - White | 3000 | 93 | 495 | 55 | 60000 | 9 | 1 | 25 | 25 | 29.376 | 2020Q2 | https://www.beeslighting.com/4JBK-ADJ-40K-90CRI-MW-M6 | Bee's Lighting | 2020 | Yes
LED Lighting | Downlight | Lithonia | True |  |  |  |  | Downlight Recessed Home Fixtures Recessed Lighting 4 in - 65W Equal - LED Direct Wire Downlight - Canless - 670 Lumens - 9W - 2700K - White Back Description The 4 in. 9 Watt 4JBK RD 27K 90CRI MW M6 Lithonia can free LED downlight is designed for remodel installation light applications. The LED canless downlight fixture replaces up to 65 watt incandescent light and provides 670 lumens with color temperature at 2700K. This all-in-one LED fixture includes an integrated junction box for direct wiring and requires no tools. It's ideal for applications in outdoor residential, hospitality, commercial and multifamily applications. 65 watt incandescent replacement can No housing required for canless LED downlight from Lithonia Round baffle white finish style trimWide flood beam angle at > 90° LED downlight is dimmable down to 10% High quality 90 CRI LED lighting Energy efficient and near zero maintenance Secure trim retention with two side-mounted spring clips for easy installation in plaster, sheet rock, or plywood ceilings An innovative “canless” design for fast and simple installation without the need for toolsETL certified, title 24, energy star, IC and airtight rated 5 year warranty 4 in - 65W Equal - LED Direct Wire Downlight - Canless - 670 Lumens - 9W - 2700K - White | 3000 | 93 | 495 | 55 | 60000 | 9 | 1 | 23 | 23 | 27.0259 | 2020Q2 | https://www.beeslighting.com/4JBK-RD-27K-90CRI-MW-M6 | Bee's Lighting | 2020 | Yes
LED Lighting | Downlight | Lithonia | True |  |  |  |  | Downlight Recessed Home Fixtures Recessed Lighting 4 in - 65W Equal - LED Direct Wire Downlight - Canless - 695 Lumens - 9W - 3000K - White Back Description The 4 in. 9 Watt 4JBK RD 30K 90CRI MW M6 Lithonia can free LED downlight is designed for remodel installation light applications. The LED canless downlight fixture replaces up to 65 watt incandescent light and provides 695 lumens with color temperature at 3000K. This all-in-one LED fixture includes an integrated junction box for direct wiring and requires no tools. It's ideal for applications in outdoor residential, hospitality, commercial and multifamily applications. 65 watt incandescent replacement can No housing required for canless LED downlight from Lithonia Round baffle white finish style trimWide flood beam angle at > 90° LED downlight is dimmable down to 10% High quality 90 CRI LED lighting Energy efficient and near zero maintenance Secure trim retention with two side-mounted spring clips for easy installation in plaster, sheet rock, or plywood ceilings An innovative “canless” design for fast and simple installation without the need for toolsETL certified, title 24, energy star, IC and airtight rated 5 year warranty 4 in - 65W Equal - LED Direct Wire Downlight - Canless - 695 Lumens - 9W - 3000K - White | 3000 | 93 | 495 | 55 | 60000 | 9 | 1 | 23 | 23 | 27.0259 | 2020Q2 | https://www.beeslighting.com/4JBK-RD-30K-90CRI-MW-M6 | Bee's Lighting | 2020 | Yes
LED Lighting | Downlight | Lithonia | True |  |  |  |  | Downlight Recessed Home Fixtures Recessed Lighting 4 in - 65W Equal - LED Direct Wire Downlight - Canless - 625 Lumens - 9W - 3000K - White Back Description The 4 in. 9 Watt 4JBK SQ 30K 90CRI MW M6 Lithonia can free LED downlight is designed for remodel installation light applications. The LED canless downlight fixture replaces up to 65 watt incandescent light and provides 625 lumens with color temperature at 3000K. This all-in-one LED fixture includes an integrated junction box for direct wiring and requires no tools. It's ideal for applications in outdoor residential, hospitality, commercial and multifamily applications. 65 watt incandescent replacement can No housing required for canless LED downlight from Lithonia Square baffle white finish style trimWide flood beam angle at > 90° LED downlight is dimmable down to 10% High quality 90 CRI LED lighting Energy efficient and near zero maintenance Secure trim retention with two side-mounted spring clips for easy installation in plaster, sheet rock, or plywood ceilings An innovative “canless” design for fast and simple installation without the need for toolsETL certified, title 24, energy star, IC and airtight rated 5 year warranty 4 in - 65W Equal - LED Direct Wire Downlight - Canless - 625 Lumens - 9W - 3000K - White | 3000 | 93 | 495 | 55 | 60000 | 9 | 1 | 26.43 | 26.43 | 31.0563 | 2020Q2 | https://www.beeslighting.com/4JBK-SQ-30K-90CRI-MW-M6 | Bee's Lighting | 2020 | Yes
LED Lighting | Downlight | Nuvo Lighting | True |  |  |  |  | Downlight Surface Mount Home Fixtures Flush Mount Lighting Blink - 15 inch - LED Disk Light - 2000 Lumens - 26 Watts - 3000K - White Back Description The Nuvo Lighting Blink Plus Flush Mount fixture 62-1191 is a LED Decorative ceiling light. It has White Finish and Lamps Included.The 62-1191 is ideal for kitchen, bathroom, hallway, meeting room, hospitality, healthcare, office and retail lighting spaces. Blink - 15 inch - LED Disk Light - 2000 Lumens - 26 Watts - 3000K - White | 3000 | 91 | 2005 | 77.1154 | 50000 | 26 | 1 | 103.99 | 103.99 | 122.1923 | 2020Q2 | https://www.beeslighting.com/62-1191 | Bee's Lighting | 2020 | Yes
LED Lighting | Downlight | Nuvo Lighting | True |  |  |  |  | Downlight Solid State Retrofit Home Fixtures Flush Mount Lighting Blink - 19 inch - LED Disk Light - 2400 Lumens - 30 Watts - 3000K - White Back Description The Nuvo Lighting Blink Plus Flush Mount fixture 62-1192 is a LED Decorative ceiling light. It has White Finish and Lamps Included.The 62-1192 is ideal for kitchen, bathroom, hallway, meeting room, hospitality, healthcare, office and retail lighting spaces. Blink - 19 inch - LED Disk Light - 2400 Lumens - 30 Watts - 3000K - White | 3000 | 91 | 2453 | 81.7667 | 50000 | 30 | 1 | 126.99 | 126.99 | 149.2182 | 2020Q2 | https://www.beeslighting.com/62-1192 | Bee's Lighting | 2020 | Yes
LED Lighting | Downlight | Nuvo Lighting | True |  |  |  |  | Downlight Surface Mount Home Fixtures Flush Mount Lighting 10in - 1260 lumens - LED Disk light - 22 Watts - 4000K - White Back Description The Nuvo Lighting 62-1268 LED Surface Mount fixture is a contemporary style and energy efficient disk light that provides around 50,000 hours of light operation. The 62-1268 LED surface mount disk light features around 1260 lumens in illumination, 22 watts and 4000K color temperature. This LED surface mount would be perfect for use in corridors, living spaces, closets, hallways, pantries, stairways and outdoor covered areas. 10in - 1260 lumens - LED Disk light - 22 Watts - 4000K - White | 4000 | 92 | 1260 | 58.6047 | 50000 | 21.5 | 1 | 33.99 | 33.99 | 39.9396 | 2020Q2 | https://www.beeslighting.com/62-1268 | Bee's Lighting | 2020 | Yes
LED Lighting | Downlight | Lithonia | True |  |  |  |  | Downlight Recessed Home Fixtures Recessed Lighting 5/6 in - 65W Equal - LED Retrofit Downlight - 750 Lumens - 12W - 2700K - White Back Description The 90 CRI Lithonia E series LED downlight 65BEMW LED 27K 90CRI M6 is a recessed can light that replaces a 65-watt incandescent bulb and can fit in 5 inch or 6 inch housings. This Lithonia LED downlight consumes only 12 watts and produces 750 lumens and 2700K warm white color temperature. The baffled white trim comes with torsion springs and 2-pin base with E26 adapter for easy mounting on new construction and remodel housings. Lithonia LED downlights are energy efficient for indoor and outdoor soffit lighting. 65W incandescent equal Round shape with baffle trim and white finish Standard 2-pin base with E26 adapter included Dimmable down to 10% 45° beam angle Energy Star and Title 24 rated 5/6 in - 65W Equal - LED Retrofit Downlight - 750 Lumens - 12W - 2700K - White | 2700 | 90 | 734 | 69.9048 | 54000 | 10.5 | 1 | 15.49 | 15.49 | 18.2013 | 2020Q2 | https://www.beeslighting.com/65BEMW-LED-27K-90CRI-M6 | Bee's Lighting | 2020 | Yes
LED Lighting | Downlight | Lithonia | True |  |  |  |  | Downlight Recessed Home Fixtures Recessed Lighting 5/6 in - 65W Equal - LED Retrofit Downlight - 835 Lumens - 12W - 3000K - White Back Description The 90 CRI Lithonia E series LED downlight 65BEMW LED 30K 90CRI M6 is a recessed can light that replaces a 65-watt incandescent bulb and can fit in 5 inch or 6 inch housings. This Lithonia LED downlight consumes only 12 watts and produces 835 lumens and 3000K warm white color temperature. The baffled white trim comes with torsion springs and 2-pin base with E26 adapter for easy mounting on new construction and remodel housings. Lithonia LED downlights are energy efficient for indoor and outdoor soffit lighting. 65W incandescent equal Round shape with baffle trim and white finish Standard 2-pin base with E26 adapter included Dimmable down to 10% 45° beam angle Energy Star and Title 24 rated 5/6 in - 65W Equal - LED Retrofit Downlight - 835 Lumens - 12W - 3000K - White | 2700 | 90 | 734 | 69.9048 | 54000 | 10.5 | 1 | 15.49 | 15.49 | 18.2013 | 2020Q2 | https://www.beeslighting.com/65BEMW-LED-30K-90CRI-M6 | Bee's Lighting | 2020 | Yes
LED Lighting | Downlight | Lithonia | True |  |  |  |  | Downlight Recessed Home Fixtures Recessed Lighting 5/6 in - 65W Equal - LED Retrofit Downlight - 845 Lumens - 12W - 4000K - White Back Description The 90 CRI Lithonia E series LED downlight 65BEMW LED 40K 90CRI M6 is a recessed can light that replaces a 65-watt incandescent bulb and can fit in 5 inch or 6 inch housings. This Lithonia LED downlight consumes only 12 watts and produces 845 lumens and 4000K cool white color temperature. The baffled white trim comes with torsion springs and 2-pin base with E26 adapter for easy mounting on new construction and remodel housings. Lithonia LED downlights are energy efficient for indoor and outdoor soffit lighting. 65W incandescent equal Round shape with baffle trim and white finish Standard 2-pin base with E26 adapter included Dimmable down to 10% 45° beam angle Energy Star and Title 24 rated 5/6 in - 65W Equal - LED Retrofit Downlight - 845 Lumens - 12W - 4000K - White | 2700 | 90 | 734 | 69.9048 | 54000 | 10.5 | 1 | 15.49 | 15.49 | 18.2013 | 2020Q2 | https://www.beeslighting.com/65BEMW-LED-40K-90CRI-M6 | Bee's Lighting | 2020 | Yes
LED Lighting | Reflector | Green Creative | True |  | Reflector (Flood/Spot) | PAR16 | GU10 | Damp Location Rated,Recessed Fixtures Home Bulbs LED Flood Light Bulbs LED - 6W - MR16 - GU10 Base - 50W Equal - 500 Lumens - 3000K Soft White - 82 CRI - 35 Deg. Flood Back Description The Titanium 4.0 series 6GU10DIM/830FL35 from Green Creative produces 500 lumens, consumes 6 watts and illuminates a Soft White color temperature in 3000K. The 6GU10DIM/830FL35 replaces 50 watt halogen bulbs and has an GU10 base type. Moreover, this lamp is suitable for use in recessed, track, accent and display lighting applications. Suitable for use in enclosed fixtures Compact form factor, fits most fixtures35 degree flood 174$ in energy savings Bulb has a rate life of 25,000 hours cULus certified and Energy Star LED - 6W - MR16 - GU10 Base - 50W Equal - 500 Lumens - 3000K Soft White - 82 CRI - 35 Deg. Flood | 3000 | 83 | 500 | 83.3333 | 25000 | 6 | 1 | 8.98 | 8.98 | 10.5518 | 2020Q2 | https://www.beeslighting.com/6GU10DIM-830FL35 | Bee's Lighting | 2020 | Yes
LED Lighting | Downlight | Lithonia | True |  |  |  |  | Downlight Recessed Home Fixtures Recessed Lighting 6 in - 65W Equal - LED Direct Wire Downlight - Canless - 830 Lumens - 11W - 3000K - White Back Description The 6 in. 11 Watt 6JBK ADJ 30K 90CRI MW M6 Lithonia can free LED downlight is designed for remodel installation light applications. The LED canless downlight fixture replaces up to 65 watt incandescent light and provides 830 lumens with color temperature at 3000K. This all-in-one LED fixture includes an integrated junction box for direct wiring and requires no tools. It's ideal for applications in outdoor residential, hospitality, commercial and multifamily applications. 65 watt incandescent replacement can No housing required for canless LED downlight from Lithonia Round gimbal white finish style trimWide flood beam angle at > 90° LED downlight is dimmable down to 10% High quality 90 CRI LED lighting Energy efficient and near zero maintenance Secure trim retention with two side-mounted spring clips for easy installation in plaster, sheet rock, or plywood ceilings An innovative “canless” design for fast and simple installation without the need for toolsETL certified, title 24, energy star, IC and airtight rated 5 year warranty 6 in - 65W Equal - LED Direct Wire Downlight - Canless - 830 Lumens - 11W - 3000K - White | 2700 | 93 | 614 | 56.3303 | 56000 | 10.9 | 1 | 28.14 | 28.14 | 33.0656 | 2020Q2 | https://www.beeslighting.com/6JBK-ADJ-30K-90CRI-MW-M6 | Bee's Lighting | 2020 | Yes
LED Lighting | Downlight | Lithonia | True |  |  |  |  | Downlight Recessed Home Fixtures Recessed Lighting 6 in - 65W Equal - LED Direct Wire Downlight - Canless - 845 Lumens - 11W - 4000K - White Back Description The 6 in. 11 Watt 6JBK ADJ 40K 90CRI MW M6 Lithonia can free LED downlight is designed for remodel installation light applications. The LED canless downlight fixture replaces up to 65 watt incandescent light and provides 845 lumens with color temperature at 4000K. This all-in-one LED fixture includes an integrated junction box for direct wiring and requires no tools. It's ideal for applications in outdoor residential, hospitality, commercial and multifamily applications. 65 watt incandescent replacement can No housing required for canless LED downlight from Lithonia Round gimbal white finish style trimWide flood beam angle at > 90° LED downlight is dimmable down to 10% High quality 90 CRI LED lighting Energy efficient and near zero maintenance Secure trim retention with two side-mounted spring clips for easy installation in plaster, sheet rock, or plywood ceilings An innovative “canless” design for fast and simple installation without the need for toolsETL certified, title 24, energy star, IC and airtight rated 5 year warranty 6 in - 65W Equal - LED Direct Wire Downlight - Canless - 845 Lumens - 11W - 4000K - White | 2700 | 93 | 614 | 56.3303 | 56000 | 10.9 | 1 | 28.14 | 28.14 | 33.0656 | 2020Q2 | https://www.beeslighting.com/6JBK-ADJ-40K-90CRI-MW-M6 | Bee's Lighting | 2020 | Yes
LED Lighting | Downlight | Lithonia | True |  |  |  |  | Downlight Recessed Home Fixtures Recessed Lighting 6 in - 65W Equal - LED Direct Wire Downlight - Canless - 820 Lumens - 11W - 2700K - White Back Description The 6 in. 11 Watt 6JBK RD 27K 90CRI MW M6 Lithonia can free LED downlight is designed for remodel installation light applications. The LED canless downlight fixture replaces up to 65 watt incandescent light and provides 820 lumens with color temperature at 2700K. This all-in-one LED fixture includes an integrated junction box for direct wiring and requires no tools. It's ideal for applications in outdoor residential, hospitality, commercial and multifamily applications. 65 watt incandescent replacement can No housing required for canless LED downlight from Lithonia Round baffle white finish style trimWide flood beam angle at > 90° LED downlight is dimmable down to 10% High quality 90 CRI LED lighting Energy efficient and near zero maintenance Secure trim retention with two side-mounted spring clips for easy installation in plaster, sheet rock, or plywood ceilings An innovative “canless” design for fast and simple installation without the need for toolsETL certified, title 24, energy star, IC and airtight rated 5 year warranty 6 in - 65W Equal - LED Direct Wire Downlight - Canless - 820 Lumens - 11W - 2700K - White | 2700 | 93 | 614 | 56.3303 | 56000 | 10.9 | 1 | 26.43 | 26.43 | 31.0563 | 2020Q2 | https://www.beeslighting.com/6JBK-RD-27K-90CRI-MW-M6 | Bee's Lighting | 2020 | Yes
LED Lighting | Downlight | Lithonia | True |  |  |  |  | Downlight Recessed Home Fixtures Recessed Lighting 6 in - 65W Equal - LED Direct Wire Downlight - Canless - 770 Lumens - 11W - 3000K - White Back Description The 6 in. 11 Watt 6JBK SQ 30K 90CRI MW M6 Lithonia can free LED downlight is designed for remodel installation light applications. The LED canless downlight fixture replaces up to 65 watt incandescent light and provides 770 lumens with color temperature at 3000K. This all-in-one LED fixture includes an integrated junction box for direct wiring and requires no tools. It's ideal for applications in outdoor residential, hospitality, commercial and multifamily applications. 65 watt incandescent replacement can No housing required for canless LED downlight from Lithonia Square baffle white finish style trimWide flood beam angle at > 90° LED downlight is dimmable down to 10% High quality 90 CRI LED lighting Energy efficient and near zero maintenance Secure trim retention with two side-mounted spring clips for easy installation in plaster, sheet rock, or plywood ceilings An innovative “canless” design for fast and simple installation without the need for toolsETL certified, title 24, energy star, IC and airtight rated 5 year warranty 6 in - 65W Equal - LED Direct Wire Downlight - Canless - 770 Lumens - 11W - 3000K - White | 2700 | 93 | 614 | 56.3303 | 56000 | 10.9 | 1 | 30 | 30 | 35.2512 | 2020Q2 | https://www.beeslighting.com/6JBK-SQ-30K-90CRI-MW-M6 | Bee's Lighting | 2020 | Yes
LED Lighting | Reflector | Green Creative | True |  | Reflector (Flood/Spot) | MR16 | GU5.3 | Damp Location Rated,Recessed Fixtures Home Bulbs LED Flood Light Bulbs LED - 6W - MR16 - 50W Equal - 480 Lumens - 2700K Warm White - 82 CRI - 35 Deg. Flood Back Description The Titanium 4.0 series 6MR16DIM/827FL35 from Green Creative produces 480 lumens, consumes 6 watts and illuminates a Warm White color temperature in 2700K. The 6MR16DIM/827FL35 replaces 50 watt halogen bulbs and has an GU5.3 base type. Moreover, this lamp is suitable for use in indoor/outdoor, recessed, track or landscape environments. Suitable for use in enclosed fixtures Compact size 1:1 halogen form factor 174$ in energy savings Bulb has a rate life of 25,000 hours cULus certified and Energy Star LED - 6W - MR16 - 50W Equal - 480 Lumens - 2700K Warm White - 82 CRI - 35 Deg. Flood | 2700 | 81 | 480 | 80 | 25000 | 6 | 1 | 8.98 | 8.98 | 10.5518 | 2020Q2 | https://www.beeslighting.com/6MR16DIM-827FL35 | Bee's Lighting | 2020 | Yes
LED Lighting | Reflector | Green Creative | True |  | Reflector (Flood/Spot) | MR16 | GU5.3 | Damp Location Rated,Recessed Fixtures Home Bulbs LED Flood Light Bulbs LED - 6W - MR16 - 50W Equal - 520 Lumens - 4000K Cool White - 82 CRI - 35 Deg. Flood Back Description The Titanium 4.0 series 6MR16DIM/840FL35 from Green Creative produces 520 lumens, consumes 6 watts and illuminates a Cool White color temperature in 4000K. The 6MR16DIM/840FL35 replaces 50 watt halogen bulbs and has an GU5.3 base type. Moreover, this lamp is suitable for use in indoor/outdoor, recessed, track or landscape environments. Suitable for use in enclosed fixtures Compact size 1:1 halogen form factor 174$ in energy savings Bulb has a rate life of 25,000 hours cULus certified and Energy Star LED - 6W - MR16 - 50W Equal - 520 Lumens - 4000K Cool White - 82 CRI - 35 Deg. Flood | 4000 | 86 | 520 | 86.6667 | 25000 | 6 | 1 | 8.98 | 8.98 | 10.5518 | 2020Q2 | https://www.beeslighting.com/6MR16DIM-840FL35 | Bee's Lighting | 2020 | Yes
LED Lighting | A-Type | TCP | False |  | A19/21 | E26 (Medium) | E26 (Medium) | Home / Light Bulbs / LED / LED A-Line / TCP - L9A19N1027K4 Durable Plastic Housing; Enclosed Fixture Rated; Damp Location Rated 9.5W A19 LED Lamp - Universal - 800 Lumens - Warm White (2700K) - 80 CRI - 10000 Hours - E26 (Medium) - 120 to 130V TCP - L9A19N1027K4 | 2700 | 80 | 800 | 84.2105 | 10000 | 9.5 | 1 | 6.33 | 6.33 | 7.438 | 2020Q2 | https://shop.regencylighting.com/lamps/led/a-line/l9a19n1027k4-tcp.html | Regency Lighting | 2020 | Yes
LED Lighting | Downlight | Westinghouse | [5 empty] | Downlight Solid State Retrofit Home Fixtures Ceiling Fans Wengue 30-Inch Indoor White Ceiling Fan with Light Kit Back Description Indoors ceiling fans offer true air comfort with amazing energy efficiency, they can also add a stylish accent to complement your home's décor. Choosing Wengue ceiling fan can increase your comfort level in summer and winter while lowering energy costs, which means it is useful for both cooling and heating. The Westinghouse 7247200 Wengue collection 30-inch white Finish indoor ceiling fan brings Contemporary style, increases comfort, and adds light to a variety of rooms such as bedrooms,laundry room, and home office . The Westinghouse indoor ceiling fan 7247200 is compact in size and has an integrated opal frosted glass fixture that blends with ambient, and adds easy light. The versatile Wengue Reversible ceiling fan blades 7247200 are finished in white and beech giving you two options to choose from, to make it easy to match your decor and add a contemporary touch to your home's interior. It comes with a Three fan speeds and a reversible switch help keep you comfortable year-round, and easy opearate the fan. The Wengue fan is remote control adaptable and comes with everything you need for convenience. The high quality construction provides quiet performance. In warm weather, you can run the fan counterclockwise to stay cooler. In the winter, you can run it clockwise to recirculate warm air from the ceiling, eliminating cold spots and drafts. Westinghouse is a trusted, global brand. The westinghouse ceiling fan assortment features a wide range of modern and traditional ceiling fans, as well as sleek and powerful industrial varieties. Whether you select a new ceiling fan or a replacement ceiling fan, Bees Lighting have a great selection of Indoor ceiling fans. You can choose from different styles ,sizes, finishes and prices selection to truly match your personal style. Designed for interior use, perfect for cooling small rooms. Fresh white finish complements modern design. Three reversible white/beech blades- Airflow: 1,816 CFM. Two light fixtures with integrated opal frosted glass provides soft illumination. High quality motor delivers powerful air movement and quiet performance. Ideal for rooms up to 100 square feet (10 by 10 feet) with standard or sloped ceilings. 3/4 in. x 4 in. down rod. Uses (2) candelabra-base 40-Watt G16-1/2 light bulbs, included. Lifetime warranty on motor. Two-year warranty on all other parts. ETL Listed. Downrod Mount Wengue 30-Inch Indoor White Ceiling Fan with Light Kit | 3000 | 92 | 1100 | 61.1111 | 50000 | 18 | 1 | 77.9 | 77.9 | 91.5355 | 2020Q2 | https://www.beeslighting.com/7247200 | Bee's Lighting | 2020 | Yes
LED Lighting | Decorative | Westinghouse | True |  | Decorative | B10 | E26 (Medium) | Damp Location Rated,Recessed Fixtures Home Fixtures Ceiling Fans Vector Elite 42-Inch Indoor Brushed Nickel and Graphite Ceiling Fan Back Description The Westinghouse 7850700 Vector Elite ceiling fan is a brushed nickel and graphite finish, the Vector Elite will add contemporary, dramatic flair to your home. The fan's graphite and silver reversible blades are compatible with a variety of decors, and its three brushed nickel spotlights are adjustable for achieving the perfect ambiance.As functional as it is stylish, this ceiling fan relies on a silicon steel motor with triple capacitor to provide powerful, quiet circulation. It also features three fan speeds and a reversible switch for customized comfort. Run the ceiling fan counterclockwise to stay cool in the summer, or run it clockwise to recirculate warm air in the winter and eliminate cold spots. The Vector Elite is remote control adaptable for added convenience.42-inch three-light indoor ceiling fan with three reversible blades.Three fan speeds (high/medium/low) and reversible switch for customized comfort.Reversible graphite/silver blades for versatile styling.Lifetime warranty on motor and two-year warranty on all other parts. Downrod Mount, Flush Mount Vector Elite 42-Inch Indoor Brushed Nickel and Graphite Ceiling Fan | 2700 | 92 | 325 | 65 | 25000 | 5 | 1 | 127.5 | 127.5 | 149.8174 | 2020Q2 | https://www.beeslighting.com/7850700 | Bee's Lighting | 2020 | No
LED Lighting | Reflector | Green Creative | True | Daylighting/Photocell, | Reflector (Flood/Spot) | BR30 | E26 (Medium) | Damp Location Rated,Use With Timers,Use With Photo and/or Motion Sensors,Recessed Fixtures Home Bulbs LED Flood Light Bulbs 65W Equal - LED BR30 - 650 Lumens - 2700K Warm White - Dimmable - CRI 82 Back Description The Titanium series 8BR30DIM/827 from Green Creative produces 650 lumens, consumes 8 watts and illuminates a warm white color temperature in 2700K. The 8BR30DIM/827 replaces 65 watt incandescent bulbs and has an E26 base type. Moreover, with $205 in savings, the 8BR30DIM/827 bulb is perfect for general, recessed and accent lighting. Revolutionary CLOUD design Suitable for use in enclosed fixtures 60% lighter due to environmentally friendly construction 110° degree flood Bulb has a rate life of 25,000 hours cULus certified, Energy Star and suitable for damp locations 65W Equal - LED BR30 - 650 Lumens - 2700K Warm White - Dimmable - CRI 82 | 2700 | 81 | 650 | 76.4706 | 25000 | 8.5 | 1 | 5.58 | 5.58 | 6.5567 | 2020Q2 | https://www.beeslighting.com/8BR30DIM-827 | Bee's Lighting | 2020 | Yes
LED Lighting | Downlight | Green Creative | True |  | General Purpose Replacement | A19 | E26 (Medium) | Damp Location Rated,Dim to Warm Home Bulbs A19 LED Light Bulbs 60W Equal - 9.5W - LED A19 bulb - 2200K-2700K Warm Dim Back Description The Titanium 4.0 series 9.5A19DIM/8CCTD from Green Creative produces 800 lumens, consumes 9.5 watts an illuminates and dims a warm white/amber/soft white color temperature from 2700K-2200K. The 9.5A19DIM/8CCTD replaces 60 watt incandescent bulbs and has an E26 base type. Moreover, with 149$ in savings, the 9A19DIM/840 bulb is perfect for general lighting, downlighting and uplighting applications.Not for use in enclosed fixtures Color equivalent to residential warm and amber color temperature Dimming designed to create the perfect ambience for any occasion Suitable for use in damp locations Ideal for lamps with shadescULus classified and Energy Star 60W Equal - 9.5W - LED A19 bulb - 2200K-2700K Warm Dim | 2700 | 80 | 800 | 84.2105 | 25000 | 9.5 | 1 | 8.98 | 8.98 | 10.5518 | 2020Q2 | https://www.beeslighting.com/9.5A19DIM-8CCTD | Bee's Lighting | 2020 | No
LED Lighting | Downlight | Green Creative | True | Daylighting/Photocell, | General Purpose Replacement | A19 | GU24 | Damp Location Rated,Use With Timers,Use With Photo and/or Motion Sensors,Recessed Fixtures Home Bulbs A19 LED Light Bulbs 60W Equal - 9W - LED A19 bulb - 2700K Warm White - GU24 Base Back Description The Titanium 4.0 series 9A19DIM/827/GU24 from Green Creative produces 800 lumens, consumes 9 watts and illuminates a Warm White color temperature in 2700K. The 9A19DIM/827/GU24 replaces 60 watt incandescent bulbs and 13W CFL bulbs. Moreover, the bulb has a base type GU24 and is a smart choice for general lighting, downlighting and uplighting. Not for use in enclosed fixtures Color equivalent to Warm White color temperature Suitable for use in damp locations cULus classified and Energy Star 60W Equal - 9W - LED A19 bulb - 2700K Warm White - GU24 Base | 2700 | 82 | 800 | 88.8889 | 25000 | 9 | 1 | 9.38 | 9.38 | 11.0219 | 2020Q2 | https://www.beeslighting.com/9A19DIM-827-GU24 | Bee's Lighting | 2020 | No
LED Lighting | Downlight | Green Creative | True | Daylighting/Photocell, | General Purpose Replacement | A19 | GU24 | Damp Location Rated,Use With Timers,Use With Photo and/or Motion Sensors,Recessed Fixtures Home Bulbs A19 LED Light Bulbs 60W Equal - 9W - LED A19 bulb - 3000K Soft White - GU24 Base Back Description The Titanium 4.0 series 9A19DIM/830/GU24 from Green Creative produces 800 lumens, consumes 9 watts and illuminates a Soft White color temperature in 3000K. The 9A19DIM/830/GU24 replaces 60 watt incandescent bulbs and 13W CFL bulbs. Moreover, the bulb has a base type GU24 and is a smart choice for general lighting, downlighting and uplighting. Not for use in enclosed fixtures Color equivalent to Cool White color temperature Suitable for use in damp locations cULus classified and Energy Star 60W Equal - 9W - LED A19 bulb - 3000K Soft White - GU24 Base | 3000 | 83 | 820 | 91.1111 | 25000 | 9 | 1 | 9.38 | 9.38 | 11.0219 | 2020Q2 | https://www.beeslighting.com/9A19DIM-830-GU24 | Bee's Lighting | 2020 | No
LED Lighting | Downlight | Green Creative | True | Daylighting/Photocell, | General Purpose Replacement | A19 | GU24 | Damp Location Rated,Use With Timers,Use With Photo and/or Motion Sensors,Recessed Fixtures Home Bulbs A19 LED Light Bulbs 60W Equal - 9W - LED A19 bulb - 4000K Cool White - GU24 Base Back Description The Titanium 4.0 series 9A19DIM/840/GU24 from Green Creative produces 850 lumens, consumes 9 watts and illuminates a Cool White color temperature in 4000K. The 9A19DIM/840/GU24 replaces 60 watt incandescent bulbs and 13W CFL bulbs. Moreover, the bulb has a base type GU24 and is a smart choice for general lighting, downlighting and uplighting. Not for use in enclosed fixtures Color equivalent to Cool White color temperature Suitable for use in damp locations 60W Equal - 9W - LED A19 bulb - 4000K Cool White - GU24 Base | 4000 | 85 | 860 | 95.5556 | 25000 | 9 | 1 | 9.38 | 9.38 | 11.0219 | 2020Q2 | https://www.beeslighting.com/9A19DIM-840-GU24 | Bee's Lighting | 2020 | No
LED Lighting | Downlight | Cree | True |  |  | LED Retrofit Kit | LED Retrofit Kit | Downlight Solid State Retrofit Home Fixtures Recessed Lighting 4 in - 75W Equal - LED Retrofit Downlight - 790 Lumens - 10.5W - 3500K - White - E26 - GU24 Back Description The Cree CR4T-790L-35K-12-E26GU24 LED downlight delivers 790 lumens of exceptional 90+ CRI light while achieving over 75 lumens per watt. This breakthrough performance is achieved by combining the high efficacy and high-quality light of Cree Technology. The CR4T-790L-35K-12-E26GU24 is available in 3500K color temperature and easily installs into most standard four-inch recessed IC or non-IC housings, making the CR4T perfect for use in both residential and light commercial, new construction or retrofit, applications. Delivers superior color accuracy with beautiful light characteristics and consistent color temperature. Produces light output equal to incumbent products while saving consumers up to 85% in energy costs. Designed to last up to 50,000 hours while maintaining color consistency over the life of the product. Suitable for insulated and non-insulated ceilings. ENERGY STAR® qualified. Suitable for wet locations. 5 year warranty 4 in - 75W Equal - LED Retrofit Downlight - 790 Lumens - 10.5W - 3500K - White - E26 - GU24 | 3500 | 93 | 790 | 75.2381 | 50000 | 10.5 | 1 | 12.86 | 12.86 | 15.111 | 2020Q2 | https://www.beeslighting.com/CR4T-790L-35K-12-E26GU24 | Bee's Lighting | 2020 | Yes
LED Lighting | Downlight | Cree | True |  |  | LED Retrofit Kit | LED Retrofit Kit | Downlight Solid State Retrofit Home Fixtures Recessed Lighting 6 in - 100W Equal - LED Retrofit Downlight - 1100 Lumens - 14.5W - 3500K - White - E26 - GU24 Back Description The Cree CR6T-1100L-35K-12-E26GU24 LED downlight delivers 1100 lumens of exceptional 90+ CRI light while achieving over 76 lumens per watt. This breakthrough performance is achieved by combining the high efficacy and high-quality light of Cree Technology. The CR6T-1100L-35K-12-E26GU24 is available in 3500K color temperature and easily installs into most standard six-inch recessed IC or non-IC housings, making the CR6T perfect for use in both residential and light commercial, new construction or retrofit, applications. Delivers superior color accuracy with beautiful light characteristics and consistent color temperature. Produces light output equal to incumbent products while saving consumers up to 85% in energy costs. Designed to last up to 50,000 hours while maintaining color consistency over the life of the product. Suitable for insulated and non-insulated ceilings. ENERGY STAR® qualified. Suitable for wet locations. 5 year warranty 6 in - 100W Equal - LED Retrofit Downlight - 1100 Lumens - 14.5W - 3500K - White - E26 - GU24 | 3500 | 93 | 1100 | 75.8621 | 50000 | 14.5 | 1 | 15.43 | 15.43 | 18.1308 | 2020Q2 | https://www.beeslighting.com/CR6T-1100L-35K-12-E26GU24 | Bee's Lighting | 2020 | Yes
LED Lighting | Downlight | Cree | True |  |  | LED Retrofit Kit | LED Retrofit Kit | Downlight Solid State Retrofit Home Fixtures Recessed Lighting 6 in - 150W Equal - LED Retrofit Downlight - 1600 Lumens - 21W - 4000K - White - E26 - GU24 Back Description The Cree CR6T-1600L-40K-12-E26GU24 LED downlight delivers 1600 lumens of exceptional 90+ CRI light while achieving over 76 lumens per watt. This breakthrough performance is achieved by combining the high efficacy and high-quality light of Cree Technology. The CR6T-1600L-40K-12-E26GU24 is available in 4000K color temperature and easily installs into most standard six-inch recessed IC or non-IC housings, making the CR6T perfect for use in both residential and light commercial, new construction or retrofit, applications. Delivers superior color accuracy with beautiful light characteristics and consistent color temperature. Produces light output equal to incumbent products while saving consumers up to 85% in energy costs. Designed to last up to 50,000 hours while maintaining color consistency over the life of the product. Suitable for insulated and non-insulated ceilings. ENERGY STAR® qualified. Suitable for wet locations. 5 year warranty 6 in - 150W Equal - LED Retrofit Downlight - 1600 Lumens - 21W - 4000K - White - E26 - GU24 | 4000 | 94 | 1600 | 76.1905 | 50000 | 21 | 1 | 20 | 20 | 23.5008 | 2020Q2 | https://www.beeslighting.com/CR6T-1600L-40K-12-E26GU24 | Bee's Lighting | 2020 | Yes
LED Lighting | Downlight | Energetic | True | Scene Controls, |  |  |  | Downlight Solid State Retrofit Home Fixtures Recessed Lighting 4 in - 65W Equal - LED Retrofit Downlight - 900 Lumens - 12W - Tunable CCT - White 4 in - 65W Equal - LED Retrofit Downlight - 900 Lumens - 12W - Tunable CCT - White | 2700 | 92 | 900 | 75 | 50000 | 12 | 1 | 9.99 | 9.99 | 11.7386 | 2020Q2 | https://www.beeslighting.com/E3DL12P4-92765 | Bee's Lighting | 2020 | Yes
LED Lighting | Downlight | Energetic | True | Scene Controls, |  |  |  | Downlight Solid State Retrofit Home Fixtures Recessed Lighting 5/6 in - 85W Equal - LED Retrofit Downlight - 1200 Lumens - 15W - Tunable CCT - White 5/6 in - 85W Equal - LED Retrofit Downlight - 1200 Lumens - 15W - Tunable CCT - White | 2700 | 92 | 1200 | 80 | 50000 | 15 | 1 | 10.99 | 10.99 | 12.9137 | 2020Q2 | https://www.beeslighting.com/E3DL15P56-92765 | Bee's Lighting | 2020 | Yes
LED Lighting | Downlight | WAC Lighting | True |  |  |  |  | Downlight Surface Mount Home Fixtures Flush Mount Lighting 4in - 835 lumens - LED Ceiling Disk light - 13W - Round Acrylic - Brushed Nickel Back Description This LED surface mount disk light from WAC Lighting provides uniform illumination without socket shadows and can be installed over a 3 inch or 4 inch junction box or retrofit over a 4 inch recessed can. The FM-304-930-BN has an acrylic diffuser and brushed nickel finish and produces 835 lumens and 3000K warm white color temperature with only 13 watts used. LED flush mounts are ideal for closets, bedrooms, hallways and bathrooms. This LED surface mount is Energy Star rated and Title 24 compliant with rate life of up to 50,000 hours. Install over a 3 inch or 4 inch junction box or retrofit over a 4 inch recessed can Energy Star and CEC Title 24 Compliant Wet Location Listed ADA compliant Opaque acrylic diffuser 120VAC - no driver needed Smooth and continuous ELV dimming 4in - 835 lumens - LED Ceiling Disk light - 13W - Round Acrylic - Brushed Nickel | 3000 | 94 | 650 | 54.1667 | 36000 | 12 | 1 | 31.5 | 31.5 | 37.0137 | 2020Q2 | https://www.beeslighting.com/FM-304-930-BN | Bee's Lighting | 2020 | Yes
LED Lighting | Downlight | WAC Lighting | True |  |  |  |  | Downlight Surface Mount Home Fixtures Flush Mount Lighting 4in - 835 lumens - LED Ceiling Disk light - 13W - Round Acrylic - Bronze Back Description This LED surface mount disk light from WAC Lighting provides uniform illumination without socket shadows and can be installed over a 3 inch or 4 inch junction box or retrofit over a 4 inch recessed can. The FM-304-930-BZ has an acrylic diffuser and bronze finish and produces 835 lumens and 3000K warm white color temperature with only 13 watts used. LED flush mounts are ideal for closets, bedrooms, hallways and bathrooms. This LED surface mount is Energy Star rated and Title 24 compliant with rate life of up to 50,000 hours. Install over a 3 inch or 4 inch junction box or retrofit over a 4 inch recessed can Energy Star and CEC Title 24 Compliant Wet Location Listed ADA compliant Opaque acrylic diffuser 120VAC - no driver needed Smooth and continuous ELV dimming 4in - 835 lumens - LED Ceiling Disk light - 13W - Round Acrylic - Bronze | 3000 | 94 | 650 | 54.1667 | 36000 | 12 | 1 | 31.5 | 31.5 | 37.0137 | 2020Q2 | https://www.beeslighting.com/FM-304-930-BZ | Bee's Lighting | 2020 | Yes
LED Lighting | Downlight | WAC Lighting | True |  |  |  |  | Downlight Surface Mount Home Fixtures Flush Mount Lighting 4in - 835 lumens - LED Ceiling Disk light - 13W - Round Acrylic - White Back Description This LED surface mount disk light from WAC Lighting provides uniform illumination without socket shadows and can be installed over a 3 inch or 4 inch junction box or retrofit over a 4 inch recessed can. The FM-304-930-WT has an acrylic diffuser and white finish and produces 835 lumens and 3000K warm white color temperature with only 13 watts used. LED flush mounts are ideal for closets, bedrooms, hallways and bathrooms. This LED surface mount is Energy Star rated and Title 24 compliant with rate life of up to 50,000 hours. Install over a 3 inch or 4 inch junction box or retrofit over a 4 inch recessed can Energy Star and CEC Title 24 Compliant Wet Location Listed ADA compliant Opaque acrylic diffuser 120VAC - no driver needed Smooth and continuous ELV dimming 4in - 835 lumens - LED Ceiling Disk light - 13W - Round Acrylic - White | 3000 | 94 | 650 | 54.1667 | 36000 | 12 | 1 | 31.5 | 31.5 | 37.0137 | 2020Q2 | https://www.beeslighting.com/FM-304-930-WT | Bee's Lighting | 2020 | Yes
LED Lighting | Reflector | Topaz | True |  | Reflector (Flood/Spot) | BR30 | E26 (Medium) | Damp Location Rated,Recessed Fixtures Home Bulbs LED Flood Light Bulbs 65W Equal - LED BR30 - 650 Lumens - 2700K Warm White - Dimmable - CRI 90 Back Description Featuring advanced thermal management, optics and chip on board LED technology, the Topaz indoor reflector series rivals traditional incandescent lighting. With energy savings up to 80%, these lamps are dimmable for ambiance control and additional energy savings. Rated for indoor use and applications ideally for track, downlighting and spotlights in residential, retail, hospitality and commercial environments. The LED BR LBR30/9/927/D-46 lamp is an ideal replacement for 65 watt incandescent lamps. Furthermore, this lamp consumes 9.5 watts, is 650 lumens and illuminates a 2700K warm white color temperature. Approximately 80% energy savings over halogen reflectors Not rated for enclosed fixtures Quality 90 CRI Dimmable down to 10% of total light output 105 degree flood Lasts up to 10X longer than traditional incandescent lamps Contains NO mercury cULus certified, Title 24 JA8, Energy Star and suitable for damp locations 65W Equal - LED BR30 - 650 Lumens - 2700K Warm White - Dimmable - CRI 90 | 2700 | 93 | 650 | 68.4211 | 25000 | 9.5 | 1 | 5.59 | 5.59 | 6.5685 | 2020Q2 | https://www.beeslighting.com/GLB-100127 | Bee's Lighting | 2020 | Yes
LED Lighting | Reflector | Topaz | True |  | Reflector (Flood/Spot) | BR30 | E26 (Medium) | Damp Location Rated,Recessed Fixtures Home Bulbs LED Flood Light Bulbs 65W Equal - LED BR30 - 650 Lumens - 3000K Soft White - Dimmable - CRI 90 Back Description Featuring advanced thermal management, optics and chip on board LED technology, the Topaz indoor reflector series rivals traditional incandescent lighting. With energy savings up to 80%, these lamps are dimmable for ambiance control and additional energy savings. Rated for indoor use and applications ideally for track, downlighting and spotlights in residential, retail, hospitality and commercial environments. The LED BR LBR30/9/930/D-46 lamp is an ideal replacement for 65 watt incandescent lamps. Furthermore, this lamp consumes 9.5 watts, is 650 lumens and illuminates a 3000K soft white color temperature. Approximately 80% energy savings over halogen reflectors Not rated for enclosed fixtures Quality 90 CRI Dimmable down to 10% of total light output 105 degree flood Lasts up to 10X longer than traditional incandescent lamps Contains NO mercury cULus certified, Title 24 JA8, Energy Star and suitable for damp locations 65W Equal - LED BR30 - 650 Lumens - 3000K Soft White - Dimmable - CRI 90 | 3000 | 92 | 650 | 68.4211 | 25000 | 9.5 | 1 | 5.59 | 5.59 | 6.5685 | 2020Q2 | https://www.beeslighting.com/GLB-100330 | Bee's Lighting | 2020 | Yes
LED Lighting | Reflector | Topaz | True |  | Reflector (Flood/Spot) | BR40 | E26 (Medium) | Damp Location Rated,Recessed Fixtures Home Bulbs LED Flood Light Bulbs 75W Equal - LED BR40 - 940 Lumens - 3000K Soft White - Dimmable - CRI 80 Back Description Featuring advanced thermal management, optics and chip on board LED technology, the Topaz indoor reflector series rivals traditional incandescent lighting. With energy savings up to 80%, these lamps are dimmable for ambiance control and additional energy savings. Rated for indoor use and applications ideally for track, downlighting and spotlights in residential, retail, hospitality and commercial environments. The LED BR LBR40/11/830/D-46 lamp is an ideal replacement for 75 watt incandescent lamps. Furthermore, this lamp consumes 11.5 watts, is 940 lumens and illuminates a 3000K soft white color temperature. Approximately 80% energy savings over halogen reflectors Not rated for enclosed fixtures 103 degree flood Dimmable down to 10% of total light output Lasts up to 10X longer than traditional incandescent lamps Contains no mercury cULus certified, Energy Star and suitable for damp locations 75W Equal - LED BR40 - 940 Lumens - 3000K Soft White - Dimmable - CRI 80 | 3000 | 83 | 970 | 84.3478 | 25000 | 11.5 | 1 | 6.99 | 6.99 | 8.2135 | 2020Q2 | https://www.beeslighting.com/GLB-100430 | Bee's Lighting | 2020 | Yes
LED Lighting | Reflector | Topaz | True |  | Reflector (Flood/Spot) | BR40 | E26 (Medium) | Damp Location Rated,Recessed Fixtures Home Bulbs LED Flood Light Bulbs 75W Equal - LED BR40 - 940 Lumens - 2700K Warm White - Dimmable - CRI 80 Back Description Featuring advanced thermal management, optics and chip on board LED technology, the Topaz indoor reflector series rivals traditional incandescent lighting. With energy savings up to 80%, these lamps are dimmable for ambiance control and additional energy savings. Rated for indoor use and applications ideally for track, downlighting and spotlights in residential, retail, hospitality and commercial environments. The LED BR LBR40/11/827/D-46 lamp is an ideal replacement for 75 watt incandescent lamps. Furthermore, this lamp consumes 11.5 watts, is 940 lumens and illuminates a 2700K warm white color temperature. Approximately 80% energy savings over halogen reflectors Not rated for enclosed fixtures 103 degree flood Dimmable down to 10% of total light output Lasts up to 10X longer than traditional incandescent lamps Contains no mercury cULus certified, Energy Star and suitable for damp locations 75W Equal - LED BR40 - 940 Lumens - 2700K Warm White - Dimmable - CRI 80 | 2700 | 83 | 940 | 81.7391 | 25000 | 11.5 | 1 | 6.99 | 6.99 | 8.2135 | 2020Q2 | https://www.beeslighting.com/GLB-100527 | Bee's Lighting | 2020 | Yes
LED Lighting | Downlight | Juno | True |  |  |  |  | Downlight Surface Mount Home Fixtures Flush Mount Lighting 7in - 1000 lumens - LED Square Ceiling light - 13W - Acrylic Lens - White - 2700K - 120V Back Description The Juno JSFSQ 7IN 10LM 27K 90CRI 120 FRPC WH M6 LED Surface Mount fixture is a sleek ultra-low profile energy efficient fixture that provides around 50,000 hours of light operation. The JSFSQ 7IN 10LM 27K 90CRI 120 FRPC WH M6 LED surface mount features 1000 lumens in illumination, 13 watts and 2700K color temperature. This LED surface mount would be perfect for use in corridors, living spaces, closets, hallways, pantries, stairways and outdoor covered areas. Equivalent to 100 watt incandescent fixture Energy efficient surface mount light fixture with an energy star rating The LED surface mount has a square shape Input voltage of 120V Dedicated 120V, Forward Reverse Phase Dimming Damp and wet location rated for covered ceilings Rated for 50,000 hours at >70% lumen maintenance Dimmable with most incandescent, magnetic low voltage, and electronic low voltage wall box dimmers CSA listed, California Title 24 JA8 and Energy Star The LED surface mount has a 5 year warranty Junction Box Mounting Fixture provided with leads for direct wire connection in j-box Installs directly to industry standard junction boxe(more...) 7in - 1000 lumens - LED Square Ceiling light - 13W - Acrylic Lens - White - 2700K - 120V | 2700 | 92 | 1001 | 85.5556 | 54000 | 11.7 | 1 | 46.6 | 46.6 | 54.7568 | 2020Q2 | https://www.beeslighting.com/JSFSQ-7IN-10LM-27K-90CRI-120-FRPC-WH-M6 | Bee's Lighting | 2020 | Yes
LED Lighting | Downlight | Juno | True |  |  |  |  | Downlight Surface Mount Home Fixtures Flush Mount Lighting 7in - 1000 lumens - LED Square Ceiling light - 13W - Acrylic Lens - White - 3000K - 120V Back Description The Juno JSFSQ 7IN 10LM 30K 90CRI 120 FRPC WH M6 LED Surface Mount fixture is a sleek ultra-low profile energy efficient fixture that provides around 50,000 hours of light operation. The JSFSQ 7IN 10LM 30K 90CRI 120 FRPC WH M6 LED surface mount features 1000 lumens in illumination, 13 watts and 3000K color temperature. This LED surface mount would be perfect for use in corridors, living spaces, closets, hallways, pantries, stairways and outdoor covered areas. Equivalent to 100 watt incandescent fixture Energy efficient surface mount light fixture with an energy star rating The LED surface mount has a square shape Input voltage of 120V Dedicated 120V, Forward Reverse Phase Dimming Damp and wet location rated for covered ceilings Rated for 50,000 hours at >70% lumen maintenance Dimmable with most incandescent, magnetic low voltage, and electronic low voltage wall box dimmers CSA listed, California Title 24 JA8 and Energy Star The LED surface mount has a 5 year warranty Junction Box Mounting Fixture provided with leads for direct wire connection in j-box Installs directly to industry standard junction boxe(more...) 7in - 1000 lumens - LED Square Ceiling light - 13W - Acrylic Lens - White - 3000K - 120V | 2700 | 92 | 1001 | 85.5556 | 54000 | 11.7 | 1 | 46.6 | 46.6 | 54.7568 | 2020Q2 | https://www.beeslighting.com/JSFSQ-7IN-10LM-30K-90CRI-120-FRPC-WH-M6 | Bee's Lighting | 2020 | Yes
LED Lighting | Downlight | Lithonia | True |  |  |  |  | Downlight Recessed Home Fixtures Recessed Lighting 4 in - 50W Equal - LED Retrofit Downlight - 530 Lumens - 8W - 3000K - White Back Description Recessed LED kits include housing, trim, and wire connectors in one package. The LED kit is the most economical means to create a well lit environment with exceptional energy efficiency and near zero maintenance. The LED kit maintains at least 70% light output for 35,000 hours. 4 in - 50W Equal - LED Retrofit Downlight - 530 Lumens - 8W - 3000K - White | 3000 | 94 | 534 | 65.122 | 36000 | 8.2 | 1 | 47.96 | 47.96 | 56.3549 | 2020Q2 | https://www.beeslighting.com/LK4G2MW-LED-M4 | Bee's Lighting | 2020 | Yes
LED Lighting | Downlight | Lithonia | True |  |  |  |  | Downlight Recessed Home Fixtures Recessed Lighting 5 in - 50W Equal - LED Retrofit Downlight - 720 Lumens - 10W - 3000K - White Back Description Recessed LED kits include housing, trim, and wire connectors in one package. The LED kit is the most economical means to create a well lit environment with exceptional energy efficiency and near zero maintenance. The LED kit maintains at least 70% light output for 35,000 hours. 5 in - 50W Equal - LED Retrofit Downlight - 720 Lumens - 10W - 3000K - White | 3000 | 94 | 725 | 69.0476 | 36000 | 10.5 | 1 | 52.5 | 52.5 | 61.6895 | 2020Q2 | https://www.beeslighting.com/LK5GMW-LED-M4 | Bee's Lighting | 2020 | Yes
LED Lighting | Downlight | Topaz | True |  |  |  |  | Downlight Recessed Home Fixtures Recessed Lighting 4 in - 50W Equal - LED Ultra Thin Downlight - Canless - 550 Lumens - 9W - 3000K - White Back Description Topaz LED Slim Recessed Downlight fixtures are designed for new or remodel applications and feature a low profile design that facilitates mounting in confined ceiling areas or soffits. This easy to install slim fixture does not require a separate housing, the recess fixture mounts directly into the ceiling. Simply wire and mount the J-box, connect the low voltage cable to the fixture then secure the fixture into the ceiling with the attached spring clips. The Topaz LED Slim Recessed Downlight fixture is IC Rated and Damp location rated and is dimmable with leading edge incandescent style or LED dimmers. Available in 4" and 6" sizes and square or round models. Low profile design Easy to install, saving labor and extra housing costs Spring clips hold fixture firmly to ceiling IC Rated & Damp location rated Edge Lit LED technology Remote J-box with low voltage cable provides flexibility in mounting Dimmable with leading edge incandescent style or LED dimmers* Does not require a separate housing, recess mount directly into ceiling. Simply wire and mount J-box, connect low voltage cable to fixture then secure into ceiling with spring clips 4 in - 50W Equal - LED Ultra Thin Downlight - Canless - 550 Lumens - 9W - 3000K - White | 4000 | 91 | 550 | 61.1111 | 50000 | 9 | 1 | 13.99 | 13.99 | 16.4388 | 2020Q2 | https://www.beeslighting.com/RDL-43RND-9-WH-D-50 | Bee's Lighting | 2020 | Yes
LED Lighting | Downlight | Topaz | True |  |  |  |  | Downlight Recessed Home Fixtures Recessed Lighting 4 in - 50W Equal - LED Ultra Thin Downlight - Canless - 550 Lumens - 9W - 3000K - Square - White Back Description Topaz LED Slim Recessed Downlight fixtures are designed for new or remodel applications and feature a low profile design that facilitates mounting in confined ceiling areas or soffits. This easy to install slim fixture does not require a separate housing, the recess fixture mouts directly into the ceiling. Simply wire and mount the J-box, connect the low voltage cable to the fixture then secure the fixture into the ceiling with the attached spring clips. The Topaz LED Slim Recessed Downlight fixture is IC Rated and Damp location rated and is dimmable with leading edge incandescent style or LED dimmers. Available in 4" and 6" sizes and square or round models. Low profile design Easy to install, saving labor and extra housing costs Spring clips hold fixture firmly to ceiling IC Rated & Damp location rated Back Lit LED technology Remote J-box with low voltage cable provides flexibility in mounting Dimmable with leading edge incandescent style or LED dimmers* Does not require a separate housing, recess mount directly into ceiling. Simply wire and mount J-box, connect low voltage cable to fixture then secure into ceiling with spring clips 4 in - 50W Equal - LED Ultra Thin Downlight - Canless - 550 Lumens - 9W - 3000K - Square - White | 4000 | 92 | 550 | 61.1111 | 50000 | 9 | 1 | 16.49 | 16.49 | 19.3764 | 2020Q2 | https://www.beeslighting.com/RDL-43SQ-9-WH-D-50 | Bee's Lighting | 2020 | Yes
LED Lighting | Downlight | Topaz | True |  |  |  |  | Downlight Recessed Home Fixtures Recessed Lighting 4 in - 60W Equal - LED Ultra Thin Downlight - Canless - 580 Lumens - 9W - 2700K/3000K-3500K/4000K/5000K - White Back Description The RDL/4RND/9/5CTS 4 inch 9W Topaz LED canless downlight is ultra thin and features a selectable color temperature switch for selectable lighting temperatures from 2700K, 3000K, 3500K, 4000K and 5000K. The RDL/4RND/9/5CTS LED downlight replaces 60W incandescents, provides 550 lumens and consumes 9 watts. This LED direct wire downlight is great for residential, hospitality and school lighting applications. Round shape white finish trim LED canless downlight Edge lit LED technology Remote J-box with low voltage cable provides flexibility in mounting Advanced optics and thermal construction with low profile design 85% energy savings compared to incandescent cETLus certified, Energy Star, ROHS and suitable for damp locations Rated for 50,000 hours average life 5 year warranty 4 in - 60W Equal - LED Ultra Thin Downlight - Canless - 580 Lumens - 9W - 2700K/3000K-3500K/4000K/5000K - White | 2700 | 91 | 530 | 58.8889 | 50000 | 9 | 1 | 17.99 | 17.99 | 21.1389 | 2020Q2 | https://www.beeslighting.com/RDL-4RND-9-5CTS | Bee's Lighting | 2020 | Yes
LED Lighting | Downlight | Topaz | True |  |  |  |  | Downlight Recessed Home Fixtures Recessed Lighting 6 in - 65W Equal - LED Ultra Thin Downlight - Canless - 700 Lumens - 12W - 3000K - Square - White Back Description Topaz LED Slim Recessed Downlight fixtures are designed for new or remodel applications and feature a low profile design that facilitates mounting in confined ceiling areas or soffits. This easy to install slim fixture does not require a separate housing, the recess fixture mouts directly into the ceiling. Simply wire and mount the J-box, connect the low voltage cable to the fixture then secure the fixture into the ceiling with the attached spring clips. The Topaz LED Slim Recessed Downlight fixture is IC Rated and Damp location rated and is dimmable with leading edge incandescent style or LED dimmers. Available in 4" and 6" sizes in square or round models. Low profile design Easy to install, saving labor and extra housing costs Spring clips hold fixture firmly to ceiling IC Rated & Damp location rated Back Lit LED technology Remote J-box with low voltage cable provides flexibility in mounting Dimmable with leading edge incandescent style or LED dimmers* Does not require a separate housing, recess mount directly into ceiling. Simply wire and mount J-box, connect low voltage cable to fixture then secure into ceiling with spring clips 6 in - 65W Equal - LED Ultra Thin Downlight - Canless - 700 Lumens - 12W - 3000K - Square - White | 4000 | 95 | 700 | 58.3333 | 50000 | 12 | 1 | 19.86 | 19.86 | 23.3363 | 2020Q2 | https://www.beeslighting.com/RDL-63SQ-12-WH-D-50 | Bee's Lighting | 2020 | Yes
LED Lighting | Downlight | Topaz | True |  |  |  |  | Downlight Recessed Home Fixtures Recessed Lighting 6 in - 75W Equal - LED Ultra Thin Downlight - Canless - 1100 Lumens - 12W - 2700K/3000K/3500K/4000K/5000K - White Back Description The RDL/6RND/12/5CTS 6 inch 12W Topaz LED canless downlight is ultra thin and features a selectable color temperature switch for selectable lighting temperatures from 2700K, 3000K, 3500K, 4000K and 5000K. The RDL/6RND/12/5CTS LED downlight replaces 75W incandescents, provides 850 lumens and consumes 12 watts. This LED direct wire downlight is great for residential, hospitality and school lighting applications. Round shape white finish trim LED canless downlight Edge lit LED technology Remote J-box with low voltage cable provides flexibility in mounting Advanced optics and thermal construction with low profile design 85% energy savings compared to incandescent cETLus certified, Energy Star, ROHS and suitable for damp locations Rated for 50,000 hours average life 5 year warranty 6 in - 75W Equal - LED Ultra Thin Downlight - Canless - 1100 Lumens - 12W - 2700K/3000K/3500K/4000K/5000K - White | 2700 | 93 | 850 | 70.8333 | 50000 | 12 | 1 | 19.99 | 19.99 | 23.489 | 2020Q2 | https://www.beeslighting.com/RDL-6RND-12-5CTS | Bee's Lighting | 2020 | Yes
LED Lighting | Downlight | MaxLite | True |  |  |  |  | Downlight Recessed Home Fixtures Commercial Lighting Commercial Downlights 6in - Commercial LED Retrofit Downlight - 26W - 4000K BackDescriptionThe ENERGY STAR qualified eight-inch ECO Series LED Recessed Retrofit Downlight combines low up-front cost, minimal labor, best-in-class energy efficiency, and architectural-quality light to deliver an exceptional value for customers. The ECO Series retrofit offers out-of-the-box dimming compatibility using 0-10-volt controls and features a one-piece design that is quick and easy to install into existing recessed framesUniversal voltage (120V-277V)Mounts into existing recessed framecULus listed for damp location useDimmable 0-10V to 10% 6in - Commercial LED Retrofit Downlight - 26W - 4000K | 4000 | 85 | 2100 | 77.7778 | 50000 | 27 | 1 | 72.74 | 72.74 | 85.4723 | 2020Q2 | https://www.beeslighting.com/RRECO62740W-V2 | Bee's Lighting | 2020 | Yes
LED Lighting | Downlight | MaxLite | True |  |  |  |  | Downlight Recessed Home Fixtures Commercial Lighting Commercial Downlights 8in - Commercial LED Retrofit Downlight - 11W - 4000K Back Description The ENERGY STAR qualified eight-inch ECO Series LED Recessed Retrofit Downlight combines low up-front cost, minimal labor, best-in-class energy efficiency, and architectural-quality light to deliver an exceptional value for customers. The ECO Series retrofit offers out-of-the-box dimming compatibility using 0-10-volt controls and features a one-piece design that is quick and easy to install into existing recessed frames Universal voltage (120V-277V) Mounts into existing recessed frame cULus listed for damp location use Dimmable 0-10V to 10% 8in - Commercial LED Retrofit Downlight - 11W - 4000K | 4000 | 84 | 1000 | 83.3333 | 50000 | 12 | 1 | 71.81 | 71.81 | 84.3795 | 2020Q2 | https://www.beeslighting.com/RRECO81240W-V2 | Bee's Lighting | 2020 | Yes
LED Lighting | Downlight | Topaz | True |  |  |  |  | Downlight Solid State Retrofit Home Fixtures Recessed Lighting 4 in - 65W Equal - LED Retrofit Downlight - 620 Lumens - 8W - 3000K - White Back Description Topaz provides a well-designed and long life solution for retrofitting standard recessed incandescent or LED housing with the Nextwave Series LED Retrofit Units. High performing and simple to install. Available in 4” and 5/6” sizes with 90+ CRI for superior color rendering without the high heat or UV cast by halogens. Select models are UL rated for wet locations. The versatile Topaz Nextwave Retrofit Units are Energy Star approved and confidently backed by our 5-year limited warranty. 4 in - 65W Equal - LED Retrofit Downlight - 620 Lumens - 8W - 3000K - White | 3000 | 85 | 620 | 74.6988 | 35000 | 8.3 | 1 | 19.95 | 19.95 | 23.442 | 2020Q2 | https://www.beeslighting.com/RTL-437WH-90-D | Bee's Lighting | 2020 | Yes
LED Lighting | Downlight | Topaz | True |  |  |  |  | Downlight Solid State Retrofit Home Fixtures Recessed Lighting 4 in - 65W Equal - LED Retrofit Downlight - 715 Lumens - 10W - 3000K - Square - White Back Description Topaz provides a well-designed and long life solution for retrofitting standard recessed incandescent or LED housing with the Nextwave Series LED Retrofit Units. High performing and simple to install. Available in 4” and 5/6” sizes with 90+ CRI for superior color rendering without the high heat or UV cast by halogens. Select models are UL rated for wet locations. The versatile Topaz Nextwave Retrofit Units are Energy Star approved and confidently backed by our 5-year limited warranty. 4 in - 65W Equal - LED Retrofit Downlight - 715 Lumens - 10W - 3000K - Square - White | 3000 | 85 | 695 | 63.1818 | 35000 | 11 | 1 | 16.95 | 16.95 | 19.9169 | 2020Q2 | https://www.beeslighting.com/RTL-43SQ-WH-90-D | Bee's Lighting | 2020 | Yes
LED Lighting | Downlight | Topaz | True |  |  |  |  | Downlight Solid State Retrofit Home Fixtures Recessed Lighting 4 in - 65W Equal - LED Retrofit Downlight - 665 Lumens - 8W - 4000K - White Back Description Topaz provides a well-designed and long life solution for retrofitting standard recessed incandescent or LED housing with the Nextwave Series LED Retrofit Units. High performing and simple to install. Available in 4” and 5/6” sizes with 90+ CRI for superior color rendering without the high heat or UV cast by halogens. Select models are UL rated for wet locations. The versatile Topaz Nextwave Retrofit Units are Energy Star approved and confidently backed by our 5-year limited warranty. 4 in - 65W Equal - LED Retrofit Downlight - 665 Lumens - 8W - 4000K - White | 4000 | 85 | 620 | 74.6988 | 35000 | 8.3 | 1 | 19.95 | 19.95 | 23.442 | 2020Q2 | https://www.beeslighting.com/RTL-447WH-90-D | Bee's Lighting | 2020 | Yes
LED Lighting | Downlight | Topaz | True |  |  |  |  | Downlight Solid State Retrofit Home Fixtures Recessed Lighting 4 in - 65W Equal - LED Retrofit Downlight - 760 Lumens - 10W - 4000K - Square - White Back Description Topaz provides a well-designed and long life solution for retrofitting standard recessed incandescent or LED housing with the Nextwave Series LED Retrofit Units. High performing and simple to install. Available in 4” and 5/6” sizes with 90+ CRI for superior color rendering without the high heat or UV cast by halogens. Select models are UL rated for wet locations. The versatile Topaz Nextwave Retrofit Units are Energy Star approved and confidently backed by our 5-year limited warranty. 4 in - 65W Equal - LED Retrofit Downlight - 760 Lumens - 10W - 4000K - Square - White | 4000 | 85 | 695 | 63.1818 | 35000 | 11 | 1 | 16.95 | 16.95 | 19.9169 | 2020Q2 | https://www.beeslighting.com/RTL-44SQ-WH-90-D | Bee's Lighting | 2020 | Yes
LED Lighting | Downlight | Topaz | True |  |  |  |  | Downlight Solid State Retrofit Home Fixtures Recessed Lighting 5/6 in - 100W Equal - LED Retrofit Downlight - 1020 Lumens - 16W - 2700K - White Back Description Topaz provides a high performance and easy-to-install retrofit solution for standard recessed housings. Models are available in 4" and 6" sizes for downlighting or directional applications. The units are dimmable down to 5% for optimal control and offer 90+ CRI for exceptional color rendering in 2700K-5000K. Constructed with advanced thermal management and optics, each unit is equipped with a power connector system for ease of installation. All units are ENERGY STAR and UL Listed for wet and/or damp locations. Topaz LED retrofit units are designed for reduced cost of ownership through lower energy and maintenance costs and have a life rating up to 50K hours. Dimmable to 5%* E26 medium base socket adapter included Compatible with most 5"/6" recessed housings 5/6 in - 100W Equal - LED Retrofit Downlight - 1020 Lumens - 16W - 2700K - White | 2700 | 87 | 1155 | 72.1875 | 35000 | 16 | 1 | 16.95 | 16.95 | 19.9169 | 2020Q2 | https://www.beeslighting.com/RTL-623WH-90-D-28 | Bee's Lighting | 2020 | Yes
LED Lighting | Downlight | Topaz | True |  |  |  |  | Downlight Solid State Retrofit Home Fixtures Recessed Lighting 5/6 in - 100W Equal - LED Retrofit Downlight - 1155 Lumens - 16W - 3000K - White Back Description Topaz provides a well-designed and long life solution for retrofitting standard recessed incandescent or LED housing with the Nextwave Series LED Retrofit Units. High performing and simple to install. Available in 4” and 5/6” sizes with 90+ CRI for superior color rendering without the high heat or UV cast by halogens. Select models are UL rated for wet locations. The versatile Topaz Nextwave Retrofit Units are Energy Star approved and confidently backed by our 5-year limited warranty. 5/6 in - 100W Equal - LED Retrofit Downlight - 1155 Lumens - 16W - 3000K - White | 3000 | 87 | 1155 | 72.1875 | 35000 | 16 | 1 | 16.95 | 16.95 | 19.9169 | 2020Q2 | https://www.beeslighting.com/RTL-633WH-90-D | Bee's Lighting | 2020 | Yes
LED Lighting | Downlight | Topaz | True |  |  |  |  | Downlight Solid State Retrofit Home Fixtures Recessed Lighting 5/6 in - 100W Equal - LED Retrofit Downlight - 1025 Lumens - 12W - 3000K - White Back Description Topaz provides a well-designed and long life solution for retrofitting standard recessed incandescent or LED housing with the Nextwave Series LED Retrofit Units. High performing and simple to install. Available in 4” and 5/6” sizes with 90+ CRI for superior color rendering without the high heat or UV cast by halogens. Select models are UL rated for wet locations. The versatile Topaz Nextwave Retrofit Units are Energy Star approved and confidently backed by our 5-year limited warranty. 5/6 in - 100W Equal - LED Retrofit Downlight - 1025 Lumens - 12W - 3000K - White | 3000 | 87 | 1025 | 78.8462 | 35000 | 13 | 1 | 23.95 | 23.95 | 28.1422 | 2020Q2 | https://www.beeslighting.com/RTL-637WH-90-D | Bee's Lighting | 2020 | Yes
LED Lighting | Downlight | Topaz | True |  |  |  |  | Downlight Solid State Retrofit Home Fixtures Recessed Lighting 5/6 in - 100W Equal - LED Retrofit Downlight - 1250 Lumens - 15W - 4000K - White Back Description Topaz provides a well-designed and long life solution for retrofitting standard recessed incandescent or LED housing with the Nextwave Series LED Retrofit Units. High performing and simple to install. Available in 4” and 5/6” sizes with 90+ CRI for superior color rendering without the high heat or UV cast by halogens. Select models are UL rated for wet locations. The versatile Topaz Nextwave Retrofit Units are Energy Star approved and confidently backed by our 5-year limited warranty. 5/6 in - 100W Equal - LED Retrofit Downlight - 1250 Lumens - 15W - 4000K - White | 4000 | 87 | 1155 | 72.1875 | 35000 | 16 | 1 | 16.95 | 16.95 | 19.9169 | 2020Q2 | https://www.beeslighting.com/RTL-643WH-90-D | Bee's Lighting | 2020 | Yes
LED Lighting | Downlight | Topaz | True |  |  |  |  | Downlight Solid State Retrofit Home Fixtures Recessed Lighting 5/6 in - 100W Equal - LED Retrofit Downlight - 1100 Lumens - 12W - 4000K - White Back Description Topaz provides a well-designed and long life solution for retrofitting standard recessed incandescent or LED housing with the Nextwave Series LED Retrofit Units. High performing and simple to install. Available in 4” and 5/6” sizes with 90+ CRI for superior color rendering without the high heat or UV cast by halogens. Select models are UL rated for wet locations. The versatile Topaz Nextwave Retrofit Units are Energy Star approved and confidently backed by our 5-year limited warranty. 5/6 in - 100W Equal - LED Retrofit Downlight - 1100 Lumens - 12W - 4000K - White | 4000 | 87 | 1025 | 78.8462 | 35000 | 13 | 1 | 23.95 | 23.95 | 28.1422 | 2020Q2 | https://www.beeslighting.com/RTL-647WH-90-D | Bee's Lighting | 2020 | Yes
LED Lighting | Downlight | Satco | True |  |  |  |  | Downlight Recessed Home Fixtures Recessed Lighting 4 in - 65W Equal - LED Canless Downlight - 670 Lumens - 10W - 3000K - White Back Description 10WLED/DW/EL/4/930/RND/RD 10 watt LED Direct Wire Downlight; Edge-lit; 4 inch; 3000K; 120 volt; Dimmable, Round; Remote Driver Solid State LED Edge-lit technology Long life Integrated j-box for direct wire installation Dimmable IC Rated 4 in - 65W Equal - LED Canless Downlight - 670 Lumens - 10W - 3000K - White | 3000 | 93 | 670 | 67 | 50000 | 10 | 1 | 30.95 | 30.95 | 36.3674 | 2020Q2 | https://www.beeslighting.com/S11600 | Bee's Lighting | 2020 | Yes
LED Lighting | Downlight | Satco | True |  |  |  |  | Downlight Recessed Home Fixtures Recessed Lighting 4 in - 65W Equal - LED Canless Downlight - 670 Lumens - 10W - 4000K - White Back Description 10WLED/DW/EL/4/940/RND/RD 10 watt LED Direct Wire Downlight; Edge-lit; 4 inch; 4000K; 120 volt; Dimmable, Round; Remote Driver Solid State LED Edge-lit technology Long life Integrated j-box for direct wire installation Dimmable IC Rated 4 in - 65W Equal - LED Canless Downlight - 670 Lumens - 10W - 4000K - White | 4000 | 93 | 670 | 67 | 50000 | 10 | 1 | 30.95 | 30.95 | 36.3674 | 2020Q2 | https://www.beeslighting.com/S11601 | Bee's Lighting | 2020 | Yes
LED Lighting | Downlight | Satco | True |  |  |  |  | Downlight Recessed Home Fixtures Recessed Lighting 4 in - 65W Equal - LED Canless Downlight - 670 Lumens - 10W - 5000K - White Back Description 10WLED/DW/EL/4/950/RND/RD 10 watt LED Direct Wire Downlight; Edge-lit; 4 inch; 5000K; 120 volt; Dimmable, Round; Remote Driver Solid State LED Edge-lit technology Long life Integrated j-box for direct wire installation Dimmable IC Rated 4 in - 65W Equal - LED Canless Downlight - 670 Lumens - 10W - 5000K - White | 5000 | 93 | 670 | 67 | 50000 | 10 | 1 | 30.95 | 30.95 | 36.3674 | 2020Q2 | https://www.beeslighting.com/S11602 | Bee's Lighting | 2020 | Yes
LED Lighting | Downlight | Satco | True |  |  |  |  | Downlight Recessed Home Fixtures Recessed Lighting 6 in - 75W Equal - LED Canless Downlight - 850 Lumens - 12W - 3000K - White Back Description 12WLED/DW/EL/6/930/RND/RD 12 watt LED Direct Wire Downlight; Edge-lit; 6 inch; 3000K; 120 volt; Dimmable, Round; Remote Driver Solid State LED Edge-lit technology Long life Integrated j-box for direct wire installation Dimmable IC Rated 6 in - 75W Equal - LED Canless Downlight - 850 Lumens - 12W - 3000K - White | 4000 | 93 | 850 | 70.8333 | 50000 | 12 | 1 | 34.95 | 34.95 | 41.0676 | 2020Q2 | https://www.beeslighting.com/S11603 | Bee's Lighting | 2020 | Yes
LED Lighting | Downlight | Satco | True |  |  |  |  | Downlight Recessed Home Fixtures Recessed Lighting 4 in - 75W Equal - LED Canless Downlight - 840 Lumens - 12W - 3000K - White Back Description 12WLED/DW/GBL/4/930/RND/RD/WH 12 watt LED Direct Wire Downlight; Gimbaled; 4 inch; 3000K; 120 volt; Dimmable; Round; Remote Driver; White Solid State LED Edge-lit technology Long life Integrated j-box for direct wire installation Dimmable IC Rated 4 in - 75W Equal - LED Canless Downlight - 840 Lumens - 12W - 3000K - White | 4000 | 94 | 850 | 70.8333 | 50000 | 12 | 1 | 36.95 | 36.95 | 43.4177 | 2020Q2 | https://www.beeslighting.com/S11618 | Bee's Lighting | 2020 | Yes
LED Lighting | Downlight | Satco | True |  |  |  |  | Downlight Recessed Home Fixtures Recessed Lighting 4 in - 75W Equal - LED Canless Downlight - 850 Lumens - 12W - 3000K - Square - White Back Description 12WLED/DW/GBL/4/930/SQ/RD/WH 12 watt LED Direct Wire Downlight; Gimbaled; 4 inch; 3000K; 120 volt; Dimmable; Square; Remote Driver; White Solid State LED Edge-lit technology Long life Integrated j-box for direct wire installation Dimmable IC Rated 4 in - 75W Equal - LED Canless Downlight - 850 Lumens - 12W - 3000K - Square - White | 4000 | 94 | 850 | 70.8333 | 50000 | 12 | 1 | 38.95 | 38.95 | 45.7678 | 2020Q2 | https://www.beeslighting.com/S11621 | Bee's Lighting | 2020 | Yes
LED Lighting | Downlight | Satco | True |  |  |  |  | Downlight Recessed Home Fixtures Recessed Lighting 3 in - 75W Equal - LED Canless Downlight - 840 Lumens - 12W - 3000K - White Back Description 12WLED/DW/DNL/3.5/930/RND/RD/WH 12 watt LED Direct Wire Downlight; 3.5 inch; 3000K; 120 volt; Dimmable; Round; Remote Driver; White Solid State LED Edge-lit technology Long life Integrated j-box for direct wire installation Dimmable IC Rated 3 in - 75W Equal - LED Canless Downlight - 840 Lumens - 12W - 3000K - White | 4000 | 93 | 840 | 70 | 50000 | 12 | 1 | 34.95 | 34.95 | 41.0676 | 2020Q2 | https://www.beeslighting.com/S11630 | Bee's Lighting | 2020 | Yes
LED Lighting | Downlight | Satco | True |  |  |  |  | Downlight Recessed Home Fixtures Recessed Lighting 3 in - 75W Equal - LED Canless Downlight - 840 Lumens - 12W - 3000K - Square - White Back Description 12WLED/DW/DNL/3.5/930/SQ/RD/WH 12 watt LED Direct Wire Downlight; 3.5 inch; 3000K; 120 volt; Dimmable; Square; Remote Driver; White Solid State LED Edge-lit technology Long life Integrated j-box for direct wire installation Dimmable IC Rated 3 in - 75W Equal - LED Canless Downlight - 840 Lumens - 12W - 3000K - Square - White | 4000 | 93 | 840 | 70 | 50000 | 12 | 1 | 36.95 | 36.95 | 43.4177 | 2020Q2 | https://www.beeslighting.com/S11633 | Bee's Lighting | 2020 | Yes
LED Lighting | Downlight | Satco | True |  |  |  |  | Downlight Recessed Home Fixtures Recessed Lighting 4 in - 45W Equal - LED Canless Downlight - 490 Lumens - 7W - 2700K - Square - White Back Description 7WLED/DW/SQ/4/27K/120V 7 watt LED Direct Wire Downlight; 4 inch; 2700K; 120 volt; Dimmable; Square Solid State LED lighting Long life Integrated j-box for direct wire installation Dimmable IC Rated 4 in - 45W Equal - LED Canless Downlight - 490 Lumens - 7W - 2700K - Square - White | 2700 | 91 | 490 | 70 | 40000 | 7 | 1 | 20.95 | 20.95 | 24.6171 | 2020Q2 | https://www.beeslighting.com/S11700 | Bee's Lighting | 2020 | Yes
LED Lighting | Downlight | Satco | True |  |  |  |  | Downlight Recessed Home Fixtures Recessed Lighting 6 in - 65W Equal - LED Canless Downlight - 720 Lumens - 9W - 2700K - Square - White Back Description 9WLED/DW/SQ/6/27K/120V 9 watt LED Direct Wire Downlight; 6 inch; 2700K; 120 volt; Dimmable; Square Solid State LED lighting Long life Integrated j-box for direct wire installation Dimmable IC Rated 6 in - 65W Equal - LED Canless Downlight - 720 Lumens - 9W - 2700K - Square - White | 2700 | 90 | 720 | 80 | 40000 | 9 | 1 | 28.95 | 28.95 | 34.0174 | 2020Q2 | https://www.beeslighting.com/S11704 | Bee's Lighting | 2020 | Yes
LED Lighting | Downlight | Satco | True |  |  |  |  | Downlight Recessed Home Fixtures Recessed Lighting 4 in - 45W Equal - LED Canless Downlight - 490 Lumens - 7W - 2700K - White Back Description 7WLED/DW/GBL/4/27K/120V 7 watt LED Direct Wire Downlight; Gimbaled; 4 inch; 2700K; 120 volt; Dimmable Solid State LED lighting Long life Integrated j-box for direct wire installation Dimmable IC Rated 4 in - 45W Equal - LED Canless Downlight - 490 Lumens - 7W - 2700K - White | 2700 | 91 | 490 | 70 | 40000 | 7 | 1 | 22.95 | 22.95 | 26.9671 | 2020Q2 | https://www.beeslighting.com/S11708 | Bee's Lighting | 2020 | Yes
LED Lighting | Downlight | Satco | True |  |  |  |  | Downlight Recessed Home Fixtures Recessed Lighting 6 in - 65W Equal - LED Canless Downlight - 720 Lumens - 9W - 2700K - White Back Description 9WLED/DW/GBL/6/27K/120V 9 watt LED Direct Wire Downlight; Gimbaled; 6 inch; 2700K; 120 volt; Dimmable Solid State LED lighting Long life Integrated j-box for direct wire installation Dimmable IC Rated 6 in - 65W Equal - LED Canless Downlight - 720 Lumens - 9W - 2700K - White | 2700 | 91 | 720 | 80 | 40000 | 9 | 1 | 30.95 | 30.95 | 36.3674 | 2020Q2 | https://www.beeslighting.com/S11712 | Bee's Lighting | 2020 | Yes
LED Lighting | Downlight | Satco | True |  |  |  |  | Downlight Recessed Home Fixtures Commercial Lighting LED Strip Light Fixtures 24 in - LED Linear Recessed Fixture - 1500 Lumens - 20W - 3000K/4000K/5000K Back Description The Satco S11722 LED linear recessed fixture offers a new design for downlight fixtures. This direct wire LED linear downlight is 24 inches long and is able to emit 1500 lumens with a switchable color temperature feature that changes between 3000K, 4000K and 5000K CCTs. Energy Star compliant Title 24 Compliant Switchable color temperatures Dimmable LED fixture 5 year warranty 24 in - LED Linear Recessed Fixture - 1500 Lumens - 20W - 3000K/4000K/5000K | 3000 | 94 | 1500 | 75 | 40000 | 20 | 1 | 73.95 | 73.95 | 86.8941 | 2020Q2 | https://www.beeslighting.com/S11722 | Bee's Lighting | 2020 | Yes
LED Lighting | Downlight | Satco | True |  |  |  |  | Downlight Surface Mount Home Fixtures Flush Mount Lighting LED Round Ceiling Light - 5.5 in. - 10.5W - White Finish Back Description The Satco Lighting Blink Flush Mount fixture S21501 is a LED Decorative ceiling light. It has White Finish and Lamps Included.The S21501 is ideal for kitchen, bathroom, hallway, meeting room, hospitality, healthcare, office and retail lighting spaces. LED Round Ceiling Light - 5.5 in. - 10.5W - White Finish | 4000 | 92 | 580 | 55.2381 | 50000 | 10.5 | 1 | 38.99 | 38.99 | 45.8148 | 2020Q2 | https://www.beeslighting.com/S21501 | Bee's Lighting | 2020 | Yes
LED Lighting | Downlight | Satco | True |  |  |  |  | Downlight Surface Mount Home Fixtures Flush Mount Lighting LED Round Ceiling Light - 5.5 in. - 10.5W - White Finish Back Description The Satco Lighting Blink Flush Mount fixture S21502 is a LED Decorative ceiling light. It has White Finish and Lamps Included.The S21502 is ideal for kitchen, bathroom, hallway, meeting room, hospitality, healthcare, office and retail lighting spaces. LED Round Ceiling Light - 5.5 in. - 10.5W - White Finish | 5000 | 84 | 720 | 68.5714 | 50000 | 10.5 | 1 | 38.99 | 38.99 | 45.8148 | 2020Q2 | https://www.beeslighting.com/S21502 | Bee's Lighting | 2020 | Yes
LED Lighting | Downlight | Satco | True |  |  |  |  | Downlight Surface Mount Home Fixtures Flush Mount Lighting LED Square Ceiling Light - 5.5 in. - 10.5W - White Finish Back Description The Satco Lighting Blink Flush Mount fixture S21505 is a LED Decorative ceiling light. It has White Finish and Lamps Included.The S21505 is ideal for kitchen, bathroom, hallway, meeting room, hospitality, healthcare, office and retail lighting spaces. LED Square Ceiling Light - 5.5 in. - 10.5W - White Finish | 4000 | 92 | 580 | 55.2381 | 50000 | 10.5 | 1 | 41.99 | 41.99 | 49.3399 | 2020Q2 | https://www.beeslighting.com/S21505 | Bee's Lighting | 2020 | Yes
LED Lighting | Downlight | Satco | True |  |  |  |  | Downlight Surface Mount Home Fixtures Flush Mount Lighting LED Square Ceiling Light - 5.5 in. - 10.5W - White Finish Back Description The Satco Lighting Blink Flush Mount fixture S21506 is a LED Decorative ceiling light. It has White Finish and Lamps Included.The S21506 is ideal for kitchen, bathroom, hallway, meeting room, hospitality, healthcare, office and retail lighting spaces. LED Square Ceiling Light - 5.5 in. - 10.5W - White Finish | 5000 | 84 | 700 | 66.6667 | 50000 | 10.5 | 1 | 41.99 | 41.99 | 49.3399 | 2020Q2 | https://www.beeslighting.com/S21506 | Bee's Lighting | 2020 | Yes
LED Lighting | Downlight | Satco | True |  |  |  |  | Downlight Surface Mount Home Fixtures Flush Mount Lighting LED Round Ceiling Light - 7 in. - 13.5W - White Finish Back Description The Satco Lighting Blink Flush Mount fixture S21508 is a LED Decorative ceiling light. It has White Finish and Lamps Included.The S21508 is ideal for kitchen, bathroom, hallway, meeting room, hospitality, healthcare, office and retail lighting spaces. LED Round Ceiling Light - 7 in. - 13.5W - White Finish | 4000 | 93 | 860 | 63.7037 | 50000 | 13.5 | 1 | 52.99 | 52.99 | 62.2653 | 2020Q2 | https://www.beeslighting.com/S21508 | Bee's Lighting | 2020 | Yes
LED Lighting | Downlight | Satco | True |  |  |  |  | Downlight Surface Mount Home Fixtures Flush Mount Lighting LED Square Ceiling Light - 9 in. - 18.5W - White Finish Back Description The Satco Lighting Blink Flush Mount fixture S21517 is a LED Decorative ceiling light. It has White Finish and Lamps Included.The S21517 is ideal for kitchen, bathroom, hallway, meeting room, hospitality, healthcare, office and retail lighting spaces. LED Square Ceiling Light - 9 in. - 18.5W - White Finish | 4000 | 92 | 1250 | 67.5676 | 50000 | 18.5 | 1 | 57.99 | 57.99 | 68.1405 | 2020Q2 | https://www.beeslighting.com/S21517 | Bee's Lighting | 2020 | Yes
LED Lighting | Decorative | Satco | True |  | Decorative | B10 | E26 (Medium) | Damp Location Rated Home Bulbs Filament Light Bulbs LED Filament Bulb - 5.5W - Chandelier Bulb - 60W Equal - 500 Lumens - 2700K Warm White Back Description This Satco S21707 LED filament torpedo candle bulb produces 500 lumens, with only 5.5 watt power consumption. The S21707 replaces 60 watt incandescent bulbs and has an E26 base type. Moreover, the bulb illuminates a warm white color temperature in 2700K. Approved for enclosed fixtures Direct replacements for clear and soft white incandescent lamps LED replacements use 80% less energy Bulb has a rate life of 15,000 hours cULus certified, Energy Star and suitable for damp locations LED Filament Bulb - 5.5W - Chandelier Bulb - 60W Equal - 500 Lumens - 2700K Warm White | 2700 | 82 | 500 | 90.9091 | 15000 | 5.5 | 1 | 8.95 | 8.95 | 10.5166 | 2020Q2 | https://www.beeslighting.com/S21707 | Bee's Lighting | 2020 | Yes
LED Lighting | A-Type | TCP | False |  | A19/21 | E26 (Medium) | E26 (Medium) | Home / Light Bulbs / LED / TCP - L9A19N1027K4 Durable Plastic Housing; Enclosed Fixture Rated; Damp Location Rated 9.5W A19 LED Lamp - Universal - 800 Lumens - Warm White (2700K) - 80 CRI - 10000 Hours - E26 (Medium) - 120 to 130V TCP - L9A19N1027K4 | 2700 | 80 | 800 | 84.2105 | 10000 | 9.5 | 1 | 6.33 | 6.33 | 7.438 | 2020Q2 | https://shop.regencylighting.com/lamps/led/l9a19n1027k4-tcp.html | Regency Lighting | 2020 | Yes
LED Lighting | Reflector | Satco | True |  | Reflector (Flood/Spot) | R20 | E26 (Medium) | Damp Location Rated,Recessed Fixtures Home Bulbs LED Flood Light Bulbs 50W Equal - LED R20 bulb - 525 Lumens - 4000K Cool White - Dimmable - CRI 90 Back Description This Satco S28491 LED R20 bulb produces 525 lumens, with only 6 watt power consumption. The S28491 replaces 50 watt incandescent bulbs and has an E26 base type. Moreover the bulb illuminates a cool white color temperature in 4000K. Reflector replacement lamp Long life Dimmable 50W Equal - LED R20 bulb - 525 Lumens - 4000K Cool White - Dimmable - CRI 90 | 4000 | 96 | 525 | 87.5 | 25000 | 6 | 1 | 5.95 | 5.95 | 6.9915 | 2020Q2 | https://www.beeslighting.com/S28491 | Bee's Lighting | 2020 | Yes
LED Lighting | Reflector | Satco | True |  | Reflector (Flood/Spot) | BR30 | E26 (Medium) | Damp Location Rated,Recessed Fixtures Home Bulbs LED Flood Light Bulbs 65W Equal - LED BR30 - 650 Lumens - 4000K Cool White - Dimmable - CRI 90 Back Description This Satco S28492 LED BR30 bulb produces 650 lumens, with only 7.5 watt power consumption. The S28492 replaces 65 watt incandescent bulbs and has an E26 base type. Moreover the bulb illuminates a cool white color temperature in 4000K. Reflector replacement lamp Long life Dimmable 65W Equal - LED BR30 - 650 Lumens - 4000K Cool White - Dimmable - CRI 90 | 4000 | 96 | 650 | 86.6667 | 25000 | 7.5 | 1 | 9.9 | 9.9 | 11.6329 | 2020Q2 | https://www.beeslighting.com/S28492 | Bee's Lighting | 2020 | Yes
LED Lighting | Reflector | Satco | True |  | Reflector (Flood/Spot) | BR40 | E26 (Medium) | Damp Location Rated,Recessed Fixtures Home Bulbs LED Flood Light Bulbs 85W Equal - LED BR40 - 1075 Lumens - 4000K Cool White - Dimmable - CRI 90 Back Description This Satco S28493 LED BR40 bulb produces 1075 lumens, with only 13 watt power consumption. The S28493 replaces 85 watt incandescent bulbs and has an E26 base type. Moreover the bulb illuminates a cool white color temperature in 4000K. Solid State LED lighting Not rated for enclosed fixtures 105 degree flood BR40 replacement lamp Available in 120V Quality 90 CRI lighting Bulb has a rate life of 25,000 hours Lawful for sale in California 85W Equal - LED BR40 - 1075 Lumens - 4000K Cool White - Dimmable - CRI 90 | 4000 | 96 | 1075 | 82.6923 | 25000 | 13 | 1 | 10.95 | 10.95 | 12.8667 | 2020Q2 | https://www.beeslighting.com/S28493 | Bee's Lighting | 2020 | Yes
LED Lighting | Reflector | Satco | True |  | Reflector (Flood/Spot) | R20 | E26 (Medium) | Damp Location Rated,Recessed Fixtures Home Bulbs LED Flood Light Bulbs 50W Equal - LED R20 bulb - 525 Lumens - 3000K Soft White - Dimmable - CRI 90 Back Description This Satco S28577 LED R20 bulb produces 525 lumens, with only 6 watt power consumption. The S28577 replaces 50 watt incandescent bulbs and has an E26 base type. Moreover the bulb illuminates a soft white color temperature in 3000K. Reflector replacement lamp Long life Dimmable 50W Equal - LED R20 bulb - 525 Lumens - 3000K Soft White - Dimmable - CRI 90 | 3000 | 91 | 525 | 87.5 | 25000 | 6 | 1 | 5.95 | 5.95 | 6.9915 | 2020Q2 | https://www.beeslighting.com/S28577 | Bee's Lighting | 2020 | Yes
LED Lighting | Reflector | Satco | True |  | Reflector (Flood/Spot) | BR40 | E26 (Medium) | Damp Location Rated,Recessed Fixtures Home Bulbs LED Flood Light Bulbs 85W Equal - LED BR40 - 1075 Lumens - 3000K Soft White - Dimmable - CRI 90 Back Description This Satco S28580 LED BR40 bulb produces 1075 lumens, with only 13 watt power consumption. The S28580 replaces 85 watt incandescent bulbs and has an E26 base type. Moreover the bulb illuminates a soft white color temperature in 3000K. Solid State LED lighting Not rated for enclosed fixtures 105 degree flood BR40 replacement lamp Available in 120V Quality 90 CRI lighting Bulb has a rate life of 25,000 hours Lawful for sale in California 85W Equal - LED BR40 - 1075 Lumens - 3000K Soft White - Dimmable - CRI 90 | 3000 | 93 | 1075 | 82.6923 | 25000 | 13 | 1 | 10.95 | 10.95 | 12.8667 | 2020Q2 | https://www.beeslighting.com/S28580 | Bee's Lighting | 2020 | Yes
LED Lighting | Downlight | Satco | True |  |  |  |  | Downlight Recessed Home Fixtures Recessed Lighting 6 in - 65W Equal - LED Ultra Thin Downlight - Canless - 800 Lumens - 11.6W - 2700K - White Back Description The Satco S39061 6 in. LED recessed canless downlight offers an energy efficient 65W incandescent replacement. The 11.6WLED/DW/EL/5-6/27K/120V emits 800 lumens on a 2700K color temperature while only using 11.6 watts of power. 6 inch Canless downlight Slim design 40,000 LED Rate Life 120V Dimmable Downlight 5 Year Warranty 6 in - 65W Equal - LED Ultra Thin Downlight - Canless - 800 Lumens - 11.6W - 2700K - White | 2700 | 92 | 730 | 62.931 | 40000 | 11.6 | 1 | 24.95 | 24.95 | 29.3172 | 2020Q2 | https://www.beeslighting.com/S29061_2 | Bee's Lighting | 2020 | Yes
LED Lighting | Downlight | Satco | True |  |  |  |  | Downlight Surface Mount Home Fixtures Flush Mount Lighting LED Round Ceiling Light - 5.5 in. - 10.5W - White Finish Back Description The Satco Lighting Blink Flush Mount fixture S29323 is a LED Decorative ceiling light. It has White Finish and Lamps Included.The S29323 is ideal for kitchen, bathroom, hallway, meeting room, hospitality, healthcare, office and retail lighting spaces. LED Round Ceiling Light - 5.5 in. - 10.5W - White Finish | 3000 | 92 | 580 | 55.2381 | 50000 | 10.5 | 1 | 38.99 | 38.99 | 45.8148 | 2020Q2 | https://www.beeslighting.com/S29323 | Bee's Lighting | 2020 | Yes
LED Lighting | Downlight | Satco | True |  |  |  |  | Downlight Surface Mount Home Fixtures Flush Mount Lighting 5.5in - 580 lumens - LED Square Ceiling light - 10.5W - Acrylic Lens - White Back Description This 5.5 Inch 10.5 Watt Satco S29324 LED surface mount ceiling light features a retrofit style in a white finish and is 5.5" wide. This edge lit fixture replaces a 50 watt incandescent light and provides 580 lumens with warm white color temperature at 2700K. This surface mount square downlight uses the latest in edge-lighting technology to produce a low glare smooth lighting effect. It's ideal for applications in kitchens, offices, bedrooms, and dens as well as in wet locations, such as showers, bathrooms, or outdoors. LED fixtures are more energy efficient and last much longer than traditional incandescent versions. 5.5" Flush Mount Fixture Offers 580 lumens and uses 10.5 energy watts with warm white color temperature (2700K) Suitable for installation in wet and damp locations Operates at 120 volts Provides color rendering at a CRI of 90 Energy saving technology to last approximately 50,000 hours Includes a 5 year manufacturer warranty 5.5in - 580 lumens - LED Square Ceiling light - 10.5W - Acrylic Lens - White | 2700 | 92 | 580 | 55.2381 | 50000 | 10.5 | 1 | 41.99 | 41.99 | 49.3399 | 2020Q2 | https://www.beeslighting.com/S29324 | Bee's Lighting | 2020 | Yes
LED Lighting | Downlight | Satco | True |  |  |  |  | Downlight Surface Mount Home Fixtures Flush Mount Lighting 5.5in - 600 lumens - LED Square Ceiling light - 10.5W - Acrylic Lens - White Back Description This 5.5 Inch 10.5 Watt Satco LED surface mount ceiling light features a retrofit style in a white finish and is 5.5" wide. This edge lit fixture replaces a 50 watt incandescent light and provides 600 lumens with warm white color temperature at 3000K. This surface mount square downlight uses the latest in edge-lighting technology to produce a low glare smooth lighting effect. It's ideal for applications in kitchens, offices, bedrooms, and dens as well as in wet locations, such as showers, bathrooms, or outdoors. LED fixtures are more energy efficient and last much longer than traditional incandescent versions. 5.5" Flush Mount Fixture Offers 600 lumens and uses 10.5 energy watts with warm white color temperature (3000K) <(more...) 5.5in - 600 lumens - LED Square Ceiling light - 10.5W - Acrylic Lens - White | 3000 | 92 | 583 | 55.5238 | 50000 | 10.5 | 1 | 41.99 | 41.99 | 49.3399 | 2020Q2 | https://www.beeslighting.com/S29327 | Bee's Lighting | 2020 | Yes
LED Lighting | Downlight | Satco | True |  |  |  |  | Downlight Surface Mount Home Fixtures Flush Mount Lighting 7in - 780 lumens - LED Square Ceiling light - 13.5W - Acrylic Lens - White Back Description This 7 Inch 13.5 Watt Satco S29332 LED surface mount ceiling light features a retrofit style in a white finish and is 7" wide. This edge lit fixture replaces a 60 watt incandescent light and provides 780 lumens with warm white color temperature at 2700K. This surface mount square downlight uses the latest in edge-lighting technology to produce a low glare smooth lighting effect. It's ideal for applications in kitchens, offices, bedrooms, and dens as well as in wet locations, such as showers, bathrooms, or outdoors. LED fixtures are more energy efficient and last much longer than traditional incandescent versions. 5.5" Flush Mount Fixture Offers 780 lumens and uses 13.5 energy watts with warm white color temperature (2700K) Suitable for installation in wet and damp locations Operates at 120 volts Provides color rendering at a CRI of 90 Energy saving technology to last approximately 50,000 hours Includes a 5 year manufacturer warranty 7in - 780 lumens - LED Square Ceiling light - 13.5W - Acrylic Lens - White | 2700 | 92 | 785 | 58.1481 | 50000 | 13.5 | 1 | 45.99 | 45.99 | 54.04 | 2020Q2 | https://www.beeslighting.com/S29332 | Bee's Lighting | 2020 | Yes
LED Lighting | Downlight | Satco | True |  |  |  |  | Downlight Surface Mount Home Fixtures Flush Mount Lighting LED Round Ceiling Light - 9 in. - 18.5W - White Finish Back Description The Satco Lighting Blink Flush Mount fixture S29339 is a LED Decorative ceiling light. It has White Finish and Lamps Included.The S29339 is ideal for kitchen, bathroom, hallway, meeting room, hospitality, healthcare, office and retail lighting spaces. LED Round Ceiling Light - 9 in. - 18.5W - White Finish | 3000 | 92 | 1167 | 63.0811 | 50000 | 18.5 | 1 | 55.99 | 55.99 | 65.7904 | 2020Q2 | https://www.beeslighting.com/S29339 | Bee's Lighting | 2020 | Yes
LED Lighting | Downlight | Satco | True |  |  |  |  | Downlight Surface Mount Home Fixtures Flush Mount Lighting 9in - 1100 lumens - LED Square Ceiling light - 18.5W - Acrylic Lens - White Back Description This 9 Inch 18.5 Watt Satco LED surface mount ceiling light features a retrofit style in a white finish and is 9" wide. This edge lit fixture replaces a 100 watt incandescent light and provides 1100 lumens with warm white color temperature at 2700K. This surface mount square downlight uses the latest in edge-lighting technology to produce a low glare smooth lighting effect. It's ideal for applications in kitchens, offices, bedrooms, and dens as well as in wet locations, such as showers, bathrooms, or outdoors. LED fixtures are more energy efficient and last much longer than traditional incandescent versions. 9" Flush Mount Fixture Offers 1100 lumens and uses 18.5 energy watts with warm white color temperature (more...) 9in - 1100 lumens - LED Square Ceiling light - 18.5W - Acrylic Lens - White | 2700 | 92 | 1100 | 59.4595 | 50000 | 18.5 | 1 | 57.99 | 57.99 | 68.1405 | 2020Q2 | https://www.beeslighting.com/S29340 | Bee's Lighting | 2020 | Yes
LED Lighting | Downlight | Satco | True |  |  |  |  | Downlight Surface Mount Home Fixtures Flush Mount Lighting LED Round Ceiling Light - 7 in. - 13.5W - White Finish Back Description The Satco Lighting Blink Flush Mount fixture S29357 is a LED Decorative ceiling light. It has White Finish and Lamps Included.The S29357 is ideal for kitchen, bathroom, hallway, meeting room, hospitality, healthcare, office and retail lighting spaces. LED Round Ceiling Light - 7 in. - 13.5W - White Finish | 3000 | 93 | 820 | 60.7407 | 50000 | 13.5 | 1 | 55.99 | 55.99 | 65.7904 | 2020Q2 | https://www.beeslighting.com/S29357 | Bee's Lighting | 2020 | Yes
LED Lighting | Downlight | Satco | True |  |  |  |  | Downlight Surface Mount Home Fixtures Flush Mount Lighting LED Round Ceiling Light - 9 in. - 18.5W - White Finish Back Description The Satco Lighting Blink Flush Mount fixture S29358 is a LED Decorative ceiling light. It has White Finish and Lamps Included.The S29358 is ideal for kitchen, bathroom, hallway, meeting room, hospitality, healthcare, office and retail lighting spaces. LED Round Ceiling Light - 9 in. - 18.5W - White Finish | 3000 | 93 | 1200 | 64.8649 | 50000 | 18.5 | 1 | 68.99 | 68.99 | 81.0659 | 2020Q2 | https://www.beeslighting.com/S29358 | Bee's Lighting | 2020 | Yes
LED Lighting | Downlight | Satco | True | Daylighting/Photocell, |  |  |  | Downlight Surface Mount Home Fixtures Flush Mount Lighting 7in - 880 lumens - LED Square Ceiling light - 13.5W - Acrylic Lens - White Back Description This 7 Inch 13.5 Watt Satco S29361 LED surface mount ceiling light features a retrofit style in a white finish and is 7" wide. This edge lit fixture replaces a 60 watt incandescent light and provides 880 lumens with day light color temperature at 5000K. This surface mount square downlight uses the latest in edge-lighting technology to produce a low glare smooth lighting effect. It's ideal for applications in kitchens, offices, bedrooms, and dens as well as in wet locations, such as showers, bathrooms, or outdoors. LED fixtures are more energy efficient and last much longer than traditional incandescent versions. 5.5" Flush Mount Fixture Offers 880 lumens and uses 13.5 energy watts with daylight color temperature (5000K) Suitable for installation in wet and damp locations Operates at 120 volts Provides color rendering at a CRI of 90 Energy saving technology to last approximately 50,000 hours Includes a 5 year manufacturer warranty 7in - 880 lumens - LED Square Ceiling light - 13.5W - Acrylic Lens - White | 5000 | 83 | 880 | 65.1852 | 50000 | 13.5 | 1 | 45.99 | 45.99 | 54.04 | 2020Q2 | https://www.beeslighting.com/S29361 | Bee's Lighting | 2020 | Yes
LED Lighting | Downlight | Satco | True |  |  |  |  | Downlight Surface Mount Home Fixtures Flush Mount Lighting 9in - 1350 lumens - LED Square Ceiling light - 18.5W - Acrylic Lens - White Back Description This 9 Inch 18.5 Watt Satco LED surface mount ceiling light features a retrofit style in a white finish and is 9" wide. This edge lit fixture replaces a 100 watt incandescent light and provides 1350 lumens with cool white color temperature at 5000K. This surface mount square downlight uses the latest in edge-lighting technology to produce a low glare smooth lighting effect. It's ideal for applications in kitchens, offices, bedrooms, and dens as well as in wet locations, such as showers, bathrooms, or outdoors. LED fixtures are more energy efficient and last much longer than traditional incandescent versions. 9" Flush Mount Fixture Offers 1350 lumens and uses 18.5 energy watts with cool white color temperature (5000K) See MoreSee Less 9in - 1350 lumens - LED Square Ceiling light - 18.5W - Acrylic Lens - White | 5000 | 83 | 1350 | 72.973 | 50000 | 18.5 | 1 | 57.99 | 57.99 | 68.1405 | 2020Q2 | https://www.beeslighting.com/S29363 | Bee's Lighting | 2020 | Yes
LED Lighting | Downlight | Satco | True |  |  |  |  | Downlight Surface Mount Home Fixtures Flush Mount Lighting LED Round Ceiling Light - 7 in. - 13.5W - White Finish Back Description The Satco Lighting Blink Flush Mount fixture S29367 is a LED Decorative ceiling light. It has White Finish and Lamps Included.The S29367 is ideal for kitchen, bathroom, hallway, meeting room, hospitality, healthcare, office and retail lighting spaces. LED Round Ceiling Light - 7 in. - 13.5W - White Finish | 3000 | 93 | 820 | 60.7407 | 50000 | 13.5 | 1 | 52.99 | 52.99 | 62.2653 | 2020Q2 | https://www.beeslighting.com/S29367 | Bee's Lighting | 2020 | Yes
LED Lighting | Reflector | Satco | True |  | Reflector (Flood/Spot) | R20 | E26 (Medium) | Damp Location Rated,Recessed Fixtures Home Bulbs LED Flood Light Bulbs 50W Equal - LED R20 bulb - 525 Lumens - 2700K Warm White - Dimmable - CRI 90 Back Description This Satco S29614 LED R20 bulb produces 525 lumens, with only 6 watt power consumption. The S29614 replaces 50 watt incandescent bulbs and has an E26 base type. Moreover the bulb illuminates a warm white color temperature in 2700K. Reflector replacement lamp Long life Dimmable 50W Equal - LED R20 bulb - 525 Lumens - 2700K Warm White - Dimmable - CRI 90 | 2700 | 93 | 525 | 87.5 | 25000 | 6 | 1 | 5.95 | 5.95 | 6.9915 | 2020Q2 | https://www.beeslighting.com/S29614 | Bee's Lighting | 2020 | Yes
LED Lighting | Reflector | Satco | True |  | Reflector (Flood/Spot) | BR40 | E26 (Medium) | Damp Location Rated,Recessed Fixtures Home Bulbs LED Flood Light Bulbs 85W Equal - LED BR40 - 1075 Lumens - 2700K Warm White - Dimmable - CRI 90 Back Description This Satco S29615 LED BR40 bulb produces 1075 lumens, with only 13 watt power consumption. The S29615 replaces 85 watt incandescent bulbs and has an E26 base type. Moreover the bulb illuminates a warm white color temperature in 2700K. Solid State LED lighting Not rated for enclosed fixtures 105 degree flood Reflector replacement lamp Quality 90 CRI lighting Dimmable Lawful for sale in California 85W Equal - LED BR40 - 1075 Lumens - 2700K Warm White - Dimmable - CRI 90 | 2700 | 95 | 1075 | 82.6923 | 25000 | 13 | 1 | 10.95 | 10.95 | 12.8667 | 2020Q2 | https://www.beeslighting.com/S29615 | Bee's Lighting | 2020 | Yes
LED Lighting | Reflector | Satco | True |  | Reflector (Flood/Spot) | BR30 | E26 (Medium) | Damp Location Rated,Recessed Fixtures Home Bulbs LED Flood Light Bulbs 65W Equal - LED BR30 - 650 Lumens - 2700K Warm White - Dimmable - CRI 90 Back Description This Satco S29625 LED BR30 bulb produces 650 lumens, with only 7.5 watt power consumption. The S29625 replaces 65 watt incandescent bulbs and has an E26 base type. Moreover the bulb illuminates a warm white color temperature in 2700K. Reflector replacement lamp Long life Dimmable 65W Equal - LED BR30 - 650 Lumens - 2700K Warm White - Dimmable - CRI 90 | 2700 | 95 | 650 | 86.6667 | 25000 | 7.5 | 1 | 7.95 | 7.95 | 9.3416 | 2020Q2 | https://www.beeslighting.com/S29625 | Bee's Lighting | 2020 | Yes
LED Lighting | Downlight | Satco | True |  |  |  |  | Downlight Surface Mount Home Fixtures Flush Mount Lighting LED Round Ceiling Light - 7 in. - 13.5W - White Finish Back Description The Satco Lighting Blink Flush Mount fixture S29655 is a LED Decorative ceiling light. It has White Finish and Lamps Included.The S29655 is ideal for kitchen, bathroom, hallway, meeting room, hospitality, healthcare, office and retail lighting spaces. LED Round Ceiling Light - 7 in. - 13.5W - White Finish | 4000 | 92 | 820 | 60.7407 | 50000 | 13.5 | 1 | 43.99 | 43.99 | 51.6899 | 2020Q2 | https://www.beeslighting.com/S29655 | Bee's Lighting | 2020 | Yes
LED Lighting | Downlight | Satco | True |  |  |  |  | Downlight Surface Mount Home Fixtures Flush Mount Lighting LED Round Ceiling Light - 9 in. - 18.5W - White Finish Back Description The Satco Lighting Blink Flush Mount fixture S29690 is a LED Decorative ceiling light. It has White Finish and Lamps Included.The S29690 is ideal for kitchen, bathroom, hallway, meeting room, hospitality, healthcare, office and retail lighting spaces. LED Round Ceiling Light - 9 in. - 18.5W - White Finish | 4000 | 92 | 1150 | 62.1622 | 50000 | 18.5 | 1 | 55.99 | 55.99 | 65.7904 | 2020Q2 | https://www.beeslighting.com/S29690 | Bee's Lighting | 2020 | Yes
LED Lighting | Downlight | Satco | True |  |  | LED Retrofit Kit |  | Downlight Solid State Retrofit Home Fixtures Recessed Lighting 5/6 in - 65W Equal - LED Retrofit Downlight - 800 Lumens - 10.5W - 3000K Back Description 10.5WLED/RDL/5-6/30K/120V 10.5 watt LED Downlight Retrofit; 5"-6"; 3000K; 120 volts; Dimmable Solid State LED lighting Downlight Retrofit Long life Dimmable 5/6 in - 65W Equal - LED Retrofit Downlight - 800 Lumens - 10.5W - 3000K | 3000 | 92 | 800 | 76.1905 | 50000 | 10.5 | 1 | 14.95 | 14.95 | 17.5668 | 2020Q2 | https://www.beeslighting.com/S29725 | Bee's Lighting | 2020 | Yes
LED Lighting | Downlight | Satco | True |  |  |  |  | Downlight Solid State Retrofit Home Fixtures Recessed Lighting 4 in - 50W Equal - LED Retrofit Downlight - 600 Lumens - 9W - 2700K - Square - White Back Description 9WLED/4/SQ/27K/120V 9 watt LED Downlight Retrofit; 4 inch square shape; 2700K; 120 volt Solid State LED lighting Downlight Retrofit Long life California T24 Compliant 4 in - 50W Equal - LED Retrofit Downlight - 600 Lumens - 9W - 2700K - Square - White | 2700 | 92 | 600 | 66.6667 | 50000 | 9 | 1 | 13.95 | 13.95 | 16.3918 | 2020Q2 | https://www.beeslighting.com/S29756 | Bee's Lighting | 2020 | Yes
LED Lighting | Downlight | Satco | True |  |  |  |  | Downlight Solid State Retrofit Home Fixtures Recessed Lighting 4 in - 50W Equal - LED Retrofit Downlight - 600 Lumens - 9W - 3000K - Square - White Back Description 9WLED/4/SQ/30K/120V 9 watt LED Downlight Retrofit; 4 inch square shape; 3000K; 120 volt Solid State LED lighting Downlight Retrofit Long life California T24 Compliant 4 in - 50W Equal - LED Retrofit Downlight - 600 Lumens - 9W - 3000K - Square - White | 3000 | 92 | 600 | 66.6667 | 50000 | 9 | 1 | 13.95 | 13.95 | 16.3918 | 2020Q2 | https://www.beeslighting.com/S29757 | Bee's Lighting | 2020 | Yes
LED Lighting | Downlight | Satco | True |  |  |  |  | Downlight Solid State Retrofit Home Fixtures Recessed Lighting 4 in - 50W Equal - LED Retrofit Downlight - 600 Lumens - 9W - 4000K - Square - White Back Description 9WLED/4/SQ/40K/120V 9 watt LED Downlight Retrofit; 4 inch square shape; 4000K; 120 volt Solid State LED lighting Downlight Retrofit Long life California T24 Compliant 4 in - 50W Equal - LED Retrofit Downlight - 600 Lumens - 9W - 4000K - Square - White | 4000 | 95 | 600 | 66.6667 | 50000 | 9 | 1 | 13.95 | 13.95 | 16.3918 | 2020Q2 | https://www.beeslighting.com/S29758 | Bee's Lighting | 2020 | Yes
LED Lighting | Downlight | Satco | True |  |  |  |  | Downlight Solid State Retrofit Home Fixtures Recessed Lighting 5/6 in - 85W Equal - LED Retrofit Downlight - 1000 Lumens - 15W - 2700K - Square - White Back Description 15WLED/5-6/SQ/27K/120V 15 watt LED Downlight Retrofit; 5-6 inch square shape; 2700K; 120 volt Solid State LED lighting Downlight Retrofit for 5-6" Long life California T24 Compliant 5/6 in - 85W Equal - LED Retrofit Downlight - 1000 Lumens - 15W - 2700K - Square - White | 2700 | 92 | 1000 | 66.6667 | 50000 | 15 | 1 | 18.95 | 18.95 | 22.267 | 2020Q2 | https://www.beeslighting.com/S29770 | Bee's Lighting | 2020 | Yes
LED Lighting | Downlight | Satco | True |  |  |  |  | Downlight Solid State Retrofit Home Fixtures Recessed Lighting 5/6 in - 85W Equal - LED Retrofit Downlight - 1000 Lumens - 15W - 3000K - Square - White Back Description 15WLED/5-6/SQ/30K/120V 15 watt LED Downlight Retrofit; 5-6 inch square shape; 3000K; 120 volt Solid State LED lighting Downlight Retrofit for 5-6" Long life California T24 Compliant 5/6 in - 85W Equal - LED Retrofit Downlight - 1000 Lumens - 15W - 3000K - Square - White | 3000 | 92 | 1000 | 66.6667 | 50000 | 15 | 1 | 18.95 | 18.95 | 22.267 | 2020Q2 | https://www.beeslighting.com/S29771 | Bee's Lighting | 2020 | Yes
LED Lighting | Downlight | Satco | True |  |  |  |  | Downlight Solid State Retrofit Home Fixtures Recessed Lighting 5/6 in - 85W Equal - LED Retrofit Downlight - 1000 Lumens - 15W - 4000K - Square - White Back Description 15WLED/5-6/SQ/40K/120V 15 watt LED Downlight Retrofit; 5-6 inch square shape; 4000K; 120 volt Solid State LED lighting Downlight Retrofit for 5-6" Long life California T24 Compliant 5/6 in - 85W Equal - LED Retrofit Downlight - 1000 Lumens - 15W - 4000K - Square - White | 4000 | 95 | 1000 | 66.6667 | 50000 | 15 | 1 | 18.95 | 18.95 | 22.267 | 2020Q2 | https://www.beeslighting.com/S29772 | Bee's Lighting | 2020 | Yes
LED Lighting | Downlight | Satco | True |  |  |  |  | Downlight Recessed Home Fixtures Recessed Lighting 4 in - 45W Equal - LED Ultra Thin Downlight - Canless - 500 Lumens - 8.5W - 2700K - White Back Description The Satco S39055 4 in. LED recessed canless downlight offers an energy efficient 45W incandescent replacement. The 8.5WLED/DW/EL/4/27K/120V emits 500 lumens on a 2700K color temperature while only using 8.5 watts of power. 4 inch Canless downlight Slim design 40,000 LED Rate Life 120V Dimmable Downlight 5 Year Warranty 4 in - 45W Equal - LED Ultra Thin Downlight - Canless - 500 Lumens - 8.5W - 2700K - White | 2700 | 92 | 500 | 58.8235 | 40000 | 8.5 | 1 | 18.95 | 18.95 | 22.267 | 2020Q2 | https://www.beeslighting.com/S39055 | Bee's Lighting | 2020 | Yes
LED Lighting | Downlight | Satco | True |  |  |  | Other | Downlight Solid State Retrofit Home Fixtures Recessed Lighting 4 in - 50W Equal - LED Retrofit Downlight - 600 Lumens - 7W - 2700K - White Back Description 7WLED/DIR/4/90'/27K/120V7 watt LED Directional Retrofit Downlight - Gimbaled; 4"; 2700K; 90' Beam spread; 120 volts; Dimmable; White Finish Solid State LED lighting Directional Downlight Retrofit Gimbaled Long life Dimmable 4 in - 50W Equal - LED Retrofit Downlight - 600 Lumens - 7W - 2700K - White | 2700 | 92 | 600 | 85.7143 | 50000 | 7 | 1 | 18.95 | 18.95 | 22.267 | 2020Q2 | https://www.beeslighting.com/S39466 | Bee's Lighting | 2020 | Yes
LED Lighting | Downlight | Satco | True |  |  |  | Other | Downlight Solid State Retrofit Home Fixtures Recessed Lighting 5/6 in - 65W Equal - LED Retrofit Downlight - 800 Lumens - 9W - 2700K - White Back Description 9WLED/DIR/5-6/27K/120V 9 watt LED Directional Retrofit Downlight - Gimbaled; 5"-6"; 2700K; 120 volts; Dimmable; White Finish Solid State LED lighting Directional Downlight Retrofit Gimbaled Long life Dimmable 5/6 in - 65W Equal - LED Retrofit Downlight - 800 Lumens - 9W - 2700K - White | 2700 | 92 | 800 | 88.8889 | 50000 | 9 | 1 | 21.95 | 21.95 | 25.7921 | 2020Q2 | https://www.beeslighting.com/S39472 | Bee's Lighting | 2020 | Yes
LED Lighting | Downlight | Satco | True |  |  | Other | Other | Downlight Solid State Retrofit Home Fixtures Recessed Lighting 4 in - 65W Equal - LED Retrofit Downlight - 600 Lumens - 8.5W - 3000K - Brush Nickel Back Description 8.5WLED/RDL/4/30K/BN/120V 8.5 watt LED Downlight Retrofit; 4"; 3000K; 120 volts; Dimmable; Brushed Nickel Finish Solid State LED lighting Downlight Retrofit Long life Dimmable 4 in - 65W Equal - LED Retrofit Downlight - 600 Lumens - 8.5W - 3000K - Brush Nickel | 3000 | 92 | 600 | 63.1579 | 50000 | 9.5 | 1 | 18.95 | 18.95 | 22.267 | 2020Q2 | https://www.beeslighting.com/S39744 | Bee's Lighting | 2020 | Yes
LED Lighting | Downlight | Satco | True |  |  | Other | Other | Downlight Solid State Retrofit Home Fixtures Recessed Lighting 5/6 in - 50W Equal - LED Retrofit Downlight - 800 Lumens - 10.5W - 3000K - Brushed Nickel Back Description This 5 or 6 Inch 10.5 Watt Satco LED retrofit recessed ceiling light features a retrofit style in a white finish. This can light fixture replaces a 65 watt incandescent light and provides 800 lumens with soft white color temperature at 3000K. This high-hat led lights uses the latest in LED technology to provide long lasting output. It's ideal for applications in offices, retail, residential, and hospitality and is approved for damp and wet locations such as bathrooms or outdoors. LED trim fixtures are more energy efficient and last much longer than traditional incandescent versions. Offers 800 lumens and uses 10.5 energy watts with soft white color temperature (3000K) Suitable for installation in wet and damp locations Operates at 120 volts and is Energy Star listed Provides color rendering at a high CRI of 90 Energy saving technology to last approximately 50,000 hours 5/6 in - 50W Equal - LED Retrofit Downlight - 800 Lumens - 10.5W - 3000K - Brushed Nickel | 3000 | 93 | 800 | 72.7273 | 50000 | 11 | 1 | 19.95 | 19.95 | 23.442 | 2020Q2 | https://www.beeslighting.com/S39745 | Bee's Lighting | 2020 | Yes
LED Lighting | Downlight | Satco | True |  |  |  | Other | Downlight Solid State Retrofit Home Fixtures Recessed Lighting 4 in - 50W Equal - LED Retrofit Downlight - 600 Lumens - 7W - 2700K - Square - White Back Description 7WLED/4/SQ/27K/120V 7 watt LED Downlight Retrofit; 4 inch square shape; 2700K; 120 volt; White Finish Solid State LED lighting Downlight Retrofit Long life 4 in - 50W Equal - LED Retrofit Downlight - 600 Lumens - 7W - 2700K - Square - White | 2700 | 92 | 600 | 85.7143 | 50000 | 7 | 1 | 13.95 | 13.95 | 16.3918 | 2020Q2 | https://www.beeslighting.com/S39756 | Bee's Lighting | 2020 | Yes
LED Lighting | Downlight | Satco | True |  |  |  | Other | Downlight Solid State Retrofit Home Fixtures Recessed Lighting 5/6 in - 85W Equal - LED Retrofit Downlight - 1000 Lumens - 11.5W - 2700K - Square - White Back Description 11.5WLED/5-6/SQ/27K/120V 11.5 watt LED Downlight Retrofit; 5-6 inch square shape; 2700K; 120 volt; White Finish Solid State LED lighting Downlight Retrofit for 5-6" Long life 5/6 in - 85W Equal - LED Retrofit Downlight - 1000 Lumens - 11.5W - 2700K - Square - White | 2700 | 92 | 1000 | 86.9565 | 50000 | 11.5 | 1 | 18.95 | 18.95 | 22.267 | 2020Q2 | https://www.beeslighting.com/S39770 | Bee's Lighting | 2020 | Yes
LED Lighting | Downlight | Satco | True |  |  | Other | Other | Downlight Solid State Retrofit Home Fixtures Recessed Lighting 4 in - 65W Equal - LED Retrofit Downlight - 520 Lumens - 8.5W - 3000K - Bronze Back Description 8.5WLED/RDL/4/30K/BRZ/120V 8.5 watt LED Downlight Retrofit; 4"; 3000K; 120 volts; Dimmable; Bronze Finish Solid State LED lighting Downlight Retrofit Long life Dimmable 4 in - 65W Equal - LED Retrofit Downlight - 520 Lumens - 8.5W - 3000K - Bronze | 3000 | 92 | 600 | 63.1579 | 50000 | 9.5 | 1 | 21.95 | 21.95 | 25.7921 | 2020Q2 | https://www.beeslighting.com/S39847 | Bee's Lighting | 2020 | Yes
LED Lighting | Downlight | Satco | True |  |  | Other | Other | Downlight Solid State Retrofit Home Fixtures Recessed Lighting 5/6 in - 50W Equal - LED Retrofit Downlight - 700 Lumens - 10.5W - 3000K - Bronze Back Description This 5 or 6 Inch 10.5 Watt Satco LED retrofit recessed ceiling light features a retrofit style in a white finish. This can light fixture replaces a 50 watt incandescent light and provides 700 lumens with soft white color temperature at 3000K. This high-hat led lights uses the latest in LED technology to provide long lasting output. It's ideal for applications in offices, retail, residential, and hospitality and is approved for damp and wet locations such as bathrooms or outdoors. LED trim fixtures are more energy efficient and last much longer than traditional incandescent versions. Offers 700 lumens and uses 10.5 energy watts with soft white color temperature (3000K) Suitable for installation in wet and damp locations Operates at 120 volts and is Energy Star listed Provides color rendering at a high CRI of 90 Energy saving technology to last approximately 50,000 hours 5/6 in - 50W Equal - LED Retrofit Downlight - 700 Lumens - 10.5W - 3000K - Bronze | 3000 | 93 | 800 | 72.7273 | 50000 | 11 | 1 | 23.95 | 23.95 | 28.1422 | 2020Q2 | https://www.beeslighting.com/S39848 | Bee's Lighting | 2020 | Yes
LED Lighting | A-Type | Standard Products | True |  | LED | A19 | E26 (Medium) | Topbulb » LED Bulbs » LED Standard Shape » 60W Equal » Standard 63254 - 9.5W LED - 60W Equal - 2700K The Standard LED/A19/E2 /9.5W/2700K/120V/ES/DMM is a 9.5 watt, 120 volt medium base LED A19 bulb. Use this bulb to get the same brightness and warm white color temperature of a 60 watt incandescent bulb. Features include: 84 lumens per watt, color rendering index of 80 and a 40,000 hour rated life. Fully dimmable, the light level can be adjusted to match the application requirements. For optimum dimming performance, see compatible dimmers below. This bulb is Energy Star qualified. Shipping Notice This item will not ship to Canada. LED Technology Notice Due to constantly evolving nature of LED technology, manufacturers will reserve the right to replace this product with next generation technology. We appreciate your understanding and acceptance of this policy. Utility/Government Incentives Documents Standard 63254 Brochure Standard 63254 Specifications and Dimmers About Standard Standard Products Inc., head office located in Montreal, Canada, supplies a full range of lighting solutions to the North American market. Standard surpasses market norms on quality products and innovative ideas across their entire line of lamps. Standard Products Inc. is a Gold Standard Winner as one of Canada's Best Managed Companies. While Supplies Last Standard 63254 - 9.5W LED - 60W Equal - 2700K | 2700 | 80 | 800 | 84.2105 | 40000 | 9.5 | 1 | 10.95 | 10.95 | 12.8667 | 2020Q2 | https://www.topbulb.com/sp63254-standard-9-5w-led-60w-equal-2700k | Top Bulb | 2020 | Yes
LED Lighting | A-Type | Standard Products | True |  | LED | A19 | E26 (Medium) | Topbulb » LED Bulbs » LED Standard Shape » 60W Equal » Standard - 9.5W LED - 60W Equal - 3000K The Standard LED/OMNI/9.5W/30K/STD 9.5 watt, dimmable LED replaces a standard 60 watt incandescent light bulb. Features include: 3000K, halogen-white illumination; 810 initial lumens at 85 lumens per watt and a rated life of 40,000 hours. Suitable for use in open fixtures and wet locations. For optimum dimming performance, see the compatible dimmer list below. This LED is Energy Star qualified. Shipping Notice This item will not ship to Canada. LED Technology Notice Due to constantly evolving nature of LED technology, manufacturers will reserve the right to replace this product with next generation technology. We appreciate your understanding and acceptance of this policy. Utility/Government Incentives Documents Standard 63255 Brochure Standard 63255 Specifications and Dimmer List About Standard Standard Products Inc., head office located in Montreal, Canada, supplies a full range of lighting solutions to the North American market. Standard surpasses market norms on quality products and innovative ideas across their entire line of lamps. Standard Products Inc. is a Gold Standard Winner as one of Canada's Best Managed Companies. Resources Step by Step, How to Buy an LED Bulb for Your Home Halogen-Like White Light • A19 Shape • Dimmable Standard - 9.5W LED - 60W Equal - 3000K | 3000 | 80 | 800 | 84.2105 | 40000 | 9.5 | 1 | 9.95 | 9.95 | 11.6916 | 2020Q2 | https://www.topbulb.com/sp63255-standard-9-5w-led-60w-equal-3000k | Top Bulb | 2020 | Yes
LED Lighting | Downlight | Satco | True |  |  |  |  | Downlight Surface Mount Home Fixtures Flush Mount Lighting 9in - 1100 lumens - LED Square Ceiling light - 18.5W - Acrylic Lens - White - S9340 Back Description This 9 Inch 19 Watt Satco LED surface mount ceiling light features a retrofit style in a white finish that fits most standard 4" j-boxes. This edge lit fixture replaces a 100 watt incandescent light and provides 1100 lumens with warm white color temperature at 2700K. This surface mount round downlight uses the latest in edge-lighting technology to produce a low glare smooth lighting effect. It's ideal for applications in kitchens, offices, bedrooms, and dens as well as in wet locations, such as showers, bathrooms, or outdoors. LED fixtures are more energy efficient and last much longer than traditional incandescent versions. Mounts to most 3" and 4" J-Boxes Dims with compatible dimmers from Lutron, Cooper, and(more...) 9in - 1100 lumens - LED Square Ceiling light - 18.5W - Acrylic Lens - White - S9340 | 2700 | 82 | 1100 | 59.4595 | 40000 | 18.5 | 1 | 43.19 | 43.19 | 50.7499 | 2020Q2 | https://www.beeslighting.com/S9340 | Bee's Lighting | 2020 | Yes
LED Lighting | Reflector | Satco | True | Daylighting/Photocell, | Reflector (Flood/Spot) | PAR16 | GU10 | Damp Location Rated,Recessed Fixtures Home Bulbs LED Flood Light Bulbs LED - 6.5W - MR16 - GU10 Base - 50W Equal - 500 Lumens - 5000K Cool White - 80 CRI - 40 Deg. Flood Back Description This Satco S9385 LED MR16 bulb produces 500 lumens, with only 6.5 watt power consumption. The S9385 replaceswatt halogen bulbs and has an GU10 base type. Moreover, the bulb illuminates a Daylight color temperature in 5000K. Approved for enclosed fixtures Can be used for track, downlight, accent and wall wash lighting 40 degree flood Bulb has a rate life of 25,000 hours cULus certified, Energy Star and damp location rated LED - 6.5W - MR16 - GU10 Base - 50W Equal - 500 Lumens - 5000K Cool White - 80 CRI - 40 Deg. Flood | 5000 | 85 | 500 | 76.9231 | 25000 | 6.5 | 1 | 8.95 | 8.95 | 10.5166 | 2020Q2 | https://www.beeslighting.com/S9385 | Bee's Lighting | 2020 | Yes
LED Lighting | Reflector | Satco | True |  | Reflector (Flood/Spot) | MR16 | GU5.3 | Damp Location Rated,Recessed Fixtures Home Bulbs LED Flood Light Bulbs LED - 6.5W - MR16 - 50W Equal - 500 Lumens - 3500K Neutral White - 80 CRI - 40 Deg. Flood Back Description This Satco S9497 LED MR16 bulb produces 500 lumens, with only 6.5 watt power consumption. The S9497 replaces 50 watt halogen bulbs and has an GU5.3 base type. Moreover, the bulb illuminates a Neutral White color temperature in 3500K. Approved for enclosed fixtures Can be used for track, downlight, accent and wall wash lightingSilver back MR16 reflector 40 degree flood Bulb has a rate life of 25,000 hours cULus certified and Energy Star LED - 6.5W - MR16 - 50W Equal - 500 Lumens - 3500K Neutral White - 80 CRI - 40 Deg. Flood | 3500 | 84 | 530 | 81.5385 | 25000 | 6.5 | 1 | 8.95 | 8.95 | 10.5166 | 2020Q2 | https://www.beeslighting.com/S9497 | Bee's Lighting | 2020 | Yes
LED Lighting | A-Type | Sylvania | True | Scene Controls, Daylighting/Photocell, | LED | A19 | E26 (Medium) | Topbulb » LED Bulbs » LED Smart Connected » Sylvania 73800 ¦ (1) 9.5W LED - (1) Wireless Gateway - Lightify Smart Control Starter Kit The Sylvania Lightify LED starter kit includes one 9.5 watt LED bulb and one wireless gateway. Plug the wireless gateway into a standard wall outlet anywhere in your home or business, and wirelessly sync with your existing WiFi network. The Lightify LED A19 lamp (60 watt equivalent) can be tuned from warm white light, 2700K, all the way up to very cool daylight, 6500K. The bulb can also be dimmed at each color temperature setting. In addition, a free, user-friendly Lightify App, which runs on Apple iOS7 or above and Android 4.1 or above, offers a variety of practical and creative options to control the light. Additional Lightify bulbs can be added to the system. See Related Products below. LED Technology Notice Due to constantly evolving nature of LED technology, manufacturers will reserve the right to replace this product with next generation technology. We appreciate your understanding and acceptance of this policy. Documents Sylvania Lightify Tunable White Light Starter Kit Resources Smartphone Controlled LEDs Add New Dimension to Connected Lighting WHILE SUPPLIES LAST Sylvania 73800 ¦ (1) 9.5W LED - (1) Wireless Gateway - Lightify Smart Control Starter Kit | 2700 |  | 800 | 84.2105 | 20000 | 9.5 | 1 | 65.95 | 65.95 | 77.4938 | 2020Q2 | https://www.topbulb.com/sylvania-73800-tunable-white-light-led-starter-kit-bulb-gateway | Top Bulb | 2020 | Yes
LED Lighting | A-Type | Philips Lighting | True |  | A21 (Arbitrary) |  | E26 (Medium Screw) | HomeLamps, Bulbs, BallastsBulbs - LEDLED - TraditionalLamps - A-Type Dimmable LED Lamp, 18W, 120V, Bulb: A-Type (A21), Base: Medium Screw (E26), Lumens: 1600, CRI: 80, Color Temperature: 2700K-2200K WARM-GLOW, Rated Average Life: 25,000 Hrs. *Philips Part # 45911-5* 100W Equivalent. ENERGY STAR® Test in progress. Philips Lighting 18A21/LED/827-22 DIM 120V 18W A21 Dimmable LED Bulb | 2200 | 80 | 1600 | 84.2105 |  | 19 | 1 | 20.96 | 20.96 | 24.6288 | 2020Q2 | https://www.platt.com/platt-electric-supply/LED-Traditional-Lamps-A-Type/Philips-Lighting/18A21-LED-827-22-DIM-120V/product.aspx?zpid=24031 | Platt | 2020 | Yes
LED Lighting | A-Type | Rab | True | Daylighting/Photocell, | General Purpose Replacement | A19 | E26 (Medium) | Recessed Fixtures,Damp Location Rated Recessed Fixtures,Damp Location Rated DIMMABLE TYPE; 4-11/64 INCH; UL, FCC APPROVAL; ENCLOSED/OPEN FIXTURE, DAMP LOCATION, COMMERCIAL AND RESIDENTIAL APPLICATION; 120 VOLT AC 60 HERTZ VOLTAGE RATING; 2-23/64 INCH DIAMETER; 5 WATT WATTAGE; LED LAMP; E26 MEDIUM SCREW BASE TYPE Rab A19-5-E26-850-DIM Dimmable A19 Shatterproof LED Lamp E26 Medium Base 5-Watt 480-Lumens 5000K 80 CRI Daylight | 5000 | 82 | 480 | 84.2105 | 15000 | 5.7 | 12 | 4.222 | 0.35183 | 0.41342 | 2020Q3 | https://www.ew-ne.com/lighting-1600000000/rab-a19-5-e26-850-dim-dimmable-a19-shatterproof-led-lamp-e26-medium-base-5-watt-480-lumens-5000k-80-cri-daylight-870517 | Electrical Wholesalers Inc | 2020 | Yes
LED Lighting | Downlight | Satco | True |  |  |  | GU24 | Downlight Solid State Retrofit Home Fixtures Recessed Lighting 5/6 in - 85W Equal - LED Retrofit Downlight - 1000 Lumens - 16W - 2700K - Square - White Back Description 16WLED/5-6/SQ/27K/120V 16 watt LED Downlight Retrofit; 5-6 inch square shape; 2700K; 120 volt Solid State LED lighting Downlight Retrofit Long life 5/6 in - 85W Equal - LED Retrofit Downlight - 1000 Lumens - 16W - 2700K - Square - White | 2700 | 94 | 1000 | 62.5 | 50000 | 16 | 1 | 13.97 | 13.97 | 16.4153 | 2020Q2 | https://www.beeslighting.com/S9770 | Bee's Lighting | 2020 | Yes
LED Lighting | Decorative |  | True |  | Decorative | B10 | E12 (Candelabra) | Damp Location Rated,Not for Use in Recessed Fixtures Home Bulbs Filament Light Bulbs (DISCONTINUED) Satco S9877 Back Description This Satco S9877 LED Torpedo bulb produces 300 lumens, with only 4 watt power consumption. The S9877 replaces 40 watt incandescent bulbs and has an E12 base type. Moreover, the bulb illuminates a warm white color temperature in 2700K. Candelabra shaped replacement lamp LED with a traditional incandescent look and feel Available in 120VBulb has a rate life of 15,000 hours UL listed for totally enclosed fixtures (DISCONTINUED) Satco S9877 | 2700 | 94 | 300 | 75 | 15000 | 4 | 1 | 5.95 | 5.95 | 6.9915 | 2020Q2 | https://www.beeslighting.com/S9877 | Bee's Lighting | 2020 | Yes
LED Lighting | Decorative | 90+ Lighting | True |  | Globe | G16.5 | E26 (Medium) | Damp Location Rated,Not for Use in Recessed Fixtures Home Bulbs Decorative Light Bulbs LED - 5W - G16.5 Frosted Globe - 40W Equal - 350 Lumens - 3000K Soft White - E26 Base Back Description The SE-350.032 LED globe bulb from 90+ Lighting produces 350 lumens, consumes 5 watts and illuminates a halogen white color temperature in 3000K with a frosted bulb finish. The SE-350.032 replaces 40 watt incandescent bulbs and has an E26 base type. The SE-350.032 LED globe bulb is great for use in indoor dry and damp lighting locations.Not for use in fully enclosed fixtures Bulb has a rate life of 25,000 hours High quality of light and low flicker ETL certified, Energy Star, Title 20 and Title 24 JA8 LED - 5W - G16.5 Frosted Globe - 40W Equal - 350 Lumens - 3000K Soft White - E26 Base | 3000 | 94 | 350 | 70 | 25000 | 5 | 1 | 5.95 | 5.95 | 6.9915 | 2020Q2 | https://www.beeslighting.com/SE-350.032 | Bee's Lighting | 2020 | Yes
LED Lighting | Decorative | 90+ Lighting | True |  | Other | C11 | E12 (Candelabra) | Damp Location Rated,Not for Use in Recessed Fixtures Home Bulbs Decorative Light Bulbs LED - 4.5W - Frosted Straight Tip Torpedo - 40W Equal - 320 Lumens - 2700K Warm White - E12 Base Back Description The SE-350.043 LED candelabra torpedo shaped bulb from 90+ Lighting produces 320 lumens, consumes 4.5 watts and illuminates a warm white color temperature in 2700K with a frosted bulb finish. The SE-350.043 replaces 40 watt incandescent bulbs and has an E12 base type. The SE-350.043 LED candelabra bulb is great for use in indoor dry and damp lighting locations.Not for use in fully enclosed fixtures Bulb has a rate life of 25,000 hours High quality of light and low flicker ETL certified, Energy Star, Title 20 and Title 24 JA8 LED - 4.5W - Frosted Straight Tip Torpedo - 40W Equal - 320 Lumens - 2700K Warm White - E12 Base | 2700 | 93 | 320 | 71.1111 | 25000 | 4.5 | 1 | 6.45 | 6.45 | 7.579 | 2020Q2 | https://www.beeslighting.com/SE-350.043 | Bee's Lighting | 2020 | Yes
LED Lighting | Decorative | 90+ Lighting | True |  | Other | C11 | E26 (Medium) | Damp Location Rated,Not for Use in Recessed Fixtures Home Bulbs Decorative Light Bulbs LED - 4.5W - Frosted Straight Tip Torpedo - 40W Equal - 320 Lumens - 2700K Warm White - E26 Base Back Description The SE-350.044 LED candelabra torpedo shaped bulb from 90+ Lighting produces 320 lumens, consumes 4.5 watts and illuminates a warm white color temperature in 2700K with a frosted bulb finish. The SE-350.044 replaces 40 watt incandescent bulbs and has an E26 base type. The SE-350.044 LED candelabra bulb is great for use in indoor dry and damp lighting locations.Not for use in fully enclosed fixtures Bulb has a rate life of 25,000 hours High quality of light and low flicker ETL certified, Energy Star, Title 20 and Title 24 JA8 LED - 4.5W - Frosted Straight Tip Torpedo - 40W Equal - 320 Lumens - 2700K Warm White - E26 Base | 2700 | 93 | 320 | 71.1111 | 25000 | 4.5 | 1 | 6.45 | 6.45 | 7.579 | 2020Q2 | https://www.beeslighting.com/SE-350.044 | Bee's Lighting | 2020 | Yes
LED Lighting | A-Type | Rab | True | Daylighting/Photocell, | General Purpose Replacement | A19 | E26 (Medium) | Recessed Fixtures,Damp Location Rated Recessed Fixtures,Damp Location Rated DIMMABLE TYPE; 4-11/64 INCH; UL, FCC APPROVAL; ENCLOSED/OPEN FIXTURE, DAMP LOCATION, COMMERCIAL AND RESIDENTIAL APPLICATION; 120 VOLT AC 60 HERTZ VOLTAGE RATING; 2-23/64 INCH DIAMETER; 5 WATT WATTAGE; LED LAMP; E26 MEDIUM SCREW BASE TYPE Rab A19-5-E26-850-DIM Dimmable A19 Shatterproof LED Lamp E26 Medium Base 5-Watt 480-Lumens 5000K 80 CRI Daylight | 5000 | 82 | 480 | 84.2105 | 15000 | 5.7 | 12 | 3.569 | 0.29742 | 0.34948 | 2020Q3 | https://www.standardelectric.com/lighting-1600000000/rab-a19-5-e26-850-dim-dimmable-a19-shatterproof-led-lamp-e26-medium-base-5-watt-480-lumens-5000k-80-cri-daylight-870517 | Standard Electric | 2020 | Yes
LED Lighting | A-Type | Satco | False |  | A19/21 | E26 (Medium) | E26 (Medium) | Home / Light Bulbs / LED / Satco - S8564 - 12.5A19/LED/27K/ND/120V/4PK Damp Location Rated; Carded Item 12.5W A19 LED Lamp - 1050 Lumens - Warm White (2700K) - 90 CRI - 15000 hrs. - E26 (Medium) - 120 to 130V - Frost Satco - S8564 - 12.5A19/LED/27K/ND/120V/4PK | 2700 | 90 | 1050 | 84 | 15000 | 12.5 | 1 | 18.1 | 18.1 | 21.2682 | 2020Q3 | https://shop.regencylighting.com/lamps/led/12-5a19-led-27k-nd-120v-4pk-s8564.html | Regency Lighting | 2020 | Yes
LED Lighting | A-Type | Satco | False |  | A19/21 | E26 (Medium) | E26 (Medium) | Home / Light Bulbs / LED / Satco - S8499 - 12.5A19/LED/30K/ND/120V/4PK Approved for Enclosed Fixtures; Damp Location Rated; Carded Item 12.5W A19 LED Lamp - 1050 Lumens - Warm White (3000K) - 90 CRI - 10000 hrs. - E26 (Medium) - 120 to 130V - - Frost Satco - S8499 - 12.5A19/LED/30K/ND/120V/4PK | 3000 | 90 | 1050 | 84 | 10000 | 12.5 | 1 | 18.1 | 18.1 | 21.2682 | 2020Q3 | https://shop.regencylighting.com/lamps/led/12-5a19-led-30k-nd-120v-4pk-s8499.html | Regency Lighting | 2020 | Yes
LED Lighting | Decorative | 90+ Lighting | True |  | Other | C11 | E12 (Candelabra) | Damp Location Rated,Not for Use in Recessed Fixtures Home Bulbs Decorative Light Bulbs LED - 4.5W - Frosted Straight Tip Torpedo - 40W Equal - 320 Lumens - 3000K Soft White - E12 Base Back Description The SE-350.151 LED candelabra torpedo shaped bulb from 90+ Lighting produces 320 lumens, consumes 4.5 watts and illuminates a halogen white color temperature in 3000K with a frosted bulb finish. The SE-350.151 replaces 40 watt incandescent bulbs and has an E12 base type. The SE-350.151 LED candelabra bulb is great for use in indoor dry and damp lighting locations.Not for use in fully enclosed fixtures Bulb has a rate life of 25,000 hours High quality of light and low flicker ETL certified, Energy Star, Title 20 and Title 24 JA8 LED - 4.5W - Frosted Straight Tip Torpedo - 40W Equal - 320 Lumens - 3000K Soft White - E12 Base | 3000 | 93 | 320 | 71.1111 | 25000 | 4.5 | 1 | 6.45 | 6.45 | 7.579 | 2020Q2 | https://www.beeslighting.com/SE-350.151 | Bee's Lighting | 2020 | Yes
LED Lighting | Decorative | 90+ Lighting | True |  | Other | C11 | E12 (Candelabra) | Damp Location Rated,Not for Use in Recessed Fixtures Home Bulbs Decorative Light Bulbs LED - 4.5W - Clear Straight Tip Torpedo - 40W Equal - 320 Lumens - 3000K Soft White - E12 Base Back Description The SE-350.154 LED candelabra torpedo shaped bulb from 90+ Lighting produces 320 lumens, consumes 4.5 watts and illuminates a halogen white color temperature in 3000K with a clear bulb finish. The SE-350.154 replaces 40 watt incandescent bulbs and has an E12 base type. The SE-350.154 LED candelabra bulb is great for use in indoor dry and damp lighting locations.Not for use in fully enclosed fixtures Bulb has a rate life of 25,000 hours High quality of light and low flicker ETL certified, Energy Star, Title 20 and Title 24 JA8 LED - 4.5W - Clear Straight Tip Torpedo - 40W Equal - 320 Lumens - 3000K Soft White - E12 Base | 3000 | 94 | 320 | 71.1111 | 25000 | 4.5 | 1 | 5.95 | 5.95 | 6.9915 | 2020Q2 | https://www.beeslighting.com/SE-350.154 | Bee's Lighting | 2020 | Yes
LED Lighting | Downlight | Green Creative | True |  |  |  |  | Downlight Recessed Home Fixtures Commercial Lighting Commercial Downlights 4in - Commercial LED Retrofit Downlight - 7/9/12 Watt - 3000K/3500K/4000K 4in - Commercial LED Retrofit Downlight - 7/9/12 Watt - 3000K/3500K/4000K | 3000 | 83 | 1000 | 83.3333 | 50000 | 12 | 1 | 83.08 | 83.08 | 97.6222 | 2020Q2 | https://www.beeslighting.com/SLFT4-80CCTS-DIM010UNV | Bee's Lighting | 2020 | Yes
LED Lighting | Downlight | Green Creative | True |  |  |  |  | Downlight Recessed Home Fixtures Commercial Lighting Commercial Downlights 6in - Commercial LED Retrofit Downlight - 8/10/15 Watt - 3000K/3500K/4000K 6in - Commercial LED Retrofit Downlight - 8/10/15 Watt - 3000K/3500K/4000K | 3000 | 84 | 1500 | 100 | 50000 | 15 | 1 | 92.28 | 92.28 | 108.4326 | 2020Q2 | https://www.beeslighting.com/SLFT6-80CCTS-DIM010UNV | Bee's Lighting | 2020 | Yes
LED Lighting | Downlight | Green Creative | True |  |  |  |  | Downlight Recessed Home Fixtures Commercial Lighting Commercial Downlights 8in - Commercial LED Retrofit Downlight - 11/15/19 Watt - 3000K/3500K/4000K 8in - Commercial LED Retrofit Downlight - 11/15/19 Watt - 3000K/3500K/4000K | 3000 | 84 | 1960 | 103.1579 | 50000 | 19 | 1 | 105.28 | 105.28 | 123.7081 | 2020Q2 | https://www.beeslighting.com/SLFT8-80CCTS-DIM010UNV | Bee's Lighting | 2020 | Yes
LED Lighting | Downlight | Green Creative | True |  |  |  |  | Downlight Recessed Home Fixtures Commercial Lighting Commercial Downlights 8in - Commercial LED Retrofit Downlight - 18/23/30 Watt - 3000K/3500K/4000K 8in - Commercial LED Retrofit Downlight - 18/23/30 Watt - 3000K/3500K/4000K | 3000 | 83 | 3000 | 100 | 50000 | 30 | 1 | 125.58 | 125.58 | 147.5614 | 2020Q2 | https://www.beeslighting.com/SLFT9.5-80CCTS-DIM010UNV | Bee's Lighting | 2020 | Yes
LED Lighting | Downlight | Lithonia | True |  |  |  |  | Downlight Recessed Home Fixtures Recessed Lighting 3 in - 50W Equal - LED Direct Wire Downlight - Canless - 550 Lumens - 8W - 3000K - Brushed Nickel Back Description The 3 inch Wafer LED is an ultra-thin recessed downlight with a narrow remote driver box for applications with shallow ceiling plenum. The Wafer LED is a comprehensive recessed downlight, pot light housing are not necessary. The Wafer LED allows quick and simple installations and can be installed from below in application with as little as 2 inch plenum clearance. The LED wafer downlight and remote driver are wet location approved, making them ideal for a variety of both indoor and outdoor residential, hospitality, commercial and multifamily applications. With the narrow design and remote driver box, the wafer LED can be installed in confined, hard to reach spaces such as closets, bathrooms, hallways, stairwells and outside soffits and other areas that would be challenging with a tracking pot light housing. IC rated – safe to install in direct contact with insulation Edge-lit LED technology provides even illumination Dimmable to 10% Wafer-Thin downlight edge-lit LED technology uses light guided plate to distribute light 3 in - 50W Equal - LED Direct Wire Downlight - Canless - 550 Lumens - 8W - 3000K - Brushed Nickel | 2700 | 83 | 509 | 62.0732 | 36000 | 8.2 | 1 | 25.95 | 25.95 | 30.4923 | 2020Q2 | https://www.beeslighting.com/WF3-LED-30K-BN-M6 | Bee's Lighting | 2020 | Yes
LED Lighting | Downlight | Lithonia | True |  |  |  |  | Downlight Recessed Home Fixtures Recessed Lighting 3 in - 50W Equal - LED Direct Wire Downlight - Canless - 550 Lumens - 8W - 3000K - White Back Description The 3 inch Wafer LED is an ultra-thin recessed downlight with a narrow remote driver box for applications with shallow ceiling plenum. The Wafer LED is a comprehensive recessed downlight, pot light housing are not necessary. The Wafer LED allows quick and simple installations and can be installed from below in application with as little as 2 inch plenum clearance. The LED wafer downlight and remote driver are wet location approved, making them ideal for a variety of both indoor and outdoor residential, hospitality, commercial and multifamily applications. With the narrow design and remote driver box, the wafer LED can be installed in confined, hard to reach spaces such as closets, bathrooms, hallways, stairwells and outside soffits and other areas that would be challenging with a tracking pot light housing. IC rated – safe to install in direct contact with insulation Edge-lit LED technology provides even illumination Dimmable to 10% Wafer-Thin downlight edge-lit LED technology uses light guided plate to distribute light 3 in - 50W Equal - LED Direct Wire Downlight - Canless - 550 Lumens - 8W - 3000K - White | 2700 | 83 | 509 | 62.0732 | 36000 | 8.2 | 1 | 22.95 | 22.95 | 26.9671 | 2020Q2 | https://www.beeslighting.com/WF3-LED-30K-MW-M6 | Bee's Lighting | 2020 | Yes
LED Lighting | Downlight | Lithonia | True |  |  |  |  | Downlight Recessed Home Fixtures Recessed Lighting 3 in - 50W Equal - LED Direct Wire Downlight - Canless - 590 Lumens - 8W - 4000K - Brushed Nickel Back Description The 3 inch Wafer LED is an ultra-thin recessed downlight with a narrow remote driver box for applications with shallow ceiling plenum. The Wafer LED is a comprehensive recessed downlight, pot light housing are not necessary. The Wafer LED allows quick and simple installations and can be installed from below in application with as little as 2 inch plenum clearance. The LED wafer downlight and remote driver are wet location approved, making them ideal for a variety of both indoor and outdoor residential, hospitality, commercial and multifamily applications. With the narrow design and remote driver box, the wafer LED can be installed in confined, hard to reach spaces such as closets, bathrooms, hallways, stairwells and outside soffits and other areas that would be challenging with a tracking pot light housing. IC rated – safe to install in direct contact with insulation Edge-lit LED technology provides even illumination Dimmable to 10% Wafer-Thin downlight edge-lit LED technology uses light guided plate to distribute light 3 in - 50W Equal - LED Direct Wire Downlight - Canless - 590 Lumens - 8W - 4000K - Brushed Nickel | 2700 | 83 | 509 | 62.0732 | 36000 | 8.2 | 1 | 25.95 | 25.95 | 30.4923 | 2020Q2 | https://www.beeslighting.com/WF3-LED-40K-BN-M6 | Bee's Lighting | 2020 | Yes
LED Lighting | Downlight | Lithonia | True |  |  |  |  | Downlight Recessed Home Fixtures Recessed Lighting 3 in - 50W Equal - LED Direct Wire Downlight - Canless - 590 Lumens - 8W - 4000K - Bronze Back Description The 3 inch Wafer LED is an ultra-thin recessed downlight with a narrow remote driver box for applications with shallow ceiling plenum. The Wafer LED is a comprehensive recessed downlight, pot light housing are not necessary. The Wafer LED allows quick and simple installations and can be installed from below in application with as little as 2 inch plenum clearance. The LED wafer downlight and remote driver are wet location approved, making them ideal for a variety of both indoor and outdoor residential, hospitality, commercial and multifamily applications. With the narrow design and remote driver box, the wafer LED can be installed in confined, hard to reach spaces such as closets, bathrooms, hallways, stairwells and outside soffits and other areas that would be challenging with a tracking pot light housing. IC rated – safe to install in direct contact with insulation Edge-lit LED technology provides even illumination Dimmable to 10% Wafer-Thin downlight edge-lit LED technology uses light guided plate to distribute light 3 in - 50W Equal - LED Direct Wire Downlight - Canless - 590 Lumens - 8W - 4000K - Bronze | 2700 | 83 | 509 | 62.0732 | 36000 | 8.2 | 1 | 25.95 | 25.95 | 30.4923 | 2020Q2 | https://www.beeslighting.com/WF3-LED-40K-ORB-M6 | Bee's Lighting | 2020 | Yes
LED Lighting | Downlight | Lithonia | True |  |  |  |  | Downlight Recessed Home Fixtures Recessed Lighting 4 in - 50W Equal - LED Direct Wire Downlight - Canless - 10W - 2700K - Brushed Nickel Back Description The 4" Wafer-Thin LED square recessed downlight with remote driver box combines high quality light output and efficiency while eliminating the pot light housing for competitive affordability. This innovative wafer-slim Type IC design allows easy installation for new construction or remodel from below the ceiling without the requirement of a pot light housing. The LED module maintains at least 70% light output for 36,000 hours. These LED Wafer downlights are intended for closets, attics, hallways, bathrooms, kitchens, basements, soffits, entry ways, porches, garages, stairwells, corridors, nursing/retirement homes, condos, elevators, apartments, and any other small areas. IC rated driver and fixture - approved for direct contact with insulation Ideal for shallow ceiling plenum; no housing required Dimming down to 10% Wafer-Thin downlight edge-lit LED technology uses light guided plate to distribute light 4 in - 50W Equal - LED Direct Wire Downlight - Canless - 10W - 2700K - Brushed Nickel | 2700 | 82 | 590 | 58.4158 | 36000 | 10.1 | 1 | 21.87 | 21.87 | 25.6981 | 2020Q2 | https://www.beeslighting.com/WF4-SQ-B-LED-27K-BN-M6 | Bee's Lighting | 2020 | Yes
LED Lighting | Downlight | Lithonia | True |  |  |  |  | Downlight Recessed Home Fixtures Recessed Lighting 4 in - 50W Equal - LED Direct Wire Downlight - Canless - 10W - 3000K - Black Back Description The 4" Wafer-Thin LED square recessed downlight with remote driver box combines high quality light output and efficiency while eliminating the pot light housing for competitive affordability. This innovative wafer-slim Type IC design allows easy installation for new construction or remodel from below the ceiling without the requirement of a pot light housing. The LED module maintains at least 70% light output for 36,000 hours. These LED Wafer downlights are intended for closets, attics, hallways, bathrooms, kitchens, basements, soffits, entry ways, porches, garages, stairwells, corridors, nursing/retirement homes, condos, elevators, apartments, and any other small areas. IC rated driver and fixture - approved for direct contact with insulation Ideal for shallow ceiling plenum; no housing required Dimming down to 10% Wafer-Thin downlight edge-lit LED technology uses light guided plate to distribute light 4 in - 50W Equal - LED Direct Wire Downlight - Canless - 10W - 3000K - Black | 2700 | 82 | 590 | 58.4158 | 36000 | 10.1 | 1 | 20.97 | 20.97 | 24.6406 | 2020Q2 | https://www.beeslighting.com/WF4-SQ-B-LED-30K-MB-M6 | Bee's Lighting | 2020 | Yes
LED Lighting | Downlight | Lithonia | True |  |  |  |  | Downlight Recessed Home Fixtures Recessed Lighting 4 in - 65W Equal - LED Ultra Thin Downlight - Canless - 600 Lumens - 9W - 2700K/3000K/3500K - Bronze Back Description The Lithonia WF4 SQ S LED 27K30K35K 90CRI ORB M6 is a 4 inch ultra thin LED recessed downlight with switchable color temperature from 2700K to 3000K to 3500K. This LED canless downlight uses only 9 watts to produce up to 600 lumens and replace 65 watt incandescent fixtures. Lithonia wafer LED lights do not require recessed cans and have a slim profile that makes them ideal for shallow ceilings. This ultra thin LED recessed light has a square trim with oil-rubbed bronze finish. 4 inch wafer thin square LED downlight Lumen information: 2700K/9W/540L 3000K/9W/600L 3500K/9W/570L 120V input voltage 65W equivalent downlight 90 CRI with edge lit light distribution Energy Star certified. Air Tight certified. Wet location rated. Title 24 compliant 4 in - 65W Equal - LED Ultra Thin Downlight - Canless - 600 Lumens - 9W - 2700K/3000K/3500K - Bronze | 2700 | 82 | 590 | 58.4158 | 36000 | 10.1 | 1 | 24.95 | 24.95 | 29.3172 | 2020Q2 | https://www.beeslighting.com/WF4-SQ-S-LED-27K30K35K-90CRI-ORB-M6 | Bee's Lighting | 2020 | Yes
LED Lighting | Downlight | Lithonia | True |  |  |  |  | Downlight Recessed Home Fixtures Recessed Lighting 4 in - 50W Equal - LED Direct Wire Downlight - Canless - 10W -3000K - Black - WF4-SQ-S-LED-30K-MB-M6 Back Description The 4" Wafer-Thin LED square recessed downlight with remote driver box combines high quality light output and efficiency while eliminating the pot light housing for competitive affordability. This innovative wafer-slim Type IC design allows easy installation for new construction or remodel from below the ceiling without the requirement of a pot light housing. The LED module maintains at least 70% light output for 36,000 hours. These LED Wafer downlights are intended for closets, attics, hallways, bathrooms, kitchens, basements, soffits, entry ways, porches, garages, stairwells, corridors, nursing/retirement homes, condos, elevators, apartments, and any other small areas. IC rated driver and fixture - approved for direct contact with insulation Ideal for shallow ceiling plenum; no housing required Dimming down to 10% Wafer-Thin downlight edge-lit LED technology uses light guided plate to distribute light 4 in - 50W Equal - LED Direct Wire Downlight - Canless - 10W -3000K - Black - WF4-SQ-S-LED-30K-MB-M6 | 2700 | 82 | 590 | 58.4158 | 36000 | 10.1 | 1 | 20.97 | 20.97 | 24.6406 | 2020Q2 | https://www.beeslighting.com/WF4-SQ-S-LED-30K-MB-M6 | Bee's Lighting | 2020 | Yes
LED Lighting | Downlight | Lithonia | True |  |  |  |  | Downlight Recessed Home Fixtures Recessed Lighting 4 in - 65W Equal - LED Ultra Thin Downlight - Canless - 620 Lumens - 9W - 3000K/4000K/5000K - White Back Description The Lithonia WF4 SQ S LED 30K40K50K 90CRI MW M6 is a 4 inch ultra thin LED recessed downlight with switchable color temperature from 3000K to 4000K to 5000K. This LED canless downlight uses only 9 watts to produce up to 620 lumens and replace 65 watt incandescent fixtures. Lithonia wafer LED lights do not require recessed cans and have a slim profile that makes them ideal for shallow ceilings. This ultra thin LED recessed light has a square trim with matte white finish. 4 inch wafer thin square LED downlight Lumen information: 2700K/9W/560L 3000K/9W/620L 3500K/9W/600L 120V input voltage 65W equivalent downlight 90 CRI with edge lit light distribution Energy Star certified. Air Tight certified. Wet location rated. Title 24 compliant 4 in - 65W Equal - LED Ultra Thin Downlight - Canless - 620 Lumens - 9W - 3000K/4000K/5000K - White | 2700 | 82 | 590 | 58.4158 | 36000 | 10.1 | 1 | 21.95 | 21.95 | 25.7921 | 2020Q2 | https://www.beeslighting.com/WF4-SQ-S-LED-30K40K50K-90CRI-MW-M6 | Bee's Lighting | 2020 | Yes
LED Lighting | Downlight | Lithonia | True |  |  |  |  | Downlight Recessed Home Fixtures Recessed Lighting 6 in - 75W Equal - LED Direct Wire Downlight - Canless - 13W - 2700K - Bronze Back Description The 6" Wafer-Thin LED square recessed downlight with remote driver box combines high quality light output and efficiency while eliminating the pot light housing for competitive affordability. This innovative wafer-slim Type IC design allows easy installation for new construction or remodel from below the ceiling without the requirement of a pot light housing. The LED module maintains at least 70% light output for 36,000 hours. These LED Wafer downlights are intended for closets, attics, hallways, bathrooms, kitchens, basements, soffits, entry ways, porches, garages, stairwells, corridors, nursing/retirement homes, condos, elevators, apartments, and any other small areas. IC rated driver and fixture - approved for direct contact with insulation Ideal for shallow ceiling plenum; no housing required Dimming down to 10% Wafer-Thin downlight edge-lit LED technology uses light guided plate to distribute light 6 in - 75W Equal - LED Direct Wire Downlight - Canless - 13W - 2700K - Bronze | 2700 | 83 | 1038 | 73.0986 | 36000 | 14.2 | 1 | 24.87 | 24.87 | 29.2232 | 2020Q2 | https://www.beeslighting.com/WF6-SQ-S-LED-27K-ORB-M6 | Bee's Lighting | 2020 | Yes
LED Lighting | Downlight | Lithonia | True |  |  |  |  | Downlight Recessed Home Fixtures Recessed Lighting 6 in - 75W Equal - LED Direct Wire Downlight - Canless - 13W - 3000K - Brushed Nickel Back Description The 6" Wafer-Thin LED square recessed downlight with remote driver box combines high quality light output and efficiency while eliminating the pot light housing for competitive affordability. This innovative wafer-slim Type IC design allows easy installation for new construction or remodel from below the ceiling without the requirement of a pot light housing. The LED module maintains at least 70% light output for 36,000 hours. These LED Wafer downlights are intended for closets, attics, hallways, bathrooms, kitchens, basements, soffits, entry ways, porches, garages, stairwells, corridors, nursing/retirement homes, condos, elevators, apartments, and any other small areas. IC rated driver and fixture - approved for direct contact with insulation Ideal for shallow ceiling plenum; no housing required Dimming down to 10% Wafer-Thin downlight edge-lit LED technology uses light guided plate to distribute light 6 in - 75W Equal - LED Direct Wire Downlight - Canless - 13W - 3000K - Brushed Nickel | 2700 | 83 | 1038 | 73.0986 | 36000 | 14.2 | 1 | 24.87 | 24.87 | 29.2232 | 2020Q2 | https://www.beeslighting.com/WF6-SQ-S-LED-30K-BN-M6 | Bee's Lighting | 2020 | Yes
LED Lighting | Downlight | Lithonia | True |  |  |  |  | Downlight Recessed Home Fixtures Recessed Lighting 6 in - 65W Equal - LED Ultra Thin Downlight - Canless - 890 Lumens - 12W - 3000K/4000K/5000K - White Back Description The Lithonia WF6 SQ S LED 30K40K50K 90CRI MW M6 is a 6 inch ultra thin LED recessed downlight with switchable color temperature from 3000K to 4000K to 5000K. This LED canless downlight uses only 12 watts to produce up to 890 lumens and replace 65 watt incandescent fixtures. Lithonia wafer LED lights do not require recessed cans and have a slim profile that makes them ideal for shallow ceilings. This ultra thin LED recessed light has a square trim with matte white finish. 6 inch wafer thin square LED downlight Lumen information: 2700K/12.7W/810L 3000K/12.4W/890L 3500K/12.9W/860L 120V input voltage 65W equivalent downlight 90 CRI with edge lit light distribution Energy Star certified. Air Tight certified. Wet location rated. Title 24 compliant 6 in - 65W Equal - LED Ultra Thin Downlight - Canless - 890 Lumens - 12W - 3000K/4000K/5000K - White | 2700 | 83 | 1038 | 73.0986 | 36000 | 14.2 | 1 | 23.87 | 23.87 | 28.0482 | 2020Q2 | https://www.beeslighting.com/WF6-SQ-S-LED-30K40K50K-90CRI-MW-M6 | Bee's Lighting | 2020 | Yes
LED Lighting | Downlight | Lithonia | True |  |  |  |  | Downlight Recessed Home Fixtures Recessed Lighting 6 in - 75W Equal - LED Direct Wire Downlight - Canless - 13W - 4000K - Brushed Nickel Back Description The 6" Wafer-Thin LED square recessed downlight with remote driver box combines high quality light output and efficiency while eliminating the pot light housing for competitive affordability. This innovative wafer-slim Type IC design allows easy installation for new construction or remodel from below the ceiling without the requirement of a pot light housing. The LED module maintains at least 70% light output for 36,000 hours. These LED Wafer downlights are intended for closets, attics, hallways, bathrooms, kitchens, basements, soffits, entry ways, porches, garages, stairwells, corridors, nursing/retirement homes, condos, elevators, apartments, and any other small areas. IC rated driver and fixture - approved for direct contact with insulation Ideal for shallow ceiling plenum; no housing required Dimming down to 10% Wafer-Thin downlight edge-lit LED technology uses light guided plate to distribute light 6 in - 75W Equal - LED Direct Wire Downlight - Canless - 13W - 4000K - Brushed Nickel | 2700 | 83 | 1038 | 73.0986 | 36000 | 14.2 | 1 | 24.87 | 24.87 | 29.2232 | 2020Q2 | https://www.beeslighting.com/WF6-SQ-S-LED-40K-BN-M6 | Bee's Lighting | 2020 | Yes
LED Lighting | A-Type | Satco | False |  | A19/21 | E26 (Medium) | E26 (Medium) | Home / Light Bulbs / LED / Satco - S8489 - 15.5A19/LED/40K/ND/120V/4PK Approved for Enclosed Fixtures; Damp Location Rated; Carded Item 12.5W A19 LED Lamp - 1050 Lumens - Cool White (4000K) - 90 CRI - 10000 hrs. - E26 (Medium) - 120 to 130V - Frost Satco - S8489 - 15.5A19/LED/40K/ND/120V/4PK | 4000 | 90 | 1050 | 84 | 10000 | 12.5 | 1 | 18.1 | 18.1 | 21.2682 | 2020Q3 | https://shop.regencylighting.com/lamps/led/12-5a19-led-40k-nd-120v-4pk-s8489.html | Regency Lighting | 2020 | Yes
LED Lighting | Decorative | Euri Lighting | True |  | Decorative | B10 | E12 (Candelabra) | Damp Location Rated,Wet Location Rated,Recessed Fixtures,Filament Style LED Decorative Light Bulbs ¦ LED Filament Bulbs Euri Lighting dimmable decorative frosted 4.5 watt filament LED bulb generates as much light as many 40 watt incandescent decorative bulbs. Suitable for use in enclosed fixtures and in outdoor applications No lead or mercury for easier disposal and a better environment Saves 35.5 watts in electricity compared to a 40 watt incandescent decorative bulb Long life - Rated to still put out 70% as much light after 15,000 hours of operation as it did when brand new Compatible with Lutron CTCL-153P, DVCL-153P and S-600P dimmers Do not "hot swap" this bulb. Turn off fixture before replacing existing bulb. Suitable for use in enclosed fixtures and in outdoor applications No lead or mercury for easier disposal and a better environment Saves 35.5 watts in electricity compared to a 40 watt incandescent decorative bulb Long life - Rated to still put out 70% as much light after 15,000 hours of operation as it did when brand new Compatible with Lutron CTCL-153P, DVCL-153P and S-600P dimmers Euri Lighting Dimmable 4.5W 2700K Decorative Frosted Filament LED Bulb, Enclosed and Wet Rated (Pack of 4) | 2700 | 81 | 450 | 100 | 15000 | 4.5 | 4 | 10.76 | 2.69 | 3.1609 | 2020Q2 | https://www.bulbs.com/product/VB10-3020EF-4 | Bulbs.com | 2020 | Yes
LED Lighting | Decorative | Euri Lighting | True |  | Decorative | BA10 | E12 (Candelabra) | Damp Location Rated,Wet Location Rated,Recessed Fixtures,Filament Style LED Decorative Light Bulbs ¦ LED Filament Bulbs Euri Lighting dimmable decorative frosted 4.5 watt filament LED bulb generates as much light as many 40 watt incandescent decorative bulbs. Suitable for use in enclosed fixtures and in outdoor applications No lead or mercury for easier disposal and a better environment Saves 35.5 watts in electricity compared to a 40 watt incandescent decorative bulb Long life - Rated to still put out 70% as much light after 15,000 hours of operation as it did when brand new Compatible with Lutron CTCL-153P, DVCL-153P and S-600P dimmers Do not "hot swap" this bulb. Turn off fixture before replacing existing bulb. Suitable for use in enclosed fixtures and in outdoor applications No lead or mercury for easier disposal and a better environment Saves 35.5 watts in electricity compared to a 40 watt incandescent decorative bulb Long life - Rated to still put out 70% as much light after 15,000 hours of operation as it did when brand new Compatible with Lutron CTCL-153P, DVCL-153P and S-600P dimmers Euri Lighting Dimmable 4.5W 2700K Decorative Frosted Filament LED Bulb, Enclosed and Wet Rated (Pack of 4) | 2700 | 81 | 450 | 100 | 15000 | 4.5 | 4 | 10.76 | 2.69 | 3.1609 | 2020Q2 | https://www.bulbs.com/product/VBA10-3020EF-4 | Bulbs.com | 2020 | Yes
LED Lighting | Downlight |  | True |  |  | LED Retrofit Kit | LED Retrofit Kit | Downlight Solid State Retrofit Die-cast aluminum trim routes heat away from LED White powder-coat finish Polystyrene diffuser and reflector cone Edison-style socket adaptor included Wet locations Variety of existing 4", 5" & 6" recessed housings Replaces 60-watt Incandescent. 13-watt LED 5" & 6" Gimbal Downlight Trim with 1034 delivered lumens. 3000K, white, Energy Star rated and UL Classified, dimmable. Replaces 60W Incandescent1034 Lumens LED 5 & 6-inch Retrofit Downlight ¦ E-T6G Series ¦ Gimbal ¦ 3000K ¦ White | 2700 | 90 | 900 | 69.2308 | 43000 | 13 | 1 | 58.99 | 58.99 | 69.3155 | 2020Q2 | https://www.e-conolight.com/13w-led-5-6-gimbal-downlight-trim-warm-white.html | Econolight | 2020 | Yes
LED Lighting | A-Type | Satco | False | Daylighting/Photocell, | A19/21 | E26 (Medium) | E26 (Medium) | Home / Light Bulbs / LED / Satco - S8565 - 12.5A19/LED/50K/ND/120V/4PK Damp Location Rated; Carded Item 12.5W A19 LED Lamp - 1050 Lumens - Daylight (5000K) - 90 CRI - 15000 hrs. - E26 (Medium) - 120 to 130V - Frost Satco - S8565 - 12.5A19/LED/50K/ND/120V/4PK | 5000 | 90 | 1050 | 84 | 15000 | 12.5 | 1 | 18.1 | 18.1 | 21.2682 | 2020Q3 | https://shop.regencylighting.com/lamps/led/12-5a19-led-50k-nd-120v-4pk-s8565.html | Regency Lighting | 2020 | Yes
LED Lighting | Reflector |  | True |  | Reflector (Flood/Spot) | PAR30S | E26 (Medium) | Damp Location Rated,Recessed Fixtures Clear, plastic E26 Base Damp locations Residential Commercial Retail Replaces 75-watt. 10.5-watt LED PAR30 Lamp - with 850 delivered lumens. 3000K, clear, cULus Listed, Energy Star Rated, Dimmable, 5-year limited warranty. Replaces 75W850 Lumens Cree® LED PAR30 Lamp ¦ PAR30 Series ¦ 10.5W¦ 3000K ¦ Dimmable ¦ Clear | 3000 | 93 | 850 | 80.9524 | 35000 | 10.5 | 1 | 4.99 | 4.99 | 5.8634 | 2020Q2 | https://www.e-conolight.com/led-par30-lamp-par30-series-10-5w-3000k-dimmable-clear.html | Econolight | 2020 | Yes
LED Lighting | Downlight | American Lighting | True | Daylighting/Photocell, |  |  |  | Downlight Solid State Retrofit Product Description The American Lighting AD4-5CCT-DB Selectable LED Down Light is an Energy Star certified fixture with a dark bronze finish. Fitting most 4-inch housings, the standout feature is the 5-in-1 color selection. Go from 2700K warm white light to 5000K cool white daylight (or 3000K, 3500K, and 4000K) with one touch. American Lighting AD4-5CCT-DB Features: Dims down to 10% 120-degree beam angle 50,000 life hours American Lighting AD4-5CCT-DB Applications: Dry and wet locations Indoor use Linear lighting Dark Bronze - 700 Lumens - 90 CRI - 120° - 120V American Lighting AD4-5CCT-DB - 10W LED Down Light - Selectable | 2700 | 93 | 630 | 63 | 50000 | 10 | 12 | 115.32 | 9.61 | 11.2921 | 2020Q2 | https://www.energyavenue.com/American-Lighting/AD4-5CCT-DB | Energy Avenue | 2020 | Yes
LED Lighting | Downlight | American Lighting | True |  |  |  |  | Downlight Solid State Retrofit Product Description Upgrade recessed lights by mounting the American Lighting AD4-5CCT-WH LED Down Light instead. The Energy Star certified fixture has five Selectable LED color brightness temperatures so the right atmosphere is set. One size fits most 4-inch recessed housings, and once on, the light shines bright at a 120-degree beam angle. American Lighting AD4-5CCT-WH Features: 2700K, 3000K, 3500K, 4000K, and 5000K Dims down to 10% 50,000 life hours American Lighting AD4-5CCT-WH Applications: Task lighting Architectural lighting Dry and wet locations White - 820 Lumens - 90 CRI - 120° - 120V American Lighting AD4-5CCT-WH - 10W LED Down Light - Selectable | 2700 | 93 | 720 | 72 | 50000 | 10 | 12 | 115.32 | 9.61 | 11.2921 | 2020Q2 | https://www.energyavenue.com/American-Lighting/AD4-5CCT-WH | Energy Avenue | 2020 | Yes
LED Lighting | Downlight | American Lighting | True | Daylighting/Photocell, |  |  |  | Downlight Solid State Retrofit Product Description You'll enjoy contemporary style and great performance with this 10W LED down light from American Lighting. As part of their Advantage Select 4" series, each unit is salectable among five different color temperatures that range from warm 2000K to daylight-comparable 5000K. Best of all, they're Energy Star certified and built to last for up to 50,000 hours of use. Product Features: Replaces 100W incandescent and halogen down lights Fits most standard 4" recessed housings Available in white or dark bronze Color accuracy of 90+ CRI Compatible with TRIAC dimmers 5-in-1 selectable color temperature setting cETLus Listed for use in wet locations JA8 compliant Energy Star certified Lifespan of up to 50,000 hours Applications: Offices Retail Residential Commercial White - 820 Lumens - 90 CRI - 120° - 120V American Lighting AD4B-5CCT-WH - 10W LED Down Light - Selectable | 2700 | 93 | 720 | 72 | 50000 | 10 | 12 | 115.32 | 9.61 | 11.2921 | 2020Q2 | https://www.energyavenue.com/American-Lighting/AD4B-5CCT-WH | Energy Avenue | 2020 | Yes
LED Lighting | Downlight | American Lighting | True |  |  |  |  | Downlight Solid State Retrofit Product Description SOLD IN CASE QUANTITY OF 12 For your existing recessed housings, AD56-30-WH 15W LED retrofit downlight by American Lighting can be a great low energy upgrade. Featuring a smooth white 3000K color temperature, this white finish fixture has a color rendering index (CRI) of 90. It has a better illumination compared to others at 900 lumens and has a beam anlge of 86° distributing the light evenly. Installation comes easy with the inclusion of spring loaded torsion clips. Adding up to its features is the durable and glare-free frosted polycarbonate lens. Features: Glare-free and durable frosted lens Dimmable 10-100% with most TRIAC, CL, ELV dimmers Spring loaded torsion clips for easy installation Applications: Suitable for use in wet location Retrofit lighting Restaurant and office Downlight 900 Lumens - 90 CRI - 120V - White Finish American Lighting AD56-30-WH - 15W 5/6" Retrofit Downlight - 3000K | 3000 | 93 | 900 | 60 | 50000 | 15 | 1 | 182.5 | 182.5 | 214.4446 | 2020Q2 | https://www.energyavenue.com/American-Lighting/AD56-30-WH | Energy Avenue | 2020 | Yes
LED Lighting | Downlight | American Lighting | True | Daylighting/Photocell, |  |  |  | Downlight Solid State Retrofit Product Description Get solid performance with no rewiring or retrofitting when you choose this 15W LED down light from American Lighting. Each 5/6-inch unit fits in standard recessed housing and allows you to choose between five different temperature settings. You'll enjoy up to 50,000 hours of hassle-free lighting, and it's Energy Star certified. Product Features: Replaces 150W halogen of incandescent down lights Mounts in minutes into standard 5/6-inch recessed housing Color rendering of 90+ CRI Selectable 5-in-1 color temperature range from warm 2700K to daylight-level 5000K Compatible with TRIAC dimmers cETLus listed for use in wet locations J8A compliant Energy Star certified Lifespan of up to 50,000 hours Applications: Offices Retail Outdoor lighting Residential Commercial Dark Bronze - 1,000 Lumens - 90 CRI - 120° - 120V American Lighting AD56-5CCT-DB - 15W LED Down Light - Selectable | 2700 | 93 | 900 | 60 | 50000 | 15 | 12 | 115.68 | 9.64 | 11.3274 | 2020Q2 | https://www.energyavenue.com/American-Lighting/AD56-5CCT-DB | Energy Avenue | 2020 | Yes
LED Lighting | Downlight | American Lighting | True | Daylighting/Photocell, |  |  |  | Downlight Solid State Retrofit Product Description When performance and style matter, you can count on American Lighting. For example, this 5/6" 15W LED down light from their Advantage Select series offers huge energy savings in a compact, contemporary white or bronze package. It's selectable among five color temperatures ranging from warm to natural daylight, and you'll enjoy flawless performance for up to 50,000 hours. Product Features: Replaces 150W incandescent or halogen lamps 5-in-1 selector range from 2700L - 5000K Color rendering of 90+ CRI Compatible with standard 5/6-inch recessed housing Available in white or dark bronze Works with TRIAC dimmers Rated for use in wet locations JA8 compliant Energy Star certified Lifespan of up to 50,000 hours Applications: Landscaping Task lighting Residential Commercial White - 1,200 Lumens - 90 CRI - 120° - 120V American Lighting AD56-5CCT-WH - 15W LED Down Light - Selectable | 2700 | 93 | 1000 | 66.6667 | 50000 | 15 | 12 | 115.68 | 9.64 | 11.3274 | 2020Q2 | https://www.energyavenue.com/American-Lighting/AD56-5CCT-WH | Energy Avenue | 2020 | Yes
LED Lighting | Downlight | American Lighting | True |  |  |  |  | Downlight Solid State Retrofit Product Description Part of the Advantage Select series, the American Lighting AD56B-5CCT-WH Selectable LED Down Light fits most 5-inch and 6-inch recessed downlights. After mounting the fixture, enjoy one of 5 color temperatures to set the right ambiance for the room. The Energy Star certified fixture dims down to 10% courtesy of TRIAC dimmers. American Lighting AD56B-5CCT-WH Features: 2700K, 3000K, 3500K, 4000K, and 5000K colors 120-degree beam angle 50,000 life hours American Lighting AD56B-5CCT-WH Applications: Indoor use Dry and damp locations Recessed lighting White - 1,200 Lumens - 90 CRI - 120° - 120V American Lighting AD56B-5CCT-WH - 15W LED Down Light - Selectable | 2700 | 93 | 1000 | 66.6667 | 50000 | 15 | 12 | 115.68 | 9.64 | 11.3274 | 2020Q2 | https://www.energyavenue.com/American-Lighting/AD56B-5CCT-WH | Energy Avenue | 2020 | Yes
LED Lighting | Reflector | American Lighting | True |  | Reflector (Flood/Spot) | MR16 | GU5.3 | Damp Location Rated,Recessed Fixtures Product Description Check out American Lighting LED-DR100-24 if you are in dire need of a constant voltage driver. It has a 24V DC constant voltage hardwire driver with a 100W capacity. For the installation, you can have it set upon a flat surface or house in an enclosure. Environment friendly, it complies with the directives from RoHS and is cURUs for dry and damp locations. Offering a 2 year warranty, this voltage driver is good for LED lighting. American Lighting LED-DR100-24 Features: c/UR/us recognized 15"" 3C 18AWG input leads 15"" 2C 16AWG output leads Applications: Ideal for LED Lighting 24V DC American Lighting LED-DR100-24 - 1-100W Led Constant Voltage Driver | 3000 | 93 | 500 | 76.9231 | 25000 | 6.5 | 1 | 95.04 | 95.04 | 111.6757 | 2020Q2 | https://www.energyavenue.com/American-Lighting/LED-DR100-24 | Energy Avenue | 2020 | No
LED Lighting | Downlight | Dabmar |  |  | LED |  |  | Downlight Solid State Retrofit Product Description Ramp up your lighting needs with the Dabmar LV-LED704-SS316 step light. With its classic round stainless steel finish, this LED fixture could look good in almost any setting. Running on only 1.44 watts and 12V, this luminaire can fill multiple purposes. Known for its durability, this fixture is ETL approval pending for wet locations. Applications: Step light Wall light Commercial Residential Features: Low voltage transformer required Frosted glass lens 24 LEDs 1.44 Watts - 12V - Stainless Steel Finish Dabmar - LV-LED704-SS316 - LED Step Light | 2700 | 84 | 750 | 68.1818 | 35000 | 11 | 1 | 67.5 | 67.5 | 79.3151 | 2020Q2 | https://www.energyavenue.com/Dabmar/LV-LED704-SS316 | Energy Avenue | 2020 | Yes
LED Lighting | Reflector | EIKO | True |  | Reflector (Flood/Spot) | PAR16 | GU10 | Damp Location Rated,Not Rated for Recessed Fixtures NOTICE: This Product Has Been Discontinued Please See the Following Comparable Products:Eiko 09989 - 7W LED MR16 - 4000K - GU10 -- LED7WGU10/NFL/840-DIM-G8 - 50 Watt Incandescent Equivalent - 500 Lumens - 120VYou can also browse our entire inventory of: LED Light BulbsProduct Description The EiKO LED7WGU10/NFL/840-DIM-G7 09548 is an energy efficient light MR16 LED bulb that only operates on only 7 Watts. This dimmable MR16 replaces your 50 Watt Incandescent bulbs on GU10 base. The Eiko 09498 emits 500 Lumens of 4000K Cool White Light. This product has a life expectancy of 25,000 life hours. EiKO 09548 Features: Shatter-resistant for reduced risk on breakage Contains no mercury or lead Compatible with wide array of dimmers 40° flood beam angle EiKO 09548 Applications: Track Lighting Residential Reatil and hospitality Task Lighting LED7WGU10/NFL/840-DIM-G7 - 50W Incandescent Equivalent - 500 Lumens - 20 Degree Beam Angle - 80 CRI - Dimmable EiKO 09548 - 7W LED MR16 - 4000K - GU10 | 4000 | 84 | 500 | 71.4286 | 25000 | 7 | 1 | 3.25 | 3.25 | 3.8189 | 2020Q2 | https://www.energyavenue.com/EIKO/09548 | Energy Avenue | 2020 | Yes
LED Lighting | A-Type | Satco | False |  | A19/21 | E26 (Medium) | E26 (Medium) | Home / Light Bulbs / LED / LED A-Line / Satco - S8564 - 12.5A19/LED/27K/ND/120V/4PK Damp Location Rated; Carded Item 12.5W A19 LED Lamp - 1050 Lumens - Warm White (2700K) - 90 CRI - 15000 hrs. - E26 (Medium) - 120 to 130V - Frost Satco - S8564 - 12.5A19/LED/27K/ND/120V/4PK | 2700 | 90 | 1050 | 84 | 15000 | 12.5 | 1 | 18.1 | 18.1 | 21.2682 | 2020Q3 | https://shop.regencylighting.com/lamps/led/a-line/12-5a19-led-27k-nd-120v-4pk-s8564.html | Regency Lighting | 2020 | Yes
LED Lighting | Reflector | EIKO | True |  | Reflector (Flood/Spot) | PAR16 | GU10 | Damp Location Rated,Not Rated for Recessed Fixtures Product Description SOLD IN MINIMUM QUANTITY OF 105 The Eiko LED7WGU10/NFL/840-DIM-G8 (09989) light bulb radiates 4000K cool white illumination for 25,000 hours, which is 30 times longer than standard 50W halogen incandescent bulbs. It's non-hazardous, mercury-free, lead-free, and shatter-resistant, making it environmentally safe to use. The LED MR16 has a GU10 base for display lighting installation. Eiko 09989 Features: Dimming option with compatible dimmers 20-degree or 40-degree beam distribution 5-year limited warranty Eiko 09989 Applications: Accent Lighting Track Lighting Task Lighting LED7WGU10/NFL/840-DIM-G8 - 50 Watt Incandescent Equivalent - 500 Lumens - 120V Eiko 09989 - 7W LED MR16 - 4000K - GU10 | 4000 | 84 | 500 | 71.4286 | 25000 | 7 | 100 | 325 | 3.25 | 3.8189 | 2020Q2 | https://www.energyavenue.com/EIKO/09989 | Energy Avenue | 2020 | Yes
LED Lighting | Reflector | EIKO | True |  | Reflector (Flood/Spot) | BR40 | E26 (Medium) | Damp Location Rated,Not Rated for Recessed Fixtures Product Description SOLD IN MINIMUM QUANTITY OF 55 The EiKO LED17WBR40/840-DIM-G8 09997 replacement bulb lights up 4000K cool white illumination at a 120-degree beam angle. The structure of the LED BR40 is a shatter-resistant and mercury-free aluminum body with an E26 base, fitting most lamp bases in dry and damp areas. Included with the 17W bulb is a 5-year warranty. EiKO 09997 Features: Energy star efficient Replaces 100W bulbs 25,000 life hours EiKO 09997 Applications: Retail Industry Hotel & Hospitality Industry Healthcare Industry LED17WBR40/840-DIM-G8 - 100 Watt Incandescent Equivalent - 1,400 Lumens - 120V - SOLD IN MINIMUM QUANTITY OF 55 EiKO 09997 - 17W LED BR40 - 4000K - E26 | 4000 | 84 | 1400 | 82.3529 | 25000 | 17 | 24 | 148.8 | 6.2 | 7.2852 | 2020Q2 | https://www.energyavenue.com/EIKO/09997 | Energy Avenue | 2020 | Yes
LED Lighting | Reflector | EIKO | True |  | Reflector (Flood/Spot) | BR30 | E26 (Medium) | Damp Location Rated,Not Rated for Recessed Fixtures Product Description The Eiko LED11WBR30/840-DIM-G8 energy saving light bulb is a fantastic replacement for the heat-sucking 65W incandescent light bulbs. As users save around 80% off the electric bill, the LED BR30 bulb illuminates 4000K neutral white radiance throughout the room. The shatter-resistant exterior is smooth and curvy with a standard E26 base that fits on any lamp post. Eiko BR30 10004 Features: 120-degree beam angle 25,000 life hours 5-year warranty Eiko BR30 10004 Applications: Residential use Commercial use Dry and damp locations LED11WBR30/840-DIM-G8 - 850 Lumens - 80 CRI - 65W Incandescent Equivalent - 120° - 120V Eiko 10004 - 11W LED BR30 - 4000K | 4000 | 84 | 850 | 77.2727 | 25000 | 11 | 1 | 3.49 | 3.49 | 4.1009 | 2020Q2 | https://www.energyavenue.com/EIKO/10004 | Energy Avenue | 2020 | Yes
LED Lighting | A-Type | Satco | False |  | A19/21 | E26 (Medium) | E26 (Medium) | Home / Light Bulbs / LED / LED A-Line / Satco - S8499 - 12.5A19/LED/30K/ND/120V/4PK Approved for Enclosed Fixtures; Damp Location Rated; Carded Item 12.5W A19 LED Lamp - 1050 Lumens - Warm White (3000K) - 90 CRI - 10000 hrs. - E26 (Medium) - 120 to 130V - - Frost Satco - S8499 - 12.5A19/LED/30K/ND/120V/4PK | 3000 | 90 | 1050 | 84 | 10000 | 12.5 | 1 | 18.1 | 18.1 | 21.2682 | 2020Q3 | https://shop.regencylighting.com/lamps/led/a-line/12-5a19-led-30k-nd-120v-4pk-s8499.html | Regency Lighting | 2020 | Yes
LED Lighting | Downlight | Euri Lighting | True |  |  | LED Retrofit Kit | LED Retrofit Kit | Downlight Solid State Retrofit Wattage13.5 Watt21 WattColor Temp.3000K4000K5000K Product Description The Euri Lighting DLC-2000e 13.5W LED recessed downlight features a low energy and high lumen output lighting solution that replaces 75 Watt incandescent bulb. With its 3000K color temperature, you have a soft white light that offers no delays or flickers when turned on. The mercury-free, shatter-resistant plastic diffuser, and 50,000-hour bulb life help to ensure that the design is long-lasting. Euri Lighting DLC-2000e Features: Compatible with a wide range of dimmers 90+ CRI True color lighting Title 24 Compliant Design for 5" and 6" can Euri Lighting DLC-2000e Applications: Damp rated areas Office buildings Medical facilities Residential and commercial Alternate Product Versions $8.90 add Euri Lighting DLC-2040e - 5 and 6 Inch 13.5W LED Recessed Downlight - 4000K - 120V Replacing 75W Incandescent - E26 Adapter - 0.1A Input Current - 800 Lumens - 90+ CRI - 90° Beam Angle $8.90 add Euri Lighting DLC-2050e - 5 and 6 Inch 13.5W LED Recessed Downlight - 5000K - 120V Replacing 75W Incandescent - E26 Adapter - 0.1A Input Current - 800 Lumens - 90+ CRI - 90° Beam Angle $10.90 add Euri Lighting DLC-3001e - 5 and 6 Inch 21W LED Recessed Downlight - 3000K - 120V Replacing 120W Incandescent - E26 Adapter - 0.1A Input Current - 1400 Lumens - 90+ CRI - 90° Beam Angle Replacing 75W Incandescent - E26 Adapter - 0.1A Input Current - 800 Lumens - 90+ CRI - 90° Beam Angle Euri Lighting DLC-2000e - 5 and 6 Inch 13.5W LED Recessed Downlight - 3000K - 120V | 3000 | 93 | 810 | 60 | 60000 | 13.5 | 1 | 8.9 | 8.9 | 10.4578 | 2020Q2 | https://www.energyavenue.com/Euri-Lighting/DLC-2000E | Energy Avenue | 2020 | Yes
LED Lighting | Downlight | Euri Lighting | True |  |  | LED Retrofit Kit | LED Retrofit Kit | Downlight Solid State Retrofit Wattage13.5 Watt21 WattColor Temp.3000K Product Description Upgrade your accent lighting with the DLC-3001e 21W LED recessed downlight from Euri Lighting. This replaces 120 Watt incandescent bulb, giving you superior performance and energy savings without sacrificing aesthetics. This product will provide 3000K lumens of soft white lighting, and it's compatible with 5 and 6 inch can. The unique design reduces internal bulb temperature to promote durable, for consistent use. Euri Lighting DLC-3001e Features: Shatter-proof plastic diffuser for added safety Mercury-free and rated for damp locations Dimming options for compatible dimmers True Color 90+ CRI technology Title 24 compliant Lifespan of 50,000 hours Euri Lighting DLC-3001e Applications: Hallways and waiting rooms Hospitals and medical facilities Recessed lighting for exterior and interior use Alternate Product Versions $8.90 add Euri Lighting DLC-2000e - 5 and 6 Inch 13.5W LED Recessed Downlight - 3000K - 120V Replacing 75W Incandescent - E26 Adapter - 0.1A Input Current - 800 Lumens - 90+ CRI - 90° Beam Angle $8.90 add Euri Lighting DLC-2040e - 5 and 6 Inch 13.5W LED Recessed Downlight - 4000K - 120V Replacing 75W Incandescent - E26 Adapter - 0.1A Input Current - 800 Lumens - 90+ CRI - 90° Beam Angle $8.90 add Euri Lighting DLC-2050e - 5 and 6 Inch 13.5W LED Recessed Downlight - 5000K - 120V Replacing 75W Incandescent - E26 Adapter - 0.1A Input Current - 800 Lumens - 90+ CRI - 90° Beam Angle Replacing 120W Incandescent - E26 Adapter - 0.1A Input Current - 1400 Lumens - 90+ CRI - 90° Beam Angle Euri Lighting DLC-3001e - 5 and 6 Inch 21W LED Recessed Downlight - 3000K - 120V | 3000 | 93 | 1400 | 66.6667 | 60000 | 21 | 1 | 10.9 | 10.9 | 12.8079 | 2020Q2 | https://www.energyavenue.com/Euri-Lighting/DLC-3001E | Energy Avenue | 2020 | Yes
LED Lighting | Downlight | Euri Lighting | True |  |  | LED Retrofit Kit | LED Retrofit Kit | Downlight Solid State Retrofit Product Description When you're looking for brighter illumination while using less energy, consider Euri Lighting DLC4-1000e 13W LED recessed downlight. The unobtrusive design of this 4 inch can reduces heat, providing durability. This recessed downlight LED replaces 75 watt incandescent bulb and its 3000k color temperature is great for interior - commercial or residential settings. Euri Lighting DLC4-1000e Features: Shatterproof material Instant on - no delay or flicker Mercury-free and rated for damp locations Dimming options on compatible dimmers True color of 90+ CRI Lifespan of 36,000 hours Title 24 compliant Euri Lighting DLC4-1000e Applications: Medical facilities Conference rooms Education facilities Retail establishments Hospitality Replacing 75W Incandescent - E26 Adapter - 0.1A Input Current - 800 Lumens - 90+ CRI - 95° Beam Angle - 120V Euri Lighting DLC4-1000e - 4 Inch 13W LED Recessed Downlight - 3000K | 3000 | 93 | 810 | 62.3077 | 60000 | 13 | 1 | 7.5 | 7.5 | 8.8128 | 2020Q2 | https://www.energyavenue.com/Euri-Lighting/DLC4-1000E | Energy Avenue | 2020 | Yes
LED Lighting | Reflector | Euri Lighting | True |  | Reflector (Flood/Spot) | MR16 | GU5.3 | Damp Location Rated,Not Rated for Recessed Fixtures Color Temp.2700K3000K5000K NOTICE: This Product Has Been Discontinued Please See the Following Comparable Products:Euri EM16-3000ew - 6.5W LED MR16 - 3000K -- 500 Lumens - 80 CRI - 50W Halogen Equivalent - 35° - 12VYou can also browse our entire inventory of: LED Light BulbsProduct Description When you're looking for a quality product that replaces 50 Watt incandescent bulbs, consider the EM16-2000ew lamp from Euri Lighting. This 6.5W LED MR16 flood emits 2700K lumens of warm white light when you want to produce a welcoming atmosphere. You'll also get superior performance, optimal heat dissipation, and energy savings, and compatible with all GU5.3 bases. Euri Lighting EM16-2000ew Features: Shatter-resistant plastic diffuser Built-in MCOB LED technology enhances uniformity, energy efficiency, and heat dissipation Mercury-free and rated for damp locations Dimmer options on compatible dimmers Lifespan of 25,000 hours with 3-year limited warranty Euri Lighting EM16-2000ew Applications: Accent lighting for residential and commercial Dining room and kitchen Retail stores and restaurants Alternate Product Versions $4.90 add Euri Lighting EM16-2020ew - 6.5W LED MR16 - 2700K Replacing 50W Incandescent - GU5.3 base - 500 Lumens - 80 CRI - 35° Beam Angle - 12V Replacing 50W Incandescent - GU5.3 base - 500 Lumens - 80 CRI - 35° Beam Angle - 12V Euri Lighting EM16-2000ew - 6.5W LED MR16 - 3000K | 3000 | 82 | 500 | 76.9231 | 25000 | 6.5 | 1 | 4.9 | 4.9 | 5.7577 | 2020Q2 | https://www.energyavenue.com/Euri-Lighting/EM16-2000EW | Energy Avenue | 2020 | Yes
LED Lighting | Decorative | Euri Lighting | True |  | Decorative | B10 | E12 (Candelabra) | Damp Location Rated,Recessed Fixtures TypeAngularBlunt Tip Product Description The Euri Lighting VB10-2000e 4W LED B10 is a great low energy alternative for decorative LED filament bulb. It gives a classic look with its blunt tip candelabra and the 2700K color temperature gives you a clear and warm white light. This B10 LED replaces 40 watt incandescent and can be dimmable with compatible dimmers for ambient lighting. Euri Lighting VB10-2000e Features: Instant on - no delay and flicker Long 15,000-hour lifespan with 3-year limited warranty Full beam spread of 360 degree Mercury-free and damp rated Euri Lighting VB10-2000e Applications: Indoor decorative lighting Chandeliers, decorative lamp and wall sconce Alternate Product Versions $3.75 add Euri VBA10-2000e - 4W LED Filament Bulb - 2700K Angular - 40W Incandescent Equivalent - 330 Lumens - E12 - 80 CRI - 120V Blunt Tip Candelabra - Replacing 40W Incandescent - E12 - 0.03A Input Current - 330 Lumens - 80 CRI - 360° Beam Angle - 120V Euri Lighting VB10-2000e - 4W LED B10 - 2700K | 2700 | 83 | 330 | 82.5 | 15000 | 4 | 1 | 3.75 | 3.75 | 4.4064 | 2020Q2 | https://www.energyavenue.com/Euri-Lighting/VB10-2000E | Energy Avenue | 2020 | Yes
LED Lighting | A-Type | Satco | False |  | A19/21 | E26 (Medium) | E26 (Medium) | Home / Light Bulbs / LED / LED A-Line / Satco - S8489 - 15.5A19/LED/40K/ND/120V/4PK Approved for Enclosed Fixtures; Damp Location Rated; Carded Item 12.5W A19 LED Lamp - 1050 Lumens - Cool White (4000K) - 90 CRI - 10000 hrs. - E26 (Medium) - 120 to 130V - Frost Satco - S8489 - 15.5A19/LED/40K/ND/120V/4PK | 4000 | 90 | 1050 | 84 | 10000 | 12.5 | 1 | 18.1 | 18.1 | 21.2682 | 2020Q3 | https://shop.regencylighting.com/lamps/led/a-line/12-5a19-led-40k-nd-120v-4pk-s8489.html | Regency Lighting | 2020 | Yes
LED Lighting | A-Type | Satco | False | Daylighting/Photocell, | A19/21 | E26 (Medium) | E26 (Medium) | Home / Light Bulbs / LED / LED A-Line / Satco - S8565 - 12.5A19/LED/50K/ND/120V/4PK Damp Location Rated; Carded Item 12.5W A19 LED Lamp - 1050 Lumens - Daylight (5000K) - 90 CRI - 15000 hrs. - E26 (Medium) - 120 to 130V - Frost Satco - S8565 - 12.5A19/LED/50K/ND/120V/4PK | 5000 | 90 | 1050 | 84 | 15000 | 12.5 | 1 | 18.1 | 18.1 | 21.2682 | 2020Q3 | https://shop.regencylighting.com/lamps/led/a-line/12-5a19-led-50k-nd-120v-4pk-s8565.html | Regency Lighting | 2020 | Yes
LED Lighting | Reflector | Euri | True |  | Reflector (Flood/Spot) | BR30 | E26 (Medium) | Damp Location Rated,Recessed Fixtures Product Description The Euri Lighting EB30-11W3000e LED BR30 light bulb is an energy-saving and mercury-free floodlight. The 65W incandescent light replacement offers superior brightness of 3000K soft white illumination. It comes on instantly without delays or flickers. The floodlight also has an E26 base and a dimming option. Euri Lighting EB30-11W3000e Features: 110-degree beam angle 25,000 life hours Limited warranty Euri Lighting EB30-11W3000e Applications: Dry and damp locations Indoor use Open and enclosed fixtures 850 Lumens - 80 CRI - 65W Incandescent Equivalent - 110° - 120V Euri Lighting EB30-11W3000e - 11W LED BR30 - 3000K | 3000 | 82 | 850 | 77.2727 | 25000 | 11 | 1 | 1.7 | 1.7 | 1.9976 | 2020Q2 | https://www.energyavenue.com/Euri/EB30-11W3000E | Energy Avenue | 2020 | No
LED Lighting | Reflector | Euri | True |  | Reflector (Flood/Spot) | MR16 | GX5.3 | Damp Location Rated,Recessed Fixtures Product Description When you're ready to save nearly 90 percent of your energy consumption, step up to this 6.5W LED MR16 bulb from Euri. This Energy Star certified product gives you the power of a traditional 50W incandescent flood lamp and 3000K of soft white light for up to 25,000 hours. It's dimmable and shatter-resistant, and you'll find it suitable for use in damp locations. Euri Lighting EM16-3000ew Features: Direct replacement for traditional 50W incandescent lamps Consumes up to 87 percent less power Energy Star certified Compatible with most GU5.3 base fixtures Dimmable with existing dimmer switches Mercury-free and suitable for use in damp locations Instant on/off; no waiting Color accuracy of 80 CRI 35-degree beam angle Shatter -resistant Lifespan of up to 25,000 hours Three-year warranty Euri Lighting EM16-3000ew Applications: Landscape Lighting Wall Washes Flood Light 500 Lumens - 80 CRI - 50W Halogen Equivalent - 35° - 12V Euri EM16-3000ew - 6.5W LED MR16 - 3000K | 3000 | 83 | 500 | 76.9231 | 25000 | 6.5 | 1 | 4.13 | 4.13 | 4.8529 | 2020Q2 | https://www.energyavenue.com/Euri/EM16-3000EW | Energy Avenue | 2020 | Yes
LED Lighting | Reflector | Euri | True |  | Reflector (Flood/Spot) | MR16 | GX5.3 | Damp Location Rated,Recessed Fixtures Product Description The Euri EM16-3020ew LED incandescent bulb uses 87% less energy than the standard counterparts, decreasing the energy bill yearly. The LED MR16 shines 2700K warm white mercury-free illumination at a 35-degree beam angle. Its instant on feature turns on promptly without flickers or delays so users can enjoy superior brightness with each use. Euri EM16-3020ew Features: Shatter-resistant Dimmable 25,000 life hours Euri EM16-3020ew Applications: Dry and damp locations Indoor use Open and enclosed fixtures 500 Lumens - 80 CRI - 50W Halogen Equivalent - 35° - 12V Euri EM16-3020ew - 6.5W LED MR16 - 2700K | 2700 | 81 | 500 | 76.9231 | 25000 | 6.5 | 1 | 4.13 | 4.13 | 4.8529 | 2020Q2 | https://www.energyavenue.com/Euri/EM16-3020EW | Energy Avenue | 2020 | Yes
LED Lighting | Downlight | Focus Industries | [5 empty] | Downlight Solid State Retrofit Product Description Add a decorative touch to your home or commercial property with the LED ledge light from Focus Industries. Part of the company's SL42-SM2 / SL43-SM2 Series, this product offers green technology without sacrificing performance. These tiny luminaires emit 3000K of warm white light, and the black finish provides an attractive accent without a bulky silhouette. Product Features: Matches SL-42-LG and SL-43-LG design Pre-drilled holes and wide base for easy mounting Sealed, water-tight IP68 strip and solid, one-piece construction Aluminum based with black polyester textured powder finish 12-volt AC input, 10 - 15 volt range Compatible with magnetic drivers Five-foot zip cord Lifespan of up to 40,000 hours Suitable for indoor or outdoor use Applications: Accent lighting Under-edge lighting Rail lighting Black - 75 Lumens Focus SL-42-SM2-LEDSBLT - 2W LED Ledge Light - 3000K | 2700 | 82 | 556 | 70.3797 | 69000 | 7.9 | 1 | 43.6 | 43.6 | 51.2317 | 2020Q2 | https://www.energyavenue.com/Focus-Industries/SL-42-SM2-LEDSBLT | Energy Avenue | 2020 | Yes
LED Lighting | A-Type | Satco | False |  | A19/21 | E26 (Medium) | E26 (Medium) | Home / Light Bulbs / LED / Satco - S8564 - 12.5A19/LED/27K/ND/120V/4PK Damp Location Rated; Carded Item 12.5W A19 LED Lamp - 1050 Lumens - Warm White (2700K) - 90 CRI - 15000 hrs. - E26 (Medium) - 120 to 130V - Frost Satco - S8564 - 12.5A19/LED/27K/ND/120V/4PK | 2700 | 90 | 1050 | 84 | 15000 | 12.5 | 1 | 17.46 | 17.46 | 20.5162 | 2020Q2 | https://shop.regencylighting.com/lamps/led/12-5a19-led-27k-nd-120v-4pk-s8564.html | Regency Lighting | 2020 | Yes
LED Lighting | Reflector | GE | True | Daylighting/Photocell, | Reflector (Flood/Spot) | MR16 | GU5.3 | Use With Photo and/or Motion Sensors,Damp Location Rated,Recessed Fixtures Product Description The GE LED6.5DMR1683015-12 Current bulb is an energy-saving solution for traditional 50W bulbs. The replacement has a MR16 shape with a white carbon exterior. Once installed and on, the LED MR16 shines 3000K warm white radiance. A dimming feature is accessible to give the user the perfect room ambiance. The bulb comes as a six-pack product. GE 75153 Features: High-output color 25,000 life hours Seventy-eight cent savings yearly GE 75153 Applications: Decorative lighting Indoor use Dry locations LED6.5DMR1683015-12 - 520 Lumens - 80 CRI - 50W Halogen Equivalent - 1V GE 75153 - 7W LED MR16 - 3000K | 3000 | 82 | 530 | 81.5385 | 25000 | 6.5 | 6 | 63.78 | 10.63 | 12.4907 | 2020Q2 | https://www.energyavenue.com/GE/LED6.5DMR1683015-12 | Energy Avenue | 2020 | Yes
LED Lighting | Reflector | Green Creative | True |  | Reflector (Flood/Spot) | PAR30L | E26 (Medium) | Damp Location Rated,Recessed Fixtures Product Description Green Creative has become one of the leading LED manufacturers in the country because of the quality and durability of their products. The 12.5PAR30G4DIM/927NF25 16112 PAR30 LED is no different. Running on 12.5 watts, this light is a direct replacement for 75 watt halogen lamp, resulting in an 80% savings. This LED has a warm white color temperature of 2700K and produces 815 lumens at a 25° beam angle. Rated for 40,000 life hours, this lamp comes with a 5 year warranty. This 120V, medium (E26) base lamp features a high 90 CRI! Features: 90 CRI UL listed Suitable for totally enclosed fixtures 65 Lumens per watt $239 savings per lamp over the course of lifetime 75 Watt Halogen Equivalent - 12.5 Watts - 120V - 2700K - 815 Lumens Green Creative - 12.5PAR30G4DIM/927NF25 - 16112 - PAR30 LED | 2700 | 91 | 815 | 65.2 | 25000 | 12.5 | 1 | 17.48 | 17.48 | 20.5397 | 2020Q2 | https://www.energyavenue.com/Green-Creative/16112 | Energy Avenue | 2020 | Yes
LED Lighting | Reflector | Green Creative | True |  | Reflector (Flood/Spot) | PAR30S | E26 (Medium) | Damp Location Rated,Recessed Fixtures Product Description Green Creative has become one of the leading LED manufacturers in the country because of the quality and durability of their products. The 11PAR30SNG4DIM/927NF25 16130 PAR30 Short Neck LED is no different. Running on 11 watts, this light is a direct replacement for 75 watt halogen lamp, resulting in an 80% savings. This LED has a warm white color temperature of 2700K and produces 705 lumens at a 25° beam angle. Rated for 40,000 life hours, this lamp comes with a 5 year warranty. This 120V, medium (E26) base lamp features a high 90 CRI! Features: 90 CRI UL listed Suitable for totally enclosed fixtures 64 Lumens per watt $241 savings per lamp over the course of lifetime 75 Watt Halogen Equivalent - 11 Watts - 120V - 2700K - 705 Lumens Green Creative - 11PAR30SNG4DIM/927NF25 - 16130 - PAR30 Short Neck LED | 2700 | 90 | 705 | 64.0909 | 25000 | 11 | 1 | 14.98 | 14.98 | 17.6021 | 2020Q2 | https://www.energyavenue.com/Green-Creative/16130 | Energy Avenue | 2020 | Yes
LED Lighting |  | Green Creative | True |  | General Purpose Replacement | A19 | E26 (Medium) | Damp Location Rated NOTICE: This Product Has Been DiscontinuedProduct Description One of the leading LED manufactuer's, Green Creative, presents its Aspire LED track series. The 16344 black LED fixture runs on 8.8 watts while replacing 75 watt halogen lamps. This dimmable LED has a life expectancy of 40,000 hours and comes with a 5 year warranty. At 30° beam angle, this lamps produces 600 lumens, Features: Fits Juno tracks Energy Star qualified ETL certified 75 Watt Halogen Equal - 8.8 Watts - 2700K - 120V Green Creative - 16344 - LED Track Lighting - Aspire Series | 3000 | 82 | 1600 | 110.3448 | 15000 | 14.5 | 1 | 16.38 | 16.38 | 19.2471 | 2020Q2 | https://www.energyavenue.com/Green-Creative/16344 | Energy Avenue | 2020 | Yes
LED Lighting | Reflector | Green Creative | True |  | Reflector (Flood/Spot) | BR30 | E26 (Medium) | Damp Location Rated,Recessed Fixtures NOTICE: This Product Has Been DiscontinuedProduct Description One of the leading LED manufactuer's, Green Creative, presents its Aspire LED track series. The 16346 white LED fixture runs on 8.8 watts while replacing 75 watt halogen lamps. This dimmable LED has a life expectancy of 40,000 hours and comes with a 5 year warranty. At 30° beam angle, this lamps produces 625 lumens, Features: Fits Halo tracks Energy Star qualified ETL certified 75 Watt Halogen Equal - 8.8 Watts - 3000K - 120V Green Creative - 16346 - LED Track Lighting - Aspire Series | 3000 | 83 | 650 | 72.2222 | 25000 | 9 | 1 | 16.38 | 16.38 | 19.2471 | 2020Q2 | https://www.energyavenue.com/Green-Creative/16346 | Energy Avenue | 2020 | Yes
LED Lighting | Reflector | Green Creative | True |  | Reflector (Flood/Spot) | PAR20 | E26 (Medium) | Damp Location Rated,Recessed Fixtures Beam Angle15°25°40°Color Temp.2700K3000K4000KBulb ShapePAR20PAR30Voltage120V Product Description The Green Creative 6.5PAR20DIM/927FL40 floodlight's appearance is compact with a standard E26 base and a proprietary designed optic lens. Once on, the LED PAR20 floodlight shines 2700K warm white light at a 40-degree beam angle across the room. Additionally, the floodlight comes with a 5-year warranty in case of defects. Green Creative 34892 Features: 50,000 life hours Smooth dimming 50W incandescent equivalent Green Creative 34892 Applications: Dry and damp locations Open and enclosed fixtures Indoor use Alternate Product Versions $5.56 add Green Creative 34893 - 6.5W LED PAR20 - 3000K 6.5PAR20DIM/930SP15 - 550 Lumens - 95 CRI - 50W Halogen Equivalent - 15° - 120V $5.56 add Green Creative 34894 - 6.5W LED PAR20 - 3000K 6.5PAR20DIM/930NF25 - 580 Lumens - 95 CRI - 50W Halogen Equivalent - 25° - 120V $5.56 add Green Creative 34896 - 6.5W LED PAR20 - 4000K 6.5PAR20DIM/940FL40 - 600 Lumens - 95 CRI - 50W Halogen Equivalent - 40° - 120V $5.56 add Green Creative 34897 - 6.5W LED PAR20 - 3000K 6.5PAR20DIM/930FL40/B - 580 Lumens - 95 CRI - 50W Halogen Equivalent - 40° - 120V $9.38 add Green Creative 34898 - 11W LED PAR30 - 2700K 11PAR30DIM/927SP15 - 950 Lumens - 95 CRI - 75W Halogen Equivalent - 15° - 120V $9.38 add Green Creative 34899 - 11W LED PAR30 - 2700K 11PAR30DIM/927NF25 - 950 Lumens - 95 CRI - 75W Halogen Equivalent - 25° - 120V $9.38 add Green Creative 34901 - 11W LED PAR30 - 3000K 11PAR30DIM/930SP15 - 990 Lumens - 95 CRI - 75W Halogen Equivalent - 15° - 120V $9.38 add Green Creative 34902 - 11W LED PAR30 - 3000K 11PAR30DIM/930NF25 - 990 Lumens - 95 CRI - 75W Halogen Equivalent - 25° - 120V $9.38 add Green Creative 34903 - 11W LED PAR30 - 3000K 11PAR30DIM/930FL40 - 990 Lumens - 95 CRI - 75W Halogen Equivalent - 40° - 120V $9.38 add Green Creative 34905 - 11W LED PAR30 - 3000K 11PAR30DIM/930FL40/B - 990 Lumens - 95 CRI - 75W Halogen Equivalent - 40° - 120V $9.38 add Green Creative 34906 - 11W LED PAR30 - 2700K 11PAR30SNDIM/927SP15 - 950 Lumens - 95 CRI - 75W Halogen Equivalent - 15° - 120V $9.38 add Green Creative 34907 - 11W LED PAR30 - 2700K 11PAR30SNDIM/927NF25 - 950 Lumens - 95 CRI - 75W Halogen Equivalent - 25° - 120V $9.38 add Green Creative 34908 - 11W LED PAR30 - 2700K 11PAR30SNDIM/927FL40 - 950 Lumens - 95 CRI - 75W Halogen Equivalent - 40° - 120V $9.38 add Green Creative 34909 - 11W LED PAR30 - 3000K 11PAR30SNDIM/930SP15 - 990 Lumens - 95 CRI - 75W Halogen Equivalent - 15° - 120V $9.38 add Green Creative 34911 - 11W LED PAR30 - 3000K 11PAR30SNDIM/930FL40 - 990 Lumens - 95 CRI - 75W Halogen Equivalent - 40° - 120V $9.38 add Green Creative 34912 - 11W LED PAR30 - 4000K 11PAR30SNDIM/940FL40 - 990 Lumens - 95 CRI - 75W Halogen Equivalent - 15° - 120V $9.38 add Green Creative 34913 - 11W LED PAR30 - 3000K 11PAR30SNDIM/930FL40/B - 990 Lumens - 95 CRI - 75W Halogen Equivalent - 40° - 120V $13.13 add Green Creative 34916 - 15.5W LED PAR38 - 2700K 15.5PAR38DIM/927SP15 - 1,320 Lumens - 95 CRI - 120W Halogen Equivalent - 15° - 120V $13.13 add Green Creative 34917 - 15.5W LED PAR38 - 2700K 15.5PAR38DIM/927NF25 - 1,320 Lumens - 95 CRI - 120W Halogen Equivalent - 25° - 120V $13.13 add Green Creative 34919 - 15.5W LED PAR38 - 3000K 15.5PAR38DIM/930SP15 - 1,370 Lumens - 95 CRI - 120W Halogen Equivalent - 15° - 120V $13.13 add Green Creative 34921 - 15.5W LED PAR38 - 3000K 15.5PAR38DIM/930FL40 - 1,370 Lumens - 95 CRI - 120W Halogen Equivalent - 40° - 120V $13.13 add Green Creative 34922 - 15.5W LED PAR38 - 4000K 15.5PAR38DIM/940FL40 - 1,420 Lumens - 95 CRI - 120W Halogen Equivalent - 40° - 120V $13.13 add Green Creative 34923 - 15.5W LED PAR38 - 3000K 15.5PAR38DIM/930NF25/B - 1,370 Lumens - 95 CRI - 120W Halogen Equivalent - 25° - 120V $13.13 add Green Creative 34924 - 15.5W LED PAR38 - 3000K 15.5PAR38DIM/930FL40/B - 1,370 Lumens - 95 CRI - 120W Halogen Equivalent - 40° - 120V $13.13 add Green Creative 34925 - 15.5W LED PAR38 - 3000K 15.5PAR38DIM/930FL40/GU24 - 1,370 Lumens - 95 CRI - 120W Halogen Equivalent - 40° - 120V $9.38 add Green Creative 34914 - 11W LED PAR30 - 3000K 11PAR30/930FL40/277V - 990 Lumens - 95 CRI - 75W Halogen Equivalent - 40° - 120-277V $9.38 add Green Creative 34915 - 11W LED PAR30 - 4000K 11PAR30/940FL40/277V - 990 Lumens - 95 CRI - 75W Halogen Equivalent - 40° - 120-277V $5.56 add Green Creative 34895 - 6.5 Watt LED PAR20 3000K - E26 6.5PAR20DIM/930FL40 - 50 Watt Halogen Equivalent - 580 Lumens - 95 CRI - 120V - Dimmable $9.38 EACASE of 6EA add Green Creative 34900 - 11W LED PAR30 - 2700K 11PAR30DIM/927FL40 - 950 Lumens - 95 CRI - 75W Halogen Equivalent - 40° - 120V 6.5PAR20DIM/927FL40 - 650 Lumens - 95 CRI - 50W Halogen Equivalent - 40° - 120V Green Creative 34892 - 6.5W LED PAR20 - 2700K | 2700 | 98 | 560 | 86.1538 | 50000 | 6.5 | 1 | 5.56 | 5.56 | 6.5332 | 2020Q2 | https://www.energyavenue.com/Green-Creative/34892 | Energy Avenue | 2020 | Yes
LED Lighting | Reflector | Green Creative | True |  | Reflector (Flood/Spot) | PAR20 | E26 (Medium) | Damp Location Rated,Recessed Fixtures Beam Angle15°25°40°Color Temp.2700K3000KBulb ShapePAR20PAR30PAR38Voltage120V Product Description Bring your lighting up to date with the help of this 6.5W LED PAR20 lamp from Green Creative. This product offers smooth dimming and emits 3000K of warm white light for up to 50,000 hours. You'll enjoy a high lumen output, and it's Energy Star certified. Product Features: Direct replacement for 50W halogen lamps 1:1 form factor Compatible with most E26 base fixtures Compatible with most LED dimmers Color accuracy of 95 CRI Adjustable for spot narrow, and flood beam angles High lumen output, 550 lumens Rated for use in wet locations Suitable for use in fully enclosed fixtures Title 20 compliant Energy Star certified Lifespan of up to 50,000 hours Five-year limited warranty Applications: Spot light Flood light Wall washes Landscape lighting Alternate Product Versions $5.56 add Green Creative 34892 - 6.5W LED PAR20 - 2700K 6.5PAR20DIM/927FL40 - 650 Lumens - 95 CRI - 50W Halogen Equivalent - 40° - 120V $5.56 add Green Creative 34894 - 6.5W LED PAR20 - 3000K 6.5PAR20DIM/930NF25 - 580 Lumens - 95 CRI - 50W Halogen Equivalent - 25° - 120V $5.56 add Green Creative 34896 - 6.5W LED PAR20 - 4000K 6.5PAR20DIM/940FL40 - 600 Lumens - 95 CRI - 50W Halogen Equivalent - 40° - 120V $5.56 add Green Creative 34897 - 6.5W LED PAR20 - 3000K 6.5PAR20DIM/930FL40/B - 580 Lumens - 95 CRI - 50W Halogen Equivalent - 40° - 120V $9.38 add Green Creative 34898 - 11W LED PAR30 - 2700K 11PAR30DIM/927SP15 - 950 Lumens - 95 CRI - 75W Halogen Equivalent - 15° - 120V $9.38 add Green Creative 34899 - 11W LED PAR30 - 2700K 11PAR30DIM/927NF25 - 950 Lumens - 95 CRI - 75W Halogen Equivalent - 25° - 120V $9.38 add Green Creative 34901 - 11W LED PAR30 - 3000K 11PAR30DIM/930SP15 - 990 Lumens - 95 CRI - 75W Halogen Equivalent - 15° - 120V $9.38 add Green Creative 34902 - 11W LED PAR30 - 3000K 11PAR30DIM/930NF25 - 990 Lumens - 95 CRI - 75W Halogen Equivalent - 25° - 120V $9.38 add Green Creative 34903 - 11W LED PAR30 - 3000K 11PAR30DIM/930FL40 - 990 Lumens - 95 CRI - 75W Halogen Equivalent - 40° - 120V $9.38 add Green Creative 34905 - 11W LED PAR30 - 3000K 11PAR30DIM/930FL40/B - 990 Lumens - 95 CRI - 75W Halogen Equivalent - 40° - 120V $9.38 add Green Creative 34906 - 11W LED PAR30 - 2700K 11PAR30SNDIM/927SP15 - 950 Lumens - 95 CRI - 75W Halogen Equivalent - 15° - 120V $9.38 add Green Creative 34907 - 11W LED PAR30 - 2700K 11PAR30SNDIM/927NF25 - 950 Lumens - 95 CRI - 75W Halogen Equivalent - 25° - 120V $9.38 add Green Creative 34908 - 11W LED PAR30 - 2700K 11PAR30SNDIM/927FL40 - 950 Lumens - 95 CRI - 75W Halogen Equivalent - 40° - 120V $9.38 add Green Creative 34909 - 11W LED PAR30 - 3000K 11PAR30SNDIM/930SP15 - 990 Lumens - 95 CRI - 75W Halogen Equivalent - 15° - 120V $9.38 add Green Creative 34911 - 11W LED PAR30 - 3000K 11PAR30SNDIM/930FL40 - 990 Lumens - 95 CRI - 75W Halogen Equivalent - 40° - 120V $9.38 add Green Creative 34912 - 11W LED PAR30 - 4000K 11PAR30SNDIM/940FL40 - 990 Lumens - 95 CRI - 75W Halogen Equivalent - 15° - 120V $9.38 add Green Creative 34913 - 11W LED PAR30 - 3000K 11PAR30SNDIM/930FL40/B - 990 Lumens - 95 CRI - 75W Halogen Equivalent - 40° - 120V $13.13 add Green Creative 34916 - 15.5W LED PAR38 - 2700K 15.5PAR38DIM/927SP15 - 1,320 Lumens - 95 CRI - 120W Halogen Equivalent - 15° - 120V $13.13 add Green Creative 34917 - 15.5W LED PAR38 - 2700K 15.5PAR38DIM/927NF25 - 1,320 Lumens - 95 CRI - 120W Halogen Equivalent - 25° - 120V $13.13 add Green Creative 34919 - 15.5W LED PAR38 - 3000K 15.5PAR38DIM/930SP15 - 1,370 Lumens - 95 CRI - 120W Halogen Equivalent - 15° - 120V $13.13 add Green Creative 34921 - 15.5W LED PAR38 - 3000K 15.5PAR38DIM/930FL40 - 1,370 Lumens - 95 CRI - 120W Halogen Equivalent - 40° - 120V $13.13 add Green Creative 34922 - 15.5W LED PAR38 - 4000K 15.5PAR38DIM/940FL40 - 1,420 Lumens - 95 CRI - 120W Halogen Equivalent - 40° - 120V $13.13 add Green Creative 34923 - 15.5W LED PAR38 - 3000K 15.5PAR38DIM/930NF25/B - 1,370 Lumens - 95 CRI - 120W Halogen Equivalent - 25° - 120V $13.13 add Green Creative 34924 - 15.5W LED PAR38 - 3000K 15.5PAR38DIM/930FL40/B - 1,370 Lumens - 95 CRI - 120W Halogen Equivalent - 40° - 120V $13.13 add Green Creative 34925 - 15.5W LED PAR38 - 3000K 15.5PAR38DIM/930FL40/GU24 - 1,370 Lumens - 95 CRI - 120W Halogen Equivalent - 40° - 120V $9.38 add Green Creative 34914 - 11W LED PAR30 - 3000K 11PAR30/930FL40/277V - 990 Lumens - 95 CRI - 75W Halogen Equivalent - 40° - 120-277V $9.38 add Green Creative 34915 - 11W LED PAR30 - 4000K 11PAR30/940FL40/277V - 990 Lumens - 95 CRI - 75W Halogen Equivalent - 40° - 120-277V $5.56 add Green Creative 34895 - 6.5 Watt LED PAR20 3000K - E26 6.5PAR20DIM/930FL40 - 50 Watt Halogen Equivalent - 580 Lumens - 95 CRI - 120V - Dimmable $9.38 EACASE of 6EA add Green Creative 34900 - 11W LED PAR30 - 2700K 11PAR30DIM/927FL40 - 950 Lumens - 95 CRI - 75W Halogen Equivalent - 40° - 120V 6.5PAR20DIM/930SP15 - 550 Lumens - 95 CRI - 50W Halogen Equivalent - 15° - 120V Green Creative 34893 - 6.5W LED PAR20 - 3000K | 3000 | 98 | 550 | 84.6154 | 50000 | 6.5 | 1 | 5.56 | 5.56 | 6.5332 | 2020Q2 | https://www.energyavenue.com/Green-Creative/34893 | Energy Avenue | 2020 | Yes
LED Lighting | Reflector | Green Creative | True |  | Reflector (Flood/Spot) | PAR20 | E26 (Medium) | Damp Location Rated,Recessed Fixtures Beam Angle15°25°40°Color Temp.2700K3000KBulb ShapePAR20PAR30PAR38Voltage120V Product Description The Green Creative 6.5PAR20DIM/930NF25 narrow floodlight radiates brightness through a 25-degree beam angle. The LED PAR20 narrow floodlight is a 50W halogen equivalent bulb in a compact size. It includes a standard E26 base and a proprietary designed optic. Expect this narrow floodlight to last 50,000 life hours. Green Creative 34894 Features: 3000K soft white radiance Smooth dimming 5-year warranty Green Creative 34894 Applications: Indoor use Dry and damp locations Open and enclosed fixtures Alternate Product Versions $5.56 add Green Creative 34892 - 6.5W LED PAR20 - 2700K 6.5PAR20DIM/927FL40 - 650 Lumens - 95 CRI - 50W Halogen Equivalent - 40° - 120V $5.56 add Green Creative 34893 - 6.5W LED PAR20 - 3000K 6.5PAR20DIM/930SP15 - 550 Lumens - 95 CRI - 50W Halogen Equivalent - 15° - 120V $5.56 add Green Creative 34896 - 6.5W LED PAR20 - 4000K 6.5PAR20DIM/940FL40 - 600 Lumens - 95 CRI - 50W Halogen Equivalent - 40° - 120V $5.56 add Green Creative 34897 - 6.5W LED PAR20 - 3000K 6.5PAR20DIM/930FL40/B - 580 Lumens - 95 CRI - 50W Halogen Equivalent - 40° - 120V $9.38 add Green Creative 34898 - 11W LED PAR30 - 2700K 11PAR30DIM/927SP15 - 950 Lumens - 95 CRI - 75W Halogen Equivalent - 15° - 120V $9.38 add Green Creative 34899 - 11W LED PAR30 - 2700K 11PAR30DIM/927NF25 - 950 Lumens - 95 CRI - 75W Halogen Equivalent - 25° - 120V $9.38 add Green Creative 34901 - 11W LED PAR30 - 3000K 11PAR30DIM/930SP15 - 990 Lumens - 95 CRI - 75W Halogen Equivalent - 15° - 120V $9.38 add Green Creative 34902 - 11W LED PAR30 - 3000K 11PAR30DIM/930NF25 - 990 Lumens - 95 CRI - 75W Halogen Equivalent - 25° - 120V $9.38 add Green Creative 34903 - 11W LED PAR30 - 3000K 11PAR30DIM/930FL40 - 990 Lumens - 95 CRI - 75W Halogen Equivalent - 40° - 120V $9.38 add Green Creative 34905 - 11W LED PAR30 - 3000K 11PAR30DIM/930FL40/B - 990 Lumens - 95 CRI - 75W Halogen Equivalent - 40° - 120V $9.38 add Green Creative 34906 - 11W LED PAR30 - 2700K 11PAR30SNDIM/927SP15 - 950 Lumens - 95 CRI - 75W Halogen Equivalent - 15° - 120V $9.38 add Green Creative 34907 - 11W LED PAR30 - 2700K 11PAR30SNDIM/927NF25 - 950 Lumens - 95 CRI - 75W Halogen Equivalent - 25° - 120V $9.38 add Green Creative 34908 - 11W LED PAR30 - 2700K 11PAR30SNDIM/927FL40 - 950 Lumens - 95 CRI - 75W Halogen Equivalent - 40° - 120V $9.38 add Green Creative 34909 - 11W LED PAR30 - 3000K 11PAR30SNDIM/930SP15 - 990 Lumens - 95 CRI - 75W Halogen Equivalent - 15° - 120V $9.38 add Green Creative 34911 - 11W LED PAR30 - 3000K 11PAR30SNDIM/930FL40 - 990 Lumens - 95 CRI - 75W Halogen Equivalent - 40° - 120V $9.38 add Green Creative 34912 - 11W LED PAR30 - 4000K 11PAR30SNDIM/940FL40 - 990 Lumens - 95 CRI - 75W Halogen Equivalent - 15° - 120V $9.38 add Green Creative 34913 - 11W LED PAR30 - 3000K 11PAR30SNDIM/930FL40/B - 990 Lumens - 95 CRI - 75W Halogen Equivalent - 40° - 120V $13.13 add Green Creative 34916 - 15.5W LED PAR38 - 2700K 15.5PAR38DIM/927SP15 - 1,320 Lumens - 95 CRI - 120W Halogen Equivalent - 15° - 120V $13.13 add Green Creative 34917 - 15.5W LED PAR38 - 2700K 15.5PAR38DIM/927NF25 - 1,320 Lumens - 95 CRI - 120W Halogen Equivalent - 25° - 120V $13.13 add Green Creative 34919 - 15.5W LED PAR38 - 3000K 15.5PAR38DIM/930SP15 - 1,370 Lumens - 95 CRI - 120W Halogen Equivalent - 15° - 120V $13.13 add Green Creative 34921 - 15.5W LED PAR38 - 3000K 15.5PAR38DIM/930FL40 - 1,370 Lumens - 95 CRI - 120W Halogen Equivalent - 40° - 120V $13.13 add Green Creative 34922 - 15.5W LED PAR38 - 4000K 15.5PAR38DIM/940FL40 - 1,420 Lumens - 95 CRI - 120W Halogen Equivalent - 40° - 120V $13.13 add Green Creative 34923 - 15.5W LED PAR38 - 3000K 15.5PAR38DIM/930NF25/B - 1,370 Lumens - 95 CRI - 120W Halogen Equivalent - 25° - 120V $13.13 add Green Creative 34924 - 15.5W LED PAR38 - 3000K 15.5PAR38DIM/930FL40/B - 1,370 Lumens - 95 CRI - 120W Halogen Equivalent - 40° - 120V $13.13 add Green Creative 34925 - 15.5W LED PAR38 - 3000K 15.5PAR38DIM/930FL40/GU24 - 1,370 Lumens - 95 CRI - 120W Halogen Equivalent - 40° - 120V $9.38 add Green Creative 34914 - 11W LED PAR30 - 3000K 11PAR30/930FL40/277V - 990 Lumens - 95 CRI - 75W Halogen Equivalent - 40° - 120-277V $9.38 add Green Creative 34915 - 11W LED PAR30 - 4000K 11PAR30/940FL40/277V - 990 Lumens - 95 CRI - 75W Halogen Equivalent - 40° - 120-277V $5.56 add Green Creative 34895 - 6.5 Watt LED PAR20 3000K - E26 6.5PAR20DIM/930FL40 - 50 Watt Halogen Equivalent - 580 Lumens - 95 CRI - 120V - Dimmable $9.38 EACASE of 6EA add Green Creative 34900 - 11W LED PAR30 - 2700K 11PAR30DIM/927FL40 - 950 Lumens - 95 CRI - 75W Halogen Equivalent - 40° - 120V 6.5PAR20DIM/930NF25 - 580 Lumens - 95 CRI - 50W Halogen Equivalent - 25° - 120V Green Creative 34894 - 6.5W LED PAR20 - 3000K | 3000 | 98 | 580 | 89.2308 | 50000 | 6.5 | 1 | 5.56 | 5.56 | 6.5332 | 2020Q2 | https://www.energyavenue.com/Green-Creative/34894 | Energy Avenue | 2020 | Yes
LED Lighting | Reflector | Green Creative | True |  | Reflector (Flood/Spot) | PAR20 | E26 (Medium) | Damp Location Rated,Recessed Fixtures Beam Angle15°25°40°Color Temp.2700K3000K4000KBulb ShapePAR20PAR30PAR38Voltage120V Product Description When you're looking for long-lasting performance without using more energy, consider this 6.5W LED PAR20 lamp from Green Creative. This product features smooth dimming with no hesitation or flickering, and it's Energy Star certified. You'll enjoy 4000K of neutral white light for up to 50,000 hours. Product Features: Replaces 50W halogen lamps 1:1 form factor Compatible with most E26 base fixtures Rated for use in wet locations Suitable for use in fully enclosed fixtures Color accuracy of 95 CRI Adjustable for spot, narrow, and wide flood beam angles Works with most LED dimmers Tile 20 compliant Energy Star certified Lifespan of up to 50,000 hours Limited five-year warranty Applications: Spot light Flood light Landscape lighting Wall wash and signage lighting Alternate Product Versions $5.56 add Green Creative 34892 - 6.5W LED PAR20 - 2700K 6.5PAR20DIM/927FL40 - 650 Lumens - 95 CRI - 50W Halogen Equivalent - 40° - 120V $5.56 add Green Creative 34893 - 6.5W LED PAR20 - 3000K 6.5PAR20DIM/930SP15 - 550 Lumens - 95 CRI - 50W Halogen Equivalent - 15° - 120V $5.56 add Green Creative 34894 - 6.5W LED PAR20 - 3000K 6.5PAR20DIM/930NF25 - 580 Lumens - 95 CRI - 50W Halogen Equivalent - 25° - 120V $5.56 add Green Creative 34897 - 6.5W LED PAR20 - 3000K 6.5PAR20DIM/930FL40/B - 580 Lumens - 95 CRI - 50W Halogen Equivalent - 40° - 120V $9.38 add Green Creative 34898 - 11W LED PAR30 - 2700K 11PAR30DIM/927SP15 - 950 Lumens - 95 CRI - 75W Halogen Equivalent - 15° - 120V $9.38 add Green Creative 34899 - 11W LED PAR30 - 2700K 11PAR30DIM/927NF25 - 950 Lumens - 95 CRI - 75W Halogen Equivalent - 25° - 120V $9.38 add Green Creative 34901 - 11W LED PAR30 - 3000K 11PAR30DIM/930SP15 - 990 Lumens - 95 CRI - 75W Halogen Equivalent - 15° - 120V $9.38 add Green Creative 34902 - 11W LED PAR30 - 3000K 11PAR30DIM/930NF25 - 990 Lumens - 95 CRI - 75W Halogen Equivalent - 25° - 120V $9.38 add Green Creative 34903 - 11W LED PAR30 - 3000K 11PAR30DIM/930FL40 - 990 Lumens - 95 CRI - 75W Halogen Equivalent - 40° - 120V $9.38 add Green Creative 34905 - 11W LED PAR30 - 3000K 11PAR30DIM/930FL40/B - 990 Lumens - 95 CRI - 75W Halogen Equivalent - 40° - 120V $9.38 add Green Creative 34906 - 11W LED PAR30 - 2700K 11PAR30SNDIM/927SP15 - 950 Lumens - 95 CRI - 75W Halogen Equivalent - 15° - 120V $9.38 add Green Creative 34907 - 11W LED PAR30 - 2700K 11PAR30SNDIM/927NF25 - 950 Lumens - 95 CRI - 75W Halogen Equivalent - 25° - 120V $9.38 add Green Creative 34908 - 11W LED PAR30 - 2700K 11PAR30SNDIM/927FL40 - 950 Lumens - 95 CRI - 75W Halogen Equivalent - 40° - 120V $9.38 add Green Creative 34909 - 11W LED PAR30 - 3000K 11PAR30SNDIM/930SP15 - 990 Lumens - 95 CRI - 75W Halogen Equivalent - 15° - 120V $9.38 add Green Creative 34911 - 11W LED PAR30 - 3000K 11PAR30SNDIM/930FL40 - 990 Lumens - 95 CRI - 75W Halogen Equivalent - 40° - 120V $9.38 add Green Creative 34912 - 11W LED PAR30 - 4000K 11PAR30SNDIM/940FL40 - 990 Lumens - 95 CRI - 75W Halogen Equivalent - 15° - 120V $9.38 add Green Creative 34913 - 11W LED PAR30 - 3000K 11PAR30SNDIM/930FL40/B - 990 Lumens - 95 CRI - 75W Halogen Equivalent - 40° - 120V $13.13 add Green Creative 34916 - 15.5W LED PAR38 - 2700K 15.5PAR38DIM/927SP15 - 1,320 Lumens - 95 CRI - 120W Halogen Equivalent - 15° - 120V $13.13 add Green Creative 34917 - 15.5W LED PAR38 - 2700K 15.5PAR38DIM/927NF25 - 1,320 Lumens - 95 CRI - 120W Halogen Equivalent - 25° - 120V $13.13 add Green Creative 34919 - 15.5W LED PAR38 - 3000K 15.5PAR38DIM/930SP15 - 1,370 Lumens - 95 CRI - 120W Halogen Equivalent - 15° - 120V $13.13 add Green Creative 34921 - 15.5W LED PAR38 - 3000K 15.5PAR38DIM/930FL40 - 1,370 Lumens - 95 CRI - 120W Halogen Equivalent - 40° - 120V $13.13 add Green Creative 34922 - 15.5W LED PAR38 - 4000K 15.5PAR38DIM/940FL40 - 1,420 Lumens - 95 CRI - 120W Halogen Equivalent - 40° - 120V $13.13 add Green Creative 34923 - 15.5W LED PAR38 - 3000K 15.5PAR38DIM/930NF25/B - 1,370 Lumens - 95 CRI - 120W Halogen Equivalent - 25° - 120V $13.13 add Green Creative 34924 - 15.5W LED PAR38 - 3000K 15.5PAR38DIM/930FL40/B - 1,370 Lumens - 95 CRI - 120W Halogen Equivalent - 40° - 120V $13.13 add Green Creative 34925 - 15.5W LED PAR38 - 3000K 15.5PAR38DIM/930FL40/GU24 - 1,370 Lumens - 95 CRI - 120W Halogen Equivalent - 40° - 120V $9.38 add Green Creative 34914 - 11W LED PAR30 - 3000K 11PAR30/930FL40/277V - 990 Lumens - 95 CRI - 75W Halogen Equivalent - 40° - 120-277V $9.38 add Green Creative 34915 - 11W LED PAR30 - 4000K 11PAR30/940FL40/277V - 990 Lumens - 95 CRI - 75W Halogen Equivalent - 40° - 120-277V $5.56 add Green Creative 34895 - 6.5 Watt LED PAR20 3000K - E26 6.5PAR20DIM/930FL40 - 50 Watt Halogen Equivalent - 580 Lumens - 95 CRI - 120V - Dimmable $9.38 EACASE of 6EA add Green Creative 34900 - 11W LED PAR30 - 2700K 11PAR30DIM/927FL40 - 950 Lumens - 95 CRI - 75W Halogen Equivalent - 40° - 120V 6.5PAR20DIM/940FL40 - 600 Lumens - 95 CRI - 50W Halogen Equivalent - 40° - 120V Green Creative 34896 - 6.5W LED PAR20 - 4000K | 4000 | 96 | 600 | 92.3077 | 50000 | 6.5 | 1 | 5.56 | 5.56 | 6.5332 | 2020Q2 | https://www.energyavenue.com/Green-Creative/34896 | Energy Avenue | 2020 | Yes
LED Lighting | Reflector | Green Creative | True |  | Reflector (Flood/Spot) | PAR20 | E26 (Medium) | Damp Location Rated,Recessed Fixtures Beam Angle15°25°40°Color Temp.2700K3000K4000KBulb ShapePAR20PAR30PAR38Voltage120V Product Description The Green Creative 6.5PAR20DIM/930FL40/B floodlight does more than shine 3000K soft white radiance through a tight 40-degree beam angle. The LED PAR20 floodlight is a 50W halogen equivalent that dims effectively with a compatible device. It lasts 50,000 life hours with a 5-year warranty included. Green Creative 34897 Features: Compact size E26 base Proprietary designed optic Green Creative 34897 Applications: Dry and damp locations Indoor use Open and enclosed fixtures Alternate Product Versions $5.56 add Green Creative 34892 - 6.5W LED PAR20 - 2700K 6.5PAR20DIM/927FL40 - 650 Lumens - 95 CRI - 50W Halogen Equivalent - 40° - 120V $5.56 add Green Creative 34893 - 6.5W LED PAR20 - 3000K 6.5PAR20DIM/930SP15 - 550 Lumens - 95 CRI - 50W Halogen Equivalent - 15° - 120V $5.56 add Green Creative 34894 - 6.5W LED PAR20 - 3000K 6.5PAR20DIM/930NF25 - 580 Lumens - 95 CRI - 50W Halogen Equivalent - 25° - 120V $5.56 add Green Creative 34896 - 6.5W LED PAR20 - 4000K 6.5PAR20DIM/940FL40 - 600 Lumens - 95 CRI - 50W Halogen Equivalent - 40° - 120V $9.38 add Green Creative 34898 - 11W LED PAR30 - 2700K 11PAR30DIM/927SP15 - 950 Lumens - 95 CRI - 75W Halogen Equivalent - 15° - 120V $9.38 add Green Creative 34899 - 11W LED PAR30 - 2700K 11PAR30DIM/927NF25 - 950 Lumens - 95 CRI - 75W Halogen Equivalent - 25° - 120V $9.38 add Green Creative 34901 - 11W LED PAR30 - 3000K 11PAR30DIM/930SP15 - 990 Lumens - 95 CRI - 75W Halogen Equivalent - 15° - 120V $9.38 add Green Creative 34902 - 11W LED PAR30 - 3000K 11PAR30DIM/930NF25 - 990 Lumens - 95 CRI - 75W Halogen Equivalent - 25° - 120V $9.38 add Green Creative 34903 - 11W LED PAR30 - 3000K 11PAR30DIM/930FL40 - 990 Lumens - 95 CRI - 75W Halogen Equivalent - 40° - 120V $9.38 add Green Creative 34905 - 11W LED PAR30 - 3000K 11PAR30DIM/930FL40/B - 990 Lumens - 95 CRI - 75W Halogen Equivalent - 40° - 120V $9.38 add Green Creative 34906 - 11W LED PAR30 - 2700K 11PAR30SNDIM/927SP15 - 950 Lumens - 95 CRI - 75W Halogen Equivalent - 15° - 120V $9.38 add Green Creative 34907 - 11W LED PAR30 - 2700K 11PAR30SNDIM/927NF25 - 950 Lumens - 95 CRI - 75W Halogen Equivalent - 25° - 120V $9.38 add Green Creative 34908 - 11W LED PAR30 - 2700K 11PAR30SNDIM/927FL40 - 950 Lumens - 95 CRI - 75W Halogen Equivalent - 40° - 120V $9.38 add Green Creative 34909 - 11W LED PAR30 - 3000K 11PAR30SNDIM/930SP15 - 990 Lumens - 95 CRI - 75W Halogen Equivalent - 15° - 120V $9.38 add Green Creative 34911 - 11W LED PAR30 - 3000K 11PAR30SNDIM/930FL40 - 990 Lumens - 95 CRI - 75W Halogen Equivalent - 40° - 120V $9.38 add Green Creative 34912 - 11W LED PAR30 - 4000K 11PAR30SNDIM/940FL40 - 990 Lumens - 95 CRI - 75W Halogen Equivalent - 15° - 120V $9.38 add Green Creative 34913 - 11W LED PAR30 - 3000K 11PAR30SNDIM/930FL40/B - 990 Lumens - 95 CRI - 75W Halogen Equivalent - 40° - 120V $13.13 add Green Creative 34916 - 15.5W LED PAR38 - 2700K 15.5PAR38DIM/927SP15 - 1,320 Lumens - 95 CRI - 120W Halogen Equivalent - 15° - 120V $13.13 add Green Creative 34917 - 15.5W LED PAR38 - 2700K 15.5PAR38DIM/927NF25 - 1,320 Lumens - 95 CRI - 120W Halogen Equivalent - 25° - 120V $13.13 add Green Creative 34919 - 15.5W LED PAR38 - 3000K 15.5PAR38DIM/930SP15 - 1,370 Lumens - 95 CRI - 120W Halogen Equivalent - 15° - 120V $13.13 add Green Creative 34921 - 15.5W LED PAR38 - 3000K 15.5PAR38DIM/930FL40 - 1,370 Lumens - 95 CRI - 120W Halogen Equivalent - 40° - 120V $13.13 add Green Creative 34922 - 15.5W LED PAR38 - 4000K 15.5PAR38DIM/940FL40 - 1,420 Lumens - 95 CRI - 120W Halogen Equivalent - 40° - 120V $13.13 add Green Creative 34923 - 15.5W LED PAR38 - 3000K 15.5PAR38DIM/930NF25/B - 1,370 Lumens - 95 CRI - 120W Halogen Equivalent - 25° - 120V $13.13 add Green Creative 34924 - 15.5W LED PAR38 - 3000K 15.5PAR38DIM/930FL40/B - 1,370 Lumens - 95 CRI - 120W Halogen Equivalent - 40° - 120V $13.13 add Green Creative 34925 - 15.5W LED PAR38 - 3000K 15.5PAR38DIM/930FL40/GU24 - 1,370 Lumens - 95 CRI - 120W Halogen Equivalent - 40° - 120V $9.38 add Green Creative 34914 - 11W LED PAR30 - 3000K 11PAR30/930FL40/277V - 990 Lumens - 95 CRI - 75W Halogen Equivalent - 40° - 120-277V $9.38 add Green Creative 34915 - 11W LED PAR30 - 4000K 11PAR30/940FL40/277V - 990 Lumens - 95 CRI - 75W Halogen Equivalent - 40° - 120-277V $5.56 add Green Creative 34895 - 6.5 Watt LED PAR20 3000K - E26 6.5PAR20DIM/930FL40 - 50 Watt Halogen Equivalent - 580 Lumens - 95 CRI - 120V - Dimmable $9.38 EACASE of 6EA add Green Creative 34900 - 11W LED PAR30 - 2700K 11PAR30DIM/927FL40 - 950 Lumens - 95 CRI - 75W Halogen Equivalent - 40° - 120V 6.5PAR20DIM/930FL40/B - 580 Lumens - 95 CRI - 50W Halogen Equivalent - 40° - 120V Green Creative 34897 - 6.5W LED PAR20 - 3000K | 3000 | 98 | 580 | 89.2308 | 50000 | 6.5 | 1 | 5.56 | 5.56 | 6.5332 | 2020Q2 | https://www.energyavenue.com/Green-Creative/34897 | Energy Avenue | 2020 | Yes
LED Lighting | Reflector | Green Creative | True |  | Reflector (Flood/Spot) | PAR30 | E26 (Medium) | Damp Location Rated,Recessed Fixtures Beam Angle15°25°40°Color Temp.2700K3000KBulb ShapePAR30PAR38Voltage120V Product Description Upgrade your exterior lighting by choosing this 11W LED PAR30 from Green Creative. This product offers smooth, long-lasting performance and a high lumen output. You'll get exceptional color rendering at 95 CRI, and it emits 2700K of warm white light for up to 50,000 hours. Energy Star certified. Product Features: Replacement for 75W halogen lamps 1:1 form factor Narrow spot beam angle, 15 degrees Compatible with most E26 base fixtures Compatible with existing LED dimmers Color accuracy of 95 CRI 950 lumen output Title 20 compliant Rated for use in wet locations Suitable for use in fully enclosed fixtures Proprietary optic design Lifespan of up to 50,000 hours Limited five-year warranty Applications: Landscape lighting Signage and wall washes Spot light Narrow flood light Alternate Product Versions $5.56 add Green Creative 34892 - 6.5W LED PAR20 - 2700K 6.5PAR20DIM/927FL40 - 650 Lumens - 95 CRI - 50W Halogen Equivalent - 40° - 120V $5.56 add Green Creative 34893 - 6.5W LED PAR20 - 3000K 6.5PAR20DIM/930SP15 - 550 Lumens - 95 CRI - 50W Halogen Equivalent - 15° - 120V $5.56 add Green Creative 34894 - 6.5W LED PAR20 - 3000K 6.5PAR20DIM/930NF25 - 580 Lumens - 95 CRI - 50W Halogen Equivalent - 25° - 120V $5.56 add Green Creative 34896 - 6.5W LED PAR20 - 4000K 6.5PAR20DIM/940FL40 - 600 Lumens - 95 CRI - 50W Halogen Equivalent - 40° - 120V $5.56 add Green Creative 34897 - 6.5W LED PAR20 - 3000K 6.5PAR20DIM/930FL40/B - 580 Lumens - 95 CRI - 50W Halogen Equivalent - 40° - 120V $9.38 add Green Creative 34899 - 11W LED PAR30 - 2700K 11PAR30DIM/927NF25 - 950 Lumens - 95 CRI - 75W Halogen Equivalent - 25° - 120V $9.38 add Green Creative 34901 - 11W LED PAR30 - 3000K 11PAR30DIM/930SP15 - 990 Lumens - 95 CRI - 75W Halogen Equivalent - 15° - 120V $9.38 add Green Creative 34902 - 11W LED PAR30 - 3000K 11PAR30DIM/930NF25 - 990 Lumens - 95 CRI - 75W Halogen Equivalent - 25° - 120V $9.38 add Green Creative 34903 - 11W LED PAR30 - 3000K 11PAR30DIM/930FL40 - 990 Lumens - 95 CRI - 75W Halogen Equivalent - 40° - 120V $9.38 add Green Creative 34905 - 11W LED PAR30 - 3000K 11PAR30DIM/930FL40/B - 990 Lumens - 95 CRI - 75W Halogen Equivalent - 40° - 120V $9.38 add Green Creative 34906 - 11W LED PAR30 - 2700K 11PAR30SNDIM/927SP15 - 950 Lumens - 95 CRI - 75W Halogen Equivalent - 15° - 120V $9.38 add Green Creative 34907 - 11W LED PAR30 - 2700K 11PAR30SNDIM/927NF25 - 950 Lumens - 95 CRI - 75W Halogen Equivalent - 25° - 120V $9.38 add Green Creative 34908 - 11W LED PAR30 - 2700K 11PAR30SNDIM/927FL40 - 950 Lumens - 95 CRI - 75W Halogen Equivalent - 40° - 120V $9.38 add Green Creative 34909 - 11W LED PAR30 - 3000K 11PAR30SNDIM/930SP15 - 990 Lumens - 95 CRI - 75W Halogen Equivalent - 15° - 120V $9.38 add Green Creative 34911 - 11W LED PAR30 - 3000K 11PAR30SNDIM/930FL40 - 990 Lumens - 95 CRI - 75W Halogen Equivalent - 40° - 120V $9.38 add Green Creative 34912 - 11W LED PAR30 - 4000K 11PAR30SNDIM/940FL40 - 990 Lumens - 95 CRI - 75W Halogen Equivalent - 15° - 120V $9.38 add Green Creative 34913 - 11W LED PAR30 - 3000K 11PAR30SNDIM/930FL40/B - 990 Lumens - 95 CRI - 75W Halogen Equivalent - 40° - 120V $13.13 add Green Creative 34916 - 15.5W LED PAR38 - 2700K 15.5PAR38DIM/927SP15 - 1,320 Lumens - 95 CRI - 120W Halogen Equivalent - 15° - 120V $13.13 add Green Creative 34917 - 15.5W LED PAR38 - 2700K 15.5PAR38DIM/927NF25 - 1,320 Lumens - 95 CRI - 120W Halogen Equivalent - 25° - 120V $13.13 add Green Creative 34919 - 15.5W LED PAR38 - 3000K 15.5PAR38DIM/930SP15 - 1,370 Lumens - 95 CRI - 120W Halogen Equivalent - 15° - 120V $13.13 add Green Creative 34921 - 15.5W LED PAR38 - 3000K 15.5PAR38DIM/930FL40 - 1,370 Lumens - 95 CRI - 120W Halogen Equivalent - 40° - 120V $13.13 add Green Creative 34922 - 15.5W LED PAR38 - 4000K 15.5PAR38DIM/940FL40 - 1,420 Lumens - 95 CRI - 120W Halogen Equivalent - 40° - 120V $13.13 add Green Creative 34923 - 15.5W LED PAR38 - 3000K 15.5PAR38DIM/930NF25/B - 1,370 Lumens - 95 CRI - 120W Halogen Equivalent - 25° - 120V $13.13 add Green Creative 34924 - 15.5W LED PAR38 - 3000K 15.5PAR38DIM/930FL40/B - 1,370 Lumens - 95 CRI - 120W Halogen Equivalent - 40° - 120V $13.13 add Green Creative 34925 - 15.5W LED PAR38 - 3000K 15.5PAR38DIM/930FL40/GU24 - 1,370 Lumens - 95 CRI - 120W Halogen Equivalent - 40° - 120V $9.38 add Green Creative 34914 - 11W LED PAR30 - 3000K 11PAR30/930FL40/277V - 990 Lumens - 95 CRI - 75W Halogen Equivalent - 40° - 120-277V $9.38 add Green Creative 34915 - 11W LED PAR30 - 4000K 11PAR30/940FL40/277V - 990 Lumens - 95 CRI - 75W Halogen Equivalent - 40° - 120-277V $5.56 add Green Creative 34895 - 6.5 Watt LED PAR20 3000K - E26 6.5PAR20DIM/930FL40 - 50 Watt Halogen Equivalent - 580 Lumens - 95 CRI - 120V - Dimmable $9.38 EACASE of 6EA add Green Creative 34900 - 11W LED PAR30 - 2700K 11PAR30DIM/927FL40 - 950 Lumens - 95 CRI - 75W Halogen Equivalent - 40° - 120V 11PAR30DIM/927SP15 - 950 Lumens - 95 CRI - 75W Halogen Equivalent - 15° - 120V Green Creative 34898 - 11W LED PAR30 - 2700K | 2700 | 98 | 950 | 86.3636 | 50000 | 11 | 1 | 9.38 | 9.38 | 11.0219 | 2020Q2 | https://www.energyavenue.com/Green-Creative/34898 | Energy Avenue | 2020 | Yes
LED Lighting | Reflector | Green Creative | True |  | Reflector (Flood/Spot) | PAR30 | E26 (Medium) | Damp Location Rated,Recessed Fixtures Beam Angle15°25°40°Color Temp.2700K3000KBulb ShapePAR30PAR38Voltage120V Product Description The Green Creative 11PAR30DIM/927NF25 narrow floodlight is a 75W halogen equivalent bulb built inside a compact-sized product. Install using the standard E26 base and turn on the lamp fixture. The LED PAR30 narrow floodlight illuminates 2700K warm white radiance with smooth dimming continuously for 50,000 life hours. Green Creative 34899 Features: 25-degree beam angle Proprietary designed optic 5-year warranty Green Creative 34899 Applications: Open and enclosed fixtures Indoor use Dry and damp locations Alternate Product Versions $5.56 add Green Creative 34892 - 6.5W LED PAR20 - 2700K 6.5PAR20DIM/927FL40 - 650 Lumens - 95 CRI - 50W Halogen Equivalent - 40° - 120V $5.56 add Green Creative 34893 - 6.5W LED PAR20 - 3000K 6.5PAR20DIM/930SP15 - 550 Lumens - 95 CRI - 50W Halogen Equivalent - 15° - 120V $5.56 add Green Creative 34894 - 6.5W LED PAR20 - 3000K 6.5PAR20DIM/930NF25 - 580 Lumens - 95 CRI - 50W Halogen Equivalent - 25° - 120V $5.56 add Green Creative 34896 - 6.5W LED PAR20 - 4000K 6.5PAR20DIM/940FL40 - 600 Lumens - 95 CRI - 50W Halogen Equivalent - 40° - 120V $5.56 add Green Creative 34897 - 6.5W LED PAR20 - 3000K 6.5PAR20DIM/930FL40/B - 580 Lumens - 95 CRI - 50W Halogen Equivalent - 40° - 120V $9.38 add Green Creative 34898 - 11W LED PAR30 - 2700K 11PAR30DIM/927SP15 - 950 Lumens - 95 CRI - 75W Halogen Equivalent - 15° - 120V $9.38 add Green Creative 34901 - 11W LED PAR30 - 3000K 11PAR30DIM/930SP15 - 990 Lumens - 95 CRI - 75W Halogen Equivalent - 15° - 120V $9.38 add Green Creative 34902 - 11W LED PAR30 - 3000K 11PAR30DIM/930NF25 - 990 Lumens - 95 CRI - 75W Halogen Equivalent - 25° - 120V $9.38 add Green Creative 34903 - 11W LED PAR30 - 3000K 11PAR30DIM/930FL40 - 990 Lumens - 95 CRI - 75W Halogen Equivalent - 40° - 120V $9.38 add Green Creative 34905 - 11W LED PAR30 - 3000K 11PAR30DIM/930FL40/B - 990 Lumens - 95 CRI - 75W Halogen Equivalent - 40° - 120V $9.38 add Green Creative 34906 - 11W LED PAR30 - 2700K 11PAR30SNDIM/927SP15 - 950 Lumens - 95 CRI - 75W Halogen Equivalent - 15° - 120V $9.38 add Green Creative 34907 - 11W LED PAR30 - 2700K 11PAR30SNDIM/927NF25 - 950 Lumens - 95 CRI - 75W Halogen Equivalent - 25° - 120V $9.38 add Green Creative 34908 - 11W LED PAR30 - 2700K 11PAR30SNDIM/927FL40 - 950 Lumens - 95 CRI - 75W Halogen Equivalent - 40° - 120V $9.38 add Green Creative 34909 - 11W LED PAR30 - 3000K 11PAR30SNDIM/930SP15 - 990 Lumens - 95 CRI - 75W Halogen Equivalent - 15° - 120V $9.38 add Green Creative 34911 - 11W LED PAR30 - 3000K 11PAR30SNDIM/930FL40 - 990 Lumens - 95 CRI - 75W Halogen Equivalent - 40° - 120V $9.38 add Green Creative 34912 - 11W LED PAR30 - 4000K 11PAR30SNDIM/940FL40 - 990 Lumens - 95 CRI - 75W Halogen Equivalent - 15° - 120V $9.38 add Green Creative 34913 - 11W LED PAR30 - 3000K 11PAR30SNDIM/930FL40/B - 990 Lumens - 95 CRI - 75W Halogen Equivalent - 40° - 120V $13.13 add Green Creative 34916 - 15.5W LED PAR38 - 2700K 15.5PAR38DIM/927SP15 - 1,320 Lumens - 95 CRI - 120W Halogen Equivalent - 15° - 120V $13.13 add Green Creative 34917 - 15.5W LED PAR38 - 2700K 15.5PAR38DIM/927NF25 - 1,320 Lumens - 95 CRI - 120W Halogen Equivalent - 25° - 120V $13.13 add Green Creative 34919 - 15.5W LED PAR38 - 3000K 15.5PAR38DIM/930SP15 - 1,370 Lumens - 95 CRI - 120W Halogen Equivalent - 15° - 120V $13.13 add Green Creative 34921 - 15.5W LED PAR38 - 3000K 15.5PAR38DIM/930FL40 - 1,370 Lumens - 95 CRI - 120W Halogen Equivalent - 40° - 120V $13.13 add Green Creative 34922 - 15.5W LED PAR38 - 4000K 15.5PAR38DIM/940FL40 - 1,420 Lumens - 95 CRI - 120W Halogen Equivalent - 40° - 120V $13.13 add Green Creative 34923 - 15.5W LED PAR38 - 3000K 15.5PAR38DIM/930NF25/B - 1,370 Lumens - 95 CRI - 120W Halogen Equivalent - 25° - 120V $13.13 add Green Creative 34924 - 15.5W LED PAR38 - 3000K 15.5PAR38DIM/930FL40/B - 1,370 Lumens - 95 CRI - 120W Halogen Equivalent - 40° - 120V $13.13 add Green Creative 34925 - 15.5W LED PAR38 - 3000K 15.5PAR38DIM/930FL40/GU24 - 1,370 Lumens - 95 CRI - 120W Halogen Equivalent - 40° - 120V $9.38 add Green Creative 34914 - 11W LED PAR30 - 3000K 11PAR30/930FL40/277V - 990 Lumens - 95 CRI - 75W Halogen Equivalent - 40° - 120-277V $9.38 add Green Creative 34915 - 11W LED PAR30 - 4000K 11PAR30/940FL40/277V - 990 Lumens - 95 CRI - 75W Halogen Equivalent - 40° - 120-277V $5.56 add Green Creative 34895 - 6.5 Watt LED PAR20 3000K - E26 6.5PAR20DIM/930FL40 - 50 Watt Halogen Equivalent - 580 Lumens - 95 CRI - 120V - Dimmable $9.38 EACASE of 6EA add Green Creative 34900 - 11W LED PAR30 - 2700K 11PAR30DIM/927FL40 - 950 Lumens - 95 CRI - 75W Halogen Equivalent - 40° - 120V 11PAR30DIM/927NF25 - 950 Lumens - 95 CRI - 75W Halogen Equivalent - 25° - 120V Green Creative 34899 - 11W LED PAR30 - 2700K | 2700 | 98 | 950 | 86.3636 | 50000 | 11 | 1 | 9.38 | 9.38 | 11.0219 | 2020Q2 | https://www.energyavenue.com/Green-Creative/34899 | Energy Avenue | 2020 | Yes
LED Lighting | Reflector | Green Creative | True |  | Reflector (Flood/Spot) | PAR30 | E26 (Medium) | Damp Location Rated,Recessed Fixtures Beam Angle15°25°40°Color Temp.2700K3000K4000KBulb ShapePAR20PAR30Voltage120V Product Description Update your exterior lighting by switching to this 11W LED PAR30 from the team at green Creative. This product comes to you as part of their True Chroma Refine series, and it gives you high performance without the high electric bills. With this lamp, you'll enjoy 2700K of warm white light for up to 50,000 hours. Energy Star certified. Product Features: Replaces 75W halogen bulbs; 1:1 form factor Narrow 15-degree beam angle Compatible with existing LED dimmers Compatible with most E26 base fixtures High lumen output Color rendering of 95 CRI Rated for placement in wet environments Suitable for use in fully enclosed fixtures Title 20 compliant Energy Star certified Lifespan of up to 50,000 hours Limited five-year warranty Applications: Narrow flood light Spot light Landscape light Wall washer Alternate Product Versions $5.56 add Green Creative 34892 - 6.5W LED PAR20 - 2700K 6.5PAR20DIM/927FL40 - 650 Lumens - 95 CRI - 50W Halogen Equivalent - 40° - 120V $5.56 add Green Creative 34893 - 6.5W LED PAR20 - 3000K 6.5PAR20DIM/930SP15 - 550 Lumens - 95 CRI - 50W Halogen Equivalent - 15° - 120V $5.56 add Green Creative 34894 - 6.5W LED PAR20 - 3000K 6.5PAR20DIM/930NF25 - 580 Lumens - 95 CRI - 50W Halogen Equivalent - 25° - 120V $5.56 add Green Creative 34896 - 6.5W LED PAR20 - 4000K 6.5PAR20DIM/940FL40 - 600 Lumens - 95 CRI - 50W Halogen Equivalent - 40° - 120V $5.56 add Green Creative 34897 - 6.5W LED PAR20 - 3000K 6.5PAR20DIM/930FL40/B - 580 Lumens - 95 CRI - 50W Halogen Equivalent - 40° - 120V $9.38 add Green Creative 34898 - 11W LED PAR30 - 2700K 11PAR30DIM/927SP15 - 950 Lumens - 95 CRI - 75W Halogen Equivalent - 15° - 120V $9.38 add Green Creative 34899 - 11W LED PAR30 - 2700K 11PAR30DIM/927NF25 - 950 Lumens - 95 CRI - 75W Halogen Equivalent - 25° - 120V $9.38 add Green Creative 34901 - 11W LED PAR30 - 3000K 11PAR30DIM/930SP15 - 990 Lumens - 95 CRI - 75W Halogen Equivalent - 15° - 120V $9.38 add Green Creative 34902 - 11W LED PAR30 - 3000K 11PAR30DIM/930NF25 - 990 Lumens - 95 CRI - 75W Halogen Equivalent - 25° - 120V $9.38 add Green Creative 34903 - 11W LED PAR30 - 3000K 11PAR30DIM/930FL40 - 990 Lumens - 95 CRI - 75W Halogen Equivalent - 40° - 120V $9.38 add Green Creative 34905 - 11W LED PAR30 - 3000K 11PAR30DIM/930FL40/B - 990 Lumens - 95 CRI - 75W Halogen Equivalent - 40° - 120V $9.38 add Green Creative 34906 - 11W LED PAR30 - 2700K 11PAR30SNDIM/927SP15 - 950 Lumens - 95 CRI - 75W Halogen Equivalent - 15° - 120V $9.38 add Green Creative 34907 - 11W LED PAR30 - 2700K 11PAR30SNDIM/927NF25 - 950 Lumens - 95 CRI - 75W Halogen Equivalent - 25° - 120V $9.38 add Green Creative 34908 - 11W LED PAR30 - 2700K 11PAR30SNDIM/927FL40 - 950 Lumens - 95 CRI - 75W Halogen Equivalent - 40° - 120V $9.38 add Green Creative 34909 - 11W LED PAR30 - 3000K 11PAR30SNDIM/930SP15 - 990 Lumens - 95 CRI - 75W Halogen Equivalent - 15° - 120V $9.38 add Green Creative 34911 - 11W LED PAR30 - 3000K 11PAR30SNDIM/930FL40 - 990 Lumens - 95 CRI - 75W Halogen Equivalent - 40° - 120V $9.38 add Green Creative 34912 - 11W LED PAR30 - 4000K 11PAR30SNDIM/940FL40 - 990 Lumens - 95 CRI - 75W Halogen Equivalent - 15° - 120V $9.38 add Green Creative 34913 - 11W LED PAR30 - 3000K 11PAR30SNDIM/930FL40/B - 990 Lumens - 95 CRI - 75W Halogen Equivalent - 40° - 120V $13.13 add Green Creative 34916 - 15.5W LED PAR38 - 2700K 15.5PAR38DIM/927SP15 - 1,320 Lumens - 95 CRI - 120W Halogen Equivalent - 15° - 120V $13.13 add Green Creative 34917 - 15.5W LED PAR38 - 2700K 15.5PAR38DIM/927NF25 - 1,320 Lumens - 95 CRI - 120W Halogen Equivalent - 25° - 120V $13.13 add Green Creative 34919 - 15.5W LED PAR38 - 3000K 15.5PAR38DIM/930SP15 - 1,370 Lumens - 95 CRI - 120W Halogen Equivalent - 15° - 120V $13.13 add Green Creative 34921 - 15.5W LED PAR38 - 3000K 15.5PAR38DIM/930FL40 - 1,370 Lumens - 95 CRI - 120W Halogen Equivalent - 40° - 120V $13.13 add Green Creative 34922 - 15.5W LED PAR38 - 4000K 15.5PAR38DIM/940FL40 - 1,420 Lumens - 95 CRI - 120W Halogen Equivalent - 40° - 120V $13.13 add Green Creative 34923 - 15.5W LED PAR38 - 3000K 15.5PAR38DIM/930NF25/B - 1,370 Lumens - 95 CRI - 120W Halogen Equivalent - 25° - 120V $13.13 add Green Creative 34924 - 15.5W LED PAR38 - 3000K 15.5PAR38DIM/930FL40/B - 1,370 Lumens - 95 CRI - 120W Halogen Equivalent - 40° - 120V $13.13 add Green Creative 34925 - 15.5W LED PAR38 - 3000K 15.5PAR38DIM/930FL40/GU24 - 1,370 Lumens - 95 CRI - 120W Halogen Equivalent - 40° - 120V $9.38 add Green Creative 34914 - 11W LED PAR30 - 3000K 11PAR30/930FL40/277V - 990 Lumens - 95 CRI - 75W Halogen Equivalent - 40° - 120-277V $9.38 add Green Creative 34915 - 11W LED PAR30 - 4000K 11PAR30/940FL40/277V - 990 Lumens - 95 CRI - 75W Halogen Equivalent - 40° - 120-277V $5.56 add Green Creative 34895 - 6.5 Watt LED PAR20 3000K - E26 6.5PAR20DIM/930FL40 - 50 Watt Halogen Equivalent - 580 Lumens - 95 CRI - 120V - Dimmable 11PAR30DIM/927FL40 - 950 Lumens - 95 CRI - 75W Halogen Equivalent - 40° - 120V Green Creative 34900 - 11W LED PAR30 - 2700K | 2700 | 98 | 950 | 86.3636 | 50000 | 11 | 1 | 9.38 | 9.38 | 11.0219 | 2020Q2 | https://www.energyavenue.com/Green-Creative/34900 | Energy Avenue | 2020 | Yes
LED Lighting | Reflector | Green Creative | True |  | Reflector (Flood/Spot) | PAR30 | E26 (Medium) | Damp Location Rated,Recessed Fixtures Beam Angle15°25°40°Color Temp.2700K3000KBulb ShapePAR20PAR30PAR38Voltage120V Product Description At a 15-degree beam angle, the Green Creative 11PAR30DIM/930SP15 spotlight radiates 3000K soft white illumination. The LED PAR30 does more, offering smooth dimming with a compatible dimmer and a proprietary designed optic lens for visual comfort and maximum efficiency. The spotlight rivals standard 75W halogen bulbs, lasting 50,000 life hours. Green Creative 34901 Features: Compact size E26 base 5-year warranty Green Creative 34901 Applications: Indoor use Dry and damp locations Open and enclosed fixtures Alternate Product Versions $5.56 add Green Creative 34892 - 6.5W LED PAR20 - 2700K 6.5PAR20DIM/927FL40 - 650 Lumens - 95 CRI - 50W Halogen Equivalent - 40° - 120V $5.56 add Green Creative 34893 - 6.5W LED PAR20 - 3000K 6.5PAR20DIM/930SP15 - 550 Lumens - 95 CRI - 50W Halogen Equivalent - 15° - 120V $5.56 add Green Creative 34894 - 6.5W LED PAR20 - 3000K 6.5PAR20DIM/930NF25 - 580 Lumens - 95 CRI - 50W Halogen Equivalent - 25° - 120V $5.56 add Green Creative 34896 - 6.5W LED PAR20 - 4000K 6.5PAR20DIM/940FL40 - 600 Lumens - 95 CRI - 50W Halogen Equivalent - 40° - 120V $5.56 add Green Creative 34897 - 6.5W LED PAR20 - 3000K 6.5PAR20DIM/930FL40/B - 580 Lumens - 95 CRI - 50W Halogen Equivalent - 40° - 120V $9.38 add Green Creative 34898 - 11W LED PAR30 - 2700K 11PAR30DIM/927SP15 - 950 Lumens - 95 CRI - 75W Halogen Equivalent - 15° - 120V $9.38 add Green Creative 34899 - 11W LED PAR30 - 2700K 11PAR30DIM/927NF25 - 950 Lumens - 95 CRI - 75W Halogen Equivalent - 25° - 120V $9.38 add Green Creative 34902 - 11W LED PAR30 - 3000K 11PAR30DIM/930NF25 - 990 Lumens - 95 CRI - 75W Halogen Equivalent - 25° - 120V $9.38 add Green Creative 34903 - 11W LED PAR30 - 3000K 11PAR30DIM/930FL40 - 990 Lumens - 95 CRI - 75W Halogen Equivalent - 40° - 120V $9.38 add Green Creative 34905 - 11W LED PAR30 - 3000K 11PAR30DIM/930FL40/B - 990 Lumens - 95 CRI - 75W Halogen Equivalent - 40° - 120V $9.38 add Green Creative 34906 - 11W LED PAR30 - 2700K 11PAR30SNDIM/927SP15 - 950 Lumens - 95 CRI - 75W Halogen Equivalent - 15° - 120V $9.38 add Green Creative 34907 - 11W LED PAR30 - 2700K 11PAR30SNDIM/927NF25 - 950 Lumens - 95 CRI - 75W Halogen Equivalent - 25° - 120V $9.38 add Green Creative 34908 - 11W LED PAR30 - 2700K 11PAR30SNDIM/927FL40 - 950 Lumens - 95 CRI - 75W Halogen Equivalent - 40° - 120V $9.38 add Green Creative 34909 - 11W LED PAR30 - 3000K 11PAR30SNDIM/930SP15 - 990 Lumens - 95 CRI - 75W Halogen Equivalent - 15° - 120V $9.38 add Green Creative 34911 - 11W LED PAR30 - 3000K 11PAR30SNDIM/930FL40 - 990 Lumens - 95 CRI - 75W Halogen Equivalent - 40° - 120V $9.38 add Green Creative 34912 - 11W LED PAR30 - 4000K 11PAR30SNDIM/940FL40 - 990 Lumens - 95 CRI - 75W Halogen Equivalent - 15° - 120V $9.38 add Green Creative 34913 - 11W LED PAR30 - 3000K 11PAR30SNDIM/930FL40/B - 990 Lumens - 95 CRI - 75W Halogen Equivalent - 40° - 120V $13.13 add Green Creative 34916 - 15.5W LED PAR38 - 2700K 15.5PAR38DIM/927SP15 - 1,320 Lumens - 95 CRI - 120W Halogen Equivalent - 15° - 120V $13.13 add Green Creative 34917 - 15.5W LED PAR38 - 2700K 15.5PAR38DIM/927NF25 - 1,320 Lumens - 95 CRI - 120W Halogen Equivalent - 25° - 120V $13.13 add Green Creative 34919 - 15.5W LED PAR38 - 3000K 15.5PAR38DIM/930SP15 - 1,370 Lumens - 95 CRI - 120W Halogen Equivalent - 15° - 120V $13.13 add Green Creative 34921 - 15.5W LED PAR38 - 3000K 15.5PAR38DIM/930FL40 - 1,370 Lumens - 95 CRI - 120W Halogen Equivalent - 40° - 120V $13.13 add Green Creative 34922 - 15.5W LED PAR38 - 4000K 15.5PAR38DIM/940FL40 - 1,420 Lumens - 95 CRI - 120W Halogen Equivalent - 40° - 120V $13.13 add Green Creative 34923 - 15.5W LED PAR38 - 3000K 15.5PAR38DIM/930NF25/B - 1,370 Lumens - 95 CRI - 120W Halogen Equivalent - 25° - 120V $13.13 add Green Creative 34924 - 15.5W LED PAR38 - 3000K 15.5PAR38DIM/930FL40/B - 1,370 Lumens - 95 CRI - 120W Halogen Equivalent - 40° - 120V $13.13 add Green Creative 34925 - 15.5W LED PAR38 - 3000K 15.5PAR38DIM/930FL40/GU24 - 1,370 Lumens - 95 CRI - 120W Halogen Equivalent - 40° - 120V $9.38 add Green Creative 34914 - 11W LED PAR30 - 3000K 11PAR30/930FL40/277V - 990 Lumens - 95 CRI - 75W Halogen Equivalent - 40° - 120-277V $9.38 add Green Creative 34915 - 11W LED PAR30 - 4000K 11PAR30/940FL40/277V - 990 Lumens - 95 CRI - 75W Halogen Equivalent - 40° - 120-277V $5.56 add Green Creative 34895 - 6.5 Watt LED PAR20 3000K - E26 6.5PAR20DIM/930FL40 - 50 Watt Halogen Equivalent - 580 Lumens - 95 CRI - 120V - Dimmable $9.38 EACASE of 6EA add Green Creative 34900 - 11W LED PAR30 - 2700K 11PAR30DIM/927FL40 - 950 Lumens - 95 CRI - 75W Halogen Equivalent - 40° - 120V 11PAR30DIM/930SP15 - 990 Lumens - 95 CRI - 75W Halogen Equivalent - 15° - 120V Green Creative 34901 - 11W LED PAR30 - 3000K | 3000 | 98 | 990 | 90 | 50000 | 11 | 1 | 9.38 | 9.38 | 11.0219 | 2020Q2 | https://www.energyavenue.com/Green-Creative/34901 | Energy Avenue | 2020 | Yes
LED Lighting | Reflector | Green Creative | True |  | Reflector (Flood/Spot) | PAR30 | E26 (Medium) | Damp Location Rated,Recessed Fixtures Beam Angle15°25°40°Color Temp.2700K3000KBulb ShapePAR20PAR30PAR38Voltage120V Product Description When you need to update your outdoor lighting, turn to the folks at Green Creative. This 11W LED PAR30 offers a 1:1 replacement for high-consumption halogen lamps without losing performance. You'll get 3000K of warm white light for up to 50,000 hours, and it's Energy Star certified. Product Features: Replaces 75W halogen lamps; 1:1 form factor Compatible with existing dimmers Medium flood beam angle, 25 degrees Works with most E26 base fixtures Color rendering of 95 CRI Suitable for use in fully enclosed fixtures Rated for use in wet locations Title 20 compliant Energy Star certified Lifespan of up to 50,000 hours Limited five-year warranty Applications: Medium range flood light Spot light Landscape light Wall washer Alternate Product Versions $5.56 add Green Creative 34892 - 6.5W LED PAR20 - 2700K 6.5PAR20DIM/927FL40 - 650 Lumens - 95 CRI - 50W Halogen Equivalent - 40° - 120V $5.56 add Green Creative 34893 - 6.5W LED PAR20 - 3000K 6.5PAR20DIM/930SP15 - 550 Lumens - 95 CRI - 50W Halogen Equivalent - 15° - 120V $5.56 add Green Creative 34894 - 6.5W LED PAR20 - 3000K 6.5PAR20DIM/930NF25 - 580 Lumens - 95 CRI - 50W Halogen Equivalent - 25° - 120V $5.56 add Green Creative 34896 - 6.5W LED PAR20 - 4000K 6.5PAR20DIM/940FL40 - 600 Lumens - 95 CRI - 50W Halogen Equivalent - 40° - 120V $5.56 add Green Creative 34897 - 6.5W LED PAR20 - 3000K 6.5PAR20DIM/930FL40/B - 580 Lumens - 95 CRI - 50W Halogen Equivalent - 40° - 120V $9.38 add Green Creative 34898 - 11W LED PAR30 - 2700K 11PAR30DIM/927SP15 - 950 Lumens - 95 CRI - 75W Halogen Equivalent - 15° - 120V $9.38 add Green Creative 34899 - 11W LED PAR30 - 2700K 11PAR30DIM/927NF25 - 950 Lumens - 95 CRI - 75W Halogen Equivalent - 25° - 120V $9.38 add Green Creative 34901 - 11W LED PAR30 - 3000K 11PAR30DIM/930SP15 - 990 Lumens - 95 CRI - 75W Halogen Equivalent - 15° - 120V $9.38 add Green Creative 34903 - 11W LED PAR30 - 3000K 11PAR30DIM/930FL40 - 990 Lumens - 95 CRI - 75W Halogen Equivalent - 40° - 120V $9.38 add Green Creative 34905 - 11W LED PAR30 - 3000K 11PAR30DIM/930FL40/B - 990 Lumens - 95 CRI - 75W Halogen Equivalent - 40° - 120V $9.38 add Green Creative 34906 - 11W LED PAR30 - 2700K 11PAR30SNDIM/927SP15 - 950 Lumens - 95 CRI - 75W Halogen Equivalent - 15° - 120V $9.38 add Green Creative 34907 - 11W LED PAR30 - 2700K 11PAR30SNDIM/927NF25 - 950 Lumens - 95 CRI - 75W Halogen Equivalent - 25° - 120V $9.38 add Green Creative 34908 - 11W LED PAR30 - 2700K 11PAR30SNDIM/927FL40 - 950 Lumens - 95 CRI - 75W Halogen Equivalent - 40° - 120V $9.38 add Green Creative 34909 - 11W LED PAR30 - 3000K 11PAR30SNDIM/930SP15 - 990 Lumens - 95 CRI - 75W Halogen Equivalent - 15° - 120V $9.38 add Green Creative 34911 - 11W LED PAR30 - 3000K 11PAR30SNDIM/930FL40 - 990 Lumens - 95 CRI - 75W Halogen Equivalent - 40° - 120V $9.38 add Green Creative 34912 - 11W LED PAR30 - 4000K 11PAR30SNDIM/940FL40 - 990 Lumens - 95 CRI - 75W Halogen Equivalent - 15° - 120V $9.38 add Green Creative 34913 - 11W LED PAR30 - 3000K 11PAR30SNDIM/930FL40/B - 990 Lumens - 95 CRI - 75W Halogen Equivalent - 40° - 120V $13.13 add Green Creative 34916 - 15.5W LED PAR38 - 2700K 15.5PAR38DIM/927SP15 - 1,320 Lumens - 95 CRI - 120W Halogen Equivalent - 15° - 120V $13.13 add Green Creative 34917 - 15.5W LED PAR38 - 2700K 15.5PAR38DIM/927NF25 - 1,320 Lumens - 95 CRI - 120W Halogen Equivalent - 25° - 120V $13.13 add Green Creative 34919 - 15.5W LED PAR38 - 3000K 15.5PAR38DIM/930SP15 - 1,370 Lumens - 95 CRI - 120W Halogen Equivalent - 15° - 120V $13.13 add Green Creative 34921 - 15.5W LED PAR38 - 3000K 15.5PAR38DIM/930FL40 - 1,370 Lumens - 95 CRI - 120W Halogen Equivalent - 40° - 120V $13.13 add Green Creative 34922 - 15.5W LED PAR38 - 4000K 15.5PAR38DIM/940FL40 - 1,420 Lumens - 95 CRI - 120W Halogen Equivalent - 40° - 120V $13.13 add Green Creative 34923 - 15.5W LED PAR38 - 3000K 15.5PAR38DIM/930NF25/B - 1,370 Lumens - 95 CRI - 120W Halogen Equivalent - 25° - 120V $13.13 add Green Creative 34924 - 15.5W LED PAR38 - 3000K 15.5PAR38DIM/930FL40/B - 1,370 Lumens - 95 CRI - 120W Halogen Equivalent - 40° - 120V $13.13 add Green Creative 34925 - 15.5W LED PAR38 - 3000K 15.5PAR38DIM/930FL40/GU24 - 1,370 Lumens - 95 CRI - 120W Halogen Equivalent - 40° - 120V $9.38 add Green Creative 34914 - 11W LED PAR30 - 3000K 11PAR30/930FL40/277V - 990 Lumens - 95 CRI - 75W Halogen Equivalent - 40° - 120-277V $9.38 add Green Creative 34915 - 11W LED PAR30 - 4000K 11PAR30/940FL40/277V - 990 Lumens - 95 CRI - 75W Halogen Equivalent - 40° - 120-277V $5.56 add Green Creative 34895 - 6.5 Watt LED PAR20 3000K - E26 6.5PAR20DIM/930FL40 - 50 Watt Halogen Equivalent - 580 Lumens - 95 CRI - 120V - Dimmable $9.38 EACASE of 6EA add Green Creative 34900 - 11W LED PAR30 - 2700K 11PAR30DIM/927FL40 - 950 Lumens - 95 CRI - 75W Halogen Equivalent - 40° - 120V 11PAR30DIM/930NF25 - 990 Lumens - 95 CRI - 75W Halogen Equivalent - 25° - 120V Green Creative 34902 - 11W LED PAR30 - 3000K | 3000 | 98 | 990 | 90 | 50000 | 11 | 1 | 9.38 | 9.38 | 11.0219 | 2020Q2 | https://www.energyavenue.com/Green-Creative/34902 | Energy Avenue | 2020 | Yes
LED Lighting | Reflector | Green Creative | True |  | Reflector (Flood/Spot) | PAR30 | E26 (Medium) | Damp Location Rated,Recessed Fixtures Beam Angle15°25°40°Color Temp.2700K3000K4000KBulb ShapePAR20PAR30PAR38Voltage120-277V120V Product Description The Green Creative 11PAR30DIM/930FL40 floodlight's construction includes a proprietary designed optic and an E26 base. The LED PAR30 floodlight's illumination shines through a 40-degree beam angle. It also has smooth dimming with a compatible device. The floodlight lasts 50,000 life hours with a 5-year warranty. Green Creative 34903 Features: 3000K soft white illumination Compact size 75W halogen equivalent Green Creative 34903 Applications: Open and enclosed fixtures Indoor use Dry and damp locations Alternate Product Versions $5.56 add Green Creative 34892 - 6.5W LED PAR20 - 2700K 6.5PAR20DIM/927FL40 - 650 Lumens - 95 CRI - 50W Halogen Equivalent - 40° - 120V $5.56 add Green Creative 34893 - 6.5W LED PAR20 - 3000K 6.5PAR20DIM/930SP15 - 550 Lumens - 95 CRI - 50W Halogen Equivalent - 15° - 120V $5.56 add Green Creative 34894 - 6.5W LED PAR20 - 3000K 6.5PAR20DIM/930NF25 - 580 Lumens - 95 CRI - 50W Halogen Equivalent - 25° - 120V $5.56 add Green Creative 34896 - 6.5W LED PAR20 - 4000K 6.5PAR20DIM/940FL40 - 600 Lumens - 95 CRI - 50W Halogen Equivalent - 40° - 120V $5.56 add Green Creative 34897 - 6.5W LED PAR20 - 3000K 6.5PAR20DIM/930FL40/B - 580 Lumens - 95 CRI - 50W Halogen Equivalent - 40° - 120V $9.38 add Green Creative 34898 - 11W LED PAR30 - 2700K 11PAR30DIM/927SP15 - 950 Lumens - 95 CRI - 75W Halogen Equivalent - 15° - 120V $9.38 add Green Creative 34899 - 11W LED PAR30 - 2700K 11PAR30DIM/927NF25 - 950 Lumens - 95 CRI - 75W Halogen Equivalent - 25° - 120V $9.38 add Green Creative 34901 - 11W LED PAR30 - 3000K 11PAR30DIM/930SP15 - 990 Lumens - 95 CRI - 75W Halogen Equivalent - 15° - 120V $9.38 add Green Creative 34902 - 11W LED PAR30 - 3000K 11PAR30DIM/930NF25 - 990 Lumens - 95 CRI - 75W Halogen Equivalent - 25° - 120V $9.38 add Green Creative 34905 - 11W LED PAR30 - 3000K 11PAR30DIM/930FL40/B - 990 Lumens - 95 CRI - 75W Halogen Equivalent - 40° - 120V $9.38 add Green Creative 34906 - 11W LED PAR30 - 2700K 11PAR30SNDIM/927SP15 - 950 Lumens - 95 CRI - 75W Halogen Equivalent - 15° - 120V $9.38 add Green Creative 34907 - 11W LED PAR30 - 2700K 11PAR30SNDIM/927NF25 - 950 Lumens - 95 CRI - 75W Halogen Equivalent - 25° - 120V $9.38 add Green Creative 34908 - 11W LED PAR30 - 2700K 11PAR30SNDIM/927FL40 - 950 Lumens - 95 CRI - 75W Halogen Equivalent - 40° - 120V $9.38 add Green Creative 34909 - 11W LED PAR30 - 3000K 11PAR30SNDIM/930SP15 - 990 Lumens - 95 CRI - 75W Halogen Equivalent - 15° - 120V $9.38 add Green Creative 34911 - 11W LED PAR30 - 3000K 11PAR30SNDIM/930FL40 - 990 Lumens - 95 CRI - 75W Halogen Equivalent - 40° - 120V $9.38 add Green Creative 34912 - 11W LED PAR30 - 4000K 11PAR30SNDIM/940FL40 - 990 Lumens - 95 CRI - 75W Halogen Equivalent - 15° - 120V $9.38 add Green Creative 34913 - 11W LED PAR30 - 3000K 11PAR30SNDIM/930FL40/B - 990 Lumens - 95 CRI - 75W Halogen Equivalent - 40° - 120V $13.13 add Green Creative 34916 - 15.5W LED PAR38 - 2700K 15.5PAR38DIM/927SP15 - 1,320 Lumens - 95 CRI - 120W Halogen Equivalent - 15° - 120V $13.13 add Green Creative 34917 - 15.5W LED PAR38 - 2700K 15.5PAR38DIM/927NF25 - 1,320 Lumens - 95 CRI - 120W Halogen Equivalent - 25° - 120V $13.13 add Green Creative 34919 - 15.5W LED PAR38 - 3000K 15.5PAR38DIM/930SP15 - 1,370 Lumens - 95 CRI - 120W Halogen Equivalent - 15° - 120V $13.13 add Green Creative 34921 - 15.5W LED PAR38 - 3000K 15.5PAR38DIM/930FL40 - 1,370 Lumens - 95 CRI - 120W Halogen Equivalent - 40° - 120V $13.13 add Green Creative 34922 - 15.5W LED PAR38 - 4000K 15.5PAR38DIM/940FL40 - 1,420 Lumens - 95 CRI - 120W Halogen Equivalent - 40° - 120V $13.13 add Green Creative 34923 - 15.5W LED PAR38 - 3000K 15.5PAR38DIM/930NF25/B - 1,370 Lumens - 95 CRI - 120W Halogen Equivalent - 25° - 120V $13.13 add Green Creative 34924 - 15.5W LED PAR38 - 3000K 15.5PAR38DIM/930FL40/B - 1,370 Lumens - 95 CRI - 120W Halogen Equivalent - 40° - 120V $13.13 add Green Creative 34925 - 15.5W LED PAR38 - 3000K 15.5PAR38DIM/930FL40/GU24 - 1,370 Lumens - 95 CRI - 120W Halogen Equivalent - 40° - 120V $9.38 add Green Creative 34914 - 11W LED PAR30 - 3000K 11PAR30/930FL40/277V - 990 Lumens - 95 CRI - 75W Halogen Equivalent - 40° - 120-277V $9.38 add Green Creative 34915 - 11W LED PAR30 - 4000K 11PAR30/940FL40/277V - 990 Lumens - 95 CRI - 75W Halogen Equivalent - 40° - 120-277V $5.56 add Green Creative 34895 - 6.5 Watt LED PAR20 3000K - E26 6.5PAR20DIM/930FL40 - 50 Watt Halogen Equivalent - 580 Lumens - 95 CRI - 120V - Dimmable $9.38 EACASE of 6EA add Green Creative 34900 - 11W LED PAR30 - 2700K 11PAR30DIM/927FL40 - 950 Lumens - 95 CRI - 75W Halogen Equivalent - 40° - 120V 11PAR30DIM/930FL40 - 990 Lumens - 95 CRI - 75W Halogen Equivalent - 40° - 120V Green Creative 34903 - 11W LED PAR30 - 3000K | 3000 | 98 | 990 | 90 | 50000 | 11 | 1 | 9.38 | 9.38 | 11.0219 | 2020Q2 | https://www.energyavenue.com/Green-Creative/34903 | Energy Avenue | 2020 | Yes
LED Lighting | Reflector | Green Creative | True |  | Reflector (Flood/Spot) | PAR30 | E26 (Medium) | Damp Location Rated,Recessed Fixtures Beam Angle15°25°40°Color Temp.2700K3000K4000KBulb ShapePAR20PAR30PAR38Voltage120-277V120V Product Description When it comes ot exterior lighting, it's tough to beat this 11W LED PAR30 lamp from Green Creative. This flood light offers consistent performance and great savings over traditional halogen lamps. Enjoy 3000K of warm white light for up to 50,000 hours. Energy Star certified. Product Features: Replaces 75W halogen lamps; 1:1 form factor Compatible with existing dimmers Works with most E26 base fixtures Color accuracy of 95 CRI Wide beam flood; 40 degree beam angle Rated for installation in wet locations Suitable for placement in fully enclosed fixtures Title 20 compliant Energy Star certified Lifespan up to 50,000 hours Limited five-year warranty Applications: Flood light Landscape lighting Wall washer Signage Alternate Product Versions $5.56 add Green Creative 34892 - 6.5W LED PAR20 - 2700K 6.5PAR20DIM/927FL40 - 650 Lumens - 95 CRI - 50W Halogen Equivalent - 40° - 120V $5.56 add Green Creative 34893 - 6.5W LED PAR20 - 3000K 6.5PAR20DIM/930SP15 - 550 Lumens - 95 CRI - 50W Halogen Equivalent - 15° - 120V $5.56 add Green Creative 34894 - 6.5W LED PAR20 - 3000K 6.5PAR20DIM/930NF25 - 580 Lumens - 95 CRI - 50W Halogen Equivalent - 25° - 120V $5.56 add Green Creative 34896 - 6.5W LED PAR20 - 4000K 6.5PAR20DIM/940FL40 - 600 Lumens - 95 CRI - 50W Halogen Equivalent - 40° - 120V $5.56 add Green Creative 34897 - 6.5W LED PAR20 - 3000K 6.5PAR20DIM/930FL40/B - 580 Lumens - 95 CRI - 50W Halogen Equivalent - 40° - 120V $9.38 add Green Creative 34898 - 11W LED PAR30 - 2700K 11PAR30DIM/927SP15 - 950 Lumens - 95 CRI - 75W Halogen Equivalent - 15° - 120V $9.38 add Green Creative 34899 - 11W LED PAR30 - 2700K 11PAR30DIM/927NF25 - 950 Lumens - 95 CRI - 75W Halogen Equivalent - 25° - 120V $9.38 add Green Creative 34901 - 11W LED PAR30 - 3000K 11PAR30DIM/930SP15 - 990 Lumens - 95 CRI - 75W Halogen Equivalent - 15° - 120V $9.38 add Green Creative 34902 - 11W LED PAR30 - 3000K 11PAR30DIM/930NF25 - 990 Lumens - 95 CRI - 75W Halogen Equivalent - 25° - 120V $9.38 add Green Creative 34903 - 11W LED PAR30 - 3000K 11PAR30DIM/930FL40 - 990 Lumens - 95 CRI - 75W Halogen Equivalent - 40° - 120V $9.38 add Green Creative 34906 - 11W LED PAR30 - 2700K 11PAR30SNDIM/927SP15 - 950 Lumens - 95 CRI - 75W Halogen Equivalent - 15° - 120V $9.38 add Green Creative 34907 - 11W LED PAR30 - 2700K 11PAR30SNDIM/927NF25 - 950 Lumens - 95 CRI - 75W Halogen Equivalent - 25° - 120V $9.38 add Green Creative 34908 - 11W LED PAR30 - 2700K 11PAR30SNDIM/927FL40 - 950 Lumens - 95 CRI - 75W Halogen Equivalent - 40° - 120V $9.38 add Green Creative 34909 - 11W LED PAR30 - 3000K 11PAR30SNDIM/930SP15 - 990 Lumens - 95 CRI - 75W Halogen Equivalent - 15° - 120V $9.38 add Green Creative 34911 - 11W LED PAR30 - 3000K 11PAR30SNDIM/930FL40 - 990 Lumens - 95 CRI - 75W Halogen Equivalent - 40° - 120V $9.38 add Green Creative 34912 - 11W LED PAR30 - 4000K 11PAR30SNDIM/940FL40 - 990 Lumens - 95 CRI - 75W Halogen Equivalent - 15° - 120V $9.38 add Green Creative 34913 - 11W LED PAR30 - 3000K 11PAR30SNDIM/930FL40/B - 990 Lumens - 95 CRI - 75W Halogen Equivalent - 40° - 120V $13.13 add Green Creative 34916 - 15.5W LED PAR38 - 2700K 15.5PAR38DIM/927SP15 - 1,320 Lumens - 95 CRI - 120W Halogen Equivalent - 15° - 120V $13.13 add Green Creative 34917 - 15.5W LED PAR38 - 2700K 15.5PAR38DIM/927NF25 - 1,320 Lumens - 95 CRI - 120W Halogen Equivalent - 25° - 120V $13.13 add Green Creative 34919 - 15.5W LED PAR38 - 3000K 15.5PAR38DIM/930SP15 - 1,370 Lumens - 95 CRI - 120W Halogen Equivalent - 15° - 120V $13.13 add Green Creative 34921 - 15.5W LED PAR38 - 3000K 15.5PAR38DIM/930FL40 - 1,370 Lumens - 95 CRI - 120W Halogen Equivalent - 40° - 120V $13.13 add Green Creative 34922 - 15.5W LED PAR38 - 4000K 15.5PAR38DIM/940FL40 - 1,420 Lumens - 95 CRI - 120W Halogen Equivalent - 40° - 120V $13.13 add Green Creative 34923 - 15.5W LED PAR38 - 3000K 15.5PAR38DIM/930NF25/B - 1,370 Lumens - 95 CRI - 120W Halogen Equivalent - 25° - 120V $13.13 add Green Creative 34924 - 15.5W LED PAR38 - 3000K 15.5PAR38DIM/930FL40/B - 1,370 Lumens - 95 CRI - 120W Halogen Equivalent - 40° - 120V $13.13 add Green Creative 34925 - 15.5W LED PAR38 - 3000K 15.5PAR38DIM/930FL40/GU24 - 1,370 Lumens - 95 CRI - 120W Halogen Equivalent - 40° - 120V $9.38 add Green Creative 34914 - 11W LED PAR30 - 3000K 11PAR30/930FL40/277V - 990 Lumens - 95 CRI - 75W Halogen Equivalent - 40° - 120-277V $9.38 add Green Creative 34915 - 11W LED PAR30 - 4000K 11PAR30/940FL40/277V - 990 Lumens - 95 CRI - 75W Halogen Equivalent - 40° - 120-277V $5.56 add Green Creative 34895 - 6.5 Watt LED PAR20 3000K - E26 6.5PAR20DIM/930FL40 - 50 Watt Halogen Equivalent - 580 Lumens - 95 CRI - 120V - Dimmable $9.38 EACASE of 6EA add Green Creative 34900 - 11W LED PAR30 - 2700K 11PAR30DIM/927FL40 - 950 Lumens - 95 CRI - 75W Halogen Equivalent - 40° - 120V 11PAR30DIM/930FL40/B - 990 Lumens - 95 CRI - 75W Halogen Equivalent - 40° - 120V Green Creative 34905 - 11W LED PAR30 - 3000K | 3000 | 98 | 990 | 90 | 50000 | 11 | 1 | 9.38 | 9.38 | 11.0219 | 2020Q2 | https://www.energyavenue.com/Green-Creative/34905 | Energy Avenue | 2020 | Yes
LED Lighting | Reflector | Green Creative | False |  | Reflector (Flood/Spot) | PAR30 | E26 (Medium) | Damp Location Rated,Recessed Fixtures Beam Angle15°25°40°Color Temp.2700K3000K4000KBulb ShapePAR20PAR30PAR38Voltage120-277V120V Product Description Upgrade your exterior flood lights with this 11W LED PAR30 lamp from Green Creative. Part of their True Chroma Refine series, this lamp provides 3000K of consistent, warm white light for up to 50,000 hours, and it will work with your existing dimmer switch. Energy Star certified. Product Features: Replaces 75W halogen flood lights; 1:1 form factor Compatible with existing dimmers Fits most E26 base fixtures Suitable for use in fully enclosed fixtures Rated safe for placement in wet locations Color accuracy of 95 CRI Title 20 compliant 40-degree beam angle Energy Star certified Lifespan of up to 50,000 hours Limited five-year warranty Applications: Flood light Landscape light Wall washer Signage lighting Alternate Product Versions $5.56 add Green Creative 34892 - 6.5W LED PAR20 - 2700K 6.5PAR20DIM/927FL40 - 650 Lumens - 95 CRI - 50W Halogen Equivalent - 40° - 120V $5.56 add Green Creative 34893 - 6.5W LED PAR20 - 3000K 6.5PAR20DIM/930SP15 - 550 Lumens - 95 CRI - 50W Halogen Equivalent - 15° - 120V $5.56 add Green Creative 34894 - 6.5W LED PAR20 - 3000K 6.5PAR20DIM/930NF25 - 580 Lumens - 95 CRI - 50W Halogen Equivalent - 25° - 120V $5.56 add Green Creative 34896 - 6.5W LED PAR20 - 4000K 6.5PAR20DIM/940FL40 - 600 Lumens - 95 CRI - 50W Halogen Equivalent - 40° - 120V $5.56 add Green Creative 34897 - 6.5W LED PAR20 - 3000K 6.5PAR20DIM/930FL40/B - 580 Lumens - 95 CRI - 50W Halogen Equivalent - 40° - 120V $9.38 add Green Creative 34898 - 11W LED PAR30 - 2700K 11PAR30DIM/927SP15 - 950 Lumens - 95 CRI - 75W Halogen Equivalent - 15° - 120V $9.38 add Green Creative 34899 - 11W LED PAR30 - 2700K 11PAR30DIM/927NF25 - 950 Lumens - 95 CRI - 75W Halogen Equivalent - 25° - 120V $9.38 add Green Creative 34901 - 11W LED PAR30 - 3000K 11PAR30DIM/930SP15 - 990 Lumens - 95 CRI - 75W Halogen Equivalent - 15° - 120V $9.38 add Green Creative 34902 - 11W LED PAR30 - 3000K 11PAR30DIM/930NF25 - 990 Lumens - 95 CRI - 75W Halogen Equivalent - 25° - 120V $9.38 add Green Creative 34903 - 11W LED PAR30 - 3000K 11PAR30DIM/930FL40 - 990 Lumens - 95 CRI - 75W Halogen Equivalent - 40° - 120V $9.38 add Green Creative 34905 - 11W LED PAR30 - 3000K 11PAR30DIM/930FL40/B - 990 Lumens - 95 CRI - 75W Halogen Equivalent - 40° - 120V $9.38 add Green Creative 34906 - 11W LED PAR30 - 2700K 11PAR30SNDIM/927SP15 - 950 Lumens - 95 CRI - 75W Halogen Equivalent - 15° - 120V $9.38 add Green Creative 34907 - 11W LED PAR30 - 2700K 11PAR30SNDIM/927NF25 - 950 Lumens - 95 CRI - 75W Halogen Equivalent - 25° - 120V $9.38 add Green Creative 34908 - 11W LED PAR30 - 2700K 11PAR30SNDIM/927FL40 - 950 Lumens - 95 CRI - 75W Halogen Equivalent - 40° - 120V $9.38 add Green Creative 34909 - 11W LED PAR30 - 3000K 11PAR30SNDIM/930SP15 - 990 Lumens - 95 CRI - 75W Halogen Equivalent - 15° - 120V $9.38 add Green Creative 34911 - 11W LED PAR30 - 3000K 11PAR30SNDIM/930FL40 - 990 Lumens - 95 CRI - 75W Halogen Equivalent - 40° - 120V $9.38 add Green Creative 34912 - 11W LED PAR30 - 4000K 11PAR30SNDIM/940FL40 - 990 Lumens - 95 CRI - 75W Halogen Equivalent - 15° - 120V $9.38 add Green Creative 34913 - 11W LED PAR30 - 3000K 11PAR30SNDIM/930FL40/B - 990 Lumens - 95 CRI - 75W Halogen Equivalent - 40° - 120V $13.13 add Green Creative 34916 - 15.5W LED PAR38 - 2700K 15.5PAR38DIM/927SP15 - 1,320 Lumens - 95 CRI - 120W Halogen Equivalent - 15° - 120V $13.13 add Green Creative 34917 - 15.5W LED PAR38 - 2700K 15.5PAR38DIM/927NF25 - 1,320 Lumens - 95 CRI - 120W Halogen Equivalent - 25° - 120V $13.13 add Green Creative 34919 - 15.5W LED PAR38 - 3000K 15.5PAR38DIM/930SP15 - 1,370 Lumens - 95 CRI - 120W Halogen Equivalent - 15° - 120V $13.13 add Green Creative 34921 - 15.5W LED PAR38 - 3000K 15.5PAR38DIM/930FL40 - 1,370 Lumens - 95 CRI - 120W Halogen Equivalent - 40° - 120V $13.13 add Green Creative 34922 - 15.5W LED PAR38 - 4000K 15.5PAR38DIM/940FL40 - 1,420 Lumens - 95 CRI - 120W Halogen Equivalent - 40° - 120V $13.13 add Green Creative 34923 - 15.5W LED PAR38 - 3000K 15.5PAR38DIM/930NF25/B - 1,370 Lumens - 95 CRI - 120W Halogen Equivalent - 25° - 120V $13.13 add Green Creative 34924 - 15.5W LED PAR38 - 3000K 15.5PAR38DIM/930FL40/B - 1,370 Lumens - 95 CRI - 120W Halogen Equivalent - 40° - 120V $13.13 add Green Creative 34925 - 15.5W LED PAR38 - 3000K 15.5PAR38DIM/930FL40/GU24 - 1,370 Lumens - 95 CRI - 120W Halogen Equivalent - 40° - 120V $9.38 add Green Creative 34915 - 11W LED PAR30 - 4000K 11PAR30/940FL40/277V - 990 Lumens - 95 CRI - 75W Halogen Equivalent - 40° - 120-277V $5.56 add Green Creative 34895 - 6.5 Watt LED PAR20 3000K - E26 6.5PAR20DIM/930FL40 - 50 Watt Halogen Equivalent - 580 Lumens - 95 CRI - 120V - Dimmable $9.38 EACASE of 6EA add Green Creative 34900 - 11W LED PAR30 - 2700K 11PAR30DIM/927FL40 - 950 Lumens - 95 CRI - 75W Halogen Equivalent - 40° - 120V 11PAR30/930FL40/277V - 990 Lumens - 95 CRI - 75W Halogen Equivalent - 40° - 120-277V Green Creative 34914 - 11W LED PAR30 - 3000K | 3000 | 98 | 950 | 86.3636 | 50000 | 11 | 1 | 9.38 | 9.38 | 11.0219 | 2020Q2 | https://www.energyavenue.com/Green-Creative/34914 | Energy Avenue | 2020 | Yes
LED Lighting | Reflector | Green Creative | False |  | Reflector (Flood/Spot) | PAR30 | E26 (Medium) | Damp Location Rated,Recessed Fixtures Beam Angle15°25°40°Color Temp.2700K3000K4000KBulb ShapePAR20PAR30PAR38Voltage120-277V120V Product Description The Green Creative 11PAR30/940FL40/277V floodlight is a compact-sized bulb that delivers powerful 4000K cool white illumination for 50,000 life hours. The LED PAR30 squeezes that illumination inside a 40-degree beam angle. What separates the floodlight apart is the smooth dimming, which is only accessible with a compatible device. Green Creative 34915 Features: 75W halogen equivalent replacement E26 base 5-year warranty Green Creative 34915 Applications: Open and enclosed fixtures Residential and commercial use Dry and damp locations Alternate Product Versions $5.56 add Green Creative 34892 - 6.5W LED PAR20 - 2700K 6.5PAR20DIM/927FL40 - 650 Lumens - 95 CRI - 50W Halogen Equivalent - 40° - 120V $5.56 add Green Creative 34893 - 6.5W LED PAR20 - 3000K 6.5PAR20DIM/930SP15 - 550 Lumens - 95 CRI - 50W Halogen Equivalent - 15° - 120V $5.56 add Green Creative 34894 - 6.5W LED PAR20 - 3000K 6.5PAR20DIM/930NF25 - 580 Lumens - 95 CRI - 50W Halogen Equivalent - 25° - 120V $5.56 add Green Creative 34896 - 6.5W LED PAR20 - 4000K 6.5PAR20DIM/940FL40 - 600 Lumens - 95 CRI - 50W Halogen Equivalent - 40° - 120V $5.56 add Green Creative 34897 - 6.5W LED PAR20 - 3000K 6.5PAR20DIM/930FL40/B - 580 Lumens - 95 CRI - 50W Halogen Equivalent - 40° - 120V $9.38 add Green Creative 34898 - 11W LED PAR30 - 2700K 11PAR30DIM/927SP15 - 950 Lumens - 95 CRI - 75W Halogen Equivalent - 15° - 120V $9.38 add Green Creative 34899 - 11W LED PAR30 - 2700K 11PAR30DIM/927NF25 - 950 Lumens - 95 CRI - 75W Halogen Equivalent - 25° - 120V $9.38 add Green Creative 34901 - 11W LED PAR30 - 3000K 11PAR30DIM/930SP15 - 990 Lumens - 95 CRI - 75W Halogen Equivalent - 15° - 120V $9.38 add Green Creative 34902 - 11W LED PAR30 - 3000K 11PAR30DIM/930NF25 - 990 Lumens - 95 CRI - 75W Halogen Equivalent - 25° - 120V $9.38 add Green Creative 34903 - 11W LED PAR30 - 3000K 11PAR30DIM/930FL40 - 990 Lumens - 95 CRI - 75W Halogen Equivalent - 40° - 120V $9.38 add Green Creative 34905 - 11W LED PAR30 - 3000K 11PAR30DIM/930FL40/B - 990 Lumens - 95 CRI - 75W Halogen Equivalent - 40° - 120V $9.38 add Green Creative 34906 - 11W LED PAR30 - 2700K 11PAR30SNDIM/927SP15 - 950 Lumens - 95 CRI - 75W Halogen Equivalent - 15° - 120V $9.38 add Green Creative 34907 - 11W LED PAR30 - 2700K 11PAR30SNDIM/927NF25 - 950 Lumens - 95 CRI - 75W Halogen Equivalent - 25° - 120V $9.38 add Green Creative 34908 - 11W LED PAR30 - 2700K 11PAR30SNDIM/927FL40 - 950 Lumens - 95 CRI - 75W Halogen Equivalent - 40° - 120V $9.38 add Green Creative 34909 - 11W LED PAR30 - 3000K 11PAR30SNDIM/930SP15 - 990 Lumens - 95 CRI - 75W Halogen Equivalent - 15° - 120V $9.38 add Green Creative 34911 - 11W LED PAR30 - 3000K 11PAR30SNDIM/930FL40 - 990 Lumens - 95 CRI - 75W Halogen Equivalent - 40° - 120V $9.38 add Green Creative 34912 - 11W LED PAR30 - 4000K 11PAR30SNDIM/940FL40 - 990 Lumens - 95 CRI - 75W Halogen Equivalent - 15° - 120V $9.38 add Green Creative 34913 - 11W LED PAR30 - 3000K 11PAR30SNDIM/930FL40/B - 990 Lumens - 95 CRI - 75W Halogen Equivalent - 40° - 120V $13.13 add Green Creative 34916 - 15.5W LED PAR38 - 2700K 15.5PAR38DIM/927SP15 - 1,320 Lumens - 95 CRI - 120W Halogen Equivalent - 15° - 120V $13.13 add Green Creative 34917 - 15.5W LED PAR38 - 2700K 15.5PAR38DIM/927NF25 - 1,320 Lumens - 95 CRI - 120W Halogen Equivalent - 25° - 120V $13.13 add Green Creative 34919 - 15.5W LED PAR38 - 3000K 15.5PAR38DIM/930SP15 - 1,370 Lumens - 95 CRI - 120W Halogen Equivalent - 15° - 120V $13.13 add Green Creative 34921 - 15.5W LED PAR38 - 3000K 15.5PAR38DIM/930FL40 - 1,370 Lumens - 95 CRI - 120W Halogen Equivalent - 40° - 120V $13.13 add Green Creative 34922 - 15.5W LED PAR38 - 4000K 15.5PAR38DIM/940FL40 - 1,420 Lumens - 95 CRI - 120W Halogen Equivalent - 40° - 120V $13.13 add Green Creative 34923 - 15.5W LED PAR38 - 3000K 15.5PAR38DIM/930NF25/B - 1,370 Lumens - 95 CRI - 120W Halogen Equivalent - 25° - 120V $13.13 add Green Creative 34924 - 15.5W LED PAR38 - 3000K 15.5PAR38DIM/930FL40/B - 1,370 Lumens - 95 CRI - 120W Halogen Equivalent - 40° - 120V $13.13 add Green Creative 34925 - 15.5W LED PAR38 - 3000K 15.5PAR38DIM/930FL40/GU24 - 1,370 Lumens - 95 CRI - 120W Halogen Equivalent - 40° - 120V $9.38 add Green Creative 34914 - 11W LED PAR30 - 3000K 11PAR30/930FL40/277V - 990 Lumens - 95 CRI - 75W Halogen Equivalent - 40° - 120-277V $5.56 add Green Creative 34895 - 6.5 Watt LED PAR20 3000K - E26 6.5PAR20DIM/930FL40 - 50 Watt Halogen Equivalent - 580 Lumens - 95 CRI - 120V - Dimmable $9.38 EACASE of 6EA add Green Creative 34900 - 11W LED PAR30 - 2700K 11PAR30DIM/927FL40 - 950 Lumens - 95 CRI - 75W Halogen Equivalent - 40° - 120V 11PAR30/940FL40/277V - 990 Lumens - 95 CRI - 75W Halogen Equivalent - 40° - 120-277V Green Creative 34915 - 11W LED PAR30 - 4000K | 4000 | 96 | 990 | 90 | 50000 | 11 | 1 | 9.38 | 9.38 | 11.0219 | 2020Q2 | https://www.energyavenue.com/Green-Creative/34915 | Energy Avenue | 2020 | Yes
LED Lighting | Reflector | Green Creative | True |  | Reflector (Flood/Spot) | PAR38 | E26 (Medium) | Damp Location Rated,Recessed Fixtures Beam Angle15°25°40°Color Temp.2700K3000KBulb ShapePAR30PAR38Voltage120V Product Description Update your exterior lighting with this 15.5W LED PAR38 lamp from Green Creative. This product comes to you as part of their True Chroma Refine series of energy-efficient exterior lights, and it's safe for use in wet locations. Enjoy 2700K of warm white light for up to 50,000 hours. Energy Star certified. Product Features: Direct 1:1 replacement for 120W halogen lamps Fits in most E26 base fixtures Compatible with existing dimmers Safe for installation in wet locations and fully enclosed fixtures Color accuracy of 95 CRI Narrow 15-degree beam angle Title 20 compliant Energy Star certified Lifespan of up to 50,000 hours Limited five-year warranty Applications: Spot light Narrow flood light Signage lighting Wall washer Landscape light Alternate Product Versions $5.56 add Green Creative 34892 - 6.5W LED PAR20 - 2700K 6.5PAR20DIM/927FL40 - 650 Lumens - 95 CRI - 50W Halogen Equivalent - 40° - 120V $5.56 add Green Creative 34893 - 6.5W LED PAR20 - 3000K 6.5PAR20DIM/930SP15 - 550 Lumens - 95 CRI - 50W Halogen Equivalent - 15° - 120V $5.56 add Green Creative 34894 - 6.5W LED PAR20 - 3000K 6.5PAR20DIM/930NF25 - 580 Lumens - 95 CRI - 50W Halogen Equivalent - 25° - 120V $5.56 add Green Creative 34896 - 6.5W LED PAR20 - 4000K 6.5PAR20DIM/940FL40 - 600 Lumens - 95 CRI - 50W Halogen Equivalent - 40° - 120V $5.56 add Green Creative 34897 - 6.5W LED PAR20 - 3000K 6.5PAR20DIM/930FL40/B - 580 Lumens - 95 CRI - 50W Halogen Equivalent - 40° - 120V $9.38 add Green Creative 34898 - 11W LED PAR30 - 2700K 11PAR30DIM/927SP15 - 950 Lumens - 95 CRI - 75W Halogen Equivalent - 15° - 120V $9.38 add Green Creative 34899 - 11W LED PAR30 - 2700K 11PAR30DIM/927NF25 - 950 Lumens - 95 CRI - 75W Halogen Equivalent - 25° - 120V $9.38 add Green Creative 34901 - 11W LED PAR30 - 3000K 11PAR30DIM/930SP15 - 990 Lumens - 95 CRI - 75W Halogen Equivalent - 15° - 120V $9.38 add Green Creative 34902 - 11W LED PAR30 - 3000K 11PAR30DIM/930NF25 - 990 Lumens - 95 CRI - 75W Halogen Equivalent - 25° - 120V $9.38 add Green Creative 34903 - 11W LED PAR30 - 3000K 11PAR30DIM/930FL40 - 990 Lumens - 95 CRI - 75W Halogen Equivalent - 40° - 120V $9.38 add Green Creative 34905 - 11W LED PAR30 - 3000K 11PAR30DIM/930FL40/B - 990 Lumens - 95 CRI - 75W Halogen Equivalent - 40° - 120V $9.38 add Green Creative 34906 - 11W LED PAR30 - 2700K 11PAR30SNDIM/927SP15 - 950 Lumens - 95 CRI - 75W Halogen Equivalent - 15° - 120V $9.38 add Green Creative 34907 - 11W LED PAR30 - 2700K 11PAR30SNDIM/927NF25 - 950 Lumens - 95 CRI - 75W Halogen Equivalent - 25° - 120V $9.38 add Green Creative 34908 - 11W LED PAR30 - 2700K 11PAR30SNDIM/927FL40 - 950 Lumens - 95 CRI - 75W Halogen Equivalent - 40° - 120V $9.38 add Green Creative 34909 - 11W LED PAR30 - 3000K 11PAR30SNDIM/930SP15 - 990 Lumens - 95 CRI - 75W Halogen Equivalent - 15° - 120V $9.38 add Green Creative 34911 - 11W LED PAR30 - 3000K 11PAR30SNDIM/930FL40 - 990 Lumens - 95 CRI - 75W Halogen Equivalent - 40° - 120V $9.38 add Green Creative 34912 - 11W LED PAR30 - 4000K 11PAR30SNDIM/940FL40 - 990 Lumens - 95 CRI - 75W Halogen Equivalent - 15° - 120V $9.38 add Green Creative 34913 - 11W LED PAR30 - 3000K 11PAR30SNDIM/930FL40/B - 990 Lumens - 95 CRI - 75W Halogen Equivalent - 40° - 120V $13.13 add Green Creative 34917 - 15.5W LED PAR38 - 2700K 15.5PAR38DIM/927NF25 - 1,320 Lumens - 95 CRI - 120W Halogen Equivalent - 25° - 120V $13.13 add Green Creative 34919 - 15.5W LED PAR38 - 3000K 15.5PAR38DIM/930SP15 - 1,370 Lumens - 95 CRI - 120W Halogen Equivalent - 15° - 120V $13.13 add Green Creative 34921 - 15.5W LED PAR38 - 3000K 15.5PAR38DIM/930FL40 - 1,370 Lumens - 95 CRI - 120W Halogen Equivalent - 40° - 120V $13.13 add Green Creative 34922 - 15.5W LED PAR38 - 4000K 15.5PAR38DIM/940FL40 - 1,420 Lumens - 95 CRI - 120W Halogen Equivalent - 40° - 120V $13.13 add Green Creative 34923 - 15.5W LED PAR38 - 3000K 15.5PAR38DIM/930NF25/B - 1,370 Lumens - 95 CRI - 120W Halogen Equivalent - 25° - 120V $13.13 add Green Creative 34924 - 15.5W LED PAR38 - 3000K 15.5PAR38DIM/930FL40/B - 1,370 Lumens - 95 CRI - 120W Halogen Equivalent - 40° - 120V $13.13 add Green Creative 34925 - 15.5W LED PAR38 - 3000K 15.5PAR38DIM/930FL40/GU24 - 1,370 Lumens - 95 CRI - 120W Halogen Equivalent - 40° - 120V $9.38 add Green Creative 34914 - 11W LED PAR30 - 3000K 11PAR30/930FL40/277V - 990 Lumens - 95 CRI - 75W Halogen Equivalent - 40° - 120-277V $9.38 add Green Creative 34915 - 11W LED PAR30 - 4000K 11PAR30/940FL40/277V - 990 Lumens - 95 CRI - 75W Halogen Equivalent - 40° - 120-277V $5.56 add Green Creative 34895 - 6.5 Watt LED PAR20 3000K - E26 6.5PAR20DIM/930FL40 - 50 Watt Halogen Equivalent - 580 Lumens - 95 CRI - 120V - Dimmable $9.38 EACASE of 6EA add Green Creative 34900 - 11W LED PAR30 - 2700K 11PAR30DIM/927FL40 - 950 Lumens - 95 CRI - 75W Halogen Equivalent - 40° - 120V 15.5PAR38DIM/927SP15 - 1,320 Lumens - 95 CRI - 120W Halogen Equivalent - 15° - 120V Green Creative 34916 - 15.5W LED PAR38 - 2700K | 2700 | 98 | 1320 | 85.1613 | 50000 | 15.5 | 1 | 13.13 | 13.13 | 15.4283 | 2020Q2 | https://www.energyavenue.com/Green-Creative/34916 | Energy Avenue | 2020 | Yes
LED Lighting | Reflector | Green Creative | True |  | Reflector (Flood/Spot) | PAR38 | E26 (Medium) | Damp Location Rated,Recessed Fixtures Beam Angle15°25°40°Color Temp.2700K3000KBulb ShapePAR30PAR38Voltage120V Product Description The Green Creative 15.5PAR38DIM/927NF25 narrow floodlight relies on its proprietary designed optic lens for maximum efficacy, maximum output, and visual comfort. Its compact size has a standard E26 base for stress-free installation, smooth dimming, and a 5-year warranty. The LED PAR38 narrow floodlight lasts 50,000 life hours. Green Creative 34917 Features: 2700K warm white illumination 120W halogen equivalent replacement 25-degree beam angle Green Creative 34917 Applications: Open and enclosed fixtures Dry and damp locations Indoor use Alternate Product Versions $5.56 add Green Creative 34892 - 6.5W LED PAR20 - 2700K 6.5PAR20DIM/927FL40 - 650 Lumens - 95 CRI - 50W Halogen Equivalent - 40° - 120V $5.56 add Green Creative 34893 - 6.5W LED PAR20 - 3000K 6.5PAR20DIM/930SP15 - 550 Lumens - 95 CRI - 50W Halogen Equivalent - 15° - 120V $5.56 add Green Creative 34894 - 6.5W LED PAR20 - 3000K 6.5PAR20DIM/930NF25 - 580 Lumens - 95 CRI - 50W Halogen Equivalent - 25° - 120V $5.56 add Green Creative 34896 - 6.5W LED PAR20 - 4000K 6.5PAR20DIM/940FL40 - 600 Lumens - 95 CRI - 50W Halogen Equivalent - 40° - 120V $5.56 add Green Creative 34897 - 6.5W LED PAR20 - 3000K 6.5PAR20DIM/930FL40/B - 580 Lumens - 95 CRI - 50W Halogen Equivalent - 40° - 120V $9.38 add Green Creative 34898 - 11W LED PAR30 - 2700K 11PAR30DIM/927SP15 - 950 Lumens - 95 CRI - 75W Halogen Equivalent - 15° - 120V $9.38 add Green Creative 34899 - 11W LED PAR30 - 2700K 11PAR30DIM/927NF25 - 950 Lumens - 95 CRI - 75W Halogen Equivalent - 25° - 120V $9.38 add Green Creative 34901 - 11W LED PAR30 - 3000K 11PAR30DIM/930SP15 - 990 Lumens - 95 CRI - 75W Halogen Equivalent - 15° - 120V $9.38 add Green Creative 34902 - 11W LED PAR30 - 3000K 11PAR30DIM/930NF25 - 990 Lumens - 95 CRI - 75W Halogen Equivalent - 25° - 120V $9.38 add Green Creative 34903 - 11W LED PAR30 - 3000K 11PAR30DIM/930FL40 - 990 Lumens - 95 CRI - 75W Halogen Equivalent - 40° - 120V $9.38 add Green Creative 34905 - 11W LED PAR30 - 3000K 11PAR30DIM/930FL40/B - 990 Lumens - 95 CRI - 75W Halogen Equivalent - 40° - 120V $9.38 add Green Creative 34906 - 11W LED PAR30 - 2700K 11PAR30SNDIM/927SP15 - 950 Lumens - 95 CRI - 75W Halogen Equivalent - 15° - 120V $9.38 add Green Creative 34907 - 11W LED PAR30 - 2700K 11PAR30SNDIM/927NF25 - 950 Lumens - 95 CRI - 75W Halogen Equivalent - 25° - 120V $9.38 add Green Creative 34908 - 11W LED PAR30 - 2700K 11PAR30SNDIM/927FL40 - 950 Lumens - 95 CRI - 75W Halogen Equivalent - 40° - 120V $9.38 add Green Creative 34909 - 11W LED PAR30 - 3000K 11PAR30SNDIM/930SP15 - 990 Lumens - 95 CRI - 75W Halogen Equivalent - 15° - 120V $9.38 add Green Creative 34911 - 11W LED PAR30 - 3000K 11PAR30SNDIM/930FL40 - 990 Lumens - 95 CRI - 75W Halogen Equivalent - 40° - 120V $9.38 add Green Creative 34912 - 11W LED PAR30 - 4000K 11PAR30SNDIM/940FL40 - 990 Lumens - 95 CRI - 75W Halogen Equivalent - 15° - 120V $9.38 add Green Creative 34913 - 11W LED PAR30 - 3000K 11PAR30SNDIM/930FL40/B - 990 Lumens - 95 CRI - 75W Halogen Equivalent - 40° - 120V $13.13 add Green Creative 34916 - 15.5W LED PAR38 - 2700K 15.5PAR38DIM/927SP15 - 1,320 Lumens - 95 CRI - 120W Halogen Equivalent - 15° - 120V $13.13 add Green Creative 34919 - 15.5W LED PAR38 - 3000K 15.5PAR38DIM/930SP15 - 1,370 Lumens - 95 CRI - 120W Halogen Equivalent - 15° - 120V $13.13 add Green Creative 34921 - 15.5W LED PAR38 - 3000K 15.5PAR38DIM/930FL40 - 1,370 Lumens - 95 CRI - 120W Halogen Equivalent - 40° - 120V $13.13 add Green Creative 34922 - 15.5W LED PAR38 - 4000K 15.5PAR38DIM/940FL40 - 1,420 Lumens - 95 CRI - 120W Halogen Equivalent - 40° - 120V $13.13 add Green Creative 34923 - 15.5W LED PAR38 - 3000K 15.5PAR38DIM/930NF25/B - 1,370 Lumens - 95 CRI - 120W Halogen Equivalent - 25° - 120V $13.13 add Green Creative 34924 - 15.5W LED PAR38 - 3000K 15.5PAR38DIM/930FL40/B - 1,370 Lumens - 95 CRI - 120W Halogen Equivalent - 40° - 120V $13.13 add Green Creative 34925 - 15.5W LED PAR38 - 3000K 15.5PAR38DIM/930FL40/GU24 - 1,370 Lumens - 95 CRI - 120W Halogen Equivalent - 40° - 120V $9.38 add Green Creative 34914 - 11W LED PAR30 - 3000K 11PAR30/930FL40/277V - 990 Lumens - 95 CRI - 75W Halogen Equivalent - 40° - 120-277V $9.38 add Green Creative 34915 - 11W LED PAR30 - 4000K 11PAR30/940FL40/277V - 990 Lumens - 95 CRI - 75W Halogen Equivalent - 40° - 120-277V $5.56 add Green Creative 34895 - 6.5 Watt LED PAR20 3000K - E26 6.5PAR20DIM/930FL40 - 50 Watt Halogen Equivalent - 580 Lumens - 95 CRI - 120V - Dimmable $9.38 EACASE of 6EA add Green Creative 34900 - 11W LED PAR30 - 2700K 11PAR30DIM/927FL40 - 950 Lumens - 95 CRI - 75W Halogen Equivalent - 40° - 120V 15.5PAR38DIM/927NF25 - 1,320 Lumens - 95 CRI - 120W Halogen Equivalent - 25° - 120V Green Creative 34917 - 15.5W LED PAR38 - 2700K | 2700 | 98 | 1320 | 85.1613 | 50000 | 15.5 | 1 | 13.13 | 13.13 | 15.4283 | 2020Q2 | https://www.energyavenue.com/Green-Creative/34917 | Energy Avenue | 2020 | Yes
LED Lighting | Reflector | Green Creative | True |  | Reflector (Flood/Spot) | PAR38 | E26 (Medium) | Damp Location Rated,Recessed Fixtures Beam Angle15°25°40°Color Temp.2700K3000KBulb ShapePAR20PAR30PAR38Voltage120V Product Description Save more on your energy bill by switching to this 15.5W LED PAR38 lamp from Green creative. This product offers a 1:1 replacement for comparable halogen lamps, and it's compatible with most E26 base fixtures. You'll get lasting performance, dimming capability, and 3000K of warm white light for up to 50,000 hours. Energy Star certified. Product Features: Replaces 120W halogen lamps Compact 1:1 form factor Fits most E26 base fixtures Compatible with existing dimmer switches Color rendering of 95 CRI Narrow 15-degree beam angle Safe for placement in wet locations Rated for use in fully enclosed fixtures Title 20 compliant Energy Star certified Lifespan of up to 50,000 hours Limited five-year warranty Applications: Narrow flood light Spot light Landscape light Wall washer Alternate Product Versions $5.56 add Green Creative 34892 - 6.5W LED PAR20 - 2700K 6.5PAR20DIM/927FL40 - 650 Lumens - 95 CRI - 50W Halogen Equivalent - 40° - 120V $5.56 add Green Creative 34893 - 6.5W LED PAR20 - 3000K 6.5PAR20DIM/930SP15 - 550 Lumens - 95 CRI - 50W Halogen Equivalent - 15° - 120V $5.56 add Green Creative 34894 - 6.5W LED PAR20 - 3000K 6.5PAR20DIM/930NF25 - 580 Lumens - 95 CRI - 50W Halogen Equivalent - 25° - 120V $5.56 add Green Creative 34896 - 6.5W LED PAR20 - 4000K 6.5PAR20DIM/940FL40 - 600 Lumens - 95 CRI - 50W Halogen Equivalent - 40° - 120V $5.56 add Green Creative 34897 - 6.5W LED PAR20 - 3000K 6.5PAR20DIM/930FL40/B - 580 Lumens - 95 CRI - 50W Halogen Equivalent - 40° - 120V $9.38 add Green Creative 34898 - 11W LED PAR30 - 2700K 11PAR30DIM/927SP15 - 950 Lumens - 95 CRI - 75W Halogen Equivalent - 15° - 120V $9.38 add Green Creative 34899 - 11W LED PAR30 - 2700K 11PAR30DIM/927NF25 - 950 Lumens - 95 CRI - 75W Halogen Equivalent - 25° - 120V $9.38 add Green Creative 34901 - 11W LED PAR30 - 3000K 11PAR30DIM/930SP15 - 990 Lumens - 95 CRI - 75W Halogen Equivalent - 15° - 120V $9.38 add Green Creative 34902 - 11W LED PAR30 - 3000K 11PAR30DIM/930NF25 - 990 Lumens - 95 CRI - 75W Halogen Equivalent - 25° - 120V $9.38 add Green Creative 34903 - 11W LED PAR30 - 3000K 11PAR30DIM/930FL40 - 990 Lumens - 95 CRI - 75W Halogen Equivalent - 40° - 120V $9.38 add Green Creative 34905 - 11W LED PAR30 - 3000K 11PAR30DIM/930FL40/B - 990 Lumens - 95 CRI - 75W Halogen Equivalent - 40° - 120V $9.38 add Green Creative 34906 - 11W LED PAR30 - 2700K 11PAR30SNDIM/927SP15 - 950 Lumens - 95 CRI - 75W Halogen Equivalent - 15° - 120V $9.38 add Green Creative 34907 - 11W LED PAR30 - 2700K 11PAR30SNDIM/927NF25 - 950 Lumens - 95 CRI - 75W Halogen Equivalent - 25° - 120V $9.38 add Green Creative 34908 - 11W LED PAR30 - 2700K 11PAR30SNDIM/927FL40 - 950 Lumens - 95 CRI - 75W Halogen Equivalent - 40° - 120V $9.38 add Green Creative 34909 - 11W LED PAR30 - 3000K 11PAR30SNDIM/930SP15 - 990 Lumens - 95 CRI - 75W Halogen Equivalent - 15° - 120V $9.38 add Green Creative 34911 - 11W LED PAR30 - 3000K 11PAR30SNDIM/930FL40 - 990 Lumens - 95 CRI - 75W Halogen Equivalent - 40° - 120V $9.38 add Green Creative 34912 - 11W LED PAR30 - 4000K 11PAR30SNDIM/940FL40 - 990 Lumens - 95 CRI - 75W Halogen Equivalent - 15° - 120V $9.38 add Green Creative 34913 - 11W LED PAR30 - 3000K 11PAR30SNDIM/930FL40/B - 990 Lumens - 95 CRI - 75W Halogen Equivalent - 40° - 120V $13.13 add Green Creative 34916 - 15.5W LED PAR38 - 2700K 15.5PAR38DIM/927SP15 - 1,320 Lumens - 95 CRI - 120W Halogen Equivalent - 15° - 120V $13.13 add Green Creative 34917 - 15.5W LED PAR38 - 2700K 15.5PAR38DIM/927NF25 - 1,320 Lumens - 95 CRI - 120W Halogen Equivalent - 25° - 120V $13.13 add Green Creative 34921 - 15.5W LED PAR38 - 3000K 15.5PAR38DIM/930FL40 - 1,370 Lumens - 95 CRI - 120W Halogen Equivalent - 40° - 120V $13.13 add Green Creative 34922 - 15.5W LED PAR38 - 4000K 15.5PAR38DIM/940FL40 - 1,420 Lumens - 95 CRI - 120W Halogen Equivalent - 40° - 120V $13.13 add Green Creative 34923 - 15.5W LED PAR38 - 3000K 15.5PAR38DIM/930NF25/B - 1,370 Lumens - 95 CRI - 120W Halogen Equivalent - 25° - 120V $13.13 add Green Creative 34924 - 15.5W LED PAR38 - 3000K 15.5PAR38DIM/930FL40/B - 1,370 Lumens - 95 CRI - 120W Halogen Equivalent - 40° - 120V $13.13 add Green Creative 34925 - 15.5W LED PAR38 - 3000K 15.5PAR38DIM/930FL40/GU24 - 1,370 Lumens - 95 CRI - 120W Halogen Equivalent - 40° - 120V $9.38 add Green Creative 34914 - 11W LED PAR30 - 3000K 11PAR30/930FL40/277V - 990 Lumens - 95 CRI - 75W Halogen Equivalent - 40° - 120-277V $9.38 add Green Creative 34915 - 11W LED PAR30 - 4000K 11PAR30/940FL40/277V - 990 Lumens - 95 CRI - 75W Halogen Equivalent - 40° - 120-277V $5.56 add Green Creative 34895 - 6.5 Watt LED PAR20 3000K - E26 6.5PAR20DIM/930FL40 - 50 Watt Halogen Equivalent - 580 Lumens - 95 CRI - 120V - Dimmable $9.38 EACASE of 6EA add Green Creative 34900 - 11W LED PAR30 - 2700K 11PAR30DIM/927FL40 - 950 Lumens - 95 CRI - 75W Halogen Equivalent - 40° - 120V 15.5PAR38DIM/930SP15 - 1,370 Lumens - 95 CRI - 120W Halogen Equivalent - 15° - 120V Green Creative 34919 - 15.5W LED PAR38 - 3000K | 3000 | 98 | 1370 | 88.3871 | 50000 | 15.5 | 1 | 13.13 | 13.13 | 15.4283 | 2020Q2 | https://www.energyavenue.com/Green-Creative/34919 | Energy Avenue | 2020 | Yes
LED Lighting | Reflector | Green Creative | True |  | Reflector (Flood/Spot) | PAR38 | E26 (Medium) | Damp Location Rated,Recessed Fixtures Beam Angle15°25°40°Color Temp.2700K3000K4000KBulb ShapePAR20PAR30PAR38Voltage120V Product Description The Green Creative 15.5PAR38DIM/930FL40 floodlight radiates 3000K soft white illumination at a 40-degree beam angle's proprietary designed optic lens. The LED PAR38 is an adequate replacement for traditional 120W halogen equivalent bulbs. Smooth dimming is a standout in this floodlight which is only accessible with a compatible dimming device. Green Creative 34921 Features: Standard E26 base 50,000 life hours 5-year warranty Green Creative 34921 Applications: Dry and damp locations Open and enclosed fixtures Indoor use Alternate Product Versions $5.56 add Green Creative 34892 - 6.5W LED PAR20 - 2700K 6.5PAR20DIM/927FL40 - 650 Lumens - 95 CRI - 50W Halogen Equivalent - 40° - 120V $5.56 add Green Creative 34893 - 6.5W LED PAR20 - 3000K 6.5PAR20DIM/930SP15 - 550 Lumens - 95 CRI - 50W Halogen Equivalent - 15° - 120V $5.56 add Green Creative 34894 - 6.5W LED PAR20 - 3000K 6.5PAR20DIM/930NF25 - 580 Lumens - 95 CRI - 50W Halogen Equivalent - 25° - 120V $5.56 add Green Creative 34896 - 6.5W LED PAR20 - 4000K 6.5PAR20DIM/940FL40 - 600 Lumens - 95 CRI - 50W Halogen Equivalent - 40° - 120V $5.56 add Green Creative 34897 - 6.5W LED PAR20 - 3000K 6.5PAR20DIM/930FL40/B - 580 Lumens - 95 CRI - 50W Halogen Equivalent - 40° - 120V $9.38 add Green Creative 34898 - 11W LED PAR30 - 2700K 11PAR30DIM/927SP15 - 950 Lumens - 95 CRI - 75W Halogen Equivalent - 15° - 120V $9.38 add Green Creative 34899 - 11W LED PAR30 - 2700K 11PAR30DIM/927NF25 - 950 Lumens - 95 CRI - 75W Halogen Equivalent - 25° - 120V $9.38 add Green Creative 34901 - 11W LED PAR30 - 3000K 11PAR30DIM/930SP15 - 990 Lumens - 95 CRI - 75W Halogen Equivalent - 15° - 120V $9.38 add Green Creative 34902 - 11W LED PAR30 - 3000K 11PAR30DIM/930NF25 - 990 Lumens - 95 CRI - 75W Halogen Equivalent - 25° - 120V $9.38 add Green Creative 34903 - 11W LED PAR30 - 3000K 11PAR30DIM/930FL40 - 990 Lumens - 95 CRI - 75W Halogen Equivalent - 40° - 120V $9.38 add Green Creative 34905 - 11W LED PAR30 - 3000K 11PAR30DIM/930FL40/B - 990 Lumens - 95 CRI - 75W Halogen Equivalent - 40° - 120V $9.38 add Green Creative 34906 - 11W LED PAR30 - 2700K 11PAR30SNDIM/927SP15 - 950 Lumens - 95 CRI - 75W Halogen Equivalent - 15° - 120V $9.38 add Green Creative 34907 - 11W LED PAR30 - 2700K 11PAR30SNDIM/927NF25 - 950 Lumens - 95 CRI - 75W Halogen Equivalent - 25° - 120V $9.38 add Green Creative 34908 - 11W LED PAR30 - 2700K 11PAR30SNDIM/927FL40 - 950 Lumens - 95 CRI - 75W Halogen Equivalent - 40° - 120V $9.38 add Green Creative 34909 - 11W LED PAR30 - 3000K 11PAR30SNDIM/930SP15 - 990 Lumens - 95 CRI - 75W Halogen Equivalent - 15° - 120V $9.38 add Green Creative 34911 - 11W LED PAR30 - 3000K 11PAR30SNDIM/930FL40 - 990 Lumens - 95 CRI - 75W Halogen Equivalent - 40° - 120V $9.38 add Green Creative 34912 - 11W LED PAR30 - 4000K 11PAR30SNDIM/940FL40 - 990 Lumens - 95 CRI - 75W Halogen Equivalent - 15° - 120V $9.38 add Green Creative 34913 - 11W LED PAR30 - 3000K 11PAR30SNDIM/930FL40/B - 990 Lumens - 95 CRI - 75W Halogen Equivalent - 40° - 120V $13.13 add Green Creative 34916 - 15.5W LED PAR38 - 2700K 15.5PAR38DIM/927SP15 - 1,320 Lumens - 95 CRI - 120W Halogen Equivalent - 15° - 120V $13.13 add Green Creative 34917 - 15.5W LED PAR38 - 2700K 15.5PAR38DIM/927NF25 - 1,320 Lumens - 95 CRI - 120W Halogen Equivalent - 25° - 120V $13.13 add Green Creative 34919 - 15.5W LED PAR38 - 3000K 15.5PAR38DIM/930SP15 - 1,370 Lumens - 95 CRI - 120W Halogen Equivalent - 15° - 120V $13.13 add Green Creative 34922 - 15.5W LED PAR38 - 4000K 15.5PAR38DIM/940FL40 - 1,420 Lumens - 95 CRI - 120W Halogen Equivalent - 40° - 120V $13.13 add Green Creative 34923 - 15.5W LED PAR38 - 3000K 15.5PAR38DIM/930NF25/B - 1,370 Lumens - 95 CRI - 120W Halogen Equivalent - 25° - 120V $13.13 add Green Creative 34924 - 15.5W LED PAR38 - 3000K 15.5PAR38DIM/930FL40/B - 1,370 Lumens - 95 CRI - 120W Halogen Equivalent - 40° - 120V $13.13 add Green Creative 34925 - 15.5W LED PAR38 - 3000K 15.5PAR38DIM/930FL40/GU24 - 1,370 Lumens - 95 CRI - 120W Halogen Equivalent - 40° - 120V $9.38 add Green Creative 34914 - 11W LED PAR30 - 3000K 11PAR30/930FL40/277V - 990 Lumens - 95 CRI - 75W Halogen Equivalent - 40° - 120-277V $9.38 add Green Creative 34915 - 11W LED PAR30 - 4000K 11PAR30/940FL40/277V - 990 Lumens - 95 CRI - 75W Halogen Equivalent - 40° - 120-277V $5.56 add Green Creative 34895 - 6.5 Watt LED PAR20 3000K - E26 6.5PAR20DIM/930FL40 - 50 Watt Halogen Equivalent - 580 Lumens - 95 CRI - 120V - Dimmable $9.38 EACASE of 6EA add Green Creative 34900 - 11W LED PAR30 - 2700K 11PAR30DIM/927FL40 - 950 Lumens - 95 CRI - 75W Halogen Equivalent - 40° - 120V 15.5PAR38DIM/930FL40 - 1,370 Lumens - 95 CRI - 120W Halogen Equivalent - 40° - 120V Green Creative 34921 - 15.5W LED PAR38 - 3000K | 3000 | 98 | 1370 | 88.3871 | 50000 | 15.5 | 1 | 13.13 | 13.13 | 15.4283 | 2020Q2 | https://www.energyavenue.com/Green-Creative/34921 | Energy Avenue | 2020 | Yes
LED Lighting | Reflector | Green Creative | True |  | Reflector (Flood/Spot) | PAR38 | E26 (Medium) | Damp Location Rated,Recessed Fixtures Beam Angle15°25°40°Color Temp.2700K3000K4000KBulb ShapePAR20PAR30PAR38Voltage120V Product Description When you want to save energy without sacrificing performance, turn to the folks at Green Creative. This 15.5W LED PAR38 lamp replaces high-consumption halogen floods while giving you 4000K of neutral white light for up to 50,000 hours. Energy Star certified Product Features: Direct 1:1 replacement for 120W halogen lamps Compatible with most E26 base fixtures Works with existing dimmers Color accuracy of 95 CRI Safe for use in wet locations Rated for use in fully enclosed fixtures Wide 40-degree beam angle Title 20 compliant Energy Star certified Lifespan of up to 50,000 hours Limited five-year warranty Applications: Flood light Landscape lighting Wall washer Signage lighting Alternate Product Versions $5.56 add Green Creative 34892 - 6.5W LED PAR20 - 2700K 6.5PAR20DIM/927FL40 - 650 Lumens - 95 CRI - 50W Halogen Equivalent - 40° - 120V $5.56 add Green Creative 34893 - 6.5W LED PAR20 - 3000K 6.5PAR20DIM/930SP15 - 550 Lumens - 95 CRI - 50W Halogen Equivalent - 15° - 120V $5.56 add Green Creative 34894 - 6.5W LED PAR20 - 3000K 6.5PAR20DIM/930NF25 - 580 Lumens - 95 CRI - 50W Halogen Equivalent - 25° - 120V $5.56 add Green Creative 34896 - 6.5W LED PAR20 - 4000K 6.5PAR20DIM/940FL40 - 600 Lumens - 95 CRI - 50W Halogen Equivalent - 40° - 120V $5.56 add Green Creative 34897 - 6.5W LED PAR20 - 3000K 6.5PAR20DIM/930FL40/B - 580 Lumens - 95 CRI - 50W Halogen Equivalent - 40° - 120V $9.38 add Green Creative 34898 - 11W LED PAR30 - 2700K 11PAR30DIM/927SP15 - 950 Lumens - 95 CRI - 75W Halogen Equivalent - 15° - 120V $9.38 add Green Creative 34899 - 11W LED PAR30 - 2700K 11PAR30DIM/927NF25 - 950 Lumens - 95 CRI - 75W Halogen Equivalent - 25° - 120V $9.38 add Green Creative 34901 - 11W LED PAR30 - 3000K 11PAR30DIM/930SP15 - 990 Lumens - 95 CRI - 75W Halogen Equivalent - 15° - 120V $9.38 add Green Creative 34902 - 11W LED PAR30 - 3000K 11PAR30DIM/930NF25 - 990 Lumens - 95 CRI - 75W Halogen Equivalent - 25° - 120V $9.38 add Green Creative 34903 - 11W LED PAR30 - 3000K 11PAR30DIM/930FL40 - 990 Lumens - 95 CRI - 75W Halogen Equivalent - 40° - 120V $9.38 add Green Creative 34905 - 11W LED PAR30 - 3000K 11PAR30DIM/930FL40/B - 990 Lumens - 95 CRI - 75W Halogen Equivalent - 40° - 120V $9.38 add Green Creative 34906 - 11W LED PAR30 - 2700K 11PAR30SNDIM/927SP15 - 950 Lumens - 95 CRI - 75W Halogen Equivalent - 15° - 120V $9.38 add Green Creative 34907 - 11W LED PAR30 - 2700K 11PAR30SNDIM/927NF25 - 950 Lumens - 95 CRI - 75W Halogen Equivalent - 25° - 120V $9.38 add Green Creative 34908 - 11W LED PAR30 - 2700K 11PAR30SNDIM/927FL40 - 950 Lumens - 95 CRI - 75W Halogen Equivalent - 40° - 120V $9.38 add Green Creative 34909 - 11W LED PAR30 - 3000K 11PAR30SNDIM/930SP15 - 990 Lumens - 95 CRI - 75W Halogen Equivalent - 15° - 120V $9.38 add Green Creative 34911 - 11W LED PAR30 - 3000K 11PAR30SNDIM/930FL40 - 990 Lumens - 95 CRI - 75W Halogen Equivalent - 40° - 120V $9.38 add Green Creative 34912 - 11W LED PAR30 - 4000K 11PAR30SNDIM/940FL40 - 990 Lumens - 95 CRI - 75W Halogen Equivalent - 15° - 120V $9.38 add Green Creative 34913 - 11W LED PAR30 - 3000K 11PAR30SNDIM/930FL40/B - 990 Lumens - 95 CRI - 75W Halogen Equivalent - 40° - 120V $13.13 add Green Creative 34916 - 15.5W LED PAR38 - 2700K 15.5PAR38DIM/927SP15 - 1,320 Lumens - 95 CRI - 120W Halogen Equivalent - 15° - 120V $13.13 add Green Creative 34917 - 15.5W LED PAR38 - 2700K 15.5PAR38DIM/927NF25 - 1,320 Lumens - 95 CRI - 120W Halogen Equivalent - 25° - 120V $13.13 add Green Creative 34919 - 15.5W LED PAR38 - 3000K 15.5PAR38DIM/930SP15 - 1,370 Lumens - 95 CRI - 120W Halogen Equivalent - 15° - 120V $13.13 add Green Creative 34921 - 15.5W LED PAR38 - 3000K 15.5PAR38DIM/930FL40 - 1,370 Lumens - 95 CRI - 120W Halogen Equivalent - 40° - 120V $13.13 add Green Creative 34923 - 15.5W LED PAR38 - 3000K 15.5PAR38DIM/930NF25/B - 1,370 Lumens - 95 CRI - 120W Halogen Equivalent - 25° - 120V $13.13 add Green Creative 34924 - 15.5W LED PAR38 - 3000K 15.5PAR38DIM/930FL40/B - 1,370 Lumens - 95 CRI - 120W Halogen Equivalent - 40° - 120V $13.13 add Green Creative 34925 - 15.5W LED PAR38 - 3000K 15.5PAR38DIM/930FL40/GU24 - 1,370 Lumens - 95 CRI - 120W Halogen Equivalent - 40° - 120V $9.38 add Green Creative 34914 - 11W LED PAR30 - 3000K 11PAR30/930FL40/277V - 990 Lumens - 95 CRI - 75W Halogen Equivalent - 40° - 120-277V $9.38 add Green Creative 34915 - 11W LED PAR30 - 4000K 11PAR30/940FL40/277V - 990 Lumens - 95 CRI - 75W Halogen Equivalent - 40° - 120-277V $5.56 add Green Creative 34895 - 6.5 Watt LED PAR20 3000K - E26 6.5PAR20DIM/930FL40 - 50 Watt Halogen Equivalent - 580 Lumens - 95 CRI - 120V - Dimmable $9.38 EACASE of 6EA add Green Creative 34900 - 11W LED PAR30 - 2700K 11PAR30DIM/927FL40 - 950 Lumens - 95 CRI - 75W Halogen Equivalent - 40° - 120V 15.5PAR38DIM/940FL40 - 1,420 Lumens - 95 CRI - 120W Halogen Equivalent - 40° - 120V Green Creative 34922 - 15.5W LED PAR38 - 4000K | 4000 | 96 | 1420 | 91.6129 | 50000 | 15.5 | 1 | 13.13 | 13.13 | 15.4283 | 2020Q2 | https://www.energyavenue.com/Green-Creative/34922 | Energy Avenue | 2020 | Yes
LED Lighting | Reflector | Green Creative | True |  | Reflector (Flood/Spot) | PAR38 | E26 (Medium) | Damp Location Rated,Recessed Fixtures Beam Angle15°25°40°Color Temp.2700K3000KBulb ShapePAR20PAR30PAR38Voltage120V Product Description Through its proprietary designed optic lens, the Green Creative 15.5PAR38DIM/930NF25/B proudly displays 3000K soft white illumination at a 25-degree beam angle. The LED PAR38 narrow floodlight is a suitable replacement for 120W halogen equivalent bulbs. It lasts 50,000 life hours and has an E26 base. Green Creative 34923 Features: Compact size Smooth dimming 5-year warranty Green Creative 34923 Applications: Residential and commercial use Dry and damp locations Open and enclosed fixtures Alternate Product Versions $5.56 add Green Creative 34892 - 6.5W LED PAR20 - 2700K 6.5PAR20DIM/927FL40 - 650 Lumens - 95 CRI - 50W Halogen Equivalent - 40° - 120V $5.56 add Green Creative 34893 - 6.5W LED PAR20 - 3000K 6.5PAR20DIM/930SP15 - 550 Lumens - 95 CRI - 50W Halogen Equivalent - 15° - 120V $5.56 add Green Creative 34894 - 6.5W LED PAR20 - 3000K 6.5PAR20DIM/930NF25 - 580 Lumens - 95 CRI - 50W Halogen Equivalent - 25° - 120V $5.56 add Green Creative 34896 - 6.5W LED PAR20 - 4000K 6.5PAR20DIM/940FL40 - 600 Lumens - 95 CRI - 50W Halogen Equivalent - 40° - 120V $5.56 add Green Creative 34897 - 6.5W LED PAR20 - 3000K 6.5PAR20DIM/930FL40/B - 580 Lumens - 95 CRI - 50W Halogen Equivalent - 40° - 120V $9.38 add Green Creative 34898 - 11W LED PAR30 - 2700K 11PAR30DIM/927SP15 - 950 Lumens - 95 CRI - 75W Halogen Equivalent - 15° - 120V $9.38 add Green Creative 34899 - 11W LED PAR30 - 2700K 11PAR30DIM/927NF25 - 950 Lumens - 95 CRI - 75W Halogen Equivalent - 25° - 120V $9.38 add Green Creative 34901 - 11W LED PAR30 - 3000K 11PAR30DIM/930SP15 - 990 Lumens - 95 CRI - 75W Halogen Equivalent - 15° - 120V $9.38 add Green Creative 34902 - 11W LED PAR30 - 3000K 11PAR30DIM/930NF25 - 990 Lumens - 95 CRI - 75W Halogen Equivalent - 25° - 120V $9.38 add Green Creative 34903 - 11W LED PAR30 - 3000K 11PAR30DIM/930FL40 - 990 Lumens - 95 CRI - 75W Halogen Equivalent - 40° - 120V $9.38 add Green Creative 34905 - 11W LED PAR30 - 3000K 11PAR30DIM/930FL40/B - 990 Lumens - 95 CRI - 75W Halogen Equivalent - 40° - 120V $9.38 add Green Creative 34906 - 11W LED PAR30 - 2700K 11PAR30SNDIM/927SP15 - 950 Lumens - 95 CRI - 75W Halogen Equivalent - 15° - 120V $9.38 add Green Creative 34907 - 11W LED PAR30 - 2700K 11PAR30SNDIM/927NF25 - 950 Lumens - 95 CRI - 75W Halogen Equivalent - 25° - 120V $9.38 add Green Creative 34908 - 11W LED PAR30 - 2700K 11PAR30SNDIM/927FL40 - 950 Lumens - 95 CRI - 75W Halogen Equivalent - 40° - 120V $9.38 add Green Creative 34909 - 11W LED PAR30 - 3000K 11PAR30SNDIM/930SP15 - 990 Lumens - 95 CRI - 75W Halogen Equivalent - 15° - 120V $9.38 add Green Creative 34911 - 11W LED PAR30 - 3000K 11PAR30SNDIM/930FL40 - 990 Lumens - 95 CRI - 75W Halogen Equivalent - 40° - 120V $9.38 add Green Creative 34912 - 11W LED PAR30 - 4000K 11PAR30SNDIM/940FL40 - 990 Lumens - 95 CRI - 75W Halogen Equivalent - 15° - 120V $9.38 add Green Creative 34913 - 11W LED PAR30 - 3000K 11PAR30SNDIM/930FL40/B - 990 Lumens - 95 CRI - 75W Halogen Equivalent - 40° - 120V $13.13 add Green Creative 34916 - 15.5W LED PAR38 - 2700K 15.5PAR38DIM/927SP15 - 1,320 Lumens - 95 CRI - 120W Halogen Equivalent - 15° - 120V $13.13 add Green Creative 34917 - 15.5W LED PAR38 - 2700K 15.5PAR38DIM/927NF25 - 1,320 Lumens - 95 CRI - 120W Halogen Equivalent - 25° - 120V $13.13 add Green Creative 34919 - 15.5W LED PAR38 - 3000K 15.5PAR38DIM/930SP15 - 1,370 Lumens - 95 CRI - 120W Halogen Equivalent - 15° - 120V $13.13 add Green Creative 34921 - 15.5W LED PAR38 - 3000K 15.5PAR38DIM/930FL40 - 1,370 Lumens - 95 CRI - 120W Halogen Equivalent - 40° - 120V $13.13 add Green Creative 34922 - 15.5W LED PAR38 - 4000K 15.5PAR38DIM/940FL40 - 1,420 Lumens - 95 CRI - 120W Halogen Equivalent - 40° - 120V $13.13 add Green Creative 34924 - 15.5W LED PAR38 - 3000K 15.5PAR38DIM/930FL40/B - 1,370 Lumens - 95 CRI - 120W Halogen Equivalent - 40° - 120V $13.13 add Green Creative 34925 - 15.5W LED PAR38 - 3000K 15.5PAR38DIM/930FL40/GU24 - 1,370 Lumens - 95 CRI - 120W Halogen Equivalent - 40° - 120V $9.38 add Green Creative 34914 - 11W LED PAR30 - 3000K 11PAR30/930FL40/277V - 990 Lumens - 95 CRI - 75W Halogen Equivalent - 40° - 120-277V $9.38 add Green Creative 34915 - 11W LED PAR30 - 4000K 11PAR30/940FL40/277V - 990 Lumens - 95 CRI - 75W Halogen Equivalent - 40° - 120-277V $5.56 add Green Creative 34895 - 6.5 Watt LED PAR20 3000K - E26 6.5PAR20DIM/930FL40 - 50 Watt Halogen Equivalent - 580 Lumens - 95 CRI - 120V - Dimmable $9.38 EACASE of 6EA add Green Creative 34900 - 11W LED PAR30 - 2700K 11PAR30DIM/927FL40 - 950 Lumens - 95 CRI - 75W Halogen Equivalent - 40° - 120V 15.5PAR38DIM/930NF25/B - 1,370 Lumens - 95 CRI - 120W Halogen Equivalent - 25° - 120V Green Creative 34923 - 15.5W LED PAR38 - 3000K | 3000 | 98 | 1370 | 88.3871 | 50000 | 15.5 | 1 | 13.13 | 13.13 | 15.4283 | 2020Q2 | https://www.energyavenue.com/Green-Creative/34923 | Energy Avenue | 2020 | Yes
LED Lighting | Reflector | Green Creative | True |  | Reflector (Flood/Spot) | PAR38 | E26 (Medium) | Damp Location Rated,Recessed Fixtures Beam Angle15°25°40°Color Temp.2700K3000K4000KBulb ShapePAR20PAR30PAR38Voltage120-277V120V Product Description Upgrade your exterior lighting by choosing this 15.5W LED PAR38 form the True Chroma Refine series manufactured by the efficiency experts at Green Creative. This product gives you 3000K of warm white light for up to 50,000 hours, and it's a direct 1:1 replacement for higher consumption halogen flood lamps. Energy Star certified. Product Features: Direct 1:1 replacement for 120W halogen flood lights Fits most E26 base fixtures Compatible with existing dimmers Color rendering of 95 CRI Suitable for placement in fully enclosed fixtures Rated safe for wet locations Title 20 compliant Energy Star certified Wide 40-degree flood beam Lifespan of up to 50,000 hours Limited five-year warranty Applications: Wall washer Billboard lighting Landscape light Flood light Alternate Product Versions $5.56 add Green Creative 34892 - 6.5W LED PAR20 - 2700K 6.5PAR20DIM/927FL40 - 650 Lumens - 95 CRI - 50W Halogen Equivalent - 40° - 120V $5.56 add Green Creative 34893 - 6.5W LED PAR20 - 3000K 6.5PAR20DIM/930SP15 - 550 Lumens - 95 CRI - 50W Halogen Equivalent - 15° - 120V $5.56 add Green Creative 34894 - 6.5W LED PAR20 - 3000K 6.5PAR20DIM/930NF25 - 580 Lumens - 95 CRI - 50W Halogen Equivalent - 25° - 120V $5.56 add Green Creative 34896 - 6.5W LED PAR20 - 4000K 6.5PAR20DIM/940FL40 - 600 Lumens - 95 CRI - 50W Halogen Equivalent - 40° - 120V $5.56 add Green Creative 34897 - 6.5W LED PAR20 - 3000K 6.5PAR20DIM/930FL40/B - 580 Lumens - 95 CRI - 50W Halogen Equivalent - 40° - 120V $9.38 add Green Creative 34898 - 11W LED PAR30 - 2700K 11PAR30DIM/927SP15 - 950 Lumens - 95 CRI - 75W Halogen Equivalent - 15° - 120V $9.38 add Green Creative 34899 - 11W LED PAR30 - 2700K 11PAR30DIM/927NF25 - 950 Lumens - 95 CRI - 75W Halogen Equivalent - 25° - 120V $9.38 add Green Creative 34901 - 11W LED PAR30 - 3000K 11PAR30DIM/930SP15 - 990 Lumens - 95 CRI - 75W Halogen Equivalent - 15° - 120V $9.38 add Green Creative 34902 - 11W LED PAR30 - 3000K 11PAR30DIM/930NF25 - 990 Lumens - 95 CRI - 75W Halogen Equivalent - 25° - 120V $9.38 add Green Creative 34903 - 11W LED PAR30 - 3000K 11PAR30DIM/930FL40 - 990 Lumens - 95 CRI - 75W Halogen Equivalent - 40° - 120V $9.38 add Green Creative 34905 - 11W LED PAR30 - 3000K 11PAR30DIM/930FL40/B - 990 Lumens - 95 CRI - 75W Halogen Equivalent - 40° - 120V $9.38 add Green Creative 34906 - 11W LED PAR30 - 2700K 11PAR30SNDIM/927SP15 - 950 Lumens - 95 CRI - 75W Halogen Equivalent - 15° - 120V $9.38 add Green Creative 34907 - 11W LED PAR30 - 2700K 11PAR30SNDIM/927NF25 - 950 Lumens - 95 CRI - 75W Halogen Equivalent - 25° - 120V $9.38 add Green Creative 34908 - 11W LED PAR30 - 2700K 11PAR30SNDIM/927FL40 - 950 Lumens - 95 CRI - 75W Halogen Equivalent - 40° - 120V $9.38 add Green Creative 34909 - 11W LED PAR30 - 3000K 11PAR30SNDIM/930SP15 - 990 Lumens - 95 CRI - 75W Halogen Equivalent - 15° - 120V $9.38 add Green Creative 34911 - 11W LED PAR30 - 3000K 11PAR30SNDIM/930FL40 - 990 Lumens - 95 CRI - 75W Halogen Equivalent - 40° - 120V $9.38 add Green Creative 34912 - 11W LED PAR30 - 4000K 11PAR30SNDIM/940FL40 - 990 Lumens - 95 CRI - 75W Halogen Equivalent - 15° - 120V $9.38 add Green Creative 34913 - 11W LED PAR30 - 3000K 11PAR30SNDIM/930FL40/B - 990 Lumens - 95 CRI - 75W Halogen Equivalent - 40° - 120V $13.13 add Green Creative 34916 - 15.5W LED PAR38 - 2700K 15.5PAR38DIM/927SP15 - 1,320 Lumens - 95 CRI - 120W Halogen Equivalent - 15° - 120V $13.13 add Green Creative 34917 - 15.5W LED PAR38 - 2700K 15.5PAR38DIM/927NF25 - 1,320 Lumens - 95 CRI - 120W Halogen Equivalent - 25° - 120V $13.13 add Green Creative 34919 - 15.5W LED PAR38 - 3000K 15.5PAR38DIM/930SP15 - 1,370 Lumens - 95 CRI - 120W Halogen Equivalent - 15° - 120V $13.13 add Green Creative 34921 - 15.5W LED PAR38 - 3000K 15.5PAR38DIM/930FL40 - 1,370 Lumens - 95 CRI - 120W Halogen Equivalent - 40° - 120V $13.13 add Green Creative 34922 - 15.5W LED PAR38 - 4000K 15.5PAR38DIM/940FL40 - 1,420 Lumens - 95 CRI - 120W Halogen Equivalent - 40° - 120V $13.13 add Green Creative 34923 - 15.5W LED PAR38 - 3000K 15.5PAR38DIM/930NF25/B - 1,370 Lumens - 95 CRI - 120W Halogen Equivalent - 25° - 120V $13.13 add Green Creative 34925 - 15.5W LED PAR38 - 3000K 15.5PAR38DIM/930FL40/GU24 - 1,370 Lumens - 95 CRI - 120W Halogen Equivalent - 40° - 120V $9.38 add Green Creative 34914 - 11W LED PAR30 - 3000K 11PAR30/930FL40/277V - 990 Lumens - 95 CRI - 75W Halogen Equivalent - 40° - 120-277V $9.38 add Green Creative 34915 - 11W LED PAR30 - 4000K 11PAR30/940FL40/277V - 990 Lumens - 95 CRI - 75W Halogen Equivalent - 40° - 120-277V $5.56 add Green Creative 34895 - 6.5 Watt LED PAR20 3000K - E26 6.5PAR20DIM/930FL40 - 50 Watt Halogen Equivalent - 580 Lumens - 95 CRI - 120V - Dimmable $9.38 EACASE of 6EA add Green Creative 34900 - 11W LED PAR30 - 2700K 11PAR30DIM/927FL40 - 950 Lumens - 95 CRI - 75W Halogen Equivalent - 40° - 120V 15.5PAR38DIM/930FL40/B - 1,370 Lumens - 95 CRI - 120W Halogen Equivalent - 40° - 120V Green Creative 34924 - 15.5W LED PAR38 - 3000K | 3000 | 98 | 1370 | 88.3871 | 50000 | 15.5 | 1 | 13.13 | 13.13 | 15.4283 | 2020Q2 | https://www.energyavenue.com/Green-Creative/34924 | Energy Avenue | 2020 | Yes
LED Lighting | Reflector | Green Creative | True |  | Reflector (Flood/Spot) | PAR38 | GU24 | Damp Location Rated,Recessed Fixtures Beam Angle15°25°40°Color Temp.2700K3000K4000KBulb ShapePAR20PAR30PAR38Voltage120V Product Description The Green Creative 15.5PAR38DIM/930FL40/GU24 floodlight is a 120W halogen equivalent replacement that offers 3000K soft white radiance in a compact size. The LED PAR38 offers superior brightness in a small 40-degree beam angle. A 5-year warranty is included as backup in case of defects. Green Creative 34925 Features: 50,000 life hours Smooth dimming Proprietary designed optic lens Green Creative 34925 Applications: Dry and damp locations Open and enclosed fixtures Residential and commercial use Alternate Product Versions $5.56 add Green Creative 34892 - 6.5W LED PAR20 - 2700K 6.5PAR20DIM/927FL40 - 650 Lumens - 95 CRI - 50W Halogen Equivalent - 40° - 120V $5.56 add Green Creative 34893 - 6.5W LED PAR20 - 3000K 6.5PAR20DIM/930SP15 - 550 Lumens - 95 CRI - 50W Halogen Equivalent - 15° - 120V $5.56 add Green Creative 34894 - 6.5W LED PAR20 - 3000K 6.5PAR20DIM/930NF25 - 580 Lumens - 95 CRI - 50W Halogen Equivalent - 25° - 120V $5.56 add Green Creative 34896 - 6.5W LED PAR20 - 4000K 6.5PAR20DIM/940FL40 - 600 Lumens - 95 CRI - 50W Halogen Equivalent - 40° - 120V $5.56 add Green Creative 34897 - 6.5W LED PAR20 - 3000K 6.5PAR20DIM/930FL40/B - 580 Lumens - 95 CRI - 50W Halogen Equivalent - 40° - 120V $9.38 add Green Creative 34898 - 11W LED PAR30 - 2700K 11PAR30DIM/927SP15 - 950 Lumens - 95 CRI - 75W Halogen Equivalent - 15° - 120V $9.38 add Green Creative 34899 - 11W LED PAR30 - 2700K 11PAR30DIM/927NF25 - 950 Lumens - 95 CRI - 75W Halogen Equivalent - 25° - 120V $9.38 add Green Creative 34901 - 11W LED PAR30 - 3000K 11PAR30DIM/930SP15 - 990 Lumens - 95 CRI - 75W Halogen Equivalent - 15° - 120V $9.38 add Green Creative 34902 - 11W LED PAR30 - 3000K 11PAR30DIM/930NF25 - 990 Lumens - 95 CRI - 75W Halogen Equivalent - 25° - 120V $9.38 add Green Creative 34903 - 11W LED PAR30 - 3000K 11PAR30DIM/930FL40 - 990 Lumens - 95 CRI - 75W Halogen Equivalent - 40° - 120V $9.38 add Green Creative 34905 - 11W LED PAR30 - 3000K 11PAR30DIM/930FL40/B - 990 Lumens - 95 CRI - 75W Halogen Equivalent - 40° - 120V $9.38 add Green Creative 34906 - 11W LED PAR30 - 2700K 11PAR30SNDIM/927SP15 - 950 Lumens - 95 CRI - 75W Halogen Equivalent - 15° - 120V $9.38 add Green Creative 34907 - 11W LED PAR30 - 2700K 11PAR30SNDIM/927NF25 - 950 Lumens - 95 CRI - 75W Halogen Equivalent - 25° - 120V $9.38 add Green Creative 34908 - 11W LED PAR30 - 2700K 11PAR30SNDIM/927FL40 - 950 Lumens - 95 CRI - 75W Halogen Equivalent - 40° - 120V $9.38 add Green Creative 34909 - 11W LED PAR30 - 3000K 11PAR30SNDIM/930SP15 - 990 Lumens - 95 CRI - 75W Halogen Equivalent - 15° - 120V $9.38 add Green Creative 34911 - 11W LED PAR30 - 3000K 11PAR30SNDIM/930FL40 - 990 Lumens - 95 CRI - 75W Halogen Equivalent - 40° - 120V $9.38 add Green Creative 34912 - 11W LED PAR30 - 4000K 11PAR30SNDIM/940FL40 - 990 Lumens - 95 CRI - 75W Halogen Equivalent - 15° - 120V $9.38 add Green Creative 34913 - 11W LED PAR30 - 3000K 11PAR30SNDIM/930FL40/B - 990 Lumens - 95 CRI - 75W Halogen Equivalent - 40° - 120V $13.13 add Green Creative 34916 - 15.5W LED PAR38 - 2700K 15.5PAR38DIM/927SP15 - 1,320 Lumens - 95 CRI - 120W Halogen Equivalent - 15° - 120V $13.13 add Green Creative 34917 - 15.5W LED PAR38 - 2700K 15.5PAR38DIM/927NF25 - 1,320 Lumens - 95 CRI - 120W Halogen Equivalent - 25° - 120V $13.13 add Green Creative 34919 - 15.5W LED PAR38 - 3000K 15.5PAR38DIM/930SP15 - 1,370 Lumens - 95 CRI - 120W Halogen Equivalent - 15° - 120V $13.13 add Green Creative 34921 - 15.5W LED PAR38 - 3000K 15.5PAR38DIM/930FL40 - 1,370 Lumens - 95 CRI - 120W Halogen Equivalent - 40° - 120V $13.13 add Green Creative 34922 - 15.5W LED PAR38 - 4000K 15.5PAR38DIM/940FL40 - 1,420 Lumens - 95 CRI - 120W Halogen Equivalent - 40° - 120V $13.13 add Green Creative 34923 - 15.5W LED PAR38 - 3000K 15.5PAR38DIM/930NF25/B - 1,370 Lumens - 95 CRI - 120W Halogen Equivalent - 25° - 120V $13.13 add Green Creative 34924 - 15.5W LED PAR38 - 3000K 15.5PAR38DIM/930FL40/B - 1,370 Lumens - 95 CRI - 120W Halogen Equivalent - 40° - 120V $9.38 add Green Creative 34914 - 11W LED PAR30 - 3000K 11PAR30/930FL40/277V - 990 Lumens - 95 CRI - 75W Halogen Equivalent - 40° - 120-277V $9.38 add Green Creative 34915 - 11W LED PAR30 - 4000K 11PAR30/940FL40/277V - 990 Lumens - 95 CRI - 75W Halogen Equivalent - 40° - 120-277V $5.56 add Green Creative 34895 - 6.5 Watt LED PAR20 3000K - E26 6.5PAR20DIM/930FL40 - 50 Watt Halogen Equivalent - 580 Lumens - 95 CRI - 120V - Dimmable $9.38 EACASE of 6EA add Green Creative 34900 - 11W LED PAR30 - 2700K 11PAR30DIM/927FL40 - 950 Lumens - 95 CRI - 75W Halogen Equivalent - 40° - 120V 15.5PAR38DIM/930FL40/GU24 - 1,370 Lumens - 95 CRI - 120W Halogen Equivalent - 40° - 120V Green Creative 34925 - 15.5W LED PAR38 - 3000K | 3000 | 98 | 1370 | 88.3871 | 50000 | 15.5 | 1 | 13.13 | 13.13 | 15.4283 | 2020Q2 | https://www.energyavenue.com/Green-Creative/34925 | Energy Avenue | 2020 | Yes
LED Lighting | Reflector | Green Creative | True |  | Reflector (Flood/Spot) | PAR38 | E26 (Medium) | Damp Location Rated,Recessed Fixtures Product Description The Green Creative 19.5PAR38HODIM/927NF25/277V is a compact 250W halogen bulb equivalent with a sleek design, a standard E26 base, and a full-face REFINE optic. The LED PAR38 narrow flood beam proudly displays 2700K warm white radiance throughout the room. It includes reverse and forward phase controls and a dimming option. Green Creative 35004 Features: 25-degree beam angle 50,000 life hours 5-year warranty Green Creative 35004 Applications: Open fixtures Dry and damp locations Indoor use 19.5PAR38HODIM/927NF25/277V - 1,950 Lumens - 92 CRI - 250W Halogen Equivalent - 25° - 120-277V Green Creative 35004 - 19.5W LED PAR38 - 2700K | 2700 | 93 | 1950 | 100 | 50000 | 19.5 | 1 | 18.75 | 18.75 | 22.032 | 2020Q2 | https://www.energyavenue.com/Green-Creative/35004 | Energy Avenue | 2020 | Yes
LED Lighting | Reflector | Green Creative | True |  | Reflector (Flood/Spot) | PAR38 | E26 (Medium) | Damp Location Rated,Recessed Fixtures Product Description Whether you need a narrow spot or wide-angle flood light, this 5W LED PAR38 lamp from Green Creative does double duty. Each unit features REFINE face optic and a sleek, modern design while emitting 3000K of warm white lighting for up to 50,000 hours. Energy Star certified. Not compatible with ballasts. Product Features: Replaces 250W halogen flood lights Direct line voltage connection Dimmable to 10 percent Compatible with most E26 base fixtures Color accuracy of 92 CRI Forward and reverse phase controls 1:1 halogen form factor Rated for use in damp locations California Title 20 compliant Energy Star certified Lifespan of up to 50,000 hours Limited five-year warranty Applications: Spot light Narrow and wide flood light Signage lighting Landscape lighting Wall washes 19.5PAR38HODIM/930NF25/277V - 2,000 Lumens - 92 CRI - 250W Halogen Equivalent - 25° - 120-277V Green Creative 35005 - 19.5W LED PAR38 - 3000K | 3000 | 93 | 2000 | 102.5641 | 50000 | 19.5 | 1 | 18.75 | 18.75 | 22.032 | 2020Q2 | https://www.energyavenue.com/Green-Creative/35005 | Energy Avenue | 2020 | Yes
LED Lighting | Reflector | Green Creative | True |  | Reflector (Flood/Spot) | PAR38 | E26 (Medium) | Damp Location Rated,Recessed Fixtures Product Description The Green Creative 19.5PAR38HODIM/930NF25/277V flood light offers superior brightness at a 40-degree beam angle. The LED PAR38 also comes with a dimming option, forward phase controls, reverse phase controls, and a 5-year warranty. Its exterior is a sleek design with a standard E26 base and a full-face REFINE optic lens. Green Creative 35006 Features: 250W halogen bulb equivalent 3000K warm white radiance Compact size Green Creative 35006 Applications: Dry and damp locations Indoor use Open fixtures 19.5PAR38HODIM/930NF25/277V - 2,000 Lumens - 92 CRI - 250W Halogen Equivalent - 40° - 120-277V Green Creative 35006 - 19.5W LED PAR38 - 3000K | 3000 | 93 | 2000 | 102.5641 | 50000 | 19.5 | 1 | 18.75 | 18.75 | 22.032 | 2020Q2 | https://www.energyavenue.com/Green-Creative/35006 | Energy Avenue | 2020 | Yes
LED Lighting | Reflector | Green Creative | True |  | Reflector (Flood/Spot) | PAR38 | E26 (Medium) | Damp Location Rated,Recessed Fixtures Product Description When you need consistent, low-consumption outdoor lighting, consider this 19.5W LED PAR38 flood from Green Creative. This product is Energy Star certified and rated for use in damp locations. You'll enjoy 3500K of warm white light for up to 50,000 hours, and it qualifies for DLC premiums. Not compatible with ballasts. Product Features: Replacement for 250W halogen lamps Direct line voltage Narrow or wide flood beam 1:1 halogen form factor Color accuracy of 92 CRI Dimmable to 10 percent Reverse and forward phase control Rated for use in damp locations California Title 20 compliant Qualifies for DLC premium Energy Star certified Lifespan of up to 50,000 hours Five-year limited warranty Applications: Landscape lighting Wall washes Spot light Flood light 19.5PAR38HODIM/935NF25/277V - 2,000 Lumens - 92 CRI - 250W Halogen Equivalent - 25° - 120-277V Green Creative 35007 - 19.5W LED PAR38 - 3500K | 3500 | 94 | 2000 | 102.5641 | 50000 | 19.5 | 1 | 18.75 | 18.75 | 22.032 | 2020Q2 | https://www.energyavenue.com/Green-Creative/35007 | Energy Avenue | 2020 | Yes
LED Lighting | Reflector | Green Creative | True |  | Reflector (Flood/Spot) | PAR38 | E26 (Medium) | Damp Location Rated,Recessed Fixtures Product Description The Green Creative 19.5PAR38HODIM/935FL40/277V flood light blankets the room with 3500K warm white illumination through a 40-degree beam angle. The LED PAR38 bulb is compact, yet powerful enough to replace 250W halogen bulb equivalents. It lasts 50,000 life hours, includes a 5-year warranty, and has a dimming feature with reverse and forward phase controls. Green Creative 35008 Features: Sleek design Full-face REFINE optic lens E26 standard base Green Creative 35008 Applications: Indoor use Open fixtures Dry and damp locations 19.5PAR38HODIM/935FL40/277V - 2,000 Lumens - 92 CRI - 250W Halogen Equivalent - 40° - 120-277V Green Creative 35008 - 19.5W LED PAR38 - 3500K | 4000 | 94 | 2000 | 102.5641 | 50000 | 19.5 | 1 | 18.75 | 18.75 | 22.032 | 2020Q2 | https://www.energyavenue.com/Green-Creative/35008 | Energy Avenue | 2020 | Yes
LED Lighting | Reflector | Green Creative | True |  | Reflector (Flood/Spot) | PAR38 | E26 (Medium) | Damp Location Rated,Recessed Fixtures Product Description When you need a flexible exterior lighting solution, consider this 19.5W LED PAR38 lamp from Green Creative. This product offers you a narrow or wide beam light from the sleek REFINE optic face and a high lumen output. You'll enjoy 4000K of neutral white light for up to 50,000 hours, and it's Energy Star certified. Not compatible with ballasts. Product Features: Direct replacement for 250W halogen lamps Direct line voltage 1:1 halogen form factor REFINE optic face Color accuracy of 92 CRI Dimmable to 10 percent Compatible with most E26 base fixtures Rated for use in damp locations California Title 20 compliant Qualifies for DLC premium Lifespan of up to 50,000 hours Limited five-year warranty Applications: Wall washes Spot light Flood light Landscape lighting 19.5PAR38HODIM/940NF25/277V - 2,000 Lumens - 92 CRI - 250W Halogen Equivalent - 25° - 120-277V Green Creative 35009 - 19.5W LED PAR38 - 4000K | 4000 | 93 | 2000 | 102.5641 | 50000 | 19.5 | 1 | 18.75 | 18.75 | 22.032 | 2020Q2 | https://www.energyavenue.com/Green-Creative/35009 | Energy Avenue | 2020 | Yes
LED Lighting | Reflector | Green Creative | True |  | Reflector (Flood/Spot) | PAR38 | E26 (Medium) | Damp Location Rated,Recessed Fixtures Product Description The Green Creative 11A19GUDLED30/G5 flood light's powerful brightness and dimming can replace 250W halogen bulb equivalents. With a sleek, compact size design, the LED PAR38 includes a full-face REFINE optic lens and an E26 standard base too. It lasts 50,000 hours and has a 5-year warranty. Green Creative 35010 Features: 4000K cool neutral white illumination 40-degree beam angle Forward and reverse phase controls Green Creative 35010 Applications: Indoor use Dry and damp locations Open fixtures 19.5PAR38HODIM/940FL40/277V - 2,000 Lumens - 92 CRI - 250W Halogen Equivalent - 40° - 120-277V Green Creative 35010 - 19.5W LED PAR38 - 4000K | 4000 | 93 | 2000 | 102.5641 | 50000 | 19.5 | 1 | 18.75 | 18.75 | 22.032 | 2020Q2 | https://www.energyavenue.com/Green-Creative/35010 | Energy Avenue | 2020 | Yes
LED Lighting | Downlight | Green Creative | False |  |  |  |  | Downlight Recessed Product Description Looking to update your interior lighting but dreading a tough installation? The Green Creative 57870 8.5W/13.5W/21W LED Commercial Downlight 3500K is the solution! This Green Creative 6 inch CDL comes with spring action housing clips that make installation a breeze. You’ll also love the adjustable lumen output of 700, 1000, or 1500 with three defined light levels controlled by simply sliding the selector switch on the fixture. Green Creative 57870 Features: For new construction or retrofit installation Universal housing compatibility – IC rated Universal voltage 120-277V Green Creative 57870 Applications: Architectural lighting For commercial and interior use Suitable for damp locations 21CDLA6/835/277V - 700/1000/1500 Lumens - 80 CRI - 110° Beam Angle - 120-277V Green Creative 57870 - 8.5W/13.5W/21W LED Commercial Downlight - 3500K | 3500 | 84 | 1500 | 71.4286 | 25000 | 21 | 1 | 41 | 41 | 48.1766 | 2020Q2 | https://www.energyavenue.com/Green-Creative/57870 | Energy Avenue | 2020 | Yes
LED Lighting | Downlight | Green Creative | False |  |  |  |  | Downlight Recessed Product Description The Green Creative 57871 8.5/13.5/21W LED commercial downlight features adjustable lumen levels that are equivalent to a variety of CFL combinations. Lumen output is selected by simply sliding a switch on top of the fixture. Select from 700, 1000 or 1500 lumens. This 6 inch Commercial downlgiht comes in 4000K color temperature with lifespan of 40,000 hours and 5 year warranty. Green Creative 57871 Features: For retrofit or new construction installation Spring-action housing clips for easy fit IC-Rated Universal housing compatibility Green Creative 57871 Applications: Suitable for damp locations Commercial and residential use Office, retail, and health industry 21CDLA6/840/277V - 700/1000/1500 Lumens - 80 CRI - 110° Beam Angle - 120-277V Green Creative 57871 - 6 Inch 8.5/13.5/21W LED Commercial Downlight - 4000K | 4000 | 83 | 1500 | 71.4286 | 25000 | 21 | 1 | 41 | 41 | 48.1766 | 2020Q2 | https://www.energyavenue.com/Green-Creative/57871 | Energy Avenue | 2020 | Yes
LED Lighting | A-Type | Satco | False |  | A19/21 | E26 (Medium) | E26 (Medium) | Home / Light Bulbs / LED / Satco - S8499 - 12.5A19/LED/30K/ND/120V/4PK Approved for Enclosed Fixtures; Damp Location Rated; Carded Item 12.5W A19 LED Lamp - 1050 Lumens - Warm White (3000K) - 90 CRI - 10000 hrs. - E26 (Medium) - 120 to 130V - - Frost Satco - S8499 - 12.5A19/LED/30K/ND/120V/4PK | 3000 | 90 | 1050 | 84 | 10000 | 12.5 | 1 | 17.46 | 17.46 | 20.5162 | 2020Q2 | https://shop.regencylighting.com/lamps/led/12-5a19-led-30k-nd-120v-4pk-s8499.html | Regency Lighting | 2020 | Yes
LED Lighting | Reflector | Green Creative | True |  | Reflector (Flood/Spot) | BR30 | E26 (Medium) | Damp Location Rated,Recessed Fixtures Product Description Green Creative has become one of the leading LED manufacturers in the country because of the quality and durability of their products. The 57885 - 9BR30DIM/8CCTD - BR30 LED is no different. Running on 8 watts, this light is a direct replacement for 65 watt incandescent lamps, resulting in an 80% savings. This LED has a warm white color temperature of 2700K but can be dimmed to 2200K. This Lamp produces 650 lumens at a 110° beam angle. Rated for 25,000 life hours, this lamp comes with a 3 year warranty. This 120V, medium (E26) base lamp features a 80 CRI! This Green Creative lamp features 2700K-2200K dimming designed to replicate the warm dimming effect of traditional incandescent light sources. As the lamp dims, its CCT gradually warms, helping to create the perfect ambience for all occasions. 110 degree beam angle High efficacy 72 LPW Smooth warm dimming from 2700K-2200K CCT Accurate Color Rendering CRI 80 Suitable for use in totally closed fixtures 65W Equal Green Creative - 57885 - 9BR30DIM/8CCTD - 8 Watt - BR30 | 2700 | 84 | 650 | 72.2222 | 25000 | 9 | 12 | 102 | 8.5 | 9.9878 | 2020Q2 | https://www.energyavenue.com/Green-Creative/57885 | Energy Avenue | 2020 | Yes
LED Lighting | Reflector | Green Creative | True |  | Reflector (Flood/Spot) | PAR16 | GU10 | Damp Location Rated,Recessed Fixtures Wattage6 Watt7 Watt7.5 Watt8.5 WattColor Temp.2700K3000K4000KBase TypeGU10GU5.3 Product Description Green Creative 57988 replaces Green Creative 40717 Running on 6 watts, Green Creative 6GU10DIM/830FL35 57988, replaces 50 watt halogen resulting to 80% energy savings. This dimmable LED has a 3000Kcolor temperature (warm white). Producing 83 lumens per wattage, total of 500 initial lumens, at 35° flood beam angle. Green Creative 57988 is 120V GU10 base lamp suitable for totally enclosed fixtures with advance thermal design. Rated for 25,000 life hours, this lamp comes with a 3 year warranty. Green Creative 57988 Features: 500 lumens of powerful light output Compact design, fits most fixture Flood beam angle of 35° Dimmable UL listed $174 savings per lamp over the course of lifetime of 25,000 hours Alternate Product Versions $30.00 EACASE of 12EA add Green Creative 98481 - 7W LED MR16 Bulb - 2700K 7MR16DIM/927SP15 - 580 Lumens - 92 CRI - 75W Halogen Equivalent - 15° - 12V $11.30 EACASE of 12EA add Green Creative 98486 - 7.5W LED MR16 Bulb - 3000K 7.5MR16DIM/930FL35 - 580 Lumens - 92 CRI - 75W Halogen Equivalent - 35° - 12V $11.30 EACASE of 12EA add Green Creative 98483 - 7.5W LED MR16 Bulb - 2700K 7.5MR16DIM/927FL35 - 580 Lumens - 92 CRI - 75W Halogen Equivalent - 35° - 12V $16.98 add Green Creative - 57976 - 8.5MR16DIM/927NF25 - LED MR16 Flood GU5.3 - 8.5 Watt - 75 Watt Halogen Equal - 2700K $6.90 EACASE of 12EA add Green Creative - 57984 - 6MR16DIM/827FL35 - LED MR16 Flood GU5.3 - 6 Watt - 50 Watt Halogen Equal - 2700K $6.90 EACASE of 12EA add Green Creative - 57985 - 6MR16DIM/830FL35 - LED MR16 Flood GU5.3 - 6 Watt - 50 Watt Halogen Equal - 3000K $6.90 EACASE of 12EA add Green Creative - 57986 - 6MR16DIM/840FL35 - LED MR16 Flood GU5.3 - 6 Watt - 50 Watt Halogen Equal - 4000K $6.90 EACASE of 12EA add Green Creative - 57987 - 6GU10DIM/827FL35 - LED MR16 Flood GU10 - 6 Watt - 50 Watt Halogen Equal - 2700K $3.90 add Green Creative 58285 - 6W LED MR16 - 2700K - GU5.3 6MR16DIM/827FL35/35W - 35W Halogen Equivalent - 425 Lumens - 82 CRI - 35 Degree Beam Angle - 12V $3.90 add Green Creative 58286 - 6W LED MR16 Bulb - 3000K 6MR16DIM/830FL35/35W - 450 Lumens - 82 CRI - 35W Halogen Equivalent - 35° - 12V 6GU10DIM/830FL35 - 50 Watt Halogen Equivalent - 120V - GU10 Base - 35 Deg Beam Angle - Dimmable Green Creative 57988 - 6W MR16 LED - 3000K | 3000 | 83 | 500 | 83.3333 | 25000 | 6 | 1 | 6.9 | 6.9 | 8.1078 | 2020Q2 | https://www.energyavenue.com/Green-Creative/57988 | Energy Avenue | 2020 | Yes
LED Lighting | Downlight | Green Creative | True |  | General Purpose Replacement | A19 | E26 (Medium) | Damp Location Rated,Not for Use in Recessed Fixtures Wattage10 Watt12 Watt8 Watt9 WattColor Temp.2700K3000K4000KDimmableYes NOTICE: This Product Has Been Discontinued Please See the Following Comparable Products:Sylvania - 73016 - LED6A19/F/827/G2 - A19 LED - 40 Watt Incandescent Equal -- 6 Watt - 2700K - 450 LumensYou can also browse our entire inventory of: LED Light BulbsProduct Description The Green Creative 97964 LED A19 Bulb is a great low energy replacement for 75W incandescent bulbs. Each LED uses only 10W of power and provides a soft white light with its 2700K color temperature. These 10W bulbs will last up to 25,000 hours and come with a three-year warranty as well. You can dim down the lights with a compatible dimmer and can be used with sconces and flushmounts. Green Creative 97964 Features: Dimmer switch compatible Compact design Green Creative 97964 Applications: General lighting Downlighting Uplighting Alternate Product Versions $9.38 add Green Creative 16176 - 12W A19 LED - 75 Watt Equal - 3000K 9.5A19G4DIM/830/GU24 - 120V - E26 Medium Base - 1150 Lumens (Initial) - 80 CRI - Omni-Directional - Dimmable - Energy Star $3.90 add Green Creative - 40741 - 9A19G4DIM/824 - A19 LED - 60 Watt Equivalent 9 Watt - 120V - E26 Medium Base - 2400K - Warm White - 700 Lumens (Initial) - 300 Degree Beam Angle - Dimmable $12.98 add Green Creative - 58037 - 9A19/827/277V - A19 LED E26 - 9 Watt - 60 Watt Incandescent Equal - 2700K $12.98 add Green Creative - 58038 - 9A19/830/277V - A19 LED E26 - 9 Watt - 60 Watt Incandescent Equal - 3000K $9.98 add Green Creative - 97780 - 9A19DIM/827 - A19 LED Bulb Medium E26 Base - 9 Watt - 60 Watt Incandescent Equivalent - 2700K $9.98 add Green Creative - 97781 - 9A19DIM/830 - A19 LED Bulb Medium E26 Base - 9 Watt - 60 Watt Incandescent Equivalent - 3000K $9.98 add Green Creative - 97782 - 9A19DIM/840 - A19 LED Bulb Medium E26 Base - 9 Watt - 60 Watt Incandescent Equivalent - 4000K $11.08 add Green Creative 97965 - 10W LED A19 Bulb - 3000K 10A19DIM/830 - 1150 Lumens - 82 CRI - 75W Incandescent Equivalent - 240° - 120V $10.13 add Green Creative 97966 - 10W LED A19 - 4000K 10A19DIM/840 - 1200 Lumens - CRI 82 - 75W Incandescent Equivalent - 240° - 120V $1.95 add Green Creative 98012 - 8W LED A19 - 3000K - E26 8A19DIM/830 - 60 Watt Incandescent Equivalent - 810 Lumens - 82 CRI - 230° Beam Angle - 120V $1.95 EACASE of 6EA add Green Creative 98013 - 8W LED A19 Bulb - 4000K 8A19DIM/840 - 810 Lumens - 82 CRI - 60W Incandescent Equivalent - 230° - 120V 10A19DIM/827 - 1100 Lumens - 82 CRI - 75W Incandescent Equivalent - 240° - 120V Green Creative 97964 - 10W LED A19 Bulb - 2700K | 2700 | 82 | 1100 | 110 | 25000 | 10 | 1 | 9.38 | 9.38 | 11.0219 | 2020Q2 | https://www.energyavenue.com/Green-Creative/97964 | Energy Avenue | 2020 | No
LED Lighting | Downlight | Green Creative | True |  | General Purpose Replacement | A19 | E26 (Medium) | Damp Location Rated,Not for Use in Recessed Fixtures Wattage10 Watt12 Watt8 Watt9 WattColor Temp.2700K3000K4000KDimmableYes Product Description The Green Creative 97965 LED A19 Bulb uses only 10W of power and is a great low energy replacement for 75W incandescents. These LEDs can be used with a wide range of a-lamp sockets such as flushmounts and sconces. These LEDs can last for up to 25,000 hours and comes with a three-year warranty. When used with a dimmer, you can dim down the lights for different lighting applications. Green Creative 97965 Features: Warm diffused lighting Compact form factor 3000K color temperature Green Creative 97965 Applications: Downlighting Uplighting General lighting Alternate Product Versions $9.38 add Green Creative 16176 - 12W A19 LED - 75 Watt Equal - 3000K 9.5A19G4DIM/830/GU24 - 120V - E26 Medium Base - 1150 Lumens (Initial) - 80 CRI - Omni-Directional - Dimmable - Energy Star $3.90 add Green Creative - 40741 - 9A19G4DIM/824 - A19 LED - 60 Watt Equivalent 9 Watt - 120V - E26 Medium Base - 2400K - Warm White - 700 Lumens (Initial) - 300 Degree Beam Angle - Dimmable $12.98 add Green Creative - 58037 - 9A19/827/277V - A19 LED E26 - 9 Watt - 60 Watt Incandescent Equal - 2700K $12.98 add Green Creative - 58038 - 9A19/830/277V - A19 LED E26 - 9 Watt - 60 Watt Incandescent Equal - 3000K $9.98 add Green Creative - 97780 - 9A19DIM/827 - A19 LED Bulb Medium E26 Base - 9 Watt - 60 Watt Incandescent Equivalent - 2700K $9.98 add Green Creative - 97781 - 9A19DIM/830 - A19 LED Bulb Medium E26 Base - 9 Watt - 60 Watt Incandescent Equivalent - 3000K $9.98 add Green Creative - 97782 - 9A19DIM/840 - A19 LED Bulb Medium E26 Base - 9 Watt - 60 Watt Incandescent Equivalent - 4000K $11.08 add Green Creative 97964 - 10W LED A19 Bulb - 2700K 10A19DIM/827 - 1100 Lumens - 82 CRI - 75W Incandescent Equivalent - 240° - 120V $10.13 add Green Creative 97966 - 10W LED A19 - 4000K 10A19DIM/840 - 1200 Lumens - CRI 82 - 75W Incandescent Equivalent - 240° - 120V $1.95 add Green Creative 98012 - 8W LED A19 - 3000K - E26 8A19DIM/830 - 60 Watt Incandescent Equivalent - 810 Lumens - 82 CRI - 230° Beam Angle - 120V $1.95 EACASE of 6EA add Green Creative 98013 - 8W LED A19 Bulb - 4000K 8A19DIM/840 - 810 Lumens - 82 CRI - 60W Incandescent Equivalent - 230° - 120V 10A19DIM/830 - 1150 Lumens - 82 CRI - 75W Incandescent Equivalent - 240° - 120V Green Creative 97965 - 10W LED A19 Bulb - 3000K | 3000 | 83 | 1150 | 115 | 25000 | 10 | 1 | 11.08 | 11.08 | 13.0194 | 2020Q2 | https://www.energyavenue.com/Green-Creative/97965 | Energy Avenue | 2020 | No
LED Lighting | Downlight | Green Creative | True |  | General Purpose Replacement | A19 | E26 (Medium) | Damp Location Rated,Not for Use in Recessed Fixtures Wattage10 Watt12 Watt8 Watt9 WattColor Temp.2700K3000K4000KDimmableYes NOTICE: This Product Has Been Discontinued Please See the Following Comparable Products:Green Creative 98140 - 11W LED A19 - 4000K -- 11A19DIM/840 - 1200 Lumens - 82 CRI - 75W Incandescent Equivalent - 240° - 120VYou can also browse our entire inventory of: LED Light BulbsProduct Description Part of the Titanium LED Series, the Green Creative 10A19DIM/840 bulb replaces 75W incandescent bulbs by offering 40% more energy savings. The warm diffused light is 4000K soft white radiance illuminating at a 240-degree omni-directional beam angle. The exterior part of the LED A19 bulb is smooth and compact with an E26 base. Green Creative 10A19DIM/840 97966 Features: 25,000 life hours Dimming option 3-year warranty Green Creative 10A19DIM/840 97966 Applications: Enclosed fixtures Downlighting Uplighting Alternate Product Versions $9.38 add Green Creative 16176 - 12W A19 LED - 75 Watt Equal - 3000K 9.5A19G4DIM/830/GU24 - 120V - E26 Medium Base - 1150 Lumens (Initial) - 80 CRI - Omni-Directional - Dimmable - Energy Star $3.90 add Green Creative - 40741 - 9A19G4DIM/824 - A19 LED - 60 Watt Equivalent 9 Watt - 120V - E26 Medium Base - 2400K - Warm White - 700 Lumens (Initial) - 300 Degree Beam Angle - Dimmable $12.98 add Green Creative - 58037 - 9A19/827/277V - A19 LED E26 - 9 Watt - 60 Watt Incandescent Equal - 2700K $12.98 add Green Creative - 58038 - 9A19/830/277V - A19 LED E26 - 9 Watt - 60 Watt Incandescent Equal - 3000K $9.98 add Green Creative - 97780 - 9A19DIM/827 - A19 LED Bulb Medium E26 Base - 9 Watt - 60 Watt Incandescent Equivalent - 2700K $9.98 add Green Creative - 97781 - 9A19DIM/830 - A19 LED Bulb Medium E26 Base - 9 Watt - 60 Watt Incandescent Equivalent - 3000K $9.98 add Green Creative - 97782 - 9A19DIM/840 - A19 LED Bulb Medium E26 Base - 9 Watt - 60 Watt Incandescent Equivalent - 4000K $11.08 add Green Creative 97964 - 10W LED A19 Bulb - 2700K 10A19DIM/827 - 1100 Lumens - 82 CRI - 75W Incandescent Equivalent - 240° - 120V $11.08 add Green Creative 97965 - 10W LED A19 Bulb - 3000K 10A19DIM/830 - 1150 Lumens - 82 CRI - 75W Incandescent Equivalent - 240° - 120V $1.95 add Green Creative 98012 - 8W LED A19 - 3000K - E26 8A19DIM/830 - 60 Watt Incandescent Equivalent - 810 Lumens - 82 CRI - 230° Beam Angle - 120V $1.95 EACASE of 6EA add Green Creative 98013 - 8W LED A19 Bulb - 4000K 8A19DIM/840 - 810 Lumens - 82 CRI - 60W Incandescent Equivalent - 230° - 120V 10A19DIM/840 - 1200 Lumens - CRI 82 - 75W Incandescent Equivalent - 240° - 120V Green Creative 97966 - 10W LED A19 - 4000K | 4000 | 84 | 1200 | 120 | 25000 | 10 | 1 | 9.38 | 9.38 | 11.0219 | 2020Q2 | https://www.energyavenue.com/Green-Creative/97966 | Energy Avenue | 2020 | No
LED Lighting | Downlight | Green Creative | True |  | General Purpose Replacement | A19 | E26 (Medium) | Damp Location Rated,Not for Use in Recessed Fixtures Product Description The team at Green Creative has done it again with another energy-efficient solution for home or business. This 6W LED A19 lamp from their Titanium series offers a classic silhouette and 2700K of warm white light while saving up to 80 percent energy consumption over tradition 40W incandescent bulbs. Use it for general lighting or to create a mood in any standard E26 fixture indoors or out. Product Features: Direct replacement for 40W incandescent bulbs Up to 80 percent energy savings Compatible with all E26 base fixtures Omni-directional 230-degree beam Classic A19 profile Color accuracy of 82 CRI Dimmable Ideal for shaded lamps Lifespan of up to 25,000 hours Three-year warranty Applications: Table and floor lamps Ceiling fixtures Recessed downlights Uplights 6A19DIM/827 - 480 Lumens - 82 CRI - 40W Incandescent Equivalent - 230° - 120V Green Creative 97985 - 6W LED A19 - 2700K | 2700 | 82 | 480 | 80 | 25000 | 6 | 1 | 3.63 | 3.63 | 4.2654 | 2020Q2 | https://www.energyavenue.com/Green-Creative/97985 | Energy Avenue | 2020 | No
LED Lighting | A-Type | Satco | False |  | A19/21 | E26 (Medium) | E26 (Medium) | Home / Light Bulbs / LED / Satco - S8489 - 15.5A19/LED/40K/ND/120V/4PK Approved for Enclosed Fixtures; Damp Location Rated; Carded Item 12.5W A19 LED Lamp - 1050 Lumens - Cool White (4000K) - 90 CRI - 10000 hrs. - E26 (Medium) - 120 to 130V - Frost Satco - S8489 - 15.5A19/LED/40K/ND/120V/4PK | 4000 | 90 | 1050 | 84 | 10000 | 12.5 | 1 | 17.46 | 17.46 | 20.5162 | 2020Q2 | https://shop.regencylighting.com/lamps/led/12-5a19-led-40k-nd-120v-4pk-s8489.html | Regency Lighting | 2020 | Yes
LED Lighting | A-Type | Satco | False | Daylighting/Photocell, | A19/21 | E26 (Medium) | E26 (Medium) | Home / Light Bulbs / LED / Satco - S8565 - 12.5A19/LED/50K/ND/120V/4PK Damp Location Rated; Carded Item 12.5W A19 LED Lamp - 1050 Lumens - Daylight (5000K) - 90 CRI - 15000 hrs. - E26 (Medium) - 120 to 130V - Frost Satco - S8565 - 12.5A19/LED/50K/ND/120V/4PK | 5000 | 90 | 1050 | 84 | 15000 | 12.5 | 1 | 17.46 | 17.46 | 20.5162 | 2020Q2 | https://shop.regencylighting.com/lamps/led/12-5a19-led-50k-nd-120v-4pk-s8565.html | Regency Lighting | 2020 | Yes
LED Lighting | A-Type | Satco | False |  | A19/21 | E26 (Medium) | E26 (Medium) | Home / Light Bulbs / LED / LED A-Line / Satco - S8564 - 12.5A19/LED/27K/ND/120V/4PK Damp Location Rated; Carded Item 12.5W A19 LED Lamp - 1050 Lumens - Warm White (2700K) - 90 CRI - 15000 hrs. - E26 (Medium) - 120 to 130V - Frost Satco - S8564 - 12.5A19/LED/27K/ND/120V/4PK | 2700 | 90 | 1050 | 84 | 15000 | 12.5 | 1 | 17.46 | 17.46 | 20.5162 | 2020Q2 | https://shop.regencylighting.com/lamps/led/a-line/12-5a19-led-27k-nd-120v-4pk-s8564.html | Regency Lighting | 2020 | Yes
LED Lighting | A-Type | Satco | False |  | A19/21 | E26 (Medium) | E26 (Medium) | Home / Light Bulbs / LED / LED A-Line / Satco - S8499 - 12.5A19/LED/30K/ND/120V/4PK Approved for Enclosed Fixtures; Damp Location Rated; Carded Item 12.5W A19 LED Lamp - 1050 Lumens - Warm White (3000K) - 90 CRI - 10000 hrs. - E26 (Medium) - 120 to 130V - - Frost Satco - S8499 - 12.5A19/LED/30K/ND/120V/4PK | 3000 | 90 | 1050 | 84 | 10000 | 12.5 | 1 | 17.46 | 17.46 | 20.5162 | 2020Q2 | https://shop.regencylighting.com/lamps/led/a-line/12-5a19-led-30k-nd-120v-4pk-s8499.html | Regency Lighting | 2020 | Yes
LED Lighting | A-Type | Satco | False |  | A19/21 | E26 (Medium) | E26 (Medium) | Home / Light Bulbs / LED / LED A-Line / Satco - S8489 - 15.5A19/LED/40K/ND/120V/4PK Approved for Enclosed Fixtures; Damp Location Rated; Carded Item 12.5W A19 LED Lamp - 1050 Lumens - Cool White (4000K) - 90 CRI - 10000 hrs. - E26 (Medium) - 120 to 130V - Frost Satco - S8489 - 15.5A19/LED/40K/ND/120V/4PK | 4000 | 90 | 1050 | 84 | 10000 | 12.5 | 1 | 17.46 | 17.46 | 20.5162 | 2020Q2 | https://shop.regencylighting.com/lamps/led/a-line/12-5a19-led-40k-nd-120v-4pk-s8489.html | Regency Lighting | 2020 | Yes
LED Lighting | Reflector | Green Creative | True |  | Reflector (Flood/Spot) | R20 | E26 (Medium) | Damp Location Rated,Recessed Fixtures Product Description Save energy without sacrificing performance by swapping your traditional household bulbs for the with this LED R20 lamp from Green Creative. With this environmentally friendly product, you'll enjoy 2700K of soft white light for up to 25,000 hours. It's shatter-proof, suitable for fully enclosed fixtures, and compatible with any E26 base. Green Creative 7.5R20DIM/827 98460 Features: Direct replacement for 45W incandescent bulbs with an E26 base Shatterproof material Classic E20 silhouette Rated for damp locations Suitable for fully enclosed fixtures Energy Star certified Smooth dimming to 10 percent Beam angle of 120 degrees Color accuracy of 82 CRI Lifespan of up to 25,000 hours Three-year limited warranty Green Creative 7.5R20DIM/827 98460 Applications: General lighting Downlights Table lamps Ceiling fixtures 7.5R20DIM/827 - 525 Lumens - 82 CRI - 45W Incandescent Equivalent - 120° - 120V Green Creative 98460 - 7.5W LED R20 - 2700K | 2700 | 81 | 525 | 70 | 25000 | 7.5 | 1 | 7.81 | 7.81 | 9.1771 | 2020Q2 | https://www.energyavenue.com/Green-Creative/98460 | Energy Avenue | 2020 | Yes
LED Lighting | Reflector | Green Creative | True |  | Reflector (Flood/Spot) | BR30 | E26 (Medium) | Damp Location Rated,Recessed Fixtures Product Description The Green Creative 98463 LED BR30 Bulb is a great low energy replacement for a 65W incandescent bulb. Each uses only 9W of power and provides a cool white light with its 4000K color temperature. Each bulb is designed to last up to 25,000 hours and comes with a three-year warranty for added peace of mind. Each LED can be used with a compatible dimmer switch for different lighting solutions. Green Creative 98463 Features: Shatterproof design Dimmer switch compatible three-year warranty Green Creative 98463 Applications: Commercial lighting Residential lighting 9BR30DIM/840 - 650 Lumens - 82 CRI - 65W Incandescent Equivalent - 120° - 120V Green Creative 98463 - 9W LED BR30 Bulb - 4000K | 4000 | 82 | 650 | 72.2222 | 25000 | 9 | 1 | 2.66 | 2.66 | 3.1256 | 2020Q2 | https://www.energyavenue.com/Green-Creative/98463 | Energy Avenue | 2020 | Yes
LED Lighting | Reflector | Green Creative | True |  | Reflector (Flood/Spot) | BR40 | E26 (Medium) | Damp Location Rated,Recessed Fixtures Product Description The Green Creative 15.5BR40DIM/827 energy saving light bulb is a suitable replacement for traditional 85W incandescent bulbs. The shatterproof LED BR40 Bulb illuminates 2700K warm white light after installation. Radiating at a 120-degree beam angle, the bulb lasts for 25,000 hours with a 3-year warranty included in case of trouble. Green Creative 98466 Features: Effortless installation with E26 base Smooth dimming option Diffused light Green Creative 98466 Applications: Open fixtures Dry & damp locations Indoor use 15.5BR40DIM/827 - 1100 Lumens - 82 CRI - 85W Incandescent Equivalent - 120° - 120V Green Creative 98466 - 15.5W LED BR40 Bulb - 2700K | 2700 | 82 | 1100 | 70.9677 | 25000 | 15.5 | 1 | 5.4 | 5.4 | 6.3452 | 2020Q2 | https://www.energyavenue.com/Green-Creative/98466 | Energy Avenue | 2020 | Yes
LED Lighting | Reflector | Green Creative | True |  | Reflector (Flood/Spot) | BR40 | E26 (Medium) | Damp Location Rated,Recessed Fixtures Product Description The Green Creative 98467 LED BR40 Bulb is a great low energy replacement for 85W incandescent lamps. Each LED provides a cool white light with its 4000K color temperature and uses only 15.5W of power. Each LED is rated to last up to 25,000 hours and comes equipped with a three-year warranty for added peace of mind. It features a 120-degree beam angle that can provide a wide range of lighting. Green Creative 98467 Features: Dimmable Shatterproof design Green Creative 98467 Applications: Enclosed fixtures Damp locations 15.5BR40DIM/830 - 1100 Lumens - 82 CRI - 85W Incandescent Equivalent - 120° - 120V Green Creative 98467 - 15.5W LED BR40 Bulb - 4000K | 3000 | 82 | 1100 | 70.9677 | 25000 | 15.5 | 1 | 5.4 | 5.4 | 6.3452 | 2020Q2 | https://www.energyavenue.com/Green-Creative/98467 | Energy Avenue | 2020 | Yes
LED Lighting | A-Type | Satco | False | Daylighting/Photocell, | A19/21 | E26 (Medium) | E26 (Medium) | Home / Light Bulbs / LED / LED A-Line / Satco - S8565 - 12.5A19/LED/50K/ND/120V/4PK Damp Location Rated; Carded Item 12.5W A19 LED Lamp - 1050 Lumens - Daylight (5000K) - 90 CRI - 15000 hrs. - E26 (Medium) - 120 to 130V - Frost Satco - S8565 - 12.5A19/LED/50K/ND/120V/4PK | 5000 | 90 | 1050 | 84 | 15000 | 12.5 | 1 | 17.46 | 17.46 | 20.5162 | 2020Q2 | https://shop.regencylighting.com/lamps/led/a-line/12-5a19-led-50k-nd-120v-4pk-s8565.html | Regency Lighting | 2020 | Yes
LED Lighting | A-Type | Satco | True | Daylighting/Photocell, |  | A19 |  | 2700K and 3500K are Energy Star Qualified Dimmable More Information Satco Kolourone 9.8W A19 Dimmable LED Bulb - E26 Medium Base, 120V Features: Wattage: 9.8W Type: LED Bulb Shape: A19 Bulb Base: E26 Medium Voltage: 120V Finish: White Color Temperature: 2700K (Warm White), 3500K (Neutral White), 5000K (Daylight) CRI: 83-84 Lumens: 820-850 Incandescent Equivalent: 60W Beam Spread: 360 degrees Average Rated Hours: 25,000 2700K and 3500K are Energy Star Qualified Dimmable *MFG Part Number*: S9034 , S9035 , S9036 Satco Kolourone 9.8W A19 Dimmable LED Bulb - E26 Medium Base, 120V Satco Kolourone 9.8W A19 Dimmable LED Bulb - E26 Medium Base, 120V | 2700 | 83 | 820 | 83.6735 |  | 9.8 | 1 | 23.7 | 23.7 | 27.8484 | 2020Q2 | https://www.lbclighting.com/led/light-bulb-led/stco-9-8a19-omni-led.html | LBC Lighting | 2020 | Yes
LED Lighting | A-Type | Cree | True |  | General Purpose Replacement | A19 | E26 (Medium) | Damp Location Rated Damp Location Rated Home / Light Bulbs / LED / LED A-Line / Cree - A19-40W-P1-27K-E26-U1 Energy Star Certified; Suitable for Enclosed Fixtures; Suitable for Damp Locations 5.5W A19 LED Lamp - Universal - 460 Lumens - Warm White (2700K) - 90 CRI - 25000 hrs. - E26 (Medium) - 120 to 130V - Frost Cree - A19-40W-P1-27K-E26-U1 | 2700 | 91 | 460 | 83.6364 | 25000 | 5.5 | 1 | 6.18 | 6.18 | 7.2617 | 2020Q3 | https://shop.regencylighting.com/lamps/led/a-line/a19-40w-p1-27k-e26-u1-cre.html | Regency Lighting | 2020 | Yes
LED Lighting | Reflector | MaxLite | True | Daylighting/Photocell, | Reflector (Flood/Spot) | PAR30L | E26 (Medium) | Use With Timers,Use With Photo and/or Motion Sensors,Wet Location Rated,Shatter Resistant,Not Rated for Recessed Fixtures Voltage120V277VColor Temp.3000K4000K Product Description The LED PAR30 is part of the PA¦R series from your friends at Maxlite. This product provides 3000K of cool white light, and it's compatible with any standard E26 base fixture. It's available in long- or short-neck design, and offers a direct replacement for 75-watt incandescent bulbs. Product Features: Replaces 75-watt incandescent bulbs Long- or short-neck models Compatible with E26 base lamps Color accuracy of 80 CRI UV and IR free Instant on, dimmable to 10 percent Available 30- and 40-degree beam angles Rated for indoor and outdoor use, dry or damp locations Energy Star certified Lifespan of 25,000 hours Five-year warranty Applications: Architectural/spot lighting Retail establishments Hospitality settings Residential lighting Alternate Product Versions $4.43 add Maxlite 14099205 - 11W LED Long Neck PAR30 - 4000K 11P30WLND40FL - 75W Incandescent Equivalent - 850 Lumens - 83 CRI - 40° Beam Angle - 120V $14.50 add Maxlite - 13P30LNLED230FL - 74686 - PAR30 LED 13 Watt - 277V - 3000K - SOLD IN MINIMUM QUANTITY OF 12 $13.75 add Maxlite - 13P30LNLED240FL - 74645 - PAR30 LED 13 Watt - 277V - 4000K - SOLD IN MINIMUM QUANTITY OF 12 11P30WLND30FL - 75 Watt Incandescent Equivalent - E26 - 850 Lumens - 120V Maxlite 14099204 - 11W LED LN PAR30 - 3000K | 3000 | 84 | 850 | 77.2727 | 25000 | 11 | 24 | 106.32 | 4.43 | 5.2054 | 2020Q2 | https://www.energyavenue.com/MaxLite/11P30WLND30FL | Energy Avenue | 2020 | Yes
LED Lighting | Reflector | MaxLite | True | Daylighting/Photocell, | Reflector (Flood/Spot) | PAR30L | E26 (Medium) | Use With Timers,Use With Photo and/or Motion Sensors,Wet Location Rated,Shatter Resistant,Not Rated for Recessed Fixtures Product Description The Maxlite 11P30WLND30NF narrow floodlight is an Energy Star certified 75W incandescent equivalent bulb with a long neck appearance and an E26 base. The LED PAR30 illuminates IR and UV free 3000K warm white illumination for 25,000 life hours. Additionally, it has an instant-on feature that reacts without delays or flickers. Maxlite 14099217 Features: Dimmable down to 10% 25-degree beam angle 5-year warranty Maxlite 14099217 Applications: Residential use Commercial use Indoor and outdoor use 11P30WLND30NF - 850 Lumens - 84 CRI - 75W Incandescent Equivalent - 25° - 120V Maxlite 14099217 - 11W LED PAR30 - 3000K | 3000 | 84 | 850 | 77.2727 | 25000 | 11 | 24 | 49.2 | 2.05 | 2.4088 | 2020Q2 | https://www.energyavenue.com/MaxLite/11P30WLND30NF | Energy Avenue | 2020 | Yes
LED Lighting | Reflector | MaxLite | True | Daylighting/Photocell, | Reflector (Flood/Spot) | PAR30L | E26 (Medium) | Use With Timers,Use With Photo and/or Motion Sensors,Wet Location Rated,Shatter Resistant,Not Rated for Recessed Fixtures Voltage120V277VColor Temp.3000K4000K Product Description Maxlite's 11P30WLND40FL long-neck lamp displays 4000K natural white illumination for both indoor errands and outdoor architecture. The LED PAR30 has an E26 base and a durable center beam, keeping illumination at a clear and crisp 40-degree angle. The lamp has IR and UV protection, is energy star approved, and includes a 5-year warranty. Maxlite 11P30WLND40FL Features: Dims down to 10% Instant on without warm up 25,000 life hours Five year warranty Maxlite 11P30WLND40FL Applications: Residential/Commercial Indoor/Outdoor Wet and dry areas Alternate Product Versions $4.43 add Maxlite 14099204 - 11W LED LN PAR30 - 3000K 11P30WLND30FL - 75 Watt Incandescent Equivalent - E26 - 850 Lumens - 120V $14.50 add Maxlite - 13P30LNLED230FL - 74686 - PAR30 LED 13 Watt - 277V - 3000K - SOLD IN MINIMUM QUANTITY OF 12 $13.75 add Maxlite - 13P30LNLED240FL - 74645 - PAR30 LED 13 Watt - 277V - 4000K - SOLD IN MINIMUM QUANTITY OF 12 11P30WLND40FL - 75W Incandescent Equivalent - 850 Lumens - 83 CRI - 40° Beam Angle - 120V Maxlite 14099205 - 11W LED Long Neck PAR30 - 4000K | 4000 | 83 | 850 | 77.2727 | 25000 | 11 | 24 | 106.32 | 4.43 | 5.2054 | 2020Q2 | https://www.energyavenue.com/MaxLite/11P30WLND40FL | Energy Avenue | 2020 | Yes
LED Lighting | Reflector | MaxLite | True | Daylighting/Photocell, | Reflector (Flood/Spot) | PAR30L | E26 (Medium) | Use With Timers,Use With Photo and/or Motion Sensors,Wet Location Rated,Shatter Resistant,Not Rated for Recessed Fixtures Product Description The Maxlite 14099218 LED PAR30 is a great low energy replacement for a 75W incandescent bulb. Using only 11W of power, it provides a neutral white light with its 4000K color temperature. It can be used with a dimmer switch to dim the lights down to 10% and is designed for both indoor and outdoor use. Equipped with a five-year warranty and designed to last up to 25,000 hours the bulbs will last for many years. Maxlite 14099218 Features: Dimmable E26 base Maxlite 14099218 Applications: Restauranht Residential Hospitality 11P30WLND40NF - 850 Lumens - 83 CRI - 75W Incandescent Equivalent - 25° - 120V Maxlite 14099218 - 11W LED PAR30 - 4000K | 4000 | 83 | 850 | 77.2727 | 25000 | 11 | 1 | 4.7 | 4.7 | 5.5227 | 2020Q2 | https://www.energyavenue.com/MaxLite/11P30WLND40NF | Energy Avenue | 2020 | Yes
LED Lighting | Decorative | MaxLite | True |  | Globe | G40 | E26 (Medium) | Damp Location Rated,Recessed Fixtures Product Description The Maxlite 12G40DLED302 globe lamp bulb is an energy-saving bulb perfect for decorative items in residential and commercial industries. The standard E26 base fits most lamp bases. Expect 3000K warm white illumination throughout the area, and if that's too bright, the LED Globe dims down to 10%. The bulb comes with a 3-year warranty. Maxlite 1410218 Features: 1000W incandescent bulb replacement Instant on feature 15,000 life hours Maxlite 1410218 Applications: Decorative fixtures Dry/damp locations Indoor use 12G40DLED302 - 950 Lumens - 83 CRI - 100W Incandescent Equivalent - 120V Maxlite 1410218 - 12W LED Globe - 3000K | 3000 | 84 | 950 | 79.1667 | 25000 | 12 | 1 | 11.1 | 11.1 | 13.0429 | 2020Q2 | https://www.energyavenue.com/MaxLite/12G40DLED302 | Energy Avenue | 2020 | Yes
LED Lighting | Reflector | MaxLite | True |  | Reflector (Flood/Spot) | PAR16 | GU10 | Damp Location Rated,Recessed Fixtures Product Description SOLD IN MINIMUM QUANTITY OF 45 The Maxlite 1408944 (7MR16GUDLED930FL/JA8) is an innovative design that offers several great features such as a multi-faceted 7W LED MR 16 bulb and a 3000K Color Temperature for ideal lighting. The 120V GU10 JA8 Series also utilizes the most current technology that is Energy Star certified. It has a high CRI of 91, and a beam angle of 35 flood that is dimmable down to 10%. As well, this efficient bulb has a Solid aluminum body that acts as a heat sink. Maxlite 1408944 Features: 7W LED MR16 that delivers 500 lumens Energy efficient high quality lighting Suitable for use in damp locations Not for use in fully enclosed luminaires Up to 25,000 Life Hours and 5 years limited warranty Maxlite 1408944 Applications: Accent/display lighting Home Hospitality Office Retail Track lighting 7MR16GUDLED930FL/JA8 - 500 lumens - 91 CRI - 35 Degree Beam Angle - 120V - SOLD IN MINIMUM QUANTITY OF 45 Maxlite 1408944 - 7W LED MR16 - 3000K - GU10 | 3000 | 92 | 500 | 71.4286 | 25000 | 7 | 1 | 4.6 | 4.6 | 5.4052 | 2020Q2 | https://www.energyavenue.com/MaxLite/1408944 | Energy Avenue | 2020 | Yes
LED Lighting | A-Type | Cree | True |  | General Purpose Replacement | A19 | E26 (Medium) | Damp Location Rated Damp Location Rated Home / Light Bulbs / LED / Cree - A19-40W-P1-27K-E26-U1 Energy Star Certified; Suitable for Enclosed Fixtures; Suitable for Damp Locations 5.5W A19 LED Lamp - Universal - 460 Lumens - Warm White (2700K) - 90 CRI - 25000 hrs. - E26 (Medium) - 120 to 130V - Frost Cree - A19-40W-P1-27K-E26-U1 | 2700 | 91 | 460 | 83.6364 | 25000 | 5.5 | 1 | 6.18 | 6.18 | 7.2617 | 2020Q3 | https://shop.regencylighting.com/lamps/led/a19-40w-p1-27k-e26-u1-cre.html | Regency Lighting | 2020 | Yes
LED Lighting | A-Type | Cree | True | Daylighting/Photocell, | General Purpose Replacement | A19 | E26 (Medium) | Damp Location Rated Damp Location Rated Description Combining exceptional color quality with long-lasting service, this A19 LED provides an energy-saving alternative to standard incandescent lighting. CRI makes colors appear rich and natural Frosted for diffused, uniform lighting Provides vibrant daylight white color Smooth dimming with no flickering Color Corrected - CRI 90 - 460 Lumens - 5000 Kelvin - Medium Base - 120 Volt - Cree TA19-04550MDFH25-12DE26-1-E1 LED A19 - 5.5 Watt - 40 Watt Equal - Daylight | 5000 | 95 | 460 | 83.6364 | 25000 | 5.5 | 24 | 89.52 | 3.73 | 4.3829 | 2020Q3 | https://www.1000bulbs.com/product/211162/CREE-10202.html | 1000bulbs.com | 2020 | Yes
LED Lighting | A-Type | Cree Lighting | True |  | General Purpose Replacement | A19 | E26 (Medium) | Damp Location Rated Damp Location Rated Home Lamps, Bulbs, Ballasts Bulbs - LED LED - Traditional Lamps - A-Type Dimmable LED Lamp, 5.5W, 120V, A19, E26, Lumens: 460, CRI: 90, 2700K Cree Lighting A19-40W-P1-27K-E26-U1 Dimmable LED Lamp, 5.5W, 120V | 2700 | 91 | 460 | 83.6364 | 25000 | 5.5 | 1 | 5.25 | 5.25 | 6.169 | 2020Q3 | https://www.platt.com/platt-electric-supply/LED-Traditional-Lamps-A-Type/Cree-Lighting/A19-40W-P1-27K-E26-U1/product.aspx?zpid=1220018 | Platt | 2020 | Yes
LED Lighting | A-Type | Cree Lighting | True |  | General Purpose Replacement | A19 | E26 (Medium) | Damp Location Rated HomeLamps, Bulbs, BallastsBulbs - LEDLED - TraditionalLamps - A-Type Dimmable LED Lamp, 5.5W, 120V, A19, E26, Lumens: 460, CRI: 90, 2700K Cree Lighting A19-40W-P1-27K-E26-U1 Dimmable LED Lamp, 5.5W, 120V | 2700 | 91 | 460 | 83.6364 | 25000 | 5.5 | 1 | 5.24 | 5.24 | 6.1572 | 2020Q2 | https://www.platt.com/platt-electric-supply/LED-Traditional-Lamps-A-Type/Cree-Lighting/A19-40W-P1-27K-E26-U1/product.aspx?zpid=1220018 | Platt | 2020 | Yes
LED Lighting | A-Type | Cree |  |  | General Purpose Replacement | A21 | E26d | Damp Location Rated,Not for Use in Recessed Fixtures Damp Location Rated,Not for Use in Recessed Fixtures Description Designed to change between three levels of brightness, this 3-way LED A21 bulb features a high color rendering to show colors more vibrantly. Shatter-resistant design Instant-on illumination Soft white color 5/9/17 Watt - 450/800/1420 Lumens - 2700 Kelvin Soft White - Cree TA21-15027MDFH25 LED A21 - 3-Way Light Bulb - 40/60/100 Watt Equal | 2700 | 91 | 1420 | 83.5294 | 25000 | 17 | 20 | 221.8 | 11.09 | 13.0312 | 2020Q3 | https://www.1000bulbs.com/product/211248/CREE-10209.html | 1000bulbs.com | 2020 | Yes
LED Lighting | A-Type |  | False |  | General Purpose Replacement | A21 | E26d | Damp Location Rated,Not for Use in Recessed Fixtures Damp Location Rated,Not for Use in Recessed Fixtures Plastic Frosted; Surface Mount Technology (SMT) E26 Base Omnidirectional light distribution Plastic globe offers increased optical spread Damp locations (not for use where exposed directly to weather or water) Do not use in enclosed fixtures or recessed cans General area lighting Residential Replaces 40/60/100-watt incandescent. 17-watt LED A21 3-Way Lamp - up to 1420 delivered lumens. 2700K, frosted, with white housing, cULus Listed, Energy Star® Certified, 5-year limited warranty. Replaces 40/60/100W Incandescent1420 Lumens Cree® PRO Series A21 Lamp ¦ A21 3-Way Series ¦ 17W ¦ 2700K ¦ Non-Dimmable | 2700 | 91 | 1420 | 83.5294 | 25000 | 17 | 1 | 10.5 | 10.5 | 12.3379 | 2020Q3 | https://www.e-conolight.com/cree-pro-series-a21-lamp-a21-3-way-series-17w-2700k-non-dimmable.html | Econolight | 2020 | Yes
LED Lighting | A-Type | Cree Lighting | False |  | General Purpose Replacement | A21 | E26d | Damp Location Rated,Not for Use in Recessed Fixtures Damp Location Rated,Not for Use in Recessed Fixtures Home Lamps, Bulbs, Ballasts Bulbs - LED LED - Traditional Lamps - A-Type A21-3WAY-P1-27K-E26-U1 LED Lamp, A21, 3-Way, 5/9/17 Watt, 2700K, 120 Volt, Non-Dimmable LED Lamp, A21, 3-Way, 5/19/17 Watt, 120v, 2700K Cree Lighting A21-3WAY-P1-27K-E26-U1 LED Lamp, A21, 3-Way, 5/19/17 Watt, 120v, 2700K | 2700 | 91 | 1420 | 83.5294 | 25000 | 17 | 1 | 15.26 | 15.26 | 17.9311 | 2020Q3 | https://www.rexelusa.com/usr/Root-Category/Lamps,-Bulbs,-Ballasts/Bulbs---LED/LED---Traditional/Lamps---A-Type/Cree-Lighting-A21-3WAY-P1-27K-E26-U1-LED-Lamp,-A21,-3-Way,-5-19-17-Watt,-120v,-2700K/p/1301758?prevPageNumber=43 | Rexel Energy Solutions | 2020 | Yes
LED Lighting | Reflector | MaxLite | True |  | Reflector (Flood/Spot) | BR40 | E26 (Medium) | Damp Location Rated,Recessed Fixtures Product Description The Maxlite 17BR40DLED27/G3 incandescent floodlight offers even light distribution of 2700K warm yellowish-white light. The environmentally friendly floodlight offers a dimming feature with the right dimming device. Its solid aluminum body regulates temperature similar to a heat sink. The LED BR30 includes a 5-year warranty. Maxlite 14099418 Features: 100W incandescent replacement 25,000 life hours E26 base Maxlite 14099418 Applications: Indoor use Dry locations Open and enclosed fixtures 17BR40DLED27/G3 - 1,400 Lumens - 82 CRI - 100W Incandescent Equivalent - 120V Maxlite 14099418 - 17W LED BR30 Bulb - 2700K | 2700 | 82 | 1400 | 82.3529 | 25000 | 17 | 1 | 7.6 | 7.6 | 8.9303 | 2020Q2 | https://www.energyavenue.com/MaxLite/14099418 | Energy Avenue | 2020 | Yes
LED Lighting | Reflector | MaxLite | True | Daylighting/Photocell, | Reflector (Flood/Spot) | BR30 | E26 (Medium) | Damp Location Rated,Use With Timers,Use With Photo and/or Motion Sensors,Shatter Resistant,Recessed Fixtures Color Temp.2700K3000K4000KCRI82 Product Description The Maxlite 14099421 11BR30DLED27/G3 incandescent lamp lasts 25,000 hours illuminating 2700K warm white light using less energy. Furthermore, a dimming feature dims light down to 10%. Light is evenly distributed due to the BR lens. With easy installation and a smooth aluminum exterior, the LED BR30 is perfect for dry and damp locations. Maxlite 11BR30DLED27/G3 14099421 Features: 65W incandescent bulb replacement 5-year warranty E26 base Maxlite 11BR30DLED27/G3 14099421 Applications: Residential use Commercial use Open fixtures Alternate Product Versions $4.25 add Maxlite 14099423 - 11W LED BR30 Bulb - 3000K 11BR30DLED30/G3 - 850 Lumens - 82 CRI - 65W Incandescent Equivalent - 120V $4.25 add Maxlite 14099424 - 11W LED BR30 Bulb - 4000K 11BR30DLED40/G3 - 850 Lumens - CRI 82 - 65W Incandescent Equivalent - 120V $4.93 add Maxlite 107609 - 11W LED High CRI BR30 - 3000K - E26 11BR30DLED930/G4 - 800 lumens, 90+ CRI, 65W Incandescent Equal - Dimmable - 120V 11BR30DLED27/G3 - 850 Lumens - 82 CRI - 65W Incandescent Equivalent - 120V Maxlite 14099421 - 11W LED BR30 Bulb - 2700K | 2700 | 83 | 850 | 77.2727 | 25000 | 11 | 1 | 3.93 | 3.93 | 4.6179 | 2020Q2 | https://www.energyavenue.com/MaxLite/14099421 | Energy Avenue | 2020 | Yes
LED Lighting | Reflector | MaxLite | True | Daylighting/Photocell, | Reflector (Flood/Spot) | BR30 | E26 (Medium) | Damp Location Rated,Use With Timers,Use With Photo and/or Motion Sensors,Shatter Resistant,Recessed Fixtures Color Temp.2700K3000K4000KCRI8292 Product Description The Maxlite 11BR30DLED30/G3 incandescent light bulb has smooth aluminum housing with bright 3000K warm white illumination blanketing the room. Even distribution is due to the BR lens covering the LED brightness. The energy-saving LED BR30 also dims the light down to 10% with a compatible device in case the illumination is too bright. Maxlite 14099423 Features: E26 base 25,000 life hours 5-year warranty Maxlite 14099423 Applications: Open fixtures Dry and damp locations General lighting Alternate Product Versions $3.93 add Maxlite 14099421 - 11W LED BR30 Bulb - 2700K 11BR30DLED27/G3 - 850 Lumens - 82 CRI - 65W Incandescent Equivalent - 120V $4.25 add Maxlite 14099424 - 11W LED BR30 Bulb - 4000K 11BR30DLED40/G3 - 850 Lumens - CRI 82 - 65W Incandescent Equivalent - 120V $4.93 add Maxlite 107609 - 11W LED High CRI BR30 - 3000K - E26 11BR30DLED930/G4 - 800 lumens, 90+ CRI, 65W Incandescent Equal - Dimmable - 120V 11BR30DLED30/G3 - 850 Lumens - 82 CRI - 65W Incandescent Equivalent - 120V Maxlite 14099423 - 11W LED BR30 Bulb - 3000K | 3000 | 83 | 850 | 77.2727 | 25000 | 11 | 1 | 4.25 | 4.25 | 4.9939 | 2020Q2 | https://www.energyavenue.com/MaxLite/14099423 | Energy Avenue | 2020 | Yes
LED Lighting | Reflector | MaxLite | True | Daylighting/Photocell, | Reflector (Flood/Spot) | BR30 | E26 (Medium) | Damp Location Rated,Use With Timers,Use With Photo and/or Motion Sensors,Shatter Resistant,Recessed Fixtures Color Temp.2700K3000K4000KCRI84 Product Description The Maxlite 11BR30DLED40/G3 incandescent lamp is a 65W incandescent replacement bulb made from smooth aluminum housing with a standard E26 base. Once on, users will notice 4000K cool white radiance illuminating the room evenly through a BR lens. The LED BR30 energy-saving lamp works well in dry and damp locations with enclosed fixtures. Maxlite 14099424 Features: 25,000 life hours Dims down to 10% 5-year warranty Maxlite 14099424 Applications: Track lighting Display lighting Recessed lighting Alternate Product Versions $3.93 add Maxlite 14099421 - 11W LED BR30 Bulb - 2700K 11BR30DLED27/G3 - 850 Lumens - 82 CRI - 65W Incandescent Equivalent - 120V $4.25 add Maxlite 14099423 - 11W LED BR30 Bulb - 3000K 11BR30DLED30/G3 - 850 Lumens - 82 CRI - 65W Incandescent Equivalent - 120V $4.93 add Maxlite 107609 - 11W LED High CRI BR30 - 3000K - E26 11BR30DLED930/G4 - 800 lumens, 90+ CRI, 65W Incandescent Equal - Dimmable - 120V 11BR30DLED40/G3 - 850 Lumens - CRI 82 - 65W Incandescent Equivalent - 120V Maxlite 14099424 - 11W LED BR30 Bulb - 4000K | 4000 | 84 | 850 | 77.2727 | 25000 | 11 | 1 | 4.25 | 4.25 | 4.9939 | 2020Q2 | https://www.energyavenue.com/MaxLite/14099424 | Energy Avenue | 2020 | Yes
LED Lighting | Reflector | MaxLite | True |  | Reflector (Flood/Spot) | PAR38 | E26 (Medium) | Damp Location Rated,Wet Location Rated,Not Rated for Recessed Fixtures Product Description You'll improve performance and energy savings when you switch to this low-watt LED PAR30 lamp from Maxlite. This quality luminaire offers a direct replacement for high-consumption lamps without sacrificing a thing. You'll enjoy 4000K of neutral white light for up to 25,000 hours, and it can be used indoors or out. Not suitable for enclosed fixtures. Product Features: Replaces 50 - 120W incandescent lamps Available in 7 - 15W Instant-on Available in four sizes and short or long neck styles Compatible with most E26 medium base fixtures Color accuracy of 80 CRI Dimmable to 10 percent Rated for use in dry, damp, or wet locations RoHS compliant green technology Energy Star certified Lifespan of up to 25,000 hours Five-year standard warranty Applications: Landscaping Walls washes Flood light Task light Recessed downlights Spot light 15P38WD40FL - 1,250 Lumens - 84 CRI - 120W Incandescent Equivalent - 40° - 120V Maxlite 14099212 - 15W LED PAR30 - 4000K | 4000 | 83 | 1250 | 83.3333 | 25000 | 15 | 24 | 201.12 | 8.38 | 9.8468 | 2020Q2 | https://www.energyavenue.com/MaxLite/15P38WD40FL | Energy Avenue | 2020 | Yes
LED Lighting | Reflector | MaxLite | True | Daylighting/Photocell, | Reflector (Flood/Spot) | PAR16 | GU10 | Damp Location Rated,Use With Timers,Use With Photo and/or Motion Sensors,Shatter Resistant,Recessed Fixtures Product Description The Maxlite 7MR16GUD30FL energy star bulb is the 50W halogen floodlight equivalent. The difference is the LED MR16 has IV and UV free 3000K warm white radiance beaming through a 40° beam angle. Use the bulb in open fixtures related to accent lighting, track lighting, and display lighting. The bulb has a dimming feature too. Maxlite 14099073 Features: 25,000 life hours Dims down to 10% 5-year warranty Maxlite 14099073 Applications: Dry and damp locations Commercial use Residential use 7MR16GUD30FL - 500 Lumens - 80 CRI - 50W Incandescent Equivalent - 40° - 120V Maxlite 14099073 - 7W LED MR16 - 3000K | 3000 | 85 | 500 | 71.4286 | 25000 | 7 | 1 | 3.31 | 3.31 | 3.8894 | 2020Q2 | https://www.energyavenue.com/MaxLite/7MR16GUD30FL | Energy Avenue | 2020 | Yes
LED Lighting | Reflector | MaxLite | True | Daylighting/Photocell, | Reflector (Flood/Spot) | PAR20 | E26 (Medium) | Use With Timers,Use With Photo and/or Motion Sensors,Wet Location Rated,Shatter Resistant,Not Rated for Recessed Fixtures Product Description The Maxlite 14099213 is a great low energy replacement for 50W incandescent bulbs. Each LED PAR20 bulb uses up to 7W and provides soft white light with its 2700K color temperature. Each bulb is designed to last up to 25,000 hours and comes equipped with a 5-year warranty for added peace of mind. When used with a dimmer switch, you can dim the lights down to 10%. Maxlite 7P20WD27NF 14099213 Features: Dimmable UV and IR free Indoor/outdoor use Not for use in enclosed luminaires Instant on design Maxlite 7P20WD27NF 14099213 Applications: Restaurant lighting Spotlighting Hospitality 7P20WD27NF - 50W Incandescent Equivalent - 500 Lumens - 83 CRI - 120V Maxlite 14099213 - 7W LED PAR20 Bulb - 2700K | 2700 | 83 | 500 | 71.4286 | 25000 | 7 | 24 | 85.2 | 3.55 | 4.1714 | 2020Q2 | https://www.energyavenue.com/MaxLite/7P20WD27NF | Energy Avenue | 2020 | Yes
LED Lighting | Reflector | MaxLite | True | Daylighting/Photocell, | Reflector (Flood/Spot) | PAR20 | E26 (Medium) | Use With Timers,Use With Photo and/or Motion Sensors,Wet Location Rated,Shatter Resistant,Not Rated for Recessed Fixtures Product Description The Maxlite 7P20WD30FL looks great in residential and commercial establishments. Its small size packs a punch, illuminating 3000K soft white illumination instantly using less energy and no mercury or UV radiation. The LED PAR20 dims down to 10% in case the light is too bright. The 50W incandescent replacement floodlight comes with a 5-year warranty. Maxlite 7P20WD30FL (14099201) Features: 40° beam angle 25,000 life hours E26 base Maxlite 7P20WD30FL (14099201) Applications: Dry and wet locations Open fixtures Indoor and outdoor use 7P20WD30FL - 500 Lumens - 84 CRI - 50W Incandescent Equivalent - 40° - 120V Maxlite 14099201 - 7W LED PAR20 - 3000K | 3000 | 84 | 500 | 71.4286 | 25000 | 7 | 1 | 3.58 | 3.58 | 4.2066 | 2020Q2 | https://www.energyavenue.com/MaxLite/7P20WD30FL | Energy Avenue | 2020 | Yes
LED Lighting | Downlight | MaxLite | True |  | LED |  |  | Downlight Solid State Retrofit Product Description SOLD IN MINIMUM QUANTITY OF 2 The Maxlite 75715 LED retrofit downlight is a direct replacement for 74042. This downlight arrives with a long shelf life of 100,000 life hours and a 7 year warranty. This RoHS compliant fixture is ETL listed for damp locations and is dimmable down to 5%. This model runs on dual 120/277 voltage, and produces a cool white color temperature of 4000K. This model runs on 29.6 watts and produces 2540 lumens. The all improved Architectural Grade LED Downlight Retrofit Series is supplied with a quick connector and a conduit whip and fitter to make an easy connection to an existing recessed fixture frame junction box. Applications: Homes Retail Schools Features: Mounts into existing recessed frame 29.6 Watt - 4000K - 120/277V - 2540 Lumens - SOLD IN MINIMUM QUANTITY OF 2 Maxlite - 75715 - LED Retrofit Downlight | 4000 | 81 | 2141 | 72.5763 | 50000 | 29.5 | 1 | 52 | 52 | 61.102 | 2020Q2 | https://www.energyavenue.com/MaxLite/DLR62040 | Energy Avenue | 2020 | Yes
LED Lighting | Decorative | MaxLite | True | Daylighting/Photocell, | Decorative | B10 | E12 (Candelabra) | Use With Timers,Use With Photo and/or Motion Sensors,Wet Location Rated,Recessed Fixtures,Filament Style Product Description The Maxlite 14099267 (F4B10D27) is the ultimate candelabra bulb that offers an innovative design plus Eco friendly solutions that includes a thermal management system. As well, this LED B10 Filament Candle is a decorative bulb that delivers a 25,000 - to 50,000- hour life with 2700K color temperature and uniform color consistency. In addition, the LED filament lamp is fully dimmable and building control compatible, making it stress-free. Maxlite 14099267 Features: 4W replacing 40W incandescent equivalent Dimmable down to 10% L70 standards of 15,000 hour life Maxlite 14099267 Applications: Decorative lighting fixtures like handeliers Suitable for damp locations and use in enclosed luminaires F4B10D27 - 300 lumens - 80 CRI - 40W Incandescent Equal - 120V Maxlite 14099267 - 4W LED Filament B10 - 2700K - E12 | 2700 | 83 | 300 | 75 | 15000 | 4 | 100 | 615 | 6.15 | 7.2265 | 2020Q2 | https://www.energyavenue.com/MaxLite/F4B10D27 | Energy Avenue | 2020 | Yes
LED Lighting | Downlight | MaxLite | True |  |  |  |  | Downlight Recessed Wattage13 Watt18 Watt22 Watt9 WattSize4 Inch Product Description Easy to install in new construction, remodel and retrofit projects, the slim Maxlite RCF409CSW LED Retrofit Downlight contains a glare-reducing baffle trim blending alongside any home theme. It installs direct to ceiling or mount with existing housing. This Universal Downlight Fixture and Retrofit uses three color temperatures - 3000K, 3500K, or 4000K, for the perfect ambiance. It comes with a dimming feature with a compatible devices from Leviton or Lutron. Comes with a 5-year warranty or optional warranty extension to 10 years. Maxlite RCF409CSW 14099876 Features: 4000K is the default CCT, but with selectable 3000K/3500K/4000K Comes with standard 24” power whip Integral whip p, which connects directly to a junction box Universal driver, no need for traditional recessed housing Maxlite RCF409CSW 14099876 Applications: Commercial lighting Retail, office, and hospitality Dry and damp locations Recessed downlights Alternate Product Versions $31.50 add Maxlite 14099877 - 6 Inch 13W LED Retrofit Downlight - Adjustable 3000K/3500K/4000K RCF613CSW - Slim - 1100 Lumens - 80 CRI - 100° Beam Angle - 120-277V - White $36.45 add Maxlite 14099879 - 8 Inch 13W LED Retrofit Downlight - Adjustable 3000K/3500K/4000K RCF813CSW - Slim - 1115 Lumens - 80 CRI - 100° Beam Angle - 120-277V - White $37.90 add Maxlite 14099880 - 8 Inch 18W LED Retrofit Downlight - Adjustable 3000K/3500K/4000K RCF818CSW - Slim - 1650 Lumens - 80 CRI - 100° Beam Angle - 120-277V - White $33.00 add Maxlite 14099878 - 6 Inch 18W LED Retrofit Downlight - Adjustable 3000K/3500K/4000K RCF618CSW - Slim - 1650 Lumens - 80 CRI - 100° Beam Angle - 120-277V - White $40.00 add Maxlite 14099881 - 8 Inch 22W LED Retrofit Downlight - Adjustable 3000K/3500K/4000K RCF822CSW - Slim - 2120 Lumens - 80 CRI - 100° Beam Angle - 120-277V - White RCF409CSW - Slim - 750 Lumens - 80 CRI - 100° Beam Angle - 120-277V - White Maxlite 14099876 - 4 Inch 9W LED Retrofit Downlight - Adjustable 3000K/3500K/4000K | 4000 | 84 | 750 | 83.3333 | 50000 | 9 | 1 | 29.7 | 29.7 | 34.8986 | 2020Q2 | https://www.energyavenue.com/MaxLite/RCF409CSW | Energy Avenue | 2020 | Yes
LED Lighting | Downlight | MaxLite | True |  |  |  |  | Downlight Recessed Wattage13 Watt18 Watt22 Watt9 WattSize6 Inch8 Inch Product Description Whether for a new build or retrofitting, this universal LED retrofit downlight offers an economic solution for your commercial lighting requirements. Part of the RCF Series from Maxlite, this retrofit 13W LED downlight offers easy installation and a slim profile. It connects directly to existing junction boxes via an integral whip. The default color temperature is 4000K, but with the switch on fixture, it allows you to choose between 3000K, 3500K, and 4000k. Comes with a lifespan of up to 50,000 hours and 5-year limited manufacturer's warranty. Maxlite RCF613CSW 14099877 Features: Energy Star certified Triac dimming available with 120v input voltage Single whip integral driver and 24-inch power whip included Direct mount Great for shallow ceilings Maxlite RCF613CSW 14099877 Applications: Suitable for use in damp locations Task lighting and Hospitality Office and retail lighting Commercial application Alternate Product Versions $29.70 add Maxlite 14099876 - 4 Inch 9W LED Retrofit Downlight - Adjustable 3000K/3500K/4000K RCF409CSW - Slim - 750 Lumens - 80 CRI - 100° Beam Angle - 120-277V - White $36.45 add Maxlite 14099879 - 8 Inch 13W LED Retrofit Downlight - Adjustable 3000K/3500K/4000K RCF813CSW - Slim - 1115 Lumens - 80 CRI - 100° Beam Angle - 120-277V - White $37.90 add Maxlite 14099880 - 8 Inch 18W LED Retrofit Downlight - Adjustable 3000K/3500K/4000K RCF818CSW - Slim - 1650 Lumens - 80 CRI - 100° Beam Angle - 120-277V - White $33.00 add Maxlite 14099878 - 6 Inch 18W LED Retrofit Downlight - Adjustable 3000K/3500K/4000K RCF618CSW - Slim - 1650 Lumens - 80 CRI - 100° Beam Angle - 120-277V - White $40.00 add Maxlite 14099881 - 8 Inch 22W LED Retrofit Downlight - Adjustable 3000K/3500K/4000K RCF822CSW - Slim - 2120 Lumens - 80 CRI - 100° Beam Angle - 120-277V - White RCF613CSW - Slim - 1100 Lumens - 80 CRI - 100° Beam Angle - 120-277V - White Maxlite 14099877 - 6 Inch 13W LED Retrofit Downlight - Adjustable 3000K/3500K/4000K | 4000 | 85 | 1100 | 84.6154 | 50000 | 13 | 1 | 31.5 | 31.5 | 37.0137 | 2020Q2 | https://www.energyavenue.com/MaxLite/RCF613CSW | Energy Avenue | 2020 | Yes
LED Lighting | Downlight | MaxLite | True |  |  |  |  | Downlight Recessed Wattage13 Watt18 Watt22 Watt9 WattSize6 Inch8 Inch Product Description Easy to install Maxlite RCF618CSW LED Retrofit Downlightwith white baffle trim. Comes with a junction box, a universal driver, an integral whip, and spring mount for successful installation. Its slim body fits into shallow ceilings for new construction and remodel or retrofit projects. This Maxlite RCF Series is color temperature selectable of 3000K, 3500K, or 4000K and with the right device, users can tap into its dimming feature as well. Maxlite RCF618CSW 14099878 Features: Comes standard with 24 inch power whip Mounts directly into ceiling, no housing required 50,000 life hours 5-year manufacturer's warranty Maxlite RCF618CSW 14099878 Applications: Recessed lighting Commercial use Dry and damp locations Retail, office, and hospitality Alternate Product Versions $29.70 add Maxlite 14099876 - 4 Inch 9W LED Retrofit Downlight - Adjustable 3000K/3500K/4000K RCF409CSW - Slim - 750 Lumens - 80 CRI - 100° Beam Angle - 120-277V - White $31.50 add Maxlite 14099877 - 6 Inch 13W LED Retrofit Downlight - Adjustable 3000K/3500K/4000K RCF613CSW - Slim - 1100 Lumens - 80 CRI - 100° Beam Angle - 120-277V - White $36.45 add Maxlite 14099879 - 8 Inch 13W LED Retrofit Downlight - Adjustable 3000K/3500K/4000K RCF813CSW - Slim - 1115 Lumens - 80 CRI - 100° Beam Angle - 120-277V - White $37.90 add Maxlite 14099880 - 8 Inch 18W LED Retrofit Downlight - Adjustable 3000K/3500K/4000K RCF818CSW - Slim - 1650 Lumens - 80 CRI - 100° Beam Angle - 120-277V - White $40.00 add Maxlite 14099881 - 8 Inch 22W LED Retrofit Downlight - Adjustable 3000K/3500K/4000K RCF822CSW - Slim - 2120 Lumens - 80 CRI - 100° Beam Angle - 120-277V - White RCF618CSW - Slim - 1650 Lumens - 80 CRI - 100° Beam Angle - 120-277V - White Maxlite 14099878 - 6 Inch 18W LED Retrofit Downlight - Adjustable 3000K/3500K/4000K | 4000 | 83 | 1650 | 91.6667 | 50000 | 18 | 1 | 33 | 33 | 38.7763 | 2020Q2 | https://www.energyavenue.com/MaxLite/RCF618CSW | Energy Avenue | 2020 | Yes
LED Lighting | Downlight | MaxLite | True |  |  |  |  | Downlight Recessed Wattage13 Watt18 Watt22 Watt9 WattSize6 Inch8 Inch Product Description Make your commercial spaces more energy-efficient with this 13W LED retrofit downlight from Maxlite. This Universal Downlight Fixture and Retrofit from their RCF Series has a default color temperature of 4000K. What's cool is it's color-selectable with just a switch away, either 3000K, 3500K, or 4000K, using the switch on the downlight fixture. It measures 8 inches in diameter and ideal for new construction, remodels, and retrofitting in dry or damp locations. Maxlite RCF813CSW 14099879 Features: Installs easily in shallow ceilings via direct mount or with existing housing Comes with standard 24-inch power strip 120-277V, 50/60Hz operation ETL, Energy Star, FCC certified Lifespan of up to 50,000 hours 5-year standard manufacturer's warranty Maxlite RCF813CSW 14099879 Applications: Commercial spaces Retail Offices Hospitality Schools Alternate Product Versions $29.70 add Maxlite 14099876 - 4 Inch 9W LED Retrofit Downlight - Adjustable 3000K/3500K/4000K RCF409CSW - Slim - 750 Lumens - 80 CRI - 100° Beam Angle - 120-277V - White $31.50 add Maxlite 14099877 - 6 Inch 13W LED Retrofit Downlight - Adjustable 3000K/3500K/4000K RCF613CSW - Slim - 1100 Lumens - 80 CRI - 100° Beam Angle - 120-277V - White $37.90 add Maxlite 14099880 - 8 Inch 18W LED Retrofit Downlight - Adjustable 3000K/3500K/4000K RCF818CSW - Slim - 1650 Lumens - 80 CRI - 100° Beam Angle - 120-277V - White $33.00 add Maxlite 14099878 - 6 Inch 18W LED Retrofit Downlight - Adjustable 3000K/3500K/4000K RCF618CSW - Slim - 1650 Lumens - 80 CRI - 100° Beam Angle - 120-277V - White $40.00 add Maxlite 14099881 - 8 Inch 22W LED Retrofit Downlight - Adjustable 3000K/3500K/4000K RCF822CSW - Slim - 2120 Lumens - 80 CRI - 100° Beam Angle - 120-277V - White RCF813CSW - Slim - 1115 Lumens - 80 CRI - 100° Beam Angle - 120-277V - White Maxlite 14099879 - 8 Inch 13W LED Retrofit Downlight - Adjustable 3000K/3500K/4000K | 4000 | 84 | 1100 | 84.6154 | 50000 | 13 | 1 | 36.45 | 36.45 | 42.8302 | 2020Q2 | https://www.energyavenue.com/MaxLite/RCF813CSW | Energy Avenue | 2020 | Yes
LED Lighting | Downlight | MaxLite | True |  |  |  |  | Downlight Recessed Wattage13 Watt18 Watt22 Watt9 WattSize6 Inch8 Inch Product Description The Maxlite RCF818CSW LED Retrofit Downlight offers glare-free and mercury-free lighting that blends in with any home decor. It comes with an integral whip, junction box, and a universal driver for easy mounting installation for existing and new ceilings. The energy saving recessed downlighting LED activates a dimming feature with the right device. The default color temperature is 4000K, but adjustable to 3000K, 3500K, or 4000K with its CCT Selectable technology using switch on fixture. Maxlite RCF818CSW 14099880 Features: No housing required, mounts directly into ceiling Slim construction that fits into shallow ceilings 50,000 L70 Lifetime hours with 5-year standard warranty Maxlite RCF818CSW 14099880 Applications: Dry and damp locations Recessed downlights Commercial use Hospitality, retail, and office Alternate Product Versions $29.70 add Maxlite 14099876 - 4 Inch 9W LED Retrofit Downlight - Adjustable 3000K/3500K/4000K RCF409CSW - Slim - 750 Lumens - 80 CRI - 100° Beam Angle - 120-277V - White $31.50 add Maxlite 14099877 - 6 Inch 13W LED Retrofit Downlight - Adjustable 3000K/3500K/4000K RCF613CSW - Slim - 1100 Lumens - 80 CRI - 100° Beam Angle - 120-277V - White $36.45 add Maxlite 14099879 - 8 Inch 13W LED Retrofit Downlight - Adjustable 3000K/3500K/4000K RCF813CSW - Slim - 1115 Lumens - 80 CRI - 100° Beam Angle - 120-277V - White $33.00 add Maxlite 14099878 - 6 Inch 18W LED Retrofit Downlight - Adjustable 3000K/3500K/4000K RCF618CSW - Slim - 1650 Lumens - 80 CRI - 100° Beam Angle - 120-277V - White $40.00 add Maxlite 14099881 - 8 Inch 22W LED Retrofit Downlight - Adjustable 3000K/3500K/4000K RCF822CSW - Slim - 2120 Lumens - 80 CRI - 100° Beam Angle - 120-277V - White RCF818CSW - Slim - 1650 Lumens - 80 CRI - 100° Beam Angle - 120-277V - White Maxlite 14099880 - 8 Inch 18W LED Retrofit Downlight - Adjustable 3000K/3500K/4000K | 4000 | 83 | 1650 | 91.6667 | 50000 | 18 | 1 | 37.9 | 37.9 | 44.534 | 2020Q2 | https://www.energyavenue.com/MaxLite/RCF818CSW | Energy Avenue | 2020 | Yes
LED Lighting | Downlight | MaxLite | True |  |  |  |  | Downlight Recessed Wattage13 Watt18 Watt22 Watt9 WattSize8 Inch Product Description When you need to easily install downlight, look no further. The Maxlite 8-inch 22W retrofit LED downlight can easily fit into shallow ceilings on new construction, retrofit and remodel projects. Part of their RCF Series of color adjustable luminaires, you can choose from 3000K, 3500K, or 4000K with just a switch. It's Energy Star certified and rated for use in damp locations. Maxlite RCF822CSW 14099881 Features: Adjustable color temperature from 3000K, 3500K, and 400K via CCT Selectable technology Spring mounting to install direct into the ceiling Comes with 24-inch power strip 120/277v input; triac dimming available for 120v inputs Suitable for use in damp locations Lifespan of up to 50,000 hours Five-year limited warranty Maxlite RCF822CSW 14099881 Applications: Commercial lighting use Hospitals Retail Schools Offices Alternate Product Versions $29.70 add Maxlite 14099876 - 4 Inch 9W LED Retrofit Downlight - Adjustable 3000K/3500K/4000K RCF409CSW - Slim - 750 Lumens - 80 CRI - 100° Beam Angle - 120-277V - White $31.50 add Maxlite 14099877 - 6 Inch 13W LED Retrofit Downlight - Adjustable 3000K/3500K/4000K RCF613CSW - Slim - 1100 Lumens - 80 CRI - 100° Beam Angle - 120-277V - White $36.45 add Maxlite 14099879 - 8 Inch 13W LED Retrofit Downlight - Adjustable 3000K/3500K/4000K RCF813CSW - Slim - 1115 Lumens - 80 CRI - 100° Beam Angle - 120-277V - White $37.90 add Maxlite 14099880 - 8 Inch 18W LED Retrofit Downlight - Adjustable 3000K/3500K/4000K RCF818CSW - Slim - 1650 Lumens - 80 CRI - 100° Beam Angle - 120-277V - White $33.00 add Maxlite 14099878 - 6 Inch 18W LED Retrofit Downlight - Adjustable 3000K/3500K/4000K RCF618CSW - Slim - 1650 Lumens - 80 CRI - 100° Beam Angle - 120-277V - White RCF822CSW - Slim - 2120 Lumens - 80 CRI - 100° Beam Angle - 120-277V - White Maxlite 14099881 - 8 Inch 22W LED Retrofit Downlight - Adjustable 3000K/3500K/4000K | 4000 | 83 | 2126 | 96.6364 | 50000 | 22 | 1 | 40 | 40 | 47.0015 | 2020Q2 | https://www.energyavenue.com/MaxLite/RCF822CSW | Energy Avenue | 2020 | Yes
LED Lighting | Downlight | MaxLite | True |  |  |  |  | Downlight Solid State Retrofit Product Description The environmentally friendly Maxlite 107321 (RR61827WC-L7) is a great LED downlight retrofit option for both indoor and outdoor spaces, as its fixture is suitable for wet locations. This 18W high CRI downlight retrofit was constructed with a high-efficacy LED array, as well as a dimmable driver and optical diffuser that produces even illumination and high lumen transmission. Perfect for residential retrofit, this 6 inch residential retrofit emits a warm 2700k color temperature. Maxlite 107321 Features: Supplied with E26 base adapter Dimmable down to 10 percent High-quality and impact-resistant lens L70 of 36,000 hour and 5 year limited warranty Maxlite 107321 Applications: Suitable for wet locations Residential applications RR61827WC-L7 - 1,290 lumens - 90 CRI - Maxlite RRX-L7 Series - 120V - White Maxlite 107321 - 18W LED Downlight Retrofit High CRI - 2700K - 6 Inch | 2700 | 93 | 1200 | 66.6667 | 35000 | 18 | 1 | 13.95 | 13.95 | 16.3918 | 2020Q2 | https://www.energyavenue.com/MaxLite/RR61827WC-L7 | Energy Avenue | 2020 | Yes
LED Lighting | Downlight | MaxLite | True |  |  |  |  | Downlight Solid State Retrofit Product Description The Maxlite RRXC15U40Z upgrades current downlights from energy-sucking fluorescents, incandescents, and metal halide lights to an energy-saving and mercury-free replacement. Install the retrofit using supplied retaining clips. Additionally, the LED Downlight contains a dimming feature, a 10-year warranty, and 4000K cool white light. Enjoy the downlight for 50,000 life hours. Maxlite RRXC15U40Z (1410058) Features: Highly efficient design External driver Integrated EM option Maxlite RRXC15U40Z (1410058) Applications: Indoor use Dry and damp locations Recessed fixtures RRXC15U40Z - 1,450 Lumens - 80 CRI - 120-277V Maxlite 1410058 - 13W LED Downlight - 4000K | 2700 | 83 | 1042 | 69.4667 | 54000 | 15 | 1 | 66.75 | 66.75 | 78.4338 | 2020Q2 | https://www.energyavenue.com/MaxLite/RRXC15U40Z | Energy Avenue | 2020 | Yes
LED Lighting | Downlight | MaxLite | True |  |  |  |  | Downlight Recessed Product Description The Maxlite SDLR413CSWJ LED downlight has four selectable radiance colors ranging from 2700K to 5000K, so customers don't have to keep the default 3000K radiance. Additionally, the downlight has edge-lit optics, impact-resistant plastic lens, Energy Star certification, and a 5-year warranty. The mercury-free light radiates through a 110-degree beam angle. Maxlite 102887 Features: Ceiling mount installation 50,000 life hours Dims down to 10% Maxlite 102887 Applications: Commercial use Indoor use Dry and wet locations SDLR413CSWJ - 715 Lumens - 90 CRI - 75W Incandescent Equivalent - 110° - 120V Maxlite 102887 - 13W LED Downlight - Selectable | 2700 | 93 | 796 | 61.2308 | 55000 | 13 | 12 | 228.72 | 19.06 | 22.3962 | 2020Q2 | https://www.energyavenue.com/MaxLite/SDLR413CSWJ | Energy Avenue | 2020 | Yes
LED Lighting | Downlight | MaxLite | True |  |  |  |  | Downlight Recessed Product Description While the 3000K illumination is the default, the Maxlite SDLR616CSWJ Selectable LED downlight has three additional color temperatures to create the right ambiance. After mounting the downlight inside a recessed ceiling, enjoy mercury-free Energy Star certified illumination with low-glare edge-lit optics and dimming down to 10%. The downlight lasts 50,000 life hours. Maxlite 102888 Features: About 110-degrees beam angle Impact-resistant plastic lens 5-year warranty Maxlite 102888 Applications: Dry and wet locations Indoor use Commercial use SDLR616CSWJ - 900 Lumens - 90 CRI - 100W Incandescent Equivalent - 110° - 120V Maxlite 102888 - 16W LED Downlight - Selectable | 2700 | 93 | 1126 | 70.375 | 55000 | 16 | 12 | 251.28 | 20.94 | 24.6053 | 2020Q2 | https://www.energyavenue.com/MaxLite/SDLR616CSWJ | Energy Avenue | 2020 | Yes
LED Lighting | Downlight | MaxLite | True |  |  |  |  | Downlight Recessed Product Description The Maxlite SDLR820CSWJ Selectable LED downlight is a low profile light fixture that houses four mercury-free color temperatures with 3000K being the default. If any color temperature is too bright, dim it down to 10%. It illuminates at a 110-degree beam angle and lasts 50,000 life hours. It comes with a 5-year warranty too. Maxlite 102889 Features: Ceiling mount installation Low-glare edge-lit optic Impact-resistant plastic lens Maxlite 102889 Applications: Indoor use Commercial use Dry and wet locations SDLR820CSWJ - 1,200 Lumens - 90 CRI - 125W Incandescent Equivalent - 110° - 120V Maxlite 102889 - 20W LED Downlight - Selectable | 2700 | 93 | 1520 | 76 | 55000 | 20 | 12 | 300 | 25 | 29.376 | 2020Q2 | https://www.energyavenue.com/MaxLite/SDLR820CSWJ | Energy Avenue | 2020 | Yes
LED Lighting | Downlight | MaxLite | True |  |  |  |  | Downlight Recessed Product Description The Maxlite SDLS413CSWJ LED Downlight installs nicely through ceiling mounting. Mercury-free selectable radiance of 2700K, 3000K, 4000K, and 5000K are available with dimming down to 10% and 3000K radiance as default. The downlight lasts 50,000 life hours, uses a 110-degree beam angle, and contains an impact-resistant plastic lens. Maxlite 102890 Features: Low-glare edge-lit optic Energy Star certified 5-year warranty Maxlite 102890 Applications: Commercial use Dry and wet locations Indoor use SDLS413CSWJ - 715 Lumens - 90 CRI - 75W Incandescent Equivalent - 110° - 120V Maxlite 102890 - 13W LED Downlight - Selectable | 2700 | 93 | 715 | 55 | 55000 | 13 | 12 | 281.28 | 23.44 | 27.5429 | 2020Q2 | https://www.energyavenue.com/MaxLite/SDLS413CSWJ | Energy Avenue | 2020 | Yes
LED Lighting | Downlight | MaxLite | True |  |  |  |  | Downlight Recessed Product Description The Maxlite SDLS616CSWJ Selectable LED Downlight contains an impact-resistant plastic lens, an edge-lit optic lens, and dimming down to 10%. At a 110-degree beam angle, the main feature is the four illumination colors on the remote driver/junction box to set the room's atmosphere. The downlight is also Energy Star certified and mercury-free Maxlite 102891 Features: 2700K, 3000K, 4000K, and 5000K illumination 50,000 life hours 5-year warranty Maxlite 102891 Applications: Commercial use Dry and wet locations Indoor use SDLS616CSWJ - 900 Lumens - 90 CRI - 100W Incandescent Equivalent - 110° - 120V Maxlite 102891 - 16W LED Downlight - Selectable | 2700 | 93 | 900 | 56.25 | 55000 | 16 | 12 | 303.72 | 25.31 | 29.7402 | 2020Q2 | https://www.energyavenue.com/MaxLite/SDLS616CSWJ | Energy Avenue | 2020 | Yes
LED Lighting | Downlight | MaxLite | True |  |  |  |  | Downlight Recessed Product Description The Maxlite SDLS616CSWJ Selectable LED Downlight contains an impact-resistant plastic lens, an edge-lit optic lens, and dimming down to 10%. At a 110-degree beam angle, the main feature is the four illumination colors on the remote driver/junction box to set the room's atmosphere. The downlight is also Energy Star certified and mercury-free. Maxlite 102891 Features: 2700K, 3000K, 4000K, and 5000K illumination 50,000 life hours 5-year warranty Maxlite 102891 Applications: Commercial use Dry and wet locations Indoor use SDLS820CSWJ - 1,200 Lumens - 90 CRI - 125W Incandescent Equivalent - 110° - 120V Maxlite 102892 - 20W LED Downlight - Selectable | 2700 | 93 | 1200 | 60 | 55000 | 20 | 12 | 352.56 | 29.38 | 34.5226 | 2020Q2 | https://www.energyavenue.com/MaxLite/SDLS820CSWJ | Energy Avenue | 2020 | Yes
LED Lighting | Reflector | Olympia | True |  | Reflector (Flood/Spot) | BR30 | E26 (Medium) | Damp Location Rated,Recessed Fixtures Product Description You can't go wrong with this 250W LED metal replacement lamp from the folks at Olympia. This rugged cluster bulb will allow you to enjoy 5500K of bright white light from bollards and post tops throughout your property for up to 50,000 hours. It's RHoS compliant and suitable for open or fully enclosed E39 (Mogul) base fixtures. Product Features: Direct replacement for 489V metal halide or high-pressure sodium (HPS) lamps Compatible with most E39 (Mogul) base fixtures Self-ballasted and easy to install Color accuracy of 75 CRI 360-degree beam angle Built-in surge protection and suppression Tall profile, rugged design Suitable for open or fully enclosed fixtures High lumen output Lifespan of up to 50,000 hours Five-year warranty Applications: Bollards Downlights Post tops Wall packs 41,300 Lumens - 75 CRI - 1000W Metal Halide Equivalent - 360° - 208-480V Olympia CL-250W12H-55K-E39 - 250W LED Metal Halide Replacement - 5500K | 5000 | 84 | 1200 | 88.8889 | 25000 | 13.5 | 1 | 331.13 | 331.13 | 389.0905 | 2020Q2 | https://www.energyavenue.com/Olympia-Z28022/CL-250W12H-55K-E39 | Energy Avenue | 2020 | No
LED Lighting | A-Type |  | False |  | General Purpose Replacement | A21 | E26d | Damp Location Rated,Not for Use in Recessed Fixtures Plastic Frosted; Surface Mount Technology (SMT) E26 Base Omnidirectional light distribution Plastic globe offers increased optical spread Damp locations (not for use where exposed directly to weather or water) Do not use in enclosed fixtures or recessed cans General area lighting Residential Replaces 40/60/100-watt incandescent. 17-watt LED A21 3-Way Lamp - up to 1420 delivered lumens. 2700K, frosted, with white housing, cULus Listed, Energy Star® Certified, 5-year limited warranty. Replaces 40/60/100W Incandescent1420 Lumens Cree® PRO Series A21 Lamp ¦ A21 3-Way Series ¦ 17W ¦ 2700K ¦ Non-Dimmable | 2700 | 91 | 1420 | 83.5294 | 25000 | 17 | 1 | 10.5 | 10.5 | 12.3379 | 2020Q2 | https://www.e-conolight.com/cree-pro-series-a21-lamp-a21-3-way-series-17w-2700k-non-dimmable.html | Econolight | 2020 | Yes
LED Lighting | A-Type | Rab | True |  | General Purpose Replacement | A19 | GU24 | Damp Location Rated,Recessed Fixtures,Shatter Resistant,Vibration Service Damp Location Rated,Recessed Fixtures,Shatter Resistant,Vibration Service Rab LED lamp in frosted finish, has plastic construction for added durability. The A19 arbitrary lamp with 2-pin GU24 base, has a voltage rating of 120-Volts. The 9-Watt lamp delivers soft white light output of 800-Lumens with 2700K color temperature and 80 CRI. It has an average life of 15000 Hours. The lamp provides 230-Degree omni-directional beam angle for even light distribution. The dimmable lamp has an efficacy of 80 LPW and power factor of >=0.7. It measures 2-3/8-Inch x 4-5/16-Inch. It is suitable for general lighting, commercial and residential applications. It is perfect for damp locations. Lamp meets Energy Star, RoHS standards. Rab A19-9-GU24-827-DIM Dimmable A19 LED Lamp 2-Pin GU24 Base 9-Watt 800-Lumens 80 CRI 2700K Soft White | 2700 | 82 | 800 | 83.3333 | 15000 | 9.6 | 12 | 3.148 | 0.26233 | 0.30825 | 2020Q3 | https://www.ew-ne.com/lighting-1600000000/rab-a19-9-gu24-827-dim-dimmable-a19-led-lamp-2-pin-gu24-base-9-watt-800-lumens-80-cri-2700k-soft-white-862222 | Electrical Wholesalers Inc | 2020 | Yes
LED Lighting | A-Type | Rab | True |  | General Purpose Replacement | A19 | GU24 | Damp Location Rated,Recessed Fixtures,Shatter Resistant,Vibration Service Damp Location Rated,Recessed Fixtures,Shatter Resistant,Vibration Service Rab LED lamp in frosted finish, has plastic construction for added durability. The A19 arbitrary lamp with 2-pin GU24 base, has a voltage rating of 120-Volts. The 9-Watt lamp delivers warm white light output of 800-Lumens with 3000K color temperature and 80 CRI. It has an average life of 15000 Hours. The lamp provides 230-Degree omni-directional beam angle for even light distribution. The dimmable lamp has an efficacy of 80 LPW and power factor of >=0.7. It measures 2-3/8-Inch x 4-5/16-Inch. It is suitable for general lighting, commercial and residential applications. It is perfect for damp locations. Lamp meets UL, Energy Star, FCC, RoHS standards. Rab A19-9-GU24-830-DIM Dimmable A19 LED Lamp 2-Pin GU24 Base 9-Watt 800-Lumens 80 CRI 3000K Warm White | 3000 | 82 | 800 | 83.3333 | 15000 | 9.6 | 12 | 3.148 | 0.26233 | 0.30825 | 2020Q3 | https://www.ew-ne.com/lighting-1600000000/rab-a19-9-gu24-830-dim-dimmable-a19-led-lamp-2-pin-gu24-base-9-watt-800-lumens-80-cri-3000k-warm-white-817990 | Electrical Wholesalers Inc | 2020 | Yes
LED Lighting | A-Type | Rab | True |  | General Purpose Replacement | A19 | GU24 | Damp Location Rated,Recessed Fixtures,Shatter Resistant,Vibration Service Damp Location Rated,Recessed Fixtures,Shatter Resistant,Vibration Service Rab LED lamp in frosted finish, has plastic construction for added durability. The A19 arbitrary lamp with 2-pin GU24 base, has a voltage rating of 120-Volts. The 9-Watt lamp delivers soft white light output of 800-Lumens with 2700K color temperature and 80 CRI. It has an average life of 15000 Hours. The lamp provides 230-Degree omni-directional beam angle for even light distribution. The dimmable lamp has an efficacy of 80 LPW and power factor of >=0.7. It measures 2-3/8-Inch x 4-5/16-Inch. It is suitable for general lighting, commercial and residential applications. It is perfect for damp locations. Lamp meets Energy Star, RoHS standards. Rab A19-9-GU24-827-DIM Dimmable A19 LED Lamp 2-Pin GU24 Base 9-Watt 800-Lumens 80 CRI 2700K Soft White | 2700 | 82 | 800 | 83.3333 | 15000 | 9.6 | 12 | 3.065 | 0.25542 | 0.30012 | 2020Q3 | https://www.standardelectric.com/lighting-1600000000/rab-a19-9-gu24-827-dim-dimmable-a19-led-lamp-2-pin-gu24-base-9-watt-800-lumens-80-cri-2700k-soft-white-862222 | Standard Electric | 2020 | Yes
LED Lighting | Decorative | RAB Lighting | True |  | Other | B11 | E12 (Candelabra) | Damp Location Rated,Recessed Fixtures Wattage3 Watt6 WattBase TypeE12Medium (E26)FinishClearFrosted Product Description The clear Rab Lighting B11-3-E12-927-F-C is a great low energy replacement for 40W bulbs. Using only 4W of power, each LED B11 provides a soft white light with its 2700K color temperature. Each bulb can be used with a dimmer switch to dim down the lights to 10%. For added peace of mind, each bulb comes equipped with a 3-year warranty and can last for up to 15,000 hours of operation. Rab Lighting B11-3-E12-927-F-C Features: Dimmable E26 Base 90 CRI RAB B11-3-E12-927-F-C Applications: Decorative lamps General lighting Alternate Product Versions $2.38 add RAB B11-3-E12-927-F-F - 3W LED B11 Bulb - 2700K 40 Watt Incandescent Equivalent - 300 Lumens - 90 CRI - E12 Base - 120V - Frosted $2.81 add RAB B11-5-E12-927-F-F - 6W LED B11 Bulb - 2700K 60 Watt Incandescent Equivalent - 500 Lumens - 90 CRI - E12 Base - 120V - Frosted $2.91 add RAB B11-3-E26-927-F-F - 3W LED B11 Bulb - 2700K 40 Watt Incandescent Equivalent - 300 Lumens - 90 CRI - E26 Base - 120V - Frosted $3.19 add RAB B11-5-E26-927-F-F - 6W LED B11 Bulb - 2700K 60 Watt Incandescent Equivalent - 500 Lumens - 90 CRI - E26 Base -120V - Frosted $2.38 add RAB B11-3-E26-927-F-C - 3W LED B11 Bulb - 2700K 40 Watt Incandescent Equivalent - 300 Lumens - 90 CRI - E26 Base - 120V - Clear 40 Watt Incandescent Equivalent - 300 Lumens - 90 CRI - E12 Base - 120V - Clear RAB B11-3-E12-927-F-C - 3W LED B11 Bulb - 2700K | 2700 | 93 | 300 | 90.9091 | 15000 | 3.3 | 12 | 28.56 | 2.38 | 2.7966 | 2020Q2 | https://www.energyavenue.com/RAB-Lighting/B11-3-E12-927-F-C | Energy Avenue | 2020 | Yes
LED Lighting | Decorative | RAB Lighting | True |  | Other | B11 | E12 (Candelabra) | Damp Location Rated,Recessed Fixtures Wattage3 Watt6 WattBase TypeE12Medium (E26)FinishClearFrosted Product Description Made of frosted glass, the soft diamond shaped Rab Lighting B11-3-E12-927-F-F decorative lamp offers vibrant light while saving up to 85% off the energy bill. This B11 LED dims down to 10% with a 360-degree beam angle, making any open and enclosed fixture illuminate beautifully. It is a great replacement for the 40W incandescent bulb. Rab Lighting B11-3-E12-927-F-F Features: 15,000 life hours 2700K soft white radiance E12 base 3-year warranty Rab Lighting B11-3-E12-927-F-F Applications: Dry/damp locations Indoor use Decorative lighting Alternate Product Versions $2.81 add RAB B11-5-E12-927-F-F - 6W LED B11 Bulb - 2700K 60 Watt Incandescent Equivalent - 500 Lumens - 90 CRI - E12 Base - 120V - Frosted $2.38 add RAB B11-3-E12-927-F-C - 3W LED B11 Bulb - 2700K 40 Watt Incandescent Equivalent - 300 Lumens - 90 CRI - E12 Base - 120V - Clear $2.91 add RAB B11-3-E26-927-F-F - 3W LED B11 Bulb - 2700K 40 Watt Incandescent Equivalent - 300 Lumens - 90 CRI - E26 Base - 120V - Frosted $3.19 add RAB B11-5-E26-927-F-F - 6W LED B11 Bulb - 2700K 60 Watt Incandescent Equivalent - 500 Lumens - 90 CRI - E26 Base -120V - Frosted $2.38 add RAB B11-3-E26-927-F-C - 3W LED B11 Bulb - 2700K 40 Watt Incandescent Equivalent - 300 Lumens - 90 CRI - E26 Base - 120V - Clear 40 Watt Incandescent Equivalent - 300 Lumens - 90 CRI - E12 Base - 120V - Frosted RAB B11-3-E12-927-F-F - 3W LED B11 Bulb - 2700K | 2700 | 93 | 300 | 90.9091 | 15000 | 3.3 | 12 | 28.56 | 2.38 | 2.7966 | 2020Q2 | https://www.energyavenue.com/RAB-Lighting/B11-3-E12-927-F-F | Energy Avenue | 2020 | Yes
LED Lighting | Decorative | RAB Lighting | True |  | Other | B11 | E26 (Medium) | Damp Location Rated,Recessed Fixtures Wattage3 Watt6 WattBase TypeE12Medium (E26)FinishClearFrosted Product Description The Rab Lighting B11-3-E26-927-F-C decorative light bulb radiates pure 2700K soft white illumination with a 360-degree beam angle due to the clear glass exterior. If the LED B11 bulb is too bright, compatible dimmer devices decrease brightness down to 10%. Included with the energy saving bulb is a 3-year warranty. Rab Lighting B11-3-E26-927-F-C Features: 15,000 total hour lifespan E26 base fits most lamps Replaces 40W incandescent bulbs Rab Lighting B11-3-E26-927-F-C Applications: Decorative lighting Dry/damp locations Open/enclosed fixtures Alternate Product Versions $2.38 add RAB B11-3-E12-927-F-F - 3W LED B11 Bulb - 2700K 40 Watt Incandescent Equivalent - 300 Lumens - 90 CRI - E12 Base - 120V - Frosted $2.81 add RAB B11-5-E12-927-F-F - 6W LED B11 Bulb - 2700K 60 Watt Incandescent Equivalent - 500 Lumens - 90 CRI - E12 Base - 120V - Frosted $2.38 add RAB B11-3-E12-927-F-C - 3W LED B11 Bulb - 2700K 40 Watt Incandescent Equivalent - 300 Lumens - 90 CRI - E12 Base - 120V - Clear $2.91 add RAB B11-3-E26-927-F-F - 3W LED B11 Bulb - 2700K 40 Watt Incandescent Equivalent - 300 Lumens - 90 CRI - E26 Base - 120V - Frosted $3.19 add RAB B11-5-E26-927-F-F - 6W LED B11 Bulb - 2700K 60 Watt Incandescent Equivalent - 500 Lumens - 90 CRI - E26 Base -120V - Frosted 40 Watt Incandescent Equivalent - 300 Lumens - 90 CRI - E26 Base - 120V - Clear RAB B11-3-E26-927-F-C - 3W LED B11 Bulb - 2700K | 2700 | 91 | 300 | 90.9091 | 15000 | 3.3 | 12 | 28.56 | 2.38 | 2.7966 | 2020Q2 | https://www.energyavenue.com/RAB-Lighting/B11-3-E26-927-F-C | Energy Avenue | 2020 | Yes
LED Lighting | Decorative | RAB Lighting | True |  | Other | B11 | E26 (Medium) | Damp Location Rated,Recessed Fixtures Wattage3 Watt6 WattBase TypeE12Medium (E26)FinishClearFrosted Product Description Toss out the 40W incandescent bulb and replace it with this cone-shaped Rab Lighting B11-3-E26-927-F-F energy saving decorative bulb on E26 base. The frosted glass appearance from the LED B11 lamp radiates 2700K soft white vibrancy at a 360-degree output. The LED B11 light bulb comes with a dimming option and a 3-year warranty. Rab Lighting B11-3-E26-927-F-F Features: Easy installation 15,000-hour lifespan Dims down to 10% with compatible dimmer device Rab Lighting B11-3-E26-927-F-F Applications: Decorative lighting Dry/damp locations Open/enclosed fixtures Alternate Product Versions $2.38 add RAB B11-3-E12-927-F-F - 3W LED B11 Bulb - 2700K 40 Watt Incandescent Equivalent - 300 Lumens - 90 CRI - E12 Base - 120V - Frosted $2.81 add RAB B11-5-E12-927-F-F - 6W LED B11 Bulb - 2700K 60 Watt Incandescent Equivalent - 500 Lumens - 90 CRI - E12 Base - 120V - Frosted $2.38 add RAB B11-3-E12-927-F-C - 3W LED B11 Bulb - 2700K 40 Watt Incandescent Equivalent - 300 Lumens - 90 CRI - E12 Base - 120V - Clear $3.19 add RAB B11-5-E26-927-F-F - 6W LED B11 Bulb - 2700K 60 Watt Incandescent Equivalent - 500 Lumens - 90 CRI - E26 Base -120V - Frosted $2.38 add RAB B11-3-E26-927-F-C - 3W LED B11 Bulb - 2700K 40 Watt Incandescent Equivalent - 300 Lumens - 90 CRI - E26 Base - 120V - Clear 40 Watt Incandescent Equivalent - 300 Lumens - 90 CRI - E26 Base - 120V - Frosted RAB B11-3-E26-927-F-F - 3W LED B11 Bulb - 2700K | 2700 | 93 | 300 | 90.9091 | 15000 | 3.3 | 12 | 34.92 | 2.91 | 3.4194 | 2020Q2 | https://www.energyavenue.com/RAB-Lighting/B11-3-E26-927-F-F | Energy Avenue | 2020 | Yes
LED Lighting | Decorative | RAB Lighting | True |  | Other | B11 | E12 (Candelabra) | Damp Location Rated,Recessed Fixtures Wattage3 Watt6 WattBase TypeE12Medium (E26)FinishFrosted Product Description Retrofit your lighting scheme with this frosted B11 LED lamp from Rab Lighting. With the B11-5-E12-927-F-F, you'll enjoy 2700K of soft white light and up to 15,000 hours of illumination. This B11 bulb offers a direct replacement for 60-watt incandescent bulbs with a standard E12 candelabra base. Rab Lighting B11-5-E12-927-F-F Features: Direct replacement for 40- and 60-watt incandescent bulbs E12 base, compatible with E11 candelabra bases Dimmable to 10 percent Color accuracy of 90 CRI Input voltage of 120V, output of 6 watts 360-degree beam angle CEC compliant Energy Star Version 2.0 certified Three-year warranty Lifespan of 15,000 hours Rab Lighting B11-5-E12-927-F-F Applications: Wall sconces, lamps, and ceiling fixtures with an E11 base Alternate Product Versions $2.38 add RAB B11-3-E12-927-F-F - 3W LED B11 Bulb - 2700K 40 Watt Incandescent Equivalent - 300 Lumens - 90 CRI - E12 Base - 120V - Frosted $2.38 add RAB B11-3-E12-927-F-C - 3W LED B11 Bulb - 2700K 40 Watt Incandescent Equivalent - 300 Lumens - 90 CRI - E12 Base - 120V - Clear $2.91 add RAB B11-3-E26-927-F-F - 3W LED B11 Bulb - 2700K 40 Watt Incandescent Equivalent - 300 Lumens - 90 CRI - E26 Base - 120V - Frosted $3.19 add RAB B11-5-E26-927-F-F - 6W LED B11 Bulb - 2700K 60 Watt Incandescent Equivalent - 500 Lumens - 90 CRI - E26 Base -120V - Frosted $2.38 add RAB B11-3-E26-927-F-C - 3W LED B11 Bulb - 2700K 40 Watt Incandescent Equivalent - 300 Lumens - 90 CRI - E26 Base - 120V - Clear 60 Watt Incandescent Equivalent - 500 Lumens - 90 CRI - E12 Base - 120V - Frosted RAB B11-5-E12-927-F-F - 6W LED B11 Bulb - 2700K | 2700 | 93 | 500 | 90.9091 | 15000 | 5.5 | 12 | 33.72 | 2.81 | 3.3019 | 2020Q2 | https://www.energyavenue.com/RAB-Lighting/B11-5-E12-927-F-F | Energy Avenue | 2020 | Yes
LED Lighting | Decorative | RAB Lighting | True |  | Other | B11 | E26 (Medium) | Damp Location Rated,Recessed Fixtures Wattage3 Watt6 WattBase TypeE12Medium (E26)FinishFrosted Product Description Save energy by replacing your old incandescent bulbs with this LED B11 lamp from RAB. This frosted LED 6W B11-5-E26-927-F-F offers 2700K of soft white light and up to 15,000 hours of illumination. Fully CEC compliant. Rab Lighting B11-5-E26-927-F-F Features: Direct replacement for 60-watt incandescent bulbs Input voltage of 12 volts, output of 6 watts Color accuracy of 90 CRI Energy Star Version 2.0 certifed 360-degree beam angle Three-year warranty Lifespan of 15,000 hours Rab Lighting B11-5-E26-927-F-F Applications: Wall sconces, lamps, and ceiling fixtures with a standard E26 base Alternate Product Versions $2.38 add RAB B11-3-E12-927-F-F - 3W LED B11 Bulb - 2700K 40 Watt Incandescent Equivalent - 300 Lumens - 90 CRI - E12 Base - 120V - Frosted $2.81 add RAB B11-5-E12-927-F-F - 6W LED B11 Bulb - 2700K 60 Watt Incandescent Equivalent - 500 Lumens - 90 CRI - E12 Base - 120V - Frosted $2.38 add RAB B11-3-E12-927-F-C - 3W LED B11 Bulb - 2700K 40 Watt Incandescent Equivalent - 300 Lumens - 90 CRI - E12 Base - 120V - Clear $2.91 add RAB B11-3-E26-927-F-F - 3W LED B11 Bulb - 2700K 40 Watt Incandescent Equivalent - 300 Lumens - 90 CRI - E26 Base - 120V - Frosted $2.38 add RAB B11-3-E26-927-F-C - 3W LED B11 Bulb - 2700K 40 Watt Incandescent Equivalent - 300 Lumens - 90 CRI - E26 Base - 120V - Clear 60 Watt Incandescent Equivalent - 500 Lumens - 90 CRI - E26 Base -120V - Frosted RAB B11-5-E26-927-F-F - 6W LED B11 Bulb - 2700K | 2700 | 93 | 500 | 90.9091 | 15000 | 5.5 | 12 | 38.28 | 3.19 | 3.7484 | 2020Q2 | https://www.energyavenue.com/RAB-Lighting/B11-5-E26-927-F-F | Energy Avenue | 2020 | Yes
LED Lighting | Decorative | RAB Lighting | True |  | Other | BA11 | E12 (Candelabra) | Damp Location Rated,Recessed Fixtures Wattage3 Watt6 WattBase TypeE12Medium (E26) Product Description The Rab Lighting BA11-3-E12-927-F-C decorative glass bulb is an attractive LED light bulb radiating a soft 2700K white light that's easy on the eyes. In case the light is piercing, dimmer devices dim it to 10%. The raindrop-shaped LED BA11 bulb's 360-degree beam angle shines brightly in any direction. It includes a 3-year warranty. RAB BA11-3-E12-927-F-C Features: Energy efficient Replaces 40W incandescent bulbs 15,000 life hours RAB BA11-3-E12-927-F-C Applications: Decorative lighting Damp and dry locations Open and enclosed fixtures Alternate Product Versions $2.38 add RAB BA11-3-E26-927-F-C - 3W LED BA11 Bulb - 2700K 40 Watt Incandescent Equivalent - 300 Lumens - 90 CRI - E26 Base - 120V - Clear $2.81 add RAB BA11-5-E26-927-F-C - 6W LED BA11 Bulb - 2700K 60 Watt Incandescent Equivalent - 500 Lumens - 90 CRI - E26 Base - 120V - Clear 40 Watt Incandescent Equivalent - 300 Lumens - 90 CRI - E12 Base - 120V - Clear RAB BA11-3-E12-927-F-C - 3W LED BA11 Bulb - 2700K | 2700 | 93 | 300 | 90.9091 | 15000 | 3.3 | 12 | 28.56 | 2.38 | 2.7966 | 2020Q2 | https://www.energyavenue.com/RAB-Lighting/BA11-3-E12-927-F-C | Energy Avenue | 2020 | Yes
LED Lighting | Decorative | RAB Lighting | True |  | Other | BA11 | E26 (Medium) | Damp Location Rated,Recessed Fixtures Wattage3 Watt6 WattBase TypeE12Medium (E26) Product Description Energy savings and aesthetic appeal are yours with this clear LED BA11 bulb from Rab Lighting. This BA11-3-E26-927-F-C is a direct replacement for standard 40- and 60-watt incandescent bulbs with an E26 medium screw base. It offers 2700K of soft white light for up to 15,000 hours. Rab Lighting BA11-3-E26-927-F-C Features: Upgrade for lamps requiring a 40- or 60-watt incandescent bulb Compatible with standard E26 lamp bases Input voltage of 120 volts, output of 3 watts Color accuracy of 90 CRI CEC compliant Energy Star Version 2.0 certified Dimmable to 10 percent 360-degree beam angle Three-year warranty Lifespan of 15,000 hours Rab Lighting BA11-3-E26-927-F-C Applications: Decorative Lamps Wall sconces Candelabras Alternate Product Versions $2.38 add RAB BA11-3-E12-927-F-C - 3W LED BA11 Bulb - 2700K 40 Watt Incandescent Equivalent - 300 Lumens - 90 CRI - E12 Base - 120V - Clear $2.81 add RAB BA11-5-E26-927-F-C - 6W LED BA11 Bulb - 2700K 60 Watt Incandescent Equivalent - 500 Lumens - 90 CRI - E26 Base - 120V - Clear 40 Watt Incandescent Equivalent - 300 Lumens - 90 CRI - E26 Base - 120V - Clear RAB BA11-3-E26-927-F-C - 3W LED BA11 Bulb - 2700K | 2700 | 91 | 300 | 90.9091 | 15000 | 3.3 | 12 | 28.56 | 2.38 | 2.7966 | 2020Q2 | https://www.energyavenue.com/RAB-Lighting/BA11-3-E26-927-F-C | Energy Avenue | 2020 | Yes
LED Lighting | Decorative | RAB Lighting | True |  | Other | BA11 | E26 (Medium) | Damp Location Rated,Recessed Fixtures Wattage3 Watt6 WattBase TypeMedium (E26) Product Description The Rab Lighting BA11-5-E26-927-F-C is a great low energy replacement for a 60W incandescent bulb. Each LED BA11 uses up to 6W of power and provides a soft white light with its 2700K color temperature. This clear BA11 LED is designed to last up to 15,000 hours and comes with a three-year warranty for added peace of mind. It has a 360-degree beam angle and compatibility with dimmer switches down to 10%. Rab Lighting BA11-5-E26-927-F-C Features: Dimmable 360-degree beam angle Rab Lighting BA11-5-E26-927-F-C Applications: Decorative lighting Decorative lamps Alternate Product Versions $2.38 add RAB BA11-3-E12-927-F-C - 3W LED BA11 Bulb - 2700K 40 Watt Incandescent Equivalent - 300 Lumens - 90 CRI - E12 Base - 120V - Clear $2.38 add RAB BA11-3-E26-927-F-C - 3W LED BA11 Bulb - 2700K 40 Watt Incandescent Equivalent - 300 Lumens - 90 CRI - E26 Base - 120V - Clear 60 Watt Incandescent Equivalent - 500 Lumens - 90 CRI - E26 Base - 120V - Clear RAB BA11-5-E26-927-F-C - 6W LED BA11 Bulb - 2700K | 2700 | 91 | 500 | 90.9091 | 15000 | 5.5 | 12 | 33.72 | 2.81 | 3.3019 | 2020Q2 | https://www.energyavenue.com/RAB-Lighting/BA11-5-E26-927-F-C | Energy Avenue | 2020 | Yes
LED Lighting | Reflector | RAB Lighting | True |  | Reflector (Flood/Spot) | BR30 | E26 (Medium) | Damp Location Rated,Recessed Fixtures Bulb ShapeBR30BR40Color Temp.2700K3000K Product Description The Rab Lighting BR30-9-827-DIM is a great low energy replacement for the BR30 halogen bulb. Each LED BR30 is designed to use up to 10W of power and provides soft white light with its 2700K color temperature. This BR30 bulb is compatible with dimmer switches and can be dimmed down to 10%. With a 25,000 hour lifespan and a three-year warranty, this BR30 LED lamp is designed to last for years. Rab Lighting BR30-9-827-DIM Features: Dimmable Wide beam angle 80 CRI Rab Lighting BR30-9-827-DIM Applications: General lighting Damp locations Alternate Product Versions $3.13 add RAB BR30-9-830-DIM - 10W LED BR30 Bulb - 3000K 65 Watt Incandescent Equivalent - 680 Lumens - 80 CRI - 120V $4.69 add RAB BR40-15-827-DIM - 15W LED BR40 Bulb - 2700K 85 Watt Incandescent Equivalent - 1100 Lumens - 80 CRI - 120V $4.69 add RAB BR40-15-830-DIM - 15W LED BR40 Bulb - 3000K 85 Watt Incandescent Equivalent - 1100 Lumens - 80 CRI - 120V 65 Watt Incandescent Equivalent - 680 Lumens - 80 CRI - 120V RAB BR30-9-827-DIM - 10W LED BR30 Bulb - 2700K | 2700 | 94 | 680 | 71.5789 | 25000 | 9.5 | 6 | 18.78 | 3.13 | 3.6779 | 2020Q2 | https://www.energyavenue.com/RAB-Lighting/BR30-9-827-DIM | Energy Avenue | 2020 | Yes
LED Lighting | Reflector | RAB Lighting | True |  | Reflector (Flood/Spot) | BR30 | E26 (Medium) | Damp Location Rated,Recessed Fixtures Bulb ShapeBR30BR40Color Temp.2700K3000K Product Description Save energy and enjoy longer performance by switching to this LED BR30 bulb from RAB. This product offers a direct replacement for traditional BR30 halogen lamps and up to 25,000 hours of illumination at 3000K. It's compatible with any E26 medium screw lamp base. RAB BR30-9-830-DIM Features: Direct replacement for BR30 halogen lamps Fits any E26 medium screw base Energy Star Version 2.0 certified Input voltage of 120V Color rendering of 80 CRI Warm color temperature at 3000k 110-degree beam angle Dimmable to 10 percent Three-year warranty Lifespan up to 25,000 hours RAB BR30-9-830-DIM Applications: General lighting with any E26 medium screw base Alternate Product Versions $3.13 add RAB BR30-9-827-DIM - 10W LED BR30 Bulb - 2700K 65 Watt Incandescent Equivalent - 680 Lumens - 80 CRI - 120V $4.69 add RAB BR40-15-827-DIM - 15W LED BR40 Bulb - 2700K 85 Watt Incandescent Equivalent - 1100 Lumens - 80 CRI - 120V $4.69 add RAB BR40-15-830-DIM - 15W LED BR40 Bulb - 3000K 85 Watt Incandescent Equivalent - 1100 Lumens - 80 CRI - 120V 65 Watt Incandescent Equivalent - 680 Lumens - 80 CRI - 120V RAB BR30-9-830-DIM - 10W LED BR30 Bulb - 3000K | 3000 | 84 | 680 | 71.5789 | 25000 | 9.5 | 6 | 18.78 | 3.13 | 3.6779 | 2020Q2 | https://www.energyavenue.com/RAB-Lighting/BR30-9-830-DIM | Energy Avenue | 2020 | Yes
LED Lighting | Reflector | RAB Lighting | True |  | Reflector (Flood/Spot) | BR40 | E26 (Medium) | Damp Location Rated,Recessed Fixtures Bulb ShapeBR30BR40Color Temp.2700K3000K Product Description Replace your conventional BR40 halogen bulb with this dimmable BR40 LED lamp from Rab Lighting. This BR40-15-827-DIM provides 2700K of soft white light for up to 25,000 hours. It offers up to 85 percent energy savings, and it's rated for damp locations. This product is not CEC compliant. Rab Lighting BR40-15-827-DIM Features: Direct replacement for BR40 halogen lamps Compatible with standard E26 medium screw lamp bases Input voltage of 120 volts, 15-watt output Color accuracy of 80 CRI 110-degree beam angle Dimmable to 20 percent Rated for damp locations Energy Star Version 2.0 certified Three-year warranty Lifespan of 25,000 hours Rab Lighting BR40-15-827-DIM Applications: General purpose lighting replacement for lamps with E26 medium screw bases Alternate Product Versions $3.13 add RAB BR30-9-830-DIM - 10W LED BR30 Bulb - 3000K 65 Watt Incandescent Equivalent - 680 Lumens - 80 CRI - 120V $3.13 add RAB BR30-9-827-DIM - 10W LED BR30 Bulb - 2700K 65 Watt Incandescent Equivalent - 680 Lumens - 80 CRI - 120V $4.69 add RAB BR40-15-830-DIM - 15W LED BR40 Bulb - 3000K 85 Watt Incandescent Equivalent - 1100 Lumens - 80 CRI - 120V 85 Watt Incandescent Equivalent - 1100 Lumens - 80 CRI - 120V RAB BR40-15-827-DIM - 15W LED BR40 Bulb - 2700K | 2700 | 82 | 1100 | 73.3333 | 25000 | 15 | 6 | 28.14 | 4.69 | 5.5109 | 2020Q2 | https://www.energyavenue.com/RAB-Lighting/BR40-15-827-DIM | Energy Avenue | 2020 | Yes
LED Lighting | Reflector | RAB Lighting | True |  | Reflector (Flood/Spot) | BR40 | E26 (Medium) | Damp Location Rated,Recessed Fixtures Bulb ShapeBR30BR40Color Temp.2700K3000K Product Description With an E26 screw base, the BR40-15-830-DIM light bulb from Rab Lighting is perfect for open and enclosed locations. The BR40 LED operates using only 15 watts on 3000K warm white light for a 25,000-hour duration. The light distribution is at a 110-degree beam angle with a dimming option. Included is a 3-year manufacturer's warranty. Rab Lighting BR40-15-830-DIM Features: Energy-saving replacement for 85W bulbs Shatterproof plastic exterior Brightness dims down to 20% Rab Lighting BR40-15-830-DIM Applications: General lighting Indoor use Damp locations Alternate Product Versions $3.13 add RAB BR30-9-830-DIM - 10W LED BR30 Bulb - 3000K 65 Watt Incandescent Equivalent - 680 Lumens - 80 CRI - 120V $3.13 add RAB BR30-9-827-DIM - 10W LED BR30 Bulb - 2700K 65 Watt Incandescent Equivalent - 680 Lumens - 80 CRI - 120V $4.69 add RAB BR40-15-827-DIM - 15W LED BR40 Bulb - 2700K 85 Watt Incandescent Equivalent - 1100 Lumens - 80 CRI - 120V 85 Watt Incandescent Equivalent - 1100 Lumens - 80 CRI - 120V RAB BR40-15-830-DIM - 15W LED BR40 Bulb - 3000K | 3000 | 83 | 1100 | 73.3333 | 25000 | 15 | 6 | 28.14 | 4.69 | 5.5109 | 2020Q2 | https://www.energyavenue.com/RAB-Lighting/BR40-15-830-DIM | Energy Avenue | 2020 | Yes
LED Lighting | Decorative | RAB Lighting | True |  | Globe | G16.5 | E12 (Candelabra) | Damp Location Rated,Recessed Fixtures Base TypeE12Medium (E26)FinishClearFrosted Product Description The Rab Lighting G16.5-3-E12-927-F-C decorative LED Globe is a clear glass constructed dome with energy efficiency and 360-degree output. The 40W incandescent bulb replacement works in dry and damp locations for a full 15,000 hours. It also radiates 2700K soft white light to create the perfect ambiance. Rab Lighting G16.5-3-E12-927-F-C Features: Brightness dims down to 10% 3-year warranty Saves up to 85% off the electric bill Rab Lighting G16.5-3-E12-927-F-C Applications: Decorative lighting Open fixtures Enclosed fixtures Alternate Product Versions $4.13 add RAB G16.5-3-E12-927-F-F - 4W LED Globe Bulb - 2700K 40 Watt Incandescent Equivalent - 350 Lumens - 90 CRI - E12 Base - 120V - Frosted $4.13 add RAB G16.5-3-E26-927-F-F - 4W LED Globe Bulb - 2700K 40 Watt Incandescent Equivalent - 350 Lumens - 90 CRI - E26 Base - 120V - Frosted $4.13 EACASE of 12EA add RAB G16.5-3-E26-927-F-C - 4W LED Globe Bulb - 2700K 40 Watt Incandescent Equivalent - 350 Lumens - 90 CRI - E26 Base - 120V - Clear 40 Watt Incandescent Equivalent - 350 Lumens - 90 CRI - E12 Base - 120V - Clear RAB G16.5-3-E12-927-F-C - 4W LED Globe Bulb - 2700K | 2700 | 92 | 350 | 92.1053 | 15000 | 3.8 | 12 | 49.56 | 4.13 | 4.8529 | 2020Q2 | https://www.energyavenue.com/RAB-Lighting/G16.5-3-E12-927-F-C | Energy Avenue | 2020 | Yes
LED Lighting | Decorative | RAB Lighting | True |  | Globe | G16.5 | E12 (Candelabra) | Damp Location Rated,Recessed Fixtures Base TypeE12Medium (E26)FinishClearFrosted Product Description The Rab Lighting G16.5-3-E12-927-F-F decorative lamp bulb is small and mighty. The frosted rounded Globe LED shines brightly at 360-degree beam output using 2700K soft white radiance. Dim the vibrancy down to 10% to channel intimate ambiance. The energy savings makes the LED Globe a worthy replacement for 40W incandescent light bulbs. Rab Lighting G16.5-3-E12-927-F-F Features: Stunning frosted glass construction 15,000 life hours 3-year warranty Rab Lighting G16.5-3-E12-927-F-F Applications: Chandeliers Decorative Lighting Dry and damp locations Alternate Product Versions $4.13 add RAB G16.5-3-E26-927-F-F - 4W LED Globe Bulb - 2700K 40 Watt Incandescent Equivalent - 350 Lumens - 90 CRI - E26 Base - 120V - Frosted $4.13 add RAB G16.5-3-E12-927-F-C - 4W LED Globe Bulb - 2700K 40 Watt Incandescent Equivalent - 350 Lumens - 90 CRI - E12 Base - 120V - Clear $4.13 EACASE of 12EA add RAB G16.5-3-E26-927-F-C - 4W LED Globe Bulb - 2700K 40 Watt Incandescent Equivalent - 350 Lumens - 90 CRI - E26 Base - 120V - Clear 40 Watt Incandescent Equivalent - 350 Lumens - 90 CRI - E12 Base - 120V - Frosted RAB G16.5-3-E12-927-F-F - 4W LED Globe Bulb - 2700K | 2700 | 92 | 350 | 92.1053 | 15000 | 3.8 | 12 | 49.56 | 4.13 | 4.8529 | 2020Q2 | https://www.energyavenue.com/RAB-Lighting/G16.5-3-E12-927-F-F | Energy Avenue | 2020 | Yes
LED Lighting | Decorative | RAB Lighting | True |  | Globe | G16.5 | E26 (Medium) | Damp Location Rated,Recessed Fixtures Base TypeE12Medium (E26)FinishClearFrosted Product Description Upgrade your lighting with this energy-saving LED globe from Rab Lighting. The G16.5-3-E26-927-F-C offers long-lasting performance and 15,000 hours of soft white light at 2700K. This clear G16.5 is a direct replacement for 40W incandescent bulbs with an E26 medium screw base. Rab Lighting G16.5-3-E26-927-F-C Features: Replaces 40W incandescent G16.5 bulbs Compatible with all E26 medium screw bases Input voltage of 120V 360-degree beam angle Energy Star Version 2.0 certified CEC compliant Three-year warranty Lifespan of 15,000 hours Rab Lighting G16.5-3-E26-927-F-C Applications: General use in any fixture with a standard E26 medium screw base Alternate Product Versions $4.13 add RAB G16.5-3-E12-927-F-F - 4W LED Globe Bulb - 2700K 40 Watt Incandescent Equivalent - 350 Lumens - 90 CRI - E12 Base - 120V - Frosted $4.13 add RAB G16.5-3-E26-927-F-F - 4W LED Globe Bulb - 2700K 40 Watt Incandescent Equivalent - 350 Lumens - 90 CRI - E26 Base - 120V - Frosted $4.13 add RAB G16.5-3-E12-927-F-C - 4W LED Globe Bulb - 2700K 40 Watt Incandescent Equivalent - 350 Lumens - 90 CRI - E12 Base - 120V - Clear 40 Watt Incandescent Equivalent - 350 Lumens - 90 CRI - E26 Base - 120V - Clear RAB G16.5-3-E26-927-F-C - 4W LED Globe Bulb - 2700K | 2700 | 93 | 350 | 92.1053 | 15000 | 3.8 | 12 | 49.56 | 4.13 | 4.8529 | 2020Q2 | https://www.energyavenue.com/RAB-Lighting/G16.5-3-E26-927-F-C | Energy Avenue | 2020 | Yes
LED Lighting | Decorative | RAB Lighting | True |  | Globe | G16.5 | E26 (Medium) | Damp Location Rated,Recessed Fixtures Base TypeE12Medium (E26)FinishClearFrosted Product Description Get rid of your old 40 watt bulbs and replace them with frosted 4W G16.5 LED Globe from Rab Lighting. This G16.5-3-E26-927-F-F provides 2700K of soft white light and up to 15,000 hours of reliable illumination. Compatible with any standard E26 fixture. Rab Lighting G16.5-3-E26-927-F-F Features: Direct replacement for 40 watt bulbs with a standard E26 base Input voltage of 120 volts and output of 4 watts CEC compliant Color accuracy of 90 CRI Energy Star Version 2.0 certified 360-degree beam angle Three-year warranty Lifespan of up to 15,000 hours Rab Lighting G16.5-3-E26-927-F-F Applications: Lamps, wall sconces, and ceiling fixtures using globe bulbs with an E26 medium screw base Alternate Product Versions $4.13 add RAB G16.5-3-E12-927-F-F - 4W LED Globe Bulb - 2700K 40 Watt Incandescent Equivalent - 350 Lumens - 90 CRI - E12 Base - 120V - Frosted $4.13 add RAB G16.5-3-E12-927-F-C - 4W LED Globe Bulb - 2700K 40 Watt Incandescent Equivalent - 350 Lumens - 90 CRI - E12 Base - 120V - Clear $4.13 EACASE of 12EA add RAB G16.5-3-E26-927-F-C - 4W LED Globe Bulb - 2700K 40 Watt Incandescent Equivalent - 350 Lumens - 90 CRI - E26 Base - 120V - Clear 40 Watt Incandescent Equivalent - 350 Lumens - 90 CRI - E26 Base - 120V - Frosted RAB G16.5-3-E26-927-F-F - 4W LED Globe Bulb - 2700K | 2700 | 92 | 350 | 92.1053 | 15000 | 3.8 | 12 | 49.56 | 4.13 | 4.8529 | 2020Q2 | https://www.energyavenue.com/RAB-Lighting/G16.5-3-E26-927-F-F | Energy Avenue | 2020 | Yes
LED Lighting | Reflector | RAB Lighting | True |  | Reflector (Flood/Spot) | MR16 | GU5.3 | Damp Location Rated,Recessed Fixtures Wattage7 Watt8 WattColor Temp.2700K3000KBeam Angle25°35° Product Description The Rab Lighting MR16-6-827-25D-DIM is a great low energy replacement for 35W MR16 halogen bulbs. Using 7W of power, the LED MR16 provides soft white light. Each bulb comes equipped with a three-year warranty and can last for up to 25,000 hours. The bulbs are compatible with dimmer switches. Rab Lighting MR16-6-827-25D-DIM Features: 25-degree beam angle and 80 CRI Dimmable down to 20% 2700K color temperature Rab Lighting MR16-6-827-25D-DIM Applications: General lighting Indoor and outdoor use Alternate Product Versions $4.69 add RAB MR16-6-830-25D-DIM - 7W LED MR16 Bulb - 3000K 35 Watt Halogen Equivalent - 450 Lumens - 80 CRI - 12V $4.69 add RAB MR16-6-827-35D-DIM - 7W LED MR16 Bulb - 2700K 35 Watt Halogen Equivalent - 450 Lumens - 80 CRI - 12V $4.69 add RAB MR16-6-830-35D-DIM - 7W LED MR16 Bulb - 3000K 35 Watt Halogen Equivalent - 450 Lumens - 80 CRI - 12V $5.75 add RAB MR16-8-827-25D-DIM - 8W LED MR16 Bulb - 2700K 50 Watt Halogen Equivalent - 570 Lumens - 80 CRI - GU5.3 Base - 12V $5.75 add RAB MR16-8-830-25D-DIM - 8W LED MR16 Bulb - 3000K 50 Watt Halogen Equivalent - 570 Lumens - 80 CRI - GU5.3 Base - 12V $5.75 add RAB MR16-8-827-35D-DIM - 8W LED MR16 Bulb - 2700K 50 Watt Halogen Equivalent - 570 Lumens - 80 CRI - GU5.3 Base - 12V $5.75 add RAB MR16-8-830-35D-DIM - 8W LED MR16 Bulb - 3000K 50 Watt Halogen Equivalent - 570 Lumens - 80 CRI - GU5.3 Base - 12V 35 Watt Halogen Equivalent - 450 Lumens - 80 CRI - 12V RAB MR16-6-827-25D-DIM - 7W LED MR16 Bulb - 2700K | 2700 | 82 | 450 | 69.2308 | 25000 | 6.5 | 12 | 56.28 | 4.69 | 5.5109 | 2020Q2 | https://www.energyavenue.com/RAB-Lighting/MR16-6-827-25D-DIM | Energy Avenue | 2020 | Yes
LED Lighting | Reflector | RAB Lighting | True |  | Reflector (Flood/Spot) | MR16 | GU5.3 | Damp Location Rated,Recessed Fixtures Wattage7 Watt8 WattColor Temp.2700K3000KBeam Angle25°35° Product Description When you need to replace your MR16 halogen bulb, consider stepping up to this MR16-6-827-35D-DIM from Rab Lighting. This MR16 LED bulb offers up to 25,000 hours soft white light, a color temperature of 2700k, and color accuracy of 80 CRI. Made of durable plastic, it fits any standard GU5.3 lamp base, and it's dimmable to 20 percent. Rab Lighting MR16-6-827-35D-DIM Features: Direct replacement for MR16 halogen bulbs Input of 12 volts Energy Star version 2.0 certified Dimmable to 20 percent Operating temperature range of -20 - 45°C 35-degree beam angle Rated for damp locations Three-year warranty Lifespan of 25,000 hours Rab Lighting MR16-6-827-35D-DIM Applications: General lighting applications with any GU5.3 base Alternate Product Versions $4.69 add RAB MR16-6-827-25D-DIM - 7W LED MR16 Bulb - 2700K 35 Watt Halogen Equivalent - 450 Lumens - 80 CRI - 12V $4.69 add RAB MR16-6-830-25D-DIM - 7W LED MR16 Bulb - 3000K 35 Watt Halogen Equivalent - 450 Lumens - 80 CRI - 12V $4.69 add RAB MR16-6-830-35D-DIM - 7W LED MR16 Bulb - 3000K 35 Watt Halogen Equivalent - 450 Lumens - 80 CRI - 12V $5.75 add RAB MR16-8-827-25D-DIM - 8W LED MR16 Bulb - 2700K 50 Watt Halogen Equivalent - 570 Lumens - 80 CRI - GU5.3 Base - 12V $5.75 add RAB MR16-8-830-25D-DIM - 8W LED MR16 Bulb - 3000K 50 Watt Halogen Equivalent - 570 Lumens - 80 CRI - GU5.3 Base - 12V $5.75 add RAB MR16-8-827-35D-DIM - 8W LED MR16 Bulb - 2700K 50 Watt Halogen Equivalent - 570 Lumens - 80 CRI - GU5.3 Base - 12V $5.75 add RAB MR16-8-830-35D-DIM - 8W LED MR16 Bulb - 3000K 50 Watt Halogen Equivalent - 570 Lumens - 80 CRI - GU5.3 Base - 12V 35 Watt Halogen Equivalent - 450 Lumens - 80 CRI - 12V RAB MR16-6-827-35D-DIM - 7W LED MR16 Bulb - 2700K | 2700 | 82 | 450 | 69.2308 | 25000 | 6.5 | 12 | 56.28 | 4.69 | 5.5109 | 2020Q2 | https://www.energyavenue.com/RAB-Lighting/MR16-6-827-35D-DIM | Energy Avenue | 2020 | Yes
LED Lighting | Reflector | RAB Lighting | True |  | Reflector (Flood/Spot) | MR16 | GU5.3 | Damp Location Rated,Recessed Fixtures Wattage7 Watt8 WattColor Temp.2700K3000KBeam Angle25°35° Product Description Don't judge the RAB MR16-6-830-25D-DIM mini-reflector lamp's plastic exterior. The 35W halogen equivalent offers a dimming option going as low as 20% (with compatible devices), a 25° beam angle, and a 3-year warranty. Enjoy the LED MR16 bulb for 25,000 total hours. RAB MR16-6-830-25D-DIM Features: 3000K warm white light Saves up to 85% off the electric bill Bright and even illumination RAB MR16-6-830-25D-DIM Applications: Dry and damp locations General lighting Indoor use Alternate Product Versions $4.69 add RAB MR16-6-827-25D-DIM - 7W LED MR16 Bulb - 2700K 35 Watt Halogen Equivalent - 450 Lumens - 80 CRI - 12V $4.69 add RAB MR16-6-827-35D-DIM - 7W LED MR16 Bulb - 2700K 35 Watt Halogen Equivalent - 450 Lumens - 80 CRI - 12V $4.69 add RAB MR16-6-830-35D-DIM - 7W LED MR16 Bulb - 3000K 35 Watt Halogen Equivalent - 450 Lumens - 80 CRI - 12V $5.75 add RAB MR16-8-827-25D-DIM - 8W LED MR16 Bulb - 2700K 50 Watt Halogen Equivalent - 570 Lumens - 80 CRI - GU5.3 Base - 12V $5.75 add RAB MR16-8-830-25D-DIM - 8W LED MR16 Bulb - 3000K 50 Watt Halogen Equivalent - 570 Lumens - 80 CRI - GU5.3 Base - 12V $5.75 add RAB MR16-8-827-35D-DIM - 8W LED MR16 Bulb - 2700K 50 Watt Halogen Equivalent - 570 Lumens - 80 CRI - GU5.3 Base - 12V $5.75 add RAB MR16-8-830-35D-DIM - 8W LED MR16 Bulb - 3000K 50 Watt Halogen Equivalent - 570 Lumens - 80 CRI - GU5.3 Base - 12V 35 Watt Halogen Equivalent - 450 Lumens - 80 CRI - 12V RAB MR16-6-830-25D-DIM - 7W LED MR16 Bulb - 3000K | 3000 | 82 | 450 | 69.2308 | 25000 | 6.5 | 12 | 56.28 | 4.69 | 5.5109 | 2020Q2 | https://www.energyavenue.com/RAB-Lighting/MR16-6-830-25D-DIM | Energy Avenue | 2020 | Yes
LED Lighting | Reflector | RAB Lighting | True |  | Reflector (Flood/Spot) | MR16 | GU5.3 | Damp Location Rated,Recessed Fixtures Wattage7 Watt8 WattColor Temp.2700K3000KBeam Angle25°35° Product Description The Rab Lighting MR16-6-830-35D-DIM lamp light bulb replaces traditional 35W halogen bulbs with this energy-saving solution. Made of plastic, the MR16 LED operates at 3000K brightness for 25,000 hours, and it comes with a 3-year warranty in case of faulty operation. With a dimmer device, turn down the bulb's brightness to 20%. RAB MR16-6-830-35D-DIM Features: 3000K warm white light 35-degree optical beam angle 25,000 life hours RAB MR16-6-830-35D-DIM Applications: Indoor use Dry/damp locations General lighting Alternate Product Versions $4.69 add RAB MR16-6-827-25D-DIM - 7W LED MR16 Bulb - 2700K 35 Watt Halogen Equivalent - 450 Lumens - 80 CRI - 12V $4.69 add RAB MR16-6-830-25D-DIM - 7W LED MR16 Bulb - 3000K 35 Watt Halogen Equivalent - 450 Lumens - 80 CRI - 12V $4.69 add RAB MR16-6-827-35D-DIM - 7W LED MR16 Bulb - 2700K 35 Watt Halogen Equivalent - 450 Lumens - 80 CRI - 12V $5.75 add RAB MR16-8-827-25D-DIM - 8W LED MR16 Bulb - 2700K 50 Watt Halogen Equivalent - 570 Lumens - 80 CRI - GU5.3 Base - 12V $5.75 add RAB MR16-8-830-25D-DIM - 8W LED MR16 Bulb - 3000K 50 Watt Halogen Equivalent - 570 Lumens - 80 CRI - GU5.3 Base - 12V $5.75 add RAB MR16-8-827-35D-DIM - 8W LED MR16 Bulb - 2700K 50 Watt Halogen Equivalent - 570 Lumens - 80 CRI - GU5.3 Base - 12V $5.75 add RAB MR16-8-830-35D-DIM - 8W LED MR16 Bulb - 3000K 50 Watt Halogen Equivalent - 570 Lumens - 80 CRI - GU5.3 Base - 12V 35 Watt Halogen Equivalent - 450 Lumens - 80 CRI - 12V RAB MR16-6-830-35D-DIM - 7W LED MR16 Bulb - 3000K | 3000 | 82 | 450 | 69.2308 | 25000 | 6.5 | 12 | 56.28 | 4.69 | 5.5109 | 2020Q2 | https://www.energyavenue.com/RAB-Lighting/MR16-6-830-35D-DIM | Energy Avenue | 2020 | Yes
LED Lighting | Reflector | RAB Lighting | True |  | Reflector (Flood/Spot) | MR16 | GU5.3 | Damp Location Rated,Recessed Fixtures Wattage7 Watt8 WattColor Temp.2700K3000KBeam Angle25°35° Product Description The Rab Lighting MR16-8-827-25D-DIM mini reflector lamp is an energy-saving alternative to 50W halogen bulbs. The stunning aluminum construction shines a soft white light of 2700K color temperature. It beams at a 25-degree angle. In addition, the LED MR16 lasts 25,000 hours total. Rab Lighting MR16-8-827-25D-DIM Features: Saves up to 85% off the energy bill Brightness dims down to 20% 3-year warranty Rab Lighting MR16-8-827-25D-DIM Applications: General lighting Indoor use Dry & damp locations Alternate Product Versions $4.69 add RAB MR16-6-827-25D-DIM - 7W LED MR16 Bulb - 2700K 35 Watt Halogen Equivalent - 450 Lumens - 80 CRI - 12V $4.69 add RAB MR16-6-830-25D-DIM - 7W LED MR16 Bulb - 3000K 35 Watt Halogen Equivalent - 450 Lumens - 80 CRI - 12V $4.69 add RAB MR16-6-827-35D-DIM - 7W LED MR16 Bulb - 2700K 35 Watt Halogen Equivalent - 450 Lumens - 80 CRI - 12V $4.69 add RAB MR16-6-830-35D-DIM - 7W LED MR16 Bulb - 3000K 35 Watt Halogen Equivalent - 450 Lumens - 80 CRI - 12V $5.75 add RAB MR16-8-830-25D-DIM - 8W LED MR16 Bulb - 3000K 50 Watt Halogen Equivalent - 570 Lumens - 80 CRI - GU5.3 Base - 12V $5.75 add RAB MR16-8-827-35D-DIM - 8W LED MR16 Bulb - 2700K 50 Watt Halogen Equivalent - 570 Lumens - 80 CRI - GU5.3 Base - 12V $5.75 add RAB MR16-8-830-35D-DIM - 8W LED MR16 Bulb - 3000K 50 Watt Halogen Equivalent - 570 Lumens - 80 CRI - GU5.3 Base - 12V 50 Watt Halogen Equivalent - 570 Lumens - 80 CRI - GU5.3 Base - 12V RAB MR16-8-827-25D-DIM - 8W LED MR16 Bulb - 2700K | 2700 | 82 | 570 | 71.25 | 25000 | 8 | 12 | 69 | 5.75 | 6.7565 | 2020Q2 | https://www.energyavenue.com/RAB-Lighting/MR16-8-827-25D-DIM | Energy Avenue | 2020 | Yes
LED Lighting | Reflector | RAB Lighting | True |  | Reflector (Flood/Spot) | MR16 | GU5.3 | Damp Location Rated,Recessed Fixtures Wattage7 Watt8 WattColor Temp.2700K3000KBeam Angle25°35° Product Description The Rab Lighting MR16-8-827-35D-DIM mini reflector lamp's intricate design is energy saving, suitable for damp locations, and dims with compatible dimmer devices. Throughout its 25,000 hour lifespan, it radiates 2700K soft white light at a 35-degree beam angle. This MR16 LED comes packaged with a 3-year warranty. Rab Lighting MR16-8-827-35D-DIM Features: Durable aluminum construction Energy-saving replacement for 50W halogen bulbs Dims down to 20% Rab Lighting MR16-8-827-35D-DIM Applications: General lighting Dry & damp locations Indoor use Alternate Product Versions $4.69 add RAB MR16-6-827-25D-DIM - 7W LED MR16 Bulb - 2700K 35 Watt Halogen Equivalent - 450 Lumens - 80 CRI - 12V $4.69 add RAB MR16-6-830-25D-DIM - 7W LED MR16 Bulb - 3000K 35 Watt Halogen Equivalent - 450 Lumens - 80 CRI - 12V $4.69 add RAB MR16-6-827-35D-DIM - 7W LED MR16 Bulb - 2700K 35 Watt Halogen Equivalent - 450 Lumens - 80 CRI - 12V $4.69 add RAB MR16-6-830-35D-DIM - 7W LED MR16 Bulb - 3000K 35 Watt Halogen Equivalent - 450 Lumens - 80 CRI - 12V $5.75 add RAB MR16-8-827-25D-DIM - 8W LED MR16 Bulb - 2700K 50 Watt Halogen Equivalent - 570 Lumens - 80 CRI - GU5.3 Base - 12V $5.75 add RAB MR16-8-830-25D-DIM - 8W LED MR16 Bulb - 3000K 50 Watt Halogen Equivalent - 570 Lumens - 80 CRI - GU5.3 Base - 12V $5.75 add RAB MR16-8-830-35D-DIM - 8W LED MR16 Bulb - 3000K 50 Watt Halogen Equivalent - 570 Lumens - 80 CRI - GU5.3 Base - 12V 50 Watt Halogen Equivalent - 570 Lumens - 80 CRI - GU5.3 Base - 12V RAB MR16-8-827-35D-DIM - 8W LED MR16 Bulb - 2700K | 2700 | 82 | 570 | 71.25 | 25000 | 8 | 12 | 69 | 5.75 | 6.7565 | 2020Q2 | https://www.energyavenue.com/RAB-Lighting/MR16-8-827-35D-DIM | Energy Avenue | 2020 | Yes
LED Lighting | Reflector | RAB Lighting | True |  | Reflector (Flood/Spot) | MR16 | GU5.3 | Damp Location Rated,Recessed Fixtures Wattage7 Watt8 WattColor Temp.2700K3000KBeam Angle25°35° Product Description Update your lighting with this energy-saving LED MR16 bulb from Rab Lighting. This MR16-8-830-25D-DIM is a direct replacement for standard MR16 halogen lamps with a GU5.3 base. With this upgrade, you'll get 3000K of warm white light and up to 25,000 hours of trouble-free illumination. Rab Lighting MR16-8-830-25D-DIM Features: Replaces MR16 halogen bulbs with a GU5.3 base Input voltage of 12V Color accuracy of 80 CRI Energy Star Version 2.0 certified Dimmable to 20 percent 25-degree beam angle Three-year warranty Lifespan of up to 25,000 hours Rab Lighting MR16-8-830-25D-DIM Applications: General purpose replacement for halogen lamps with a GY5.3 base Alternate Product Versions $4.69 add RAB MR16-6-827-25D-DIM - 7W LED MR16 Bulb - 2700K 35 Watt Halogen Equivalent - 450 Lumens - 80 CRI - 12V $4.69 add RAB MR16-6-830-25D-DIM - 7W LED MR16 Bulb - 3000K 35 Watt Halogen Equivalent - 450 Lumens - 80 CRI - 12V $4.69 add RAB MR16-6-827-35D-DIM - 7W LED MR16 Bulb - 2700K 35 Watt Halogen Equivalent - 450 Lumens - 80 CRI - 12V $4.69 add RAB MR16-6-830-35D-DIM - 7W LED MR16 Bulb - 3000K 35 Watt Halogen Equivalent - 450 Lumens - 80 CRI - 12V $5.75 add RAB MR16-8-827-25D-DIM - 8W LED MR16 Bulb - 2700K 50 Watt Halogen Equivalent - 570 Lumens - 80 CRI - GU5.3 Base - 12V $5.75 add RAB MR16-8-827-35D-DIM - 8W LED MR16 Bulb - 2700K 50 Watt Halogen Equivalent - 570 Lumens - 80 CRI - GU5.3 Base - 12V $5.75 add RAB MR16-8-830-35D-DIM - 8W LED MR16 Bulb - 3000K 50 Watt Halogen Equivalent - 570 Lumens - 80 CRI - GU5.3 Base - 12V 50 Watt Halogen Equivalent - 570 Lumens - 80 CRI - GU5.3 Base - 12V RAB MR16-8-830-25D-DIM - 8W LED MR16 Bulb - 3000K | 3000 | 83 | 570 | 71.25 | 25000 | 8 | 12 | 69 | 5.75 | 6.7565 | 2020Q2 | https://www.energyavenue.com/RAB-Lighting/MR16-8-830-25D-DIM | Energy Avenue | 2020 | Yes
LED Lighting | Reflector | RAB Lighting | True |  | Reflector (Flood/Spot) | MR16 | GU5.3 | Damp Location Rated,Recessed Fixtures Wattage7 Watt8 WattColor Temp.2700K3000KBeam Angle25°35° Product Description Save energy without sacrificing performance with this Rab Lighting LED MR16. The MR16-8-830-35D-DIM offers 3000K of warm white light and up to 25,000 hours of solid performance. It's a direct replacement for standard MR16 halogen lamps with a GU5.3 base. This product is not CEC compliant. RAB MR16-8-830-35D-DIM Features: Direct replacement for MR16 halogen bulbs Compatible with GU5.3 base lamps Input voltage of 12V Color accuracy of 80 CRI Dimmable to 20 percent Energy Star version 2.0 certified Three-year warranty Lifespan of 25,000 hours RAB MR16-8-830-35D-DIM Applications: General purpose lighting with any fixture that has a GU5.3 base Alternate Product Versions $4.69 add RAB MR16-6-827-25D-DIM - 7W LED MR16 Bulb - 2700K 35 Watt Halogen Equivalent - 450 Lumens - 80 CRI - 12V $4.69 add RAB MR16-6-830-25D-DIM - 7W LED MR16 Bulb - 3000K 35 Watt Halogen Equivalent - 450 Lumens - 80 CRI - 12V $4.69 add RAB MR16-6-827-35D-DIM - 7W LED MR16 Bulb - 2700K 35 Watt Halogen Equivalent - 450 Lumens - 80 CRI - 12V $4.69 add RAB MR16-6-830-35D-DIM - 7W LED MR16 Bulb - 3000K 35 Watt Halogen Equivalent - 450 Lumens - 80 CRI - 12V $5.75 add RAB MR16-8-827-25D-DIM - 8W LED MR16 Bulb - 2700K 50 Watt Halogen Equivalent - 570 Lumens - 80 CRI - GU5.3 Base - 12V $5.75 add RAB MR16-8-830-25D-DIM - 8W LED MR16 Bulb - 3000K 50 Watt Halogen Equivalent - 570 Lumens - 80 CRI - GU5.3 Base - 12V $5.75 add RAB MR16-8-827-35D-DIM - 8W LED MR16 Bulb - 2700K 50 Watt Halogen Equivalent - 570 Lumens - 80 CRI - GU5.3 Base - 12V 50 Watt Halogen Equivalent - 570 Lumens - 80 CRI - GU5.3 Base - 12V RAB MR16-8-830-35D-DIM - 8W LED MR16 Bulb - 3000K | 3000 | 83 | 570 | 71.25 | 25000 | 8 | 12 | 69 | 5.75 | 6.7565 | 2020Q2 | https://www.energyavenue.com/RAB-Lighting/MR16-8-830-35D-DIM | Energy Avenue | 2020 | Yes
LED Lighting | Reflector | RAB Lighting | True |  | Reflector (Flood/Spot) | PAR30L | E26 (Medium) | Damp Location Rated,Wet Location Rated,Recessed Fixtures Bulb ShapePAR30PAR38Wattage11 WattColor Temp.2700K3000K4000K Product Description Upgrade your old halogen bulbs with these long neck PAR30 LED lamps from Rab Lighting. The PAR30L-11-827-40D-DIM offers a direct replacement for 75W PAR30 lamps in a range of applications. It's compatible with any E26 medium screw lamp base and offers up to 25,000 hours of soft white light at 2700K. Rab Lighting PAR30L-11-827-40D-DIM Features: Direct replacement for 75W PAR30 halogen lamps Input of 120V Energy Star Version 2.0 certified Dimmable to 20 percent Compatible with any E26 medium screw lamp base 4-year warranty Lifespan of 25,000 hours Rab Lighting PAR30L-11-827-40D-DIM Applications: General lighting with any E26 medium screw lamp base Alternate Product Versions $6.88 add RAB PAR30L-11-830-40D-DIM - 11W LED PAR30L - 3000K 75 Watt Halogen Equivalent - Long Neck PAR 30 - 800 Lumens - 80 CRI - 120V $6.88 add RAB PAR30L-11-840-40D-DIM - 11W LED PAR30L - 4000K 75 Watt Halogen Equivalent - Long Neck PAR 30 - 800 Lumens - 80 CRI - 120V $8.44 add RAB PAR38-15-827-40D-DIM - 15W LED PAR38 - 2700K 100 Watt Halogen Equivalent - 1050 Lumens - 80 CRI - 120V $8.44 EACASE of 6EA add RAB PAR38-15-830-40D-DIM - 15W LED PAR38 - 3000K 100 Watt Halogen Equivalent - 1050 Lumens - 80 CRI - 120V $8.44 add RAB PAR38-15-840-40D-DIM - 15W LED PAR38 - 4000K 100 Watt Halogen Equivalent - 1050 Lumens - 80 CRI - 120V $8.44 add RAB PAR38-15-850-40D-DIM - 15W LED PAR38 - 5000K 100 Watt Halogen Equivalent - 1050 Lumens - 80 CRI - 120V 75 Watt Halogen Equivalent - Long Neck PAR 30 - 800 Lumens - 80 CRI - 120V RAB PAR30L-11-827-40D-DIM - 11W LED PAR30L - 2700K | 2700 | 93 | 800 | 72.7273 | 25000 | 11 | 12 | 82.56 | 6.88 | 8.0843 | 2020Q2 | https://www.energyavenue.com/RAB-Lighting/PAR30L-11-827-40D-DIM | Energy Avenue | 2020 | Yes
LED Lighting | Reflector | RAB Lighting | True |  | Reflector (Flood/Spot) | PAR30L | E26 (Medium) | Damp Location Rated,Wet Location Rated,Recessed Fixtures Bulb ShapePAR30PAR38Wattage11 WattColor Temp.2700K3000K4000K Product Description Open and enclosed fixtures will appreciate the Rab Lighting PAR30L-11-830-40D-DIM bulb illuminating the area. This long neck PAR30 LED bulb includes a dimming option, a 40-degree beam angle, and a shatterproof outer plastic layer. This 11W LED PAR30 long neck bulb is an energy-saving equal to 75W halogen bulbs. Every bulb includes a 4-year warranty. Rab Lighting PAR30L-11-830-40D-DIM Features: Dims down to 20% 3000K warm white light 25,000 lifespan hours Rab Lighting PAR30L-11-830-40D-DIM Applications: Indoor/outdoor use Dry/wet locations General lighting Alternate Product Versions $6.88 add RAB PAR30L-11-827-40D-DIM - 11W LED PAR30L - 2700K 75 Watt Halogen Equivalent - Long Neck PAR 30 - 800 Lumens - 80 CRI - 120V $6.88 add RAB PAR30L-11-840-40D-DIM - 11W LED PAR30L - 4000K 75 Watt Halogen Equivalent - Long Neck PAR 30 - 800 Lumens - 80 CRI - 120V $8.44 add RAB PAR38-15-827-40D-DIM - 15W LED PAR38 - 2700K 100 Watt Halogen Equivalent - 1050 Lumens - 80 CRI - 120V $8.44 EACASE of 6EA add RAB PAR38-15-830-40D-DIM - 15W LED PAR38 - 3000K 100 Watt Halogen Equivalent - 1050 Lumens - 80 CRI - 120V $8.44 add RAB PAR38-15-840-40D-DIM - 15W LED PAR38 - 4000K 100 Watt Halogen Equivalent - 1050 Lumens - 80 CRI - 120V $8.44 add RAB PAR38-15-850-40D-DIM - 15W LED PAR38 - 5000K 100 Watt Halogen Equivalent - 1050 Lumens - 80 CRI - 120V 75 Watt Halogen Equivalent - Long Neck PAR 30 - 800 Lumens - 80 CRI - 120V RAB PAR30L-11-830-40D-DIM - 11W LED PAR30L - 3000K | 3000 | 92 | 800 | 72.7273 | 25000 | 11 | 12 | 82.56 | 6.88 | 8.0843 | 2020Q2 | https://www.energyavenue.com/RAB-Lighting/PAR30L-11-830-40D-DIM | Energy Avenue | 2020 | Yes
LED Lighting | Reflector | RAB Lighting | True |  | Reflector (Flood/Spot) | PAR30L | E26 (Medium) | Damp Location Rated,Wet Location Rated,Recessed Fixtures Bulb ShapePAR30PAR38Wattage11 WattColor Temp.2700K3000K4000K Product Description Rab Lighting PAR30L-11-840-40D-DIM lamp bulb appears like a circular upside-down triangle, but it's actually white shatterproof plastic with an E26 screw-in base. An energy-saving replacement alternative to traditional 75W light bulbs, the long neck LED PAR30 operates on 4000K cool white light for 25,000 total life hours. It also works with dimming devices, going as far down as 20%. Rab Lighting PAR30L-11-840-40D-DIM Features: Stunning illumination 40-degree beam angle 4-year warranty Rab Lighting PAR30L-11-840-40D-DIM Applications: General lighting Indoor/outdoor use Enclosed/open fixtures Alternate Product Versions $6.88 add RAB PAR30L-11-827-40D-DIM - 11W LED PAR30L - 2700K 75 Watt Halogen Equivalent - Long Neck PAR 30 - 800 Lumens - 80 CRI - 120V $6.88 add RAB PAR30L-11-830-40D-DIM - 11W LED PAR30L - 3000K 75 Watt Halogen Equivalent - Long Neck PAR 30 - 800 Lumens - 80 CRI - 120V $8.44 add RAB PAR38-15-827-40D-DIM - 15W LED PAR38 - 2700K 100 Watt Halogen Equivalent - 1050 Lumens - 80 CRI - 120V $8.44 EACASE of 6EA add RAB PAR38-15-830-40D-DIM - 15W LED PAR38 - 3000K 100 Watt Halogen Equivalent - 1050 Lumens - 80 CRI - 120V $8.44 add RAB PAR38-15-840-40D-DIM - 15W LED PAR38 - 4000K 100 Watt Halogen Equivalent - 1050 Lumens - 80 CRI - 120V $8.44 add RAB PAR38-15-850-40D-DIM - 15W LED PAR38 - 5000K 100 Watt Halogen Equivalent - 1050 Lumens - 80 CRI - 120V 75 Watt Halogen Equivalent - Long Neck PAR 30 - 800 Lumens - 80 CRI - 120V RAB PAR30L-11-840-40D-DIM - 11W LED PAR30L - 4000K | 4000 | 95 | 800 | 72.7273 | 25000 | 11 | 12 | 82.56 | 6.88 | 8.0843 | 2020Q2 | https://www.energyavenue.com/RAB-Lighting/PAR30L-11-840-40D-DIM | Energy Avenue | 2020 | Yes
LED Lighting | Reflector | RAB Lighting | True |  | Reflector (Flood/Spot) | PAR38 | E26 (Medium) | Damp Location Rated,Wet Location Rated,Recessed Fixtures Bulb ShapePAR30PAR38Wattage15 WattColor Temp.2700K3000K4000K5000K Product Description The Rab Lighing PAR38-15-827-40D-DIM is a great low energy replacement for 100W PAR38 lamps. Each LED PAR38 provides soft white light with its 2700k color temperature. Using only 15W, the bulbs are designed to fit into E26 bases. Equipped with a four-year warranty and up to a 25,000-hour lifespan, each bulb is designed to last years. Equipped with a dimmer switch, the bulbs can be dimmed to 20%. Rab Lighting PAR38-15-827-40D-DIM Features: Dimmable 80 CRI 40-degree beam angle Rab Lighting PAR38-15-827-40D-DIM Applications: General lighting Suitable for indoor and outdoor use Alternate Product Versions $6.88 add RAB PAR30L-11-827-40D-DIM - 11W LED PAR30L - 2700K 75 Watt Halogen Equivalent - Long Neck PAR 30 - 800 Lumens - 80 CRI - 120V $6.88 add RAB PAR30L-11-830-40D-DIM - 11W LED PAR30L - 3000K 75 Watt Halogen Equivalent - Long Neck PAR 30 - 800 Lumens - 80 CRI - 120V $6.88 add RAB PAR30L-11-840-40D-DIM - 11W LED PAR30L - 4000K 75 Watt Halogen Equivalent - Long Neck PAR 30 - 800 Lumens - 80 CRI - 120V $8.44 EACASE of 6EA add RAB PAR38-15-830-40D-DIM - 15W LED PAR38 - 3000K 100 Watt Halogen Equivalent - 1050 Lumens - 80 CRI - 120V $8.44 add RAB PAR38-15-840-40D-DIM - 15W LED PAR38 - 4000K 100 Watt Halogen Equivalent - 1050 Lumens - 80 CRI - 120V $8.44 add RAB PAR38-15-850-40D-DIM - 15W LED PAR38 - 5000K 100 Watt Halogen Equivalent - 1050 Lumens - 80 CRI - 120V 100 Watt Halogen Equivalent - 1050 Lumens - 80 CRI - 120V RAB PAR38-15-827-40D-DIM - 15W LED PAR38 - 2700K | 2700 | 93 | 1050 | 70 | 25000 | 15 | 6 | 50.64 | 8.44 | 9.9173 | 2020Q2 | https://www.energyavenue.com/RAB-Lighting/PAR38-15-827-40D-DIM | Energy Avenue | 2020 | Yes
LED Lighting | Reflector | RAB Lighting | True |  | Reflector (Flood/Spot) | PAR38 | E26 (Medium) | Damp Location Rated,Wet Location Rated,Recessed Fixtures Bulb ShapePAR30PAR38Wattage15 WattColor Temp.2700K3000K4000K5000K Product Description Update your lighting with this LED PAR38 bulb from Rab Lighting. This energy-saving 15W LED alternative to traditional 100 watt halogen equivalent bulbs offers up to 25,000 hours of illumination, 80 CRI, and 3000K of warm white light. Rab PAR38-15-830-40D-DIM fits any E26 medium screw lamp base. Rab Lighting PAR38-15-830-40D-DIM Features: Direct replacement for 100-watt PAR38 lamps Input of 120 volts Energy Star Version 2.0 certified Color rendering of 80 CRI Dimmable to 20 percent Four year warranty Lifespan of 25,000 hours Rab Lighting PAR38-15-830-40D-DIM Applications: General lighting with any E26 medium screw base Alternate Product Versions $6.88 add RAB PAR30L-11-827-40D-DIM - 11W LED PAR30L - 2700K 75 Watt Halogen Equivalent - Long Neck PAR 30 - 800 Lumens - 80 CRI - 120V $6.88 add RAB PAR30L-11-830-40D-DIM - 11W LED PAR30L - 3000K 75 Watt Halogen Equivalent - Long Neck PAR 30 - 800 Lumens - 80 CRI - 120V $6.88 add RAB PAR30L-11-840-40D-DIM - 11W LED PAR30L - 4000K 75 Watt Halogen Equivalent - Long Neck PAR 30 - 800 Lumens - 80 CRI - 120V $8.44 add RAB PAR38-15-827-40D-DIM - 15W LED PAR38 - 2700K 100 Watt Halogen Equivalent - 1050 Lumens - 80 CRI - 120V $8.44 add RAB PAR38-15-840-40D-DIM - 15W LED PAR38 - 4000K 100 Watt Halogen Equivalent - 1050 Lumens - 80 CRI - 120V $8.44 add RAB PAR38-15-850-40D-DIM - 15W LED PAR38 - 5000K 100 Watt Halogen Equivalent - 1050 Lumens - 80 CRI - 120V 100 Watt Halogen Equivalent - 1050 Lumens - 80 CRI - 120V RAB PAR38-15-830-40D-DIM - 15W LED PAR38 - 3000K | 3000 | 92 | 1050 | 70 | 25000 | 15 | 6 | 50.64 | 8.44 | 9.9173 | 2020Q2 | https://www.energyavenue.com/RAB-Lighting/PAR38-15-830-40D-DIM | Energy Avenue | 2020 | Yes
LED Lighting | Reflector | RAB Lighting | True |  | Reflector (Flood/Spot) | PAR38 | E26 (Medium) | Damp Location Rated,Wet Location Rated,Recessed Fixtures Bulb ShapePAR30PAR38Wattage15 WattColor Temp.2700K3000K4000K5000K Product Description For indoor or outdoor use, count on the LED PAR38 lamp from Rab Lighting. This PAR38-15-840-40D-DIM 15W PAR38 LED is a direct replacement for traditional 100 watt halogen lamp that offers up to 85 percent energy savings. You'll enjoy 4000K of cool white light for up to 25,000 hours. Rab Lighting PAR38-15-840-40D-DIM Features: Replaces 100-watt halogen lamps Input voltage of 120 volts, out out of 15 watts Compatible with E26 medium screw lamp bases Wet rated for outdoor use, open or closed fixtures CEC compliant Energy Star Version 2.0 certified Color accuracy of 80 CRI Dimmable to 20 percent Four-year warranty Lifespan of up to 25,000 hours Rab Lighting PAR38-15-840-40D-DIM Applications: General lighting Suitable for use indoors and outdoors Alternate Product Versions $6.88 add RAB PAR30L-11-827-40D-DIM - 11W LED PAR30L - 2700K 75 Watt Halogen Equivalent - Long Neck PAR 30 - 800 Lumens - 80 CRI - 120V $6.88 add RAB PAR30L-11-830-40D-DIM - 11W LED PAR30L - 3000K 75 Watt Halogen Equivalent - Long Neck PAR 30 - 800 Lumens - 80 CRI - 120V $6.88 add RAB PAR30L-11-840-40D-DIM - 11W LED PAR30L - 4000K 75 Watt Halogen Equivalent - Long Neck PAR 30 - 800 Lumens - 80 CRI - 120V $8.44 add RAB PAR38-15-827-40D-DIM - 15W LED PAR38 - 2700K 100 Watt Halogen Equivalent - 1050 Lumens - 80 CRI - 120V $8.44 EACASE of 6EA add RAB PAR38-15-830-40D-DIM - 15W LED PAR38 - 3000K 100 Watt Halogen Equivalent - 1050 Lumens - 80 CRI - 120V $8.44 add RAB PAR38-15-850-40D-DIM - 15W LED PAR38 - 5000K 100 Watt Halogen Equivalent - 1050 Lumens - 80 CRI - 120V 100 Watt Halogen Equivalent - 1050 Lumens - 80 CRI - 120V RAB PAR38-15-840-40D-DIM - 15W LED PAR38 - 4000K | 4000 | 94 | 1050 | 70 | 25000 | 15 | 6 | 50.64 | 8.44 | 9.9173 | 2020Q2 | https://www.energyavenue.com/RAB-Lighting/PAR38-15-840-40D-DIM | Energy Avenue | 2020 | Yes
LED Lighting | Reflector | RAB Lighting | True | Daylighting/Photocell, | Reflector (Flood/Spot) | PAR38 | E26 (Medium) | Damp Location Rated,Wet Location Rated,Recessed Fixtures Bulb ShapePAR30PAR38Wattage15 WattColor Temp.2700K3000K4000K5000K Product Description Rab Lighting PAR38-15-850-40D-DIM 15W PAR38 LED is a superb replacement to 100W halogen bulbs. The outer white plastic construction is shatterproof and the E26 base is easy to install. The 5000K illumination, which echoes daylight, reduces energy bills up to 85%. Included with the LED PAR38 is a 4-year warranty. Rab Lighting PAR38-15-850-40D-DIM Features: 25,000 total hour lifespan 40-degree beam angle Brightness dims down to 20% Rab Lighting PAR38-15-850-40D-DIM Applications: Indoor/outdoor use Open/enclosed fixtures General lighting Alternate Product Versions $6.88 add RAB PAR30L-11-827-40D-DIM - 11W LED PAR30L - 2700K 75 Watt Halogen Equivalent - Long Neck PAR 30 - 800 Lumens - 80 CRI - 120V $6.88 add RAB PAR30L-11-830-40D-DIM - 11W LED PAR30L - 3000K 75 Watt Halogen Equivalent - Long Neck PAR 30 - 800 Lumens - 80 CRI - 120V $6.88 add RAB PAR30L-11-840-40D-DIM - 11W LED PAR30L - 4000K 75 Watt Halogen Equivalent - Long Neck PAR 30 - 800 Lumens - 80 CRI - 120V $8.44 add RAB PAR38-15-827-40D-DIM - 15W LED PAR38 - 2700K 100 Watt Halogen Equivalent - 1050 Lumens - 80 CRI - 120V $8.44 EACASE of 6EA add RAB PAR38-15-830-40D-DIM - 15W LED PAR38 - 3000K 100 Watt Halogen Equivalent - 1050 Lumens - 80 CRI - 120V $8.44 add RAB PAR38-15-840-40D-DIM - 15W LED PAR38 - 4000K 100 Watt Halogen Equivalent - 1050 Lumens - 80 CRI - 120V 100 Watt Halogen Equivalent - 1050 Lumens - 80 CRI - 120V RAB PAR38-15-850-40D-DIM - 15W LED PAR38 - 5000K | 5000 | 95 | 1050 | 70 | 25000 | 15 | 6 | 50.64 | 8.44 | 9.9173 | 2020Q2 | https://www.energyavenue.com/RAB-Lighting/PAR38-15-850-40D-DIM | Energy Avenue | 2020 | Yes
LED Lighting | A-Type | TCP | True |  | General Purpose Replacement | A19 | E26 (Medium) | Damp Location Rated Damp Location Rated Description Save on energy and maintenance costs by replacing old 40-Watt incandescent bulbs with this long-lasting LED A19 bulb. Great for lamps and ceiling lights Evenly-diffused cool white light Dimmable 500 Lumens - 4100 Kelvin - 120 Volt - TCP L40A19D2541K LED A19 - 6 Watt - 40 Watt Equal - Cool White | 4000 | 83 | 500 | 83.3333 | 25000 | 6 | 48 | 96 | 2 | 2.3501 | 2020Q3 | https://www.1000bulbs.com/product/216636/TCP-10457.html | 1000bulbs.com | 2020 | Yes
LED Lighting | Decorative | RAB Lighting | True |  | Other | ST19 | E26 (Medium) | Damp Location Rated,Recessed Fixtures Product Description The Rab Lighting ST19-3-E26-927-F-C is a great low energy replacement for 40W bulbs. Using only 4W of power, each LED Edison ST19 bulb provides soft white light with its 2700K color temperature. Each bulb is designed to work with dimmer switches and can be dimmed down to 10%. For added peace of mind, each LED comes equipped with a three-year warranty and is designed to last up to 15,000 hours. Rab Lighting ST19-3-E26-927-F-C Features: Dimmable 360-degree beam angle E26 base Rab Lighting ST19-3-E26-927-F-C Applications: Decorative lamps General lighting 40 Watt Incandescent Equivalent - 350 Lumens - 90 CRI - E26 base - 120V - Clear RAB ST19-3-E26-927-F-C - 4W LED Edison ST19 - 2700K | 2700 | 94 | 350 | 92.1053 | 15000 | 3.8 | 8 | 29.04 | 3.63 | 4.2654 | 2020Q2 | https://www.energyavenue.com/RAB-Lighting/ST19-3-E26-927-F-C | Energy Avenue | 2020 | Yes
LED Lighting | Downlight | RAB Lighting | True | Daylighting/Photocell, |  |  |  | Downlight Recessed Product Description The RAB WPTLED25/D10/PC2 LED Wall Pack contains bronze aluminum housing with silicone gaskets and a white aluminum reflector. Its lens is a polycarbonate, vandal resistant diffuser. The 25W tallpack illuminates 5000K cool daylight with no mercury or UV rays. A dimming driver, a wall-mounting template, and a 5-year warranty complete the tallpack. RAB WPTLED25/D10/PC2 Features: 6kV surge protection 100,000 life hours 70W metal halide equivalent RAB WPTLED25/D10/PC2 Applications: Dry/wet locations Commercial use Wall mounting 2,600 Lumens - 75 CRI - 120-277V - Bronze RAB WPTLED25/D10/PC2 - 25W LED Wall Pack - 5000K | 4000 | 84 | 650 | 65 | 36000 | 10 | 1 | 153.33 | 153.33 | 180.1687 | 2020Q2 | https://www.energyavenue.com/RAB-Lighting/WPTLED25D10PC2 | Energy Avenue | 2020 | Yes
LED Lighting | Downlight | Satco | True |  |  | Other | Other | Downlight Solid State Retrofit Product Description The Satco 62/1164 LED Ceiling Light lasts 50,000 total life hours. During that time, enjoy 4000K cool white illumination without draining tons of energy. The 60W incandescent equivalent close-to-ceiling light's round construction is steel and plastic housing. It has a clean design with a white shade, blending in with any home decor. Satco 62/1164 Features: Dimming option Energy Star certified 5-year warranty Satco 62/1164 Applications: General lighting Indoor use Dry locations 610 Lumens - 90 CRI - 120V Satco 62/1164 - 10.5W LED Ceiling Light - 4000K | 2700 | 93 | 765 | 85 | 50000 | 9 | 12 | 119.28 | 9.94 | 11.6799 | 2020Q2 | https://www.energyavenue.com/Satco/621164 | Energy Avenue | 2020 | Yes
LED Lighting | Downlight | Satco | True |  |  | Other | Other | Downlight Solid State Retrofit Product Description Elegance and solid performance combine in this 12W LED ceiling light from Satco. This product accentuates any commercial or residential decor and offers a compact, close-to-the-ceiling profile. You'll get 3000K of warm white light for up to 50,000 hours without waiting or flickering. Available in packages of 12. Product Features: Replaces 120W incandescent fixtures Frosted glass with a wide, brushed stainless border Compact form factor Available in packs of 12 units Surface mounts in minutes, no ballast or retrofitting needed Color accuracy of 90 CRI Compatible with most incandescent and LED dimmers Lifespan of up to 50,000 hours Five-year limited warranty Applications: Retail Offices Residential Bathrooms 700 Lumens - 90 CRI - 120V Satco 62/1166 - 12W LED Ceiling Light - 3000K | 3000 | 93 | 765 | 85 | 50000 | 9 | 12 | 195 | 16.25 | 19.0944 | 2020Q2 | https://www.energyavenue.com/Satco/621166 | Energy Avenue | 2020 | Yes
LED Lighting | Downlight | Satco | True |  |  | Other | Other | Downlight Solid State Retrofit Product Description The appearance of the Satco 62/1167 LED Ceiling Light is glass and metal material housing with a mahogany bronze finish. The decorative and circular close-to-ceiling light fixture will last 50,000 hours, and it comes with a 5-year warranty just in case. It also has a dimming feature along with Energy Star certification. Satco 62/1167 Features: 3000K warm white radiance 75W incandescent equivalent Contemporary style Satco 62/1167 Applications: Indoor use General lighting Dry and damp locations 700 Lumens - 90 CRI - 120V Satco 62/1167 - 12W LED Ceiling Light - 3000K | 4000 | 93 | 765 | 85 | 50000 | 9 | 12 | 180 | 15 | 17.6256 | 2020Q2 | https://www.energyavenue.com/Satco/621167 | Energy Avenue | 2020 | Yes
LED Lighting | Downlight | Satco | True |  |  | Other | Other | Downlight Solid State Retrofit Product Description When you need solid performance without sacrificing style, consider this 12W LED ceiling light from Satco. This solid white unit is low to the ceiling and blends in seamlessly while emitting 4000K of cool white light and 700 lumens of brightness. You'll enjoy up to 50,000 hours of solid performance without raising your power bill. Energy Star certified. Product Features: Replaces 120W incandescent fixtures Color accuracy of 90 CRI Compatible with most LED and incandescent dimmers Compact, close-to-ceiling profile Available in packs of 12 Energy Star certified RoHS compliant Lifespan of up to 50,000 hours Five-year limited warranty Applications: Hospitality Retail Offices Residential 760 Lumens - 90 CRI - 120V Satco 62/1168 - 12W LED Ceiling Light - 4000K | 5000 | 93 | 765 | 85 | 50000 | 9 | 12 | 180 | 15 | 17.6256 | 2020Q2 | https://www.energyavenue.com/Satco/621168 | Energy Avenue | 2020 | Yes
LED Lighting | Downlight | Satco | True |  |  |  |  | Downlight Solid State Retrofit Product Description When you're looking for something that's elegant yet unobtrusive, consider this round 16.5W LED ceiling light from Satco. This fixture offers 50,000 of solid performance and 3000K of warm white light. It installs in minutes with no additional wiring, and it's Energy Star certified. Available in packs of 12 units. Product Features: Replaces incandescent ceiling fixtures Compact, low-to-the-ceiling form factor Color accuracy of 90+ CRI 12 units per package Compatible with most LED and incandescent dimmers Surface mounts to ceiling with no ballast or retrofitting RoHS compliant Energy Star certified Lifespan of up to 50,000 hours Five-year limited warranty Applications: Residential Retail Hospitality Offices 1,000 Lumens - 90 CRI - 120V Satco 62/1262 - 16.5W LED Ceiling Light - 3000K | 2700 | 94 | 810 | 90 | 50000 | 9 | 12 | 172.56 | 14.38 | 16.8971 | 2020Q2 | https://www.energyavenue.com/Satco/621262 | Energy Avenue | 2020 | Yes
LED Lighting | Downlight | Satco | True |  |  |  |  | Downlight Solid State Retrofit Product Description The acrylic and aluminum material along with the mahogany bronze finish of the Satco 62/1263 LED Ceiling Light is very appealing. After installation, enjoy 3000K warm white radiance with a dimming option for 50,000 life hours. The close-to-ceiling disk light is an Energy Star certified fixture. It uses less energy than other ceiling lights. Satco 62/1263 Features: 60W incandescent equivalent Round shape 5-year warranty Satco 62/1263 Applications: Dry locations General lighting Indoor use 1,000 Lumens - 90 CRI - 120V Satco 62/1263 - 16.5W LED Ceiling Light - 3000K | 3000 | 94 | 810 | 90 | 50000 | 9 | 12 | 157.56 | 13.13 | 15.4283 | 2020Q2 | https://www.energyavenue.com/Satco/621263 | Energy Avenue | 2020 | Yes
LED Lighting | Downlight | Satco | True |  |  |  |  | Downlight Solid State Retrofit Product Description You'll get solid performance for up to 50,000 hours without sacrificing style when you choose this 16.5W LED ceiling light from Satco. It provides 4000K of cool white light, and it's Energy Star certified. Available in packs of 12. Product Features: Direct replacement for incandescent ceiling fixtures Compatible with most incandescent and LED dimmers Color accuracy of 90+ CRI Slim, close-to-ceiling profile Solid white color, enhances any decor RoHS compliant Energy Star certified Lifespan of up to 50,000 hours Five-year limited warranty Applications: Residential Offices Hospitality Bathrooms 1,000 Lumens - 90 CRI - 120V Satco 62/1264 - 16.5W LED Ceiling Light - 4000K | 5000 | 94 | 810 | 90 | 50000 | 9 | 12 | 157.56 | 13.13 | 15.4283 | 2020Q2 | https://www.energyavenue.com/Satco/621264 | Energy Avenue | 2020 | Yes
LED Lighting | Downlight | Satco | True |  |  |  |  | Downlight Surface Mount Product Description The Satco 62/1265 LED Ceiling Light is a 75W incandescent equivalent fixture with Energy Star benefits. To construct the round close-to-ceiling disk light, it required acrylic and aluminum material and a white color. The light fixture shines a bright 3000K warm white radiance with a dimming option in case the light is too bright. Satco 62/1265 Features: 75W incandescent equivalent 50,000 life hours 5-year warranty Satco 62/1265 Applications: Dry locations Indoor use General lighting 1,200 Lumens - 90 CRI - 120V Satco 62/1265 - 21.5W LED Ceiling Light - 3000K | 3000 | 92 | 1200 | 55.814 | 50000 | 21.5 | 12 | 224.28 | 18.69 | 21.9615 | 2020Q2 | https://www.energyavenue.com/Satco/621265 | Energy Avenue | 2020 | Yes
LED Lighting | Downlight | Satco | True |  |  |  |  | Downlight Solid State Retrofit Product Description The Satco 62/1267 LED Ceiling Light lights up a room using 3000K warm white illumination. A dimming feature is available for adjusting the right light ambiance in the room. The close-to-ceiling disk light has Energy Star certification. The housing is acrylic and aluminum material construction. It has a 5-year warranty too. Satco 62/1267 Features: 75W incandescent equivalent 50,000 life hours Round shape Satco 62/1267 Applications: Dry locations General lighting Indoor use 1,200 Lumens - 90 CRI - 120V Satco 62/1267 - 21.5W LED Ceiling Light - 3000K | 3000 | 93 | 1100 | 88 | 50000 | 12.5 | 12 | 224.28 | 18.69 | 21.9615 | 2020Q2 | https://www.energyavenue.com/Satco/621267 | Energy Avenue | 2020 | Yes
LED Lighting | Downlight | Satco | True |  |  |  |  | Downlight Surface Mount Product Description Update your commercial or residential interior lighting with this 21.5W LED ceiling light from Satco. They come 12 to a box and make an elegant, high-performance addition to any build or retrofit. You'll enjoy 4000K of cool white light for up to 50,000 hours without raising your energy bill. Product Features: Direct replacement for 150W and higher incandescent lamps Surface mounts in minutes with no additional wiring needed Compatible with most LED and incandescent dimmers Color accuracy of 90+ CRI Low profile, mounts close to ceiling Solid white frosted glass lens RoHS compliant Energy Star certified Lifespan of up to 50,000 hours Five-year limited warranty Applications: Offices Hospitality Residential Commercial 1,200 Lumens - 90 CRI - 120V Satco 62/1268 - 21.5W LED Ceiling Light - 4000K | 4000 | 92 | 1260 | 58.6047 | 50000 | 21.5 | 12 | 224.28 | 18.69 | 21.9615 | 2020Q2 | https://www.energyavenue.com/Satco/621268 | Energy Avenue | 2020 | Yes
LED Lighting | Downlight | Satco | True | Occupancy, |  |  |  | Downlight Surface Mount Product Description The Satco 62/1310 LED Ceiling Light is a white-frosted disk light fixture with a unique design. The 75W incandescent equivalent close-to-ceiling light illuminates 3000K soft white radiance and will continue to do so for 50,000 life hours. Additional features are an occupancy sensor, a hard-wired base, a backup battery, and a dimming option. Satco 62/1310 Features: 120-degree beam spread Energy Star certified 5-year warranty Satco 62/1310 Applications: Dry and damp locations Indoor use General lighting 1,000 Lumens - 90 CRI - 75W Incandescent Equivalent - 120V Satco 62/1310 - 16.5W LED Ceiling Light - 3000K | 3000 | 91 | 1000 | 60.6061 | 50000 | 16.5 | 12 | 269.28 | 22.44 | 26.3679 | 2020Q2 | https://www.energyavenue.com/Satco/621310 | Energy Avenue | 2020 | Yes
LED Lighting | Downlight | Satco | True | Occupancy, |  |  |  | Downlight Surface Mount Product Description The Satco 62/1311 LED Ceiling Light radiates 3000K soft white light at a 120-degree beam angle for 50,000 life hours. Additionally, the white close-to-ceiling disk light contains an occupancy sensor, a dimming feature, a backup battery, and Energy Star certification. The circular LED light fixture is a contemporary style with a frosted white finish. Satco 62/1311 Features: 100W incandescent equivalent Hard-wired base 5-year warranty Satco 62/1311 Applications: Indoor use Dry and damp locations General lighting 1,200 Lumens - 90 CRI - 100W Incandescent Equivalent - 120V Satco 62/1311 - 21.5W LED Ceiling Light - 3000K | 3000 | 91 | 1200 | 55.814 | 50000 | 21.5 | 12 | 329.28 | 27.44 | 32.2431 | 2020Q2 | https://www.energyavenue.com/Satco/621311 | Energy Avenue | 2020 | Yes
LED Lighting | Downlight | Satco | True |  |  |  |  | Downlight Surface Mount Product Description You'll enjoy great savings without losing performance when you choose this 16.5W LED ceiling light from Satco. This disk-shaped ceiling fixture mounts close to the ceiling and gives you 4000K of cool white light for up to 50,000 hours. They're available in packs of 12, so you can affordably update the lighting in your whole residential or commercial build. Energy Star certified. Product Features: Replaces 150W or higher incandescent ceiling fixtures Compatible with most incandescent and LED dimmers Color accuracy of 90+ CRI Surface mount Available in packs of 12 RoHS compliant Energy Star certified Lifespan of up to 50,000 hours Five-year limited warranty Applications: Hospitality Retail Residential Offices 1,050 Lumens - 90 CRI - 75W Incandescent Equivalent - 120V Satco 62/1312 - 16.5W LED Ceiling Light - 4000K | 4000 | 92 | 1050 | 63.6364 | 50000 | 16.5 | 12 | 269.28 | 22.44 | 26.3679 | 2020Q2 | https://www.energyavenue.com/Satco/621312 | Energy Avenue | 2020 | Yes
LED Lighting | Downlight | Satco | True |  |  |  |  | Downlight Surface Mount Product Description With 12 to a box, you can update the lighting throughout your commercial or residential builds with this 21.5W LED ceiling light. Brought to you by the energy experts at Satco, each unit offers 4000K of cool white light for up to 50,000 hours. Energy Star certified. Product Features: Replacement for 150W or higher incandescent bulbs Compact, close-to-ceiling profile Color accuracy of 90+ CRI Compatible with most LED and incandescent dimmers Surface mount RoHS compliant Energy Star certified Lifespan of up to 50,000 hours Limited five-year warranty Applications: Offices Hospitality Commercial Residential 1,260 Lumens - 90 CRI - 100W Incandescent Equivalent - 120V Satco 62/1313 - 21.5W LED Ceiling Light - 4000K | 4000 | 92 | 1260 | 58.6047 | 50000 | 21.5 | 12 | 329.28 | 27.44 | 32.2431 | 2020Q2 | https://www.energyavenue.com/Satco/621313 | Energy Avenue | 2020 | Yes
LED Lighting | A-Type | TCP | True |  |  | A19 | Medium (E26) | Description Don’t settle for less when you can get more from a durable TCP L6A19D2541K LED A19 bulb with shatter-resistant housing and a long life of up to 25,000 hours for savings on maintenance costs. Brighten up your office space or work area at home with a TCP A19 bulb in your ceiling fixtures, wall sconces, and other general locations. Suitable for indoor and outdoor placement when protected from elements 4100 Kelvin of cool white light dispersed in a multi-directional output Approved for damp locations See Dimmer Compatibility list prior to ordering. 500 Lumens - 4100 Kelvin Cool White - Omni-Directional - TCP L6A19D2541K LED - A19 - 6 Watt - 40W Incandescent Equal | 2541 |  | 500 | 83.3333 | 25000 | 6 | 12 | 15 | 1.25 | 1.4688 | 2020Q3 | https://www.1000bulbs.com/product/203435/TCP-10117.html | 1000bulbs.com | 2020 | Yes
LED Lighting | A-Type | TCP | True |  | A19 | Arbitrary | E26 Medium | TCP Elite LED lamp features screw-in E26 medium lamp base. This 6-Watt, A19 lamp outputs 500-Lumens of bright and crisp light. The 120-Volt AC, omni-directional lamp has an average life of 25000 Hours and 230-Degree beam angle. The dimmable lamp produces neutral white light with 4100K color temperature and 80 CRI. This arbitrary lamp is suitable for general lighting, table lamps, floor lamps, sconces and ceiling fixtures, decorative fixtures, sensitive display lighting such as art galleries. It is perfect for applications where uniform multi-directional light output is required. The shatter-resistant lamp is ideal for both indoor and outdoor applications. The LED lamp meets ANSI, UL, cULus and Energy Star standards. TCP L6A19D2541K Dimmable A19 LED Lamp 500-Lumens 4100K 80 CRI Neutral White Elite | 4100 | 80 | 500 | 83.3333 | 25000 | 6 | 12 | 5.45 | 0.45417 | 0.53366 | 2020Q3 | https://www.ew-ne.com/lighting-1600000000/tcp-l6a19d2541k-dimmable-a19-led-lamp-500-lumens-4100k-80-cri-neutral-white-elite-693433 | Electrical Wholesalers Inc | 2020 | Yes
LED Lighting | Reflector | Satco | True |  | Reflector (Flood/Spot) | PAR16 | GU10 | Damp Location Rated,Recessed Fixtures Product Description MUST ORDER IN MINIMUM QUANTITY OF 20 The dimmable Satco 6.5MR16/LED/40'/30K/120V/GU10 S9383 MR16 LED bulb is an extremely energy efficient light bulb, operating on only 6.5 watts. This GU10 MR16 replaces your 50 Watt Incandescent bulbs. The S9383 emits 500 lumens of 3000K warm white light. This product has a life expectancy of 25,000 life hours and is covered by a 5 year limited manufacturer's warranty. Satco S9383 Features: Solid State LED lighting High Efficacy Energy star and CEC status UL approved for totally enclosed fixtures RoHS Compliant Satco S9383 Applications: Indoor dry locations For fully enclosed fixtures outdoor Landscape lighting and track light fixtures 6.5MR16/LED/40'/30K/120V/GU10 - 50W Incandescent Equivalent - 40° Beam Angle - 500 Lumens - 80 CRI - Dimmable - 120V - MUST ORDER IN MINIMUM QUANTITY OF 20 Satco S9383 - 6.5W LED MR16 - 3000K - GU10 Base | 3000 | 83 | 500 | 76.9231 | 25000 | 6.5 | 1 | 8.9 | 8.9 | 10.4578 | 2020Q2 | https://www.energyavenue.com/Satco/S9383 | Energy Avenue | 2020 | Yes
LED Lighting | Reflector | Satco | True |  | Reflector (Flood/Spot) | PAR30S | E26 (Medium) | Wet Location Rated,Recessed Fixtures Bulb ShapePAR20PAR30LNPAR30SNPAR38Color Temp.3500K Product Description MUST ORDER IN MINIMUM QUANTITY OF 10 The Satco 13PAR30/SN/LED/40'/3500K/120V/D S9417 PAR30 LED bulb is an energy efficient light bulb, operating on only 13 watts. This dimmable short neck LED PAR30 bulb replaces your 50 watt incandescent bulbs. The S9417 with 3500K neutral white light emits 1000 lumens. Satco S9417 Features: Reflector replacement lamp with ABS lens Solid State LED lighting E26 medium base and 120V IP65 Wet location rated Long life of 25,000 life hours Covered by a 3 year warranty Satco S9417 Applications: For Indoor and Outdoor use Approved for enclosed fixtures Accent lighting Recessed downlight Track lights Alternate Product Versions $4.94 EACASE of 6EA add Satco S12216 - 13W LED PAR38 - 3000K - E26 - 120V 13PAR38/LED/830/FL/120V - 1,000 Lumens - 80 CRI - 90W Incandescent Equivalent - 40° - Dimmable $4.94 EACASE of 6EA add Satco S12217 - 13W LED PAR38 - 4000K - E26 - 120V 13PAR38/LED/840/FL/120V - 1,000 Lumens - 80 CRI - 90W Incandescent Equivalent - 40° - Dimmable $5.90 EACASE of 6EA add Satco S9406 - 7W LED PAR20 - 3000K - E26 Base - 120V 7PAR20/LED/40'/3000K/120V/D - 50W Incandescent Equivalent - 40° Beam Angle - 525 Lumens - 80 CRI - Dimmable - Silver Finish $6.75 EACASE of 6EA add Satco S9408 - 7W LED PAR20 - 4000K 7PAR20/LED/40'/4000K/120V/D - Medium E26 Base - 50W Incandescent Equivalent - 40° Beam Angle - 525 Lumens - 80 CRI - Dimmable - 120V - Silver Finish - MUST ORDER IN MINIMUM QUANTITY OF 14 $6.75 EACASE of 6EA add Satco S9409 - 7W LED PAR20 - 5000K - E26 Base - 120V 7PAR20/LED/40'/5000K/120V/D - 50W Incandescent Equivalent - 40° Beam Angle - 525 Lumens - 80 CRI - Dimmable - Silver Finish - MUST ORDER IN MINIMUM QUANTITY OF 10 $9.75 EACASE of 6EA add Satco S9428 - 13W LED PAR30 Long Neck - 4000K 13PAR30/LN/LED/25'/4000K/120V/D - 75W Incandescent Equivalent - 25° Beam Angle - 1000 Lumens - 80 CRI - Dimmable - E26 Base - 120V - Silver Finish - MUST ORDER IN MINIMUM QUANTITY OF 10 $8.75 EACASE of 6EA add Satco S9430 - 13W LED PAR30 Long Neck - 2700K 13PAR30/LN/LED/40'/2700K/120V/D - 75W Incandescent Equivalent - 40° Beam Angle - 1000 Lumens - 80 CRI - Dimmable - E26 Base - 120V - Silver Finish - MUST ORDER IN MINIMUM QUANTITY OF 10 13PAR30/SN/LED/40'/3500K/120V/D - 50W Incandescent Equivalent - 40° Beam Angle - 1000 Lumens - 80 CRI - Dimmable - E26 Base - 120V - Silver Finish - MUST ORDER IN MINIMUM QUANTITY OF 10 Satco S9417 - 13W LED PAR30 Short Neck - 3500K | 3500 | 82 | 1000 | 76.9231 | 25000 | 13 | 1 | 9.75 | 9.75 | 11.4566 | 2020Q2 | https://www.energyavenue.com/Satco/S9417 | Energy Avenue | 2020 | Yes
LED Lighting | Reflector | Satco | True |  | Reflector (Flood/Spot) | PAR30L | E26 (Medium) | Wet Location Rated,Recessed Fixtures Bulb ShapePAR20PAR30LNPAR30SNPAR38Color Temp.2700K4000K Product Description MUST ORDER IN MINIMUM QUANTITY OF 10 The dimmable Satco 13PAR30/LN/LED/25'/4000K/120V/D S9428 13 watt LED long neck PAR30 bulb is energy efficient, replacing your 75 watt incandescent. The S9428 emits 1000 Lumens of cool white 4000K color temperature light. This PARL30 long neck lamp has a life expectancy of 25,000 life hours and covered by a 3 year limited warranty. Satco S9417 Features: Reflector replacement lamp ABS lens Solid State LED lighting IP65 Wet location rated Satco S9417 Applications: For Indoor and Outdoor use Approved for enclosed fixtures Accent decorative lighting Recessed downlight and track lights Alternate Product Versions $4.94 EACASE of 6EA add Satco S12216 - 13W LED PAR38 - 3000K - E26 - 120V 13PAR38/LED/830/FL/120V - 1,000 Lumens - 80 CRI - 90W Incandescent Equivalent - 40° - Dimmable $4.94 EACASE of 6EA add Satco S12217 - 13W LED PAR38 - 4000K - E26 - 120V 13PAR38/LED/840/FL/120V - 1,000 Lumens - 80 CRI - 90W Incandescent Equivalent - 40° - Dimmable $5.90 EACASE of 6EA add Satco S9406 - 7W LED PAR20 - 3000K - E26 Base - 120V 7PAR20/LED/40'/3000K/120V/D - 50W Incandescent Equivalent - 40° Beam Angle - 525 Lumens - 80 CRI - Dimmable - Silver Finish $6.75 EACASE of 6EA add Satco S9408 - 7W LED PAR20 - 4000K 7PAR20/LED/40'/4000K/120V/D - Medium E26 Base - 50W Incandescent Equivalent - 40° Beam Angle - 525 Lumens - 80 CRI - Dimmable - 120V - Silver Finish - MUST ORDER IN MINIMUM QUANTITY OF 14 $6.75 EACASE of 6EA add Satco S9409 - 7W LED PAR20 - 5000K - E26 Base - 120V 7PAR20/LED/40'/5000K/120V/D - 50W Incandescent Equivalent - 40° Beam Angle - 525 Lumens - 80 CRI - Dimmable - Silver Finish - MUST ORDER IN MINIMUM QUANTITY OF 10 $9.75 EACASE of 6EA add Satco S9417 - 13W LED PAR30 Short Neck - 3500K 13PAR30/SN/LED/40'/3500K/120V/D - 50W Incandescent Equivalent - 40° Beam Angle - 1000 Lumens - 80 CRI - Dimmable - E26 Base - 120V - Silver Finish - MUST ORDER IN MINIMUM QUANTITY OF 10 $8.75 EACASE of 6EA add Satco S9430 - 13W LED PAR30 Long Neck - 2700K 13PAR30/LN/LED/40'/2700K/120V/D - 75W Incandescent Equivalent - 40° Beam Angle - 1000 Lumens - 80 CRI - Dimmable - E26 Base - 120V - Silver Finish - MUST ORDER IN MINIMUM QUANTITY OF 10 13PAR30/LN/LED/25'/4000K/120V/D - 75W Incandescent Equivalent - 25° Beam Angle - 1000 Lumens - 80 CRI - Dimmable - E26 Base - 120V - Silver Finish - MUST ORDER IN MINIMUM QUANTITY OF 10 Satco S9428 - 13W LED PAR30 Long Neck - 4000K | 4000 | 83 | 1000 | 76.9231 | 25000 | 13 | 1 | 9.75 | 9.75 | 11.4566 | 2020Q2 | https://www.energyavenue.com/Satco/S9428 | Energy Avenue | 2020 | Yes
LED Lighting | Reflector | Satco | True |  | Reflector (Flood/Spot) | PAR30L | E26 (Medium) | Wet Location Rated,Recessed Fixtures Bulb ShapePAR20PAR30LNPAR30SNPAR38Color Temp.2700K4000K Product Description MUST ORDER IN MINIMUM QUANTITY OF 10 The Satco 13PAR30/LN/LED/40'/2700K/120V/D S9430 dimmable PAR30 long neck LED bulb is energy efficient replacement of 75 watts incandescent. It operates on only 13 watts and emits 1000 lumens of 2700K warm white light. The life expectancy of this long neck LED PAR30 is 25,000 life hours with 3-year limited warranty from the manufacturer. Satco S9430 Features: Long life and Energy Star certified IP65 - Wet location rated Solid State LED lighting Reflector replacement lamp dimmable and energy saving Satco S9417 Applications: Suitable for indoor and outdoor use Rated for enclosed fixtures Decorative accent lights Recessed downlighting Alternate Product Versions $4.94 EACASE of 6EA add Satco S12216 - 13W LED PAR38 - 3000K - E26 - 120V 13PAR38/LED/830/FL/120V - 1,000 Lumens - 80 CRI - 90W Incandescent Equivalent - 40° - Dimmable $4.94 EACASE of 6EA add Satco S12217 - 13W LED PAR38 - 4000K - E26 - 120V 13PAR38/LED/840/FL/120V - 1,000 Lumens - 80 CRI - 90W Incandescent Equivalent - 40° - Dimmable $5.90 EACASE of 6EA add Satco S9406 - 7W LED PAR20 - 3000K - E26 Base - 120V 7PAR20/LED/40'/3000K/120V/D - 50W Incandescent Equivalent - 40° Beam Angle - 525 Lumens - 80 CRI - Dimmable - Silver Finish $6.75 EACASE of 6EA add Satco S9408 - 7W LED PAR20 - 4000K 7PAR20/LED/40'/4000K/120V/D - Medium E26 Base - 50W Incandescent Equivalent - 40° Beam Angle - 525 Lumens - 80 CRI - Dimmable - 120V - Silver Finish - MUST ORDER IN MINIMUM QUANTITY OF 14 $6.75 EACASE of 6EA add Satco S9409 - 7W LED PAR20 - 5000K - E26 Base - 120V 7PAR20/LED/40'/5000K/120V/D - 50W Incandescent Equivalent - 40° Beam Angle - 525 Lumens - 80 CRI - Dimmable - Silver Finish - MUST ORDER IN MINIMUM QUANTITY OF 10 $9.75 EACASE of 6EA add Satco S9417 - 13W LED PAR30 Short Neck - 3500K 13PAR30/SN/LED/40'/3500K/120V/D - 50W Incandescent Equivalent - 40° Beam Angle - 1000 Lumens - 80 CRI - Dimmable - E26 Base - 120V - Silver Finish - MUST ORDER IN MINIMUM QUANTITY OF 10 $9.75 EACASE of 6EA add Satco S9428 - 13W LED PAR30 Long Neck - 4000K 13PAR30/LN/LED/25'/4000K/120V/D - 75W Incandescent Equivalent - 25° Beam Angle - 1000 Lumens - 80 CRI - Dimmable - E26 Base - 120V - Silver Finish - MUST ORDER IN MINIMUM QUANTITY OF 10 13PAR30/LN/LED/40'/2700K/120V/D - 75W Incandescent Equivalent - 40° Beam Angle - 1000 Lumens - 80 CRI - Dimmable - E26 Base - 120V - Silver Finish - MUST ORDER IN MINIMUM QUANTITY OF 10 Satco S9430 - 13W LED PAR30 Long Neck - 2700K | 2700 | 82 | 1000 | 76.9231 | 25000 | 13 | 1 | 8.75 | 8.75 | 10.2816 | 2020Q2 | https://www.energyavenue.com/Satco/S9430 | Energy Avenue | 2020 | Yes
LED Lighting | Reflector | Soraa | True |  | Reflector (Flood/Spot) | MR16 | GU5.3 | Damp Location Rated,Recessed Fixtures Wattage7.5 Watt9 WattColor Temp.2700K3000KBeam Angle10°25°36°60°Base TypeGU5.3 Product Description Delivering a highly efficient and high-lumen solution, the Soraa BRILLIANT™ HL is designed to meet energy standards. An alternative to 75 watt halogen bulbs, the Soraa SM16-07-10D-827-H1 08722 LED MR16 lamp is energy efficient and affordable with excellent color performance. Soraa SM16-07-10D-827 (08722) Features: Compatible with the Soraa SNAP System 2700K color temperature High CRI of 90 85% more energy efficient than halogen lamps Suitable for use in fully enclosed fixtures Title 20 compliant 3-year or 25,000 hours warranty Soraa SM16-07-10D-827 (08722) Applications: Halogen replacement for indoor residential lighting Hospitality and restaurants Retail stores Alternate Product Versions $13.55 add Soraa 08724 - 7.5W LED MR16 - 2700K - GU5.3 Brilliant™ HL SM16-07-25D-827-H1 - 600 Lumens - 90 CRI - 75W Halogen Equivalent - 25° - 12V $13.55 add Soraa 08726 - 7.5W LED MR16 - 2700K - GU5.3 Brilliant™ HL SM16-07-36D-827-H1 - 600 Lumens - 90 CRI - 75W Halogen Equivalent - 36° - 12V $13.55 add Soraa 08730 - 7.5W LED MR16 - 3000K - GU5.3 Brilliant™ HL SM16-07-25D-830-H1 - 630 Lumens - 90 CRI - 75W Halogen Equivalent - 25° - 12V $13.55 add Soraa 08732 - 7.5W LED MR16 - 3000K - GU5.3 Brilliant™ HL SM16-07-36D-830-H1 - 630 Lumens - 90 CRI - 75W Halogen Equivalent - 36° - 12V $16.05 add Soraa 08734 - 9W LED MR16 - 2700K - GU5.3 Brilliant™ HL SM16-09-25D-827-H1 - 690 Lumens - 90 CRI - 75W Halogen Equivalent - 25° - 12V $16.05 add Soraa 08736 - 9W LED MR16 - 2700K - GU5.3 Brilliant™ HL SM16-09-36D-827-H1 - 690 Lumens - 90 CRI - 75W Halogen Equivalent - 36° - 12V $16.05 add Soraa 08738 - 9W LED MR16 - 3000K - GU5.3 Brilliant™ HL SM16-09-25D-830-H1 - 725 Lumens - 90 CRI - 75W Halogen Equivalent - 25° - 12V $16.05 add Soraa 08740 - 9W LED MR16 - 3000K - GU5.3 Brilliant™ HL SM16-09-36D-830-H1 - 725 Lumens - 90 CRI - 75W Halogen Equivalent - 36° - 12V $14.98 add Soraa 08744 - 7.5W LED MR16 - 2700K - GU10 Brilliant™ HL SM16GA-07-25D-827-H1 - 600 Lumens - 90 CRI - 65W Halogen Equivalent - 25° - 120V $14.98 add Soraa 08746 - 7.5W LED MR16 - 2700K - GU10 Brilliant™ HL SM16GA-07-36D-827-H1 - 600 Lumens - 90 CRI - 65W Halogen Equivalent - 36° - 120V $14.98 add Soraa 08748 - 7.5W LED MR16 - 2700K - GU10 Brilliant™ HL SM16GA-07-60D-827-H1 - 600 Lumens - 90 CRI - 65W Halogen Equivalent - 60° - 120V $14.98 add Soraa 08752 - 7.5W LED MR16 - 3000K - GU10 Brilliant™ HL SM16GA-07-25D-830-H1 - 630 Lumens - 90 CRI - 65W Halogen Equivalent - 25° - 120V $14.98 add Soraa 08754 - 7.5W LED MR16 - 3000K - GU10 Brilliant™ HL SM16GA-07-36D-830-H1 - 630 Lumens - 90 CRI - 65W Halogen Equivalent - 36° - 120V $14.98 add Soraa 08756 - 7.5W LED MR16 - 3000K - GU10 Brilliant™ HL SM16GA-07-60D-830-H1 - 630 Lumens - 90 CRI - 65W Halogen Equivalent - 60° - 120V $17.48 add Soraa 08758 - 9W LED MR16 - 2700K - GU10 Brilliant™ HL SM16GA-09-25D-827-H1 - 630 Lumens - 90 CRI - 75W Halogen Equivalent - 25° - 120V $17.48 add Soraa 08760 - 9W LED MR16 - 2700K - GU10 Brilliant™ HL SM16GA-09-36D-827-H1 - 630 Lumens - 90 CRI - 75W Halogen Equivalent - 36° - 120V $17.48 add Soraa 08762 - 9W LED MR16 - 2700K - GU10 Brilliant™ HL SM16GA-09-60D-827-H1 - 630 Lumens - 90 CRI - 75W Halogen Equivalent - 60° - 120V $17.48 add Soraa 08764 - 9W LED MR16 - 3000K - GU10 Brilliant™ HL SM16GA-09-25D-830-H1 - 725 Lumens - 90 CRI - 75W Halogen Equivalent - 25° - 120V $17.48 add Soraa 08766 - 9W LED MR16 - 3000K - GU10 Brilliant™ HL SM16GA-09-36D-830-H1 - 725 Lumens - 90 CRI - 75W Halogen Equivalent - 36° - 120V $17.48 add Soraa 08768 - 9W LED MR16 - 3000K - GU10 Brilliant™ HL - SM16GA-09-60D-830-H1 - 725 Lumens - 90 CRI - 75W Halogen Equivalent - 60° - 120V Brilliant™ HL SM16-07-10D-827-H1 - 75 Halogen Equivalent - 575 Lumens - 90 CRI - 10 Degree Beam Angle - Title 20 Compliant Soraa 08722 - 7.5W MR16 - 2700K - GU5.3 | 2700 | 91 | 638 | 78.7654 | 25000 | 8.1 | 1 | 13.55 | 13.55 | 15.9218 | 2020Q2 | https://www.energyavenue.com/Soraa/SM16-07-10D-827-H1 | Energy Avenue | 2020 | Yes
LED Lighting | Reflector | Soraa | True |  | Reflector (Flood/Spot) | MR16 | GU5.3 | Damp Location Rated,Recessed Fixtures Wattage7.5 Watt9 WattColor Temp.2700K3000KBeam Angle10°25°36°60°Base TypeGU10GU5.3 Product Description Brilliant is just one way to describe this single-source COB flood light from Soraa. This LED MR16 lamp offers an alternative to high-consumption 75-watt halogen bulbs when you need targeted lighting in damp indoor locations or enclosed fixtures. With this stylish lamp. you'll get a futuristic design, up to 85 percent energy savings, and 2700K of warm white light. Soraa SM16-07-25D-827-H1 (08724) Features: Direct replacement for 75-watt MR16 halogen bulbs Enhanced by Soraa Point Source Optics™ Rated for damp locations Suitable for fully enclosed fixtures Single driver current Up to 85 percent energy savings Uniform lighting, low flicker Dimmable to 20 percent Lifespan of up to 35,000 hours Three-year limited warranty Soraa SM16-07-25D-827-H1 (08724) Applications: Recessed downlights Track lighting Wall washes Alternate Product Versions $13.55 add Soraa 08726 - 7.5W LED MR16 - 2700K - GU5.3 Brilliant™ HL SM16-07-36D-827-H1 - 600 Lumens - 90 CRI - 75W Halogen Equivalent - 36° - 12V $13.55 add Soraa 08730 - 7.5W LED MR16 - 3000K - GU5.3 Brilliant™ HL SM16-07-25D-830-H1 - 630 Lumens - 90 CRI - 75W Halogen Equivalent - 25° - 12V $13.55 add Soraa 08732 - 7.5W LED MR16 - 3000K - GU5.3 Brilliant™ HL SM16-07-36D-830-H1 - 630 Lumens - 90 CRI - 75W Halogen Equivalent - 36° - 12V $16.05 add Soraa 08734 - 9W LED MR16 - 2700K - GU5.3 Brilliant™ HL SM16-09-25D-827-H1 - 690 Lumens - 90 CRI - 75W Halogen Equivalent - 25° - 12V $16.05 add Soraa 08736 - 9W LED MR16 - 2700K - GU5.3 Brilliant™ HL SM16-09-36D-827-H1 - 690 Lumens - 90 CRI - 75W Halogen Equivalent - 36° - 12V $16.05 add Soraa 08738 - 9W LED MR16 - 3000K - GU5.3 Brilliant™ HL SM16-09-25D-830-H1 - 725 Lumens - 90 CRI - 75W Halogen Equivalent - 25° - 12V $16.05 add Soraa 08740 - 9W LED MR16 - 3000K - GU5.3 Brilliant™ HL SM16-09-36D-830-H1 - 725 Lumens - 90 CRI - 75W Halogen Equivalent - 36° - 12V $14.98 add Soraa 08744 - 7.5W LED MR16 - 2700K - GU10 Brilliant™ HL SM16GA-07-25D-827-H1 - 600 Lumens - 90 CRI - 65W Halogen Equivalent - 25° - 120V $14.98 add Soraa 08746 - 7.5W LED MR16 - 2700K - GU10 Brilliant™ HL SM16GA-07-36D-827-H1 - 600 Lumens - 90 CRI - 65W Halogen Equivalent - 36° - 120V $14.98 add Soraa 08748 - 7.5W LED MR16 - 2700K - GU10 Brilliant™ HL SM16GA-07-60D-827-H1 - 600 Lumens - 90 CRI - 65W Halogen Equivalent - 60° - 120V $14.98 add Soraa 08752 - 7.5W LED MR16 - 3000K - GU10 Brilliant™ HL SM16GA-07-25D-830-H1 - 630 Lumens - 90 CRI - 65W Halogen Equivalent - 25° - 120V $14.98 add Soraa 08754 - 7.5W LED MR16 - 3000K - GU10 Brilliant™ HL SM16GA-07-36D-830-H1 - 630 Lumens - 90 CRI - 65W Halogen Equivalent - 36° - 120V $14.98 add Soraa 08756 - 7.5W LED MR16 - 3000K - GU10 Brilliant™ HL SM16GA-07-60D-830-H1 - 630 Lumens - 90 CRI - 65W Halogen Equivalent - 60° - 120V $17.48 add Soraa 08758 - 9W LED MR16 - 2700K - GU10 Brilliant™ HL SM16GA-09-25D-827-H1 - 630 Lumens - 90 CRI - 75W Halogen Equivalent - 25° - 120V $17.48 add Soraa 08760 - 9W LED MR16 - 2700K - GU10 Brilliant™ HL SM16GA-09-36D-827-H1 - 630 Lumens - 90 CRI - 75W Halogen Equivalent - 36° - 120V $17.48 add Soraa 08762 - 9W LED MR16 - 2700K - GU10 Brilliant™ HL SM16GA-09-60D-827-H1 - 630 Lumens - 90 CRI - 75W Halogen Equivalent - 60° - 120V $17.48 add Soraa 08764 - 9W LED MR16 - 3000K - GU10 Brilliant™ HL SM16GA-09-25D-830-H1 - 725 Lumens - 90 CRI - 75W Halogen Equivalent - 25° - 120V $17.48 add Soraa 08766 - 9W LED MR16 - 3000K - GU10 Brilliant™ HL SM16GA-09-36D-830-H1 - 725 Lumens - 90 CRI - 75W Halogen Equivalent - 36° - 120V $17.48 add Soraa 08768 - 9W LED MR16 - 3000K - GU10 Brilliant™ HL - SM16GA-09-60D-830-H1 - 725 Lumens - 90 CRI - 75W Halogen Equivalent - 60° - 120V $13.55 add Soraa 08722 - 7.5W MR16 - 2700K - GU5.3 Brilliant™ HL SM16-07-10D-827-H1 - 75 Halogen Equivalent - 575 Lumens - 90 CRI - 10 Degree Beam Angle - Title 20 Compliant Brilliant™ HL SM16-07-25D-827-H1 - 600 Lumens - 90 CRI - 75W Halogen Equivalent - 25° - 12V Soraa 08724 - 7.5W LED MR16 - 2700K - GU5.3 | 2700 | 92 | 500 | 66.6667 | 25000 | 7.5 | 1 | 13.55 | 13.55 | 15.9218 | 2020Q2 | https://www.energyavenue.com/Soraa/SM16-07-25D-827-H1 | Energy Avenue | 2020 | Yes
LED Lighting | Reflector | Soraa | True |  | Reflector (Flood/Spot) | PAR38 | E26 (Medium) | None,Recessed Fixtures Product Description The Soraa 00933 Brilliant Series MR16 LED lamp operates at 7.5 Watts and 12 Volts. This LED has an 85 CRI, and is equivalent to a 50 watt halogen light bulb. This Brilliant Series LED has a GU5.3 Base, 25 Degree Beam Angle, and a Color Temperature (CCT) of 3000K. This Soraa LED lamp is 85% more efficient than your standard halogen, and has a typical payback of less than one year. Intended for use in MR16 compatible recessed downlights. Features: Dimmable Suitable for enclosed fixtures Applicable for both indoor and outdoor applications 25-Degree Beam Angle - 7.5 Watt - 12 Volt - 85 CRI - Dimmable - 3000K - 50 Watt Equal Soraa - 00933 - SM16-07-25D-830-03 - Brilliant Series - MR16 LED | 3000 | 92 | 1200 | 70.5882 | 40000 | 17 | 1 | 13.27 | 13.27 | 15.5928 | 2020Q2 | https://www.energyavenue.com/Soraa/SM16-07-25D-830-03 | Energy Avenue | 2020 | Yes
LED Lighting | Reflector | Soraa | True |  | Reflector (Flood/Spot) | MR16 | GU5.3 | Damp Location Rated,Recessed Fixtures Wattage7.5 Watt9 WattColor Temp.2700K3000KBeam Angle25°36°60°Base TypeGU10GU5.3 Product Description Contemporary aesthetics and long life are yours with this LED MR16 lamp from Soraa. This bulb is compatible with any MR16 form factor with a GU5.3 base, and it offers a direct replacement for high consumption halogen bulbs. With this product, you'll enjoy 3000K of uniform, cool white light for up to 35,000 hours, and it's suitable for damp locations. Soraa SM16-07-25D-830-H1 (08730) Features: Replaces 75-watt MR16 halogen bulbs with a GU5.3 base Up to 85 percent energy savings Rated for damp locations Enhanced by Soraa Point Source Optics™ Suitable for enclosed fixtures Single source driver Dimmable to 20 percent Low flicker beam Lifespan of up to 35,000 hours Three-year limited warranty Soraa SM16-07-25D-830-H1 (08730) Applications: Recessed downlighting Track lighting Wall washes Displays Alternate Product Versions $13.55 add Soraa 08724 - 7.5W LED MR16 - 2700K - GU5.3 Brilliant™ HL SM16-07-25D-827-H1 - 600 Lumens - 90 CRI - 75W Halogen Equivalent - 25° - 12V $13.55 add Soraa 08726 - 7.5W LED MR16 - 2700K - GU5.3 Brilliant™ HL SM16-07-36D-827-H1 - 600 Lumens - 90 CRI - 75W Halogen Equivalent - 36° - 12V $13.55 add Soraa 08732 - 7.5W LED MR16 - 3000K - GU5.3 Brilliant™ HL SM16-07-36D-830-H1 - 630 Lumens - 90 CRI - 75W Halogen Equivalent - 36° - 12V $16.05 add Soraa 08734 - 9W LED MR16 - 2700K - GU5.3 Brilliant™ HL SM16-09-25D-827-H1 - 690 Lumens - 90 CRI - 75W Halogen Equivalent - 25° - 12V $16.05 add Soraa 08736 - 9W LED MR16 - 2700K - GU5.3 Brilliant™ HL SM16-09-36D-827-H1 - 690 Lumens - 90 CRI - 75W Halogen Equivalent - 36° - 12V $16.05 add Soraa 08738 - 9W LED MR16 - 3000K - GU5.3 Brilliant™ HL SM16-09-25D-830-H1 - 725 Lumens - 90 CRI - 75W Halogen Equivalent - 25° - 12V $16.05 add Soraa 08740 - 9W LED MR16 - 3000K - GU5.3 Brilliant™ HL SM16-09-36D-830-H1 - 725 Lumens - 90 CRI - 75W Halogen Equivalent - 36° - 12V $14.98 add Soraa 08744 - 7.5W LED MR16 - 2700K - GU10 Brilliant™ HL SM16GA-07-25D-827-H1 - 600 Lumens - 90 CRI - 65W Halogen Equivalent - 25° - 120V $14.98 add Soraa 08746 - 7.5W LED MR16 - 2700K - GU10 Brilliant™ HL SM16GA-07-36D-827-H1 - 600 Lumens - 90 CRI - 65W Halogen Equivalent - 36° - 120V $14.98 add Soraa 08748 - 7.5W LED MR16 - 2700K - GU10 Brilliant™ HL SM16GA-07-60D-827-H1 - 600 Lumens - 90 CRI - 65W Halogen Equivalent - 60° - 120V $14.98 add Soraa 08752 - 7.5W LED MR16 - 3000K - GU10 Brilliant™ HL SM16GA-07-25D-830-H1 - 630 Lumens - 90 CRI - 65W Halogen Equivalent - 25° - 120V $14.98 add Soraa 08754 - 7.5W LED MR16 - 3000K - GU10 Brilliant™ HL SM16GA-07-36D-830-H1 - 630 Lumens - 90 CRI - 65W Halogen Equivalent - 36° - 120V $14.98 add Soraa 08756 - 7.5W LED MR16 - 3000K - GU10 Brilliant™ HL SM16GA-07-60D-830-H1 - 630 Lumens - 90 CRI - 65W Halogen Equivalent - 60° - 120V $17.48 add Soraa 08758 - 9W LED MR16 - 2700K - GU10 Brilliant™ HL SM16GA-09-25D-827-H1 - 630 Lumens - 90 CRI - 75W Halogen Equivalent - 25° - 120V $17.48 add Soraa 08760 - 9W LED MR16 - 2700K - GU10 Brilliant™ HL SM16GA-09-36D-827-H1 - 630 Lumens - 90 CRI - 75W Halogen Equivalent - 36° - 120V $17.48 add Soraa 08762 - 9W LED MR16 - 2700K - GU10 Brilliant™ HL SM16GA-09-60D-827-H1 - 630 Lumens - 90 CRI - 75W Halogen Equivalent - 60° - 120V $17.48 add Soraa 08764 - 9W LED MR16 - 3000K - GU10 Brilliant™ HL SM16GA-09-25D-830-H1 - 725 Lumens - 90 CRI - 75W Halogen Equivalent - 25° - 120V $17.48 add Soraa 08766 - 9W LED MR16 - 3000K - GU10 Brilliant™ HL SM16GA-09-36D-830-H1 - 725 Lumens - 90 CRI - 75W Halogen Equivalent - 36° - 120V $17.48 add Soraa 08768 - 9W LED MR16 - 3000K - GU10 Brilliant™ HL - SM16GA-09-60D-830-H1 - 725 Lumens - 90 CRI - 75W Halogen Equivalent - 60° - 120V $13.55 add Soraa 08722 - 7.5W MR16 - 2700K - GU5.3 Brilliant™ HL SM16-07-10D-827-H1 - 75 Halogen Equivalent - 575 Lumens - 90 CRI - 10 Degree Beam Angle - Title 20 Compliant Brilliant™ HL SM16-07-25D-830-H1 - 630 Lumens - 90 CRI - 75W Halogen Equivalent - 25° - 12V Soraa 08730 - 7.5W LED MR16 - 3000K - GU5.3 | 2700 | 92 | 500 | 66.6667 | 25000 | 7.5 | 1 | 13.55 | 13.55 | 15.9218 | 2020Q2 | https://www.energyavenue.com/Soraa/SM16-07-25D-830-H1 | Energy Avenue | 2020 | Yes
LED Lighting | Reflector | Soraa | True |  | Reflector (Flood/Spot) | MR16 | GU5.3 | Damp Location Rated,Recessed Fixtures Wattage7.5 Watt9 WattColor Temp.2700K3000KBeam Angle10°25°36°60°Base TypeGU10GU5.3 Product Description Put a little light exactly where you need it with this 7.5-watt LED MR16 lamp from Soraa. This bulb gives you energy savings of up to 85 percent over traditional halogen bulbs without taking away from performance or aesthetics. You'll enjoy 2700K of uniform, warm white light for up to 35,000 hours, and it's rated for enclosed fixtures in damp locations. Soraa SM16-07-36D-827-H1 (08726) Features: Direct replacement for 75-watt MR16 halogen bulbs Up to 85 percent energy savings Color accuracy of 90 CRI Rated for damp locations Suitable for enclosed fixtures Beam range of 25 - 36 degrees Single current driver Low flicker Dimmable to 20 percent Lifespan of up to 35,000 hours Three-year limited warranty Soraa SM16-07-36D-827-H1 (08726) Applications: Recessed downlights Track lighting Wall washes Displays Alternate Product Versions $13.55 add Soraa 08724 - 7.5W LED MR16 - 2700K - GU5.3 Brilliant™ HL SM16-07-25D-827-H1 - 600 Lumens - 90 CRI - 75W Halogen Equivalent - 25° - 12V $13.55 add Soraa 08730 - 7.5W LED MR16 - 3000K - GU5.3 Brilliant™ HL SM16-07-25D-830-H1 - 630 Lumens - 90 CRI - 75W Halogen Equivalent - 25° - 12V $13.55 add Soraa 08732 - 7.5W LED MR16 - 3000K - GU5.3 Brilliant™ HL SM16-07-36D-830-H1 - 630 Lumens - 90 CRI - 75W Halogen Equivalent - 36° - 12V $16.05 add Soraa 08734 - 9W LED MR16 - 2700K - GU5.3 Brilliant™ HL SM16-09-25D-827-H1 - 690 Lumens - 90 CRI - 75W Halogen Equivalent - 25° - 12V $16.05 add Soraa 08736 - 9W LED MR16 - 2700K - GU5.3 Brilliant™ HL SM16-09-36D-827-H1 - 690 Lumens - 90 CRI - 75W Halogen Equivalent - 36° - 12V $16.05 add Soraa 08738 - 9W LED MR16 - 3000K - GU5.3 Brilliant™ HL SM16-09-25D-830-H1 - 725 Lumens - 90 CRI - 75W Halogen Equivalent - 25° - 12V $16.05 add Soraa 08740 - 9W LED MR16 - 3000K - GU5.3 Brilliant™ HL SM16-09-36D-830-H1 - 725 Lumens - 90 CRI - 75W Halogen Equivalent - 36° - 12V $14.98 add Soraa 08744 - 7.5W LED MR16 - 2700K - GU10 Brilliant™ HL SM16GA-07-25D-827-H1 - 600 Lumens - 90 CRI - 65W Halogen Equivalent - 25° - 120V $14.98 add Soraa 08746 - 7.5W LED MR16 - 2700K - GU10 Brilliant™ HL SM16GA-07-36D-827-H1 - 600 Lumens - 90 CRI - 65W Halogen Equivalent - 36° - 120V $14.98 add Soraa 08748 - 7.5W LED MR16 - 2700K - GU10 Brilliant™ HL SM16GA-07-60D-827-H1 - 600 Lumens - 90 CRI - 65W Halogen Equivalent - 60° - 120V $14.98 add Soraa 08752 - 7.5W LED MR16 - 3000K - GU10 Brilliant™ HL SM16GA-07-25D-830-H1 - 630 Lumens - 90 CRI - 65W Halogen Equivalent - 25° - 120V $14.98 add Soraa 08754 - 7.5W LED MR16 - 3000K - GU10 Brilliant™ HL SM16GA-07-36D-830-H1 - 630 Lumens - 90 CRI - 65W Halogen Equivalent - 36° - 120V $14.98 add Soraa 08756 - 7.5W LED MR16 - 3000K - GU10 Brilliant™ HL SM16GA-07-60D-830-H1 - 630 Lumens - 90 CRI - 65W Halogen Equivalent - 60° - 120V $17.48 add Soraa 08758 - 9W LED MR16 - 2700K - GU10 Brilliant™ HL SM16GA-09-25D-827-H1 - 630 Lumens - 90 CRI - 75W Halogen Equivalent - 25° - 120V $17.48 add Soraa 08760 - 9W LED MR16 - 2700K - GU10 Brilliant™ HL SM16GA-09-36D-827-H1 - 630 Lumens - 90 CRI - 75W Halogen Equivalent - 36° - 120V $17.48 add Soraa 08762 - 9W LED MR16 - 2700K - GU10 Brilliant™ HL SM16GA-09-60D-827-H1 - 630 Lumens - 90 CRI - 75W Halogen Equivalent - 60° - 120V $17.48 add Soraa 08764 - 9W LED MR16 - 3000K - GU10 Brilliant™ HL SM16GA-09-25D-830-H1 - 725 Lumens - 90 CRI - 75W Halogen Equivalent - 25° - 120V $17.48 add Soraa 08766 - 9W LED MR16 - 3000K - GU10 Brilliant™ HL SM16GA-09-36D-830-H1 - 725 Lumens - 90 CRI - 75W Halogen Equivalent - 36° - 120V $17.48 add Soraa 08768 - 9W LED MR16 - 3000K - GU10 Brilliant™ HL - SM16GA-09-60D-830-H1 - 725 Lumens - 90 CRI - 75W Halogen Equivalent - 60° - 120V $13.55 add Soraa 08722 - 7.5W MR16 - 2700K - GU5.3 Brilliant™ HL SM16-07-10D-827-H1 - 75 Halogen Equivalent - 575 Lumens - 90 CRI - 10 Degree Beam Angle - Title 20 Compliant Brilliant™ HL SM16-07-36D-827-H1 - 600 Lumens - 90 CRI - 75W Halogen Equivalent - 36° - 12V Soraa 08726 - 7.5W LED MR16 - 2700K - GU5.3 | 2700 | 92 | 500 | 66.6667 | 25000 | 7.5 | 1 | 13.55 | 13.55 | 15.9218 | 2020Q2 | https://www.energyavenue.com/Soraa/SM16-07-36D-827-H1 | Energy Avenue | 2020 | Yes
LED Lighting | Reflector | Soraa | True |  | Reflector (Flood/Spot) | PAR38 | E26 (Medium) | None,Recessed Fixtures Product Description The Soraa 00945 Brilliant Series MR16 LED lamp operates at 7.5 Watts and 12 Volts. This LED has an 85 CRI, and is equivalent to a 50 watt halogen light bulb. This Brilliant Series LED has a GU5.3 Base, 36 Degree Beam Angle, and a Color Temperature (CCT) of 3000K. This Soraa LED lamp is 85% more efficient than your standard halogen, and has a typical payback of less than one year. Intended for use in MR16 compatible recessed downlights. Features: Dimmable Suitable for enclosed fixtures Applicable for both indoor and outdoor applications 36-Degree Beam Angle - 7.5 Watt - 12 Volt - 85 CRI - Dimmable - 3000K - 50 Watt Equal Soraa - 00945 - SM16-07-36D-830-03 - Brilliant Series - MR16 LED | 2700 | 91 | 1050 | 70 | 40000 | 15 | 1 | 13.27 | 13.27 | 15.5928 | 2020Q2 | https://www.energyavenue.com/Soraa/SM16-07-36D-830-03 | Energy Avenue | 2020 | Yes
LED Lighting | Reflector | Soraa | True |  | Reflector (Flood/Spot) | MR16 | GU5.3 | Damp Location Rated,Recessed Fixtures Wattage7.5 Watt9 WattColor Temp.2700K3000KBeam Angle25°36°60°Base TypeGU10GU5.3 Product Description Your indoor lighting scheme will be spot-on with this 7.5W LED MR16 spotlight from Soraa. This product is a direct replacement for halogen lamps that saves energy without sacrificing performance or style. Its futuristic design is suitable for enclosed fixtures and emits 3000K of cool white light. Soraa SM16-07-36D-830-H1 (08732) Features: Up to 85 percent energy savings Dimmable to 20 percent Uniform, low-flicker beam Direct replacement for MR16 75-watt halogen bulbs Suitable for damp locations Single source driver Lifespan of up to 35,000 Three-year limited warranty Soraa SM16-07-36D-830-H1 (08732) Applications: Spot lights Recessed downlighting Track lights Alternate Product Versions $13.55 add Soraa 08724 - 7.5W LED MR16 - 2700K - GU5.3 Brilliant™ HL SM16-07-25D-827-H1 - 600 Lumens - 90 CRI - 75W Halogen Equivalent - 25° - 12V $13.55 add Soraa 08726 - 7.5W LED MR16 - 2700K - GU5.3 Brilliant™ HL SM16-07-36D-827-H1 - 600 Lumens - 90 CRI - 75W Halogen Equivalent - 36° - 12V $13.55 add Soraa 08730 - 7.5W LED MR16 - 3000K - GU5.3 Brilliant™ HL SM16-07-25D-830-H1 - 630 Lumens - 90 CRI - 75W Halogen Equivalent - 25° - 12V $16.05 add Soraa 08734 - 9W LED MR16 - 2700K - GU5.3 Brilliant™ HL SM16-09-25D-827-H1 - 690 Lumens - 90 CRI - 75W Halogen Equivalent - 25° - 12V $16.05 add Soraa 08736 - 9W LED MR16 - 2700K - GU5.3 Brilliant™ HL SM16-09-36D-827-H1 - 690 Lumens - 90 CRI - 75W Halogen Equivalent - 36° - 12V $16.05 add Soraa 08738 - 9W LED MR16 - 3000K - GU5.3 Brilliant™ HL SM16-09-25D-830-H1 - 725 Lumens - 90 CRI - 75W Halogen Equivalent - 25° - 12V $16.05 add Soraa 08740 - 9W LED MR16 - 3000K - GU5.3 Brilliant™ HL SM16-09-36D-830-H1 - 725 Lumens - 90 CRI - 75W Halogen Equivalent - 36° - 12V $14.98 add Soraa 08744 - 7.5W LED MR16 - 2700K - GU10 Brilliant™ HL SM16GA-07-25D-827-H1 - 600 Lumens - 90 CRI - 65W Halogen Equivalent - 25° - 120V $14.98 add Soraa 08746 - 7.5W LED MR16 - 2700K - GU10 Brilliant™ HL SM16GA-07-36D-827-H1 - 600 Lumens - 90 CRI - 65W Halogen Equivalent - 36° - 120V $14.98 add Soraa 08748 - 7.5W LED MR16 - 2700K - GU10 Brilliant™ HL SM16GA-07-60D-827-H1 - 600 Lumens - 90 CRI - 65W Halogen Equivalent - 60° - 120V $14.98 add Soraa 08752 - 7.5W LED MR16 - 3000K - GU10 Brilliant™ HL SM16GA-07-25D-830-H1 - 630 Lumens - 90 CRI - 65W Halogen Equivalent - 25° - 120V $14.98 add Soraa 08754 - 7.5W LED MR16 - 3000K - GU10 Brilliant™ HL SM16GA-07-36D-830-H1 - 630 Lumens - 90 CRI - 65W Halogen Equivalent - 36° - 120V $14.98 add Soraa 08756 - 7.5W LED MR16 - 3000K - GU10 Brilliant™ HL SM16GA-07-60D-830-H1 - 630 Lumens - 90 CRI - 65W Halogen Equivalent - 60° - 120V $17.48 add Soraa 08758 - 9W LED MR16 - 2700K - GU10 Brilliant™ HL SM16GA-09-25D-827-H1 - 630 Lumens - 90 CRI - 75W Halogen Equivalent - 25° - 120V $17.48 add Soraa 08760 - 9W LED MR16 - 2700K - GU10 Brilliant™ HL SM16GA-09-36D-827-H1 - 630 Lumens - 90 CRI - 75W Halogen Equivalent - 36° - 120V $17.48 add Soraa 08762 - 9W LED MR16 - 2700K - GU10 Brilliant™ HL SM16GA-09-60D-827-H1 - 630 Lumens - 90 CRI - 75W Halogen Equivalent - 60° - 120V $17.48 add Soraa 08764 - 9W LED MR16 - 3000K - GU10 Brilliant™ HL SM16GA-09-25D-830-H1 - 725 Lumens - 90 CRI - 75W Halogen Equivalent - 25° - 120V $17.48 add Soraa 08766 - 9W LED MR16 - 3000K - GU10 Brilliant™ HL SM16GA-09-36D-830-H1 - 725 Lumens - 90 CRI - 75W Halogen Equivalent - 36° - 120V $17.48 add Soraa 08768 - 9W LED MR16 - 3000K - GU10 Brilliant™ HL - SM16GA-09-60D-830-H1 - 725 Lumens - 90 CRI - 75W Halogen Equivalent - 60° - 120V $13.55 add Soraa 08722 - 7.5W MR16 - 2700K - GU5.3 Brilliant™ HL SM16-07-10D-827-H1 - 75 Halogen Equivalent - 575 Lumens - 90 CRI - 10 Degree Beam Angle - Title 20 Compliant Brilliant™ HL SM16-07-36D-830-H1 - 630 Lumens - 90 CRI - 75W Halogen Equivalent - 36° - 12V Soraa 08732 - 7.5W LED MR16 - 3000K - GU5.3 | 2700 | 92 | 500 | 66.6667 | 25000 | 7.5 | 1 | 13.55 | 13.55 | 15.9218 | 2020Q2 | https://www.energyavenue.com/Soraa/SM16-07-36D-830-H1 | Energy Avenue | 2020 | Yes
LED Lighting | Reflector | Soraa | True | Daylighting/Photocell, | Reflector (Flood/Spot) | PAR38 | E26 (Medium) | None,Recessed Fixtures Product Description When you cannot afford to compromise, use the Soraa 00957. Soraa employs innovative VP3 Vivid Color, Point Source Optics, and GaN on GaN lighting technology, makes for smooth beams of light and an extensive color range while using only 9 watts. Your guests, friends, and clients will be amazed by how vibrant and bright your colors will be! This MR16 LED will save you over 85 percent energy consumption compared to standard halogen lamps and with an amazing 3 year warranty; you can expect quality for over 35,000 hours of use. Other Features Include: Pure nitride substrate for a better beam and color rendering 1,000 times more accurate than other LED lamps High CRI of 95 25-degree beam angle Soraa snap system accessories available (Sold Seperately) 3000K, warm white brilliance Suitable for fully enclosed fixtures Dimmable down to 20% of full light levels Ideal Applications: Dimmable Applications Track Lighting for MR16 lamp with a GU 5.3 base type Restaurant lighting Full-spectrum lighting for gallery and photography areas 25 Degree Beam Angle - 9 Watt - 3000K - Warm White Soraa - 00957 - SM16-09-25D-830-03 - MR16 - 75 Watt Halogen Equivalent | 3000 | 92 | 1200 | 70.5882 | 40000 | 17 | 1 | 15.94 | 15.94 | 18.7301 | 2020Q2 | https://www.energyavenue.com/Soraa/SM16-09-25D-830-03 | Energy Avenue | 2020 | Yes
LED Lighting | Reflector | Soraa | True |  | Reflector (Flood/Spot) | MR16 | GU5.3 | Damp Location Rated,Not Rated for Recessed Fixtures Wattage7.5 Watt9 WattColor Temp.2700K3000KBeam Angle25°36°60°Base TypeGU10GU5.3 Product Description The Soraa 08736 LED MR16 is designed to be a low energy replacement option for traditional halogen lamps. Using only 9W of power, it offers soft white light with a 2700K color temperature. When used with a dimmer switch, you'll find flicker-free operation during dimmed and undimmed modes. Each LED lamp is designed to last for many years with a rated life of up to 35,000 hours. Soraa SM16-09-36D-827-H1 (08736) Features: Three-year manufacturer's warranty 25,000-hour lifespan Dimmable down to 20% Soraa SM16-09-36D-827-H1 (08736) Applications: Indoor applications Recessed downlights Track lighting Alternate Product Versions $13.55 add Soraa 08724 - 7.5W LED MR16 - 2700K - GU5.3 Brilliant™ HL SM16-07-25D-827-H1 - 600 Lumens - 90 CRI - 75W Halogen Equivalent - 25° - 12V $13.55 add Soraa 08726 - 7.5W LED MR16 - 2700K - GU5.3 Brilliant™ HL SM16-07-36D-827-H1 - 600 Lumens - 90 CRI - 75W Halogen Equivalent - 36° - 12V $13.55 add Soraa 08730 - 7.5W LED MR16 - 3000K - GU5.3 Brilliant™ HL SM16-07-25D-830-H1 - 630 Lumens - 90 CRI - 75W Halogen Equivalent - 25° - 12V $13.55 add Soraa 08732 - 7.5W LED MR16 - 3000K - GU5.3 Brilliant™ HL SM16-07-36D-830-H1 - 630 Lumens - 90 CRI - 75W Halogen Equivalent - 36° - 12V $16.05 add Soraa 08734 - 9W LED MR16 - 2700K - GU5.3 Brilliant™ HL SM16-09-25D-827-H1 - 690 Lumens - 90 CRI - 75W Halogen Equivalent - 25° - 12V $16.05 add Soraa 08738 - 9W LED MR16 - 3000K - GU5.3 Brilliant™ HL SM16-09-25D-830-H1 - 725 Lumens - 90 CRI - 75W Halogen Equivalent - 25° - 12V $16.05 add Soraa 08740 - 9W LED MR16 - 3000K - GU5.3 Brilliant™ HL SM16-09-36D-830-H1 - 725 Lumens - 90 CRI - 75W Halogen Equivalent - 36° - 12V $14.98 add Soraa 08744 - 7.5W LED MR16 - 2700K - GU10 Brilliant™ HL SM16GA-07-25D-827-H1 - 600 Lumens - 90 CRI - 65W Halogen Equivalent - 25° - 120V $14.98 add Soraa 08746 - 7.5W LED MR16 - 2700K - GU10 Brilliant™ HL SM16GA-07-36D-827-H1 - 600 Lumens - 90 CRI - 65W Halogen Equivalent - 36° - 120V $14.98 add Soraa 08748 - 7.5W LED MR16 - 2700K - GU10 Brilliant™ HL SM16GA-07-60D-827-H1 - 600 Lumens - 90 CRI - 65W Halogen Equivalent - 60° - 120V $14.98 add Soraa 08752 - 7.5W LED MR16 - 3000K - GU10 Brilliant™ HL SM16GA-07-25D-830-H1 - 630 Lumens - 90 CRI - 65W Halogen Equivalent - 25° - 120V $14.98 add Soraa 08754 - 7.5W LED MR16 - 3000K - GU10 Brilliant™ HL SM16GA-07-36D-830-H1 - 630 Lumens - 90 CRI - 65W Halogen Equivalent - 36° - 120V $14.98 add Soraa 08756 - 7.5W LED MR16 - 3000K - GU10 Brilliant™ HL SM16GA-07-60D-830-H1 - 630 Lumens - 90 CRI - 65W Halogen Equivalent - 60° - 120V $17.48 add Soraa 08758 - 9W LED MR16 - 2700K - GU10 Brilliant™ HL SM16GA-09-25D-827-H1 - 630 Lumens - 90 CRI - 75W Halogen Equivalent - 25° - 120V $17.48 add Soraa 08760 - 9W LED MR16 - 2700K - GU10 Brilliant™ HL SM16GA-09-36D-827-H1 - 630 Lumens - 90 CRI - 75W Halogen Equivalent - 36° - 120V $17.48 add Soraa 08762 - 9W LED MR16 - 2700K - GU10 Brilliant™ HL SM16GA-09-60D-827-H1 - 630 Lumens - 90 CRI - 75W Halogen Equivalent - 60° - 120V $17.48 add Soraa 08764 - 9W LED MR16 - 3000K - GU10 Brilliant™ HL SM16GA-09-25D-830-H1 - 725 Lumens - 90 CRI - 75W Halogen Equivalent - 25° - 120V $17.48 add Soraa 08766 - 9W LED MR16 - 3000K - GU10 Brilliant™ HL SM16GA-09-36D-830-H1 - 725 Lumens - 90 CRI - 75W Halogen Equivalent - 36° - 120V $17.48 add Soraa 08768 - 9W LED MR16 - 3000K - GU10 Brilliant™ HL - SM16GA-09-60D-830-H1 - 725 Lumens - 90 CRI - 75W Halogen Equivalent - 60° - 120V $13.55 add Soraa 08722 - 7.5W MR16 - 2700K - GU5.3 Brilliant™ HL SM16-07-10D-827-H1 - 75 Halogen Equivalent - 575 Lumens - 90 CRI - 10 Degree Beam Angle - Title 20 Compliant Brilliant™ HL SM16-09-36D-827-H1 - 690 Lumens - 90 CRI - 75W Halogen Equivalent - 36° - 12V Soraa 08736 - 9W LED MR16 - 2700K - GU5.3 | 2700 | 91 | 692 | 76.044 | 25000 | 9.1 | 1 | 16.05 | 16.05 | 18.8594 | 2020Q2 | https://www.energyavenue.com/Soraa/SM16-09-36D-827-H1 | Energy Avenue | 2020 | Yes
LED Lighting | Reflector | Soraa | True | Daylighting/Photocell, | Reflector (Flood/Spot) | PAR38 | E26 (Medium) | None,Recessed Fixtures Product Description When you cannot afford to compromise, use the Soraa 00965. Soraa employs innovative VP3 Vivid Color, Point Source Optics, and GaN on GaN lighting technology, makes for smooth beams of light and an extensive color range while using only 9 watts. Your guests, friends, and clients will be amazed by how vibrant and bright your colors will be! This MR16 LED will save you over 85 percent energy consumption compared to standard halogen lamps and with an amazing 3 year warranty; you can expect quality for over 35,000 hours of use. Other Features Include: Pure nitride substrate for a better beam and color rendering 1,000 times more accurate than other LED lamps High CRI of 95 36-degree beam angle Soraa snap system accessories available (Sold Seperately) 3000K, warm white brilliance Suitable for fully enclosed fixtures Dimmable down to 20% of full light levels Ideal Applications: Dimmable Applications Track Lighting for MR16 lamp with a GU 5.3 base type Restaurant lighting Full-spectrum lighting for gallery and photography areas 36-Degree Beam Angle - 9 Watt - 12 Volt - GU5.3 Base - 80 CRI - Dimmable - 3000KWarm White Soraa - 00965 - SM16-09-36D-830-03 - Brilliant Series - MR16 - 75 Watt Halogen Equivalent | 2700 | 91 | 1050 | 70 | 40000 | 15 | 1 | 17.25 | 17.25 | 20.2694 | 2020Q2 | https://www.energyavenue.com/Soraa/SM16-09-36D-830-03 | Energy Avenue | 2020 | Yes
LED Lighting | Reflector | Soraa | True |  | Reflector (Flood/Spot) | MR16 | GU5.3 | Damp Location Rated,Not Rated for Recessed Fixtures Wattage7.5 Watt9 WattColor Temp.2700K3000KBeam Angle25°36°60°Base TypeGU10GU5.3 Product Description The Soraa 08740 LED MR16 is a great low energy replacement option for indoor halogen lamps. Using only 9W of power, each LED provides a soft white light with its 3000K color temperature. Low energy usage translates into longer life and the LEDs are rated to last up to 35,000 hours. For added peace of mind, the lamps come equipped with a three-year or 25,000-hour warranty as well. Soraa SM16-09-36D-830-H1 (08740) Features: Flicker-free design 36-degree beam angle Soraa SM16-09-36D-830-H1 (08740) Applications: Halogen replacement Recessed lighting track lighting Alternate Product Versions $13.55 add Soraa 08724 - 7.5W LED MR16 - 2700K - GU5.3 Brilliant™ HL SM16-07-25D-827-H1 - 600 Lumens - 90 CRI - 75W Halogen Equivalent - 25° - 12V $13.55 add Soraa 08726 - 7.5W LED MR16 - 2700K - GU5.3 Brilliant™ HL SM16-07-36D-827-H1 - 600 Lumens - 90 CRI - 75W Halogen Equivalent - 36° - 12V $13.55 add Soraa 08730 - 7.5W LED MR16 - 3000K - GU5.3 Brilliant™ HL SM16-07-25D-830-H1 - 630 Lumens - 90 CRI - 75W Halogen Equivalent - 25° - 12V $13.55 add Soraa 08732 - 7.5W LED MR16 - 3000K - GU5.3 Brilliant™ HL SM16-07-36D-830-H1 - 630 Lumens - 90 CRI - 75W Halogen Equivalent - 36° - 12V $16.05 add Soraa 08734 - 9W LED MR16 - 2700K - GU5.3 Brilliant™ HL SM16-09-25D-827-H1 - 690 Lumens - 90 CRI - 75W Halogen Equivalent - 25° - 12V $16.05 add Soraa 08736 - 9W LED MR16 - 2700K - GU5.3 Brilliant™ HL SM16-09-36D-827-H1 - 690 Lumens - 90 CRI - 75W Halogen Equivalent - 36° - 12V $16.05 add Soraa 08738 - 9W LED MR16 - 3000K - GU5.3 Brilliant™ HL SM16-09-25D-830-H1 - 725 Lumens - 90 CRI - 75W Halogen Equivalent - 25° - 12V $14.98 add Soraa 08744 - 7.5W LED MR16 - 2700K - GU10 Brilliant™ HL SM16GA-07-25D-827-H1 - 600 Lumens - 90 CRI - 65W Halogen Equivalent - 25° - 120V $14.98 add Soraa 08746 - 7.5W LED MR16 - 2700K - GU10 Brilliant™ HL SM16GA-07-36D-827-H1 - 600 Lumens - 90 CRI - 65W Halogen Equivalent - 36° - 120V $14.98 add Soraa 08748 - 7.5W LED MR16 - 2700K - GU10 Brilliant™ HL SM16GA-07-60D-827-H1 - 600 Lumens - 90 CRI - 65W Halogen Equivalent - 60° - 120V $14.98 add Soraa 08752 - 7.5W LED MR16 - 3000K - GU10 Brilliant™ HL SM16GA-07-25D-830-H1 - 630 Lumens - 90 CRI - 65W Halogen Equivalent - 25° - 120V $14.98 add Soraa 08754 - 7.5W LED MR16 - 3000K - GU10 Brilliant™ HL SM16GA-07-36D-830-H1 - 630 Lumens - 90 CRI - 65W Halogen Equivalent - 36° - 120V $14.98 add Soraa 08756 - 7.5W LED MR16 - 3000K - GU10 Brilliant™ HL SM16GA-07-60D-830-H1 - 630 Lumens - 90 CRI - 65W Halogen Equivalent - 60° - 120V $17.48 add Soraa 08758 - 9W LED MR16 - 2700K - GU10 Brilliant™ HL SM16GA-09-25D-827-H1 - 630 Lumens - 90 CRI - 75W Halogen Equivalent - 25° - 120V $17.48 add Soraa 08760 - 9W LED MR16 - 2700K - GU10 Brilliant™ HL SM16GA-09-36D-827-H1 - 630 Lumens - 90 CRI - 75W Halogen Equivalent - 36° - 120V $17.48 add Soraa 08762 - 9W LED MR16 - 2700K - GU10 Brilliant™ HL SM16GA-09-60D-827-H1 - 630 Lumens - 90 CRI - 75W Halogen Equivalent - 60° - 120V $17.48 add Soraa 08764 - 9W LED MR16 - 3000K - GU10 Brilliant™ HL SM16GA-09-25D-830-H1 - 725 Lumens - 90 CRI - 75W Halogen Equivalent - 25° - 120V $17.48 add Soraa 08766 - 9W LED MR16 - 3000K - GU10 Brilliant™ HL SM16GA-09-36D-830-H1 - 725 Lumens - 90 CRI - 75W Halogen Equivalent - 36° - 120V $17.48 add Soraa 08768 - 9W LED MR16 - 3000K - GU10 Brilliant™ HL - SM16GA-09-60D-830-H1 - 725 Lumens - 90 CRI - 75W Halogen Equivalent - 60° - 120V $13.55 add Soraa 08722 - 7.5W MR16 - 2700K - GU5.3 Brilliant™ HL SM16-07-10D-827-H1 - 75 Halogen Equivalent - 575 Lumens - 90 CRI - 10 Degree Beam Angle - Title 20 Compliant Brilliant™ HL SM16-09-36D-830-H1 - 725 Lumens - 90 CRI - 75W Halogen Equivalent - 36° - 12V Soraa 08740 - 9W LED MR16 - 3000K - GU5.3 | 2700 | 91 | 692 | 76.044 | 25000 | 9.1 | 1 | 16.05 | 16.05 | 18.8594 | 2020Q2 | https://www.energyavenue.com/Soraa/SM16-09-36D-830-H1 | Energy Avenue | 2020 | Yes
LED Lighting | Reflector | Soraa | True |  | Reflector (Flood/Spot) | PAR38 | E26 (Medium) | None,Recessed Fixtures Product Description Perfect for most homes, offices or businesses, Soraa's 7.5 watt LED provides crisp and bright light, and is an ideal flood lamp, providing a wide beam of light. This versatile LED beautifully illuminates many indoor and outdoor settings from living rooms to bathrooms, landscapes and galleries. As a replacement for 65-watt halogen bulbs, this lamp puts out very little heat and saves money on your energy bill. And, with a 35,000-hour life, it also saves on maintenance and replacement costs.Features: 3000Kcolor temperature Dimmable down to 20 percent Three-year warranty Applications: Recessed Downlights Track Lighting Indoor or Outdoor 25-Degree Beam Angle - 7.5 Watt - 120 Volt - GU10 Base - 85 CRI - Dimmable - 3000KWarm White Soraa - 01125 - SM16GA-07-25D-830-03 - Brilliant LED - MR16 - 65 Watt Halogen Equivalent | 3000 | 92 | 1200 | 70.5882 | 40000 | 17 | 1 | 14.6 | 14.6 | 17.1556 | 2020Q2 | https://www.energyavenue.com/Soraa/SM16GA-07-25D-830-03 | Energy Avenue | 2020 | Yes
LED Lighting | Reflector | Soraa | True |  | Reflector (Flood/Spot) | PAR38 | E26 (Medium) | None,Recessed Fixtures Product Description Perfect for most homes, offices or businesses, Soraa's 7.5 watt LED provides crisp and bright light, and is an ideal flood lamp, providing a wide beam of light. This versatile LED beautifully illuminates many indoor and outdoor settings from living rooms to bathrooms, landscapes and galleries. As a replacement for 65-watt halogen bulbs, this lamp puts out very little heat and saves money on your energy bill. And, with a 35,000-hour life, it also saves on maintenance and replacement costs.Features: 3000Kcolor temperature Dimmable down to 20 percent Three-year warranty Applications: Recessed Downlights Track Lighting Indoor or Outdoor 36-Degree Beam Angle - 7.5 Watt - 120 Volt - GU10 Base - 85 CRI - Dimmable - 3000KWarm White Soraa - 01137 - SM16GA-07-36D-830-03 - Brilliant LED - MR16 - 65 Watt Halogen Equivalent | 2700 | 91 | 1050 | 70 | 40000 | 15 | 1 | 14.6 | 14.6 | 17.1556 | 2020Q2 | https://www.energyavenue.com/Soraa/SM16GA-07-36D-830-03 | Energy Avenue | 2020 | Yes
LED Lighting | Reflector | Soraa | True |  | Reflector (Flood/Spot) | PAR30L | E26 (Medium) | Damp Location Rated,Recessed Fixtures Product Description The 00775 Soraa Brilliant Series PAR30 Long Neck's provides a 36 degree beam angle. This PAR30 LED is 85% more energy efficient than standard halogen lamps, while running on only 18.5 Watt. At 2700K, this Brilliant Series lamp provides a warm white color temperature. These Soraa PAR30's are suitable for damp locations and compatable with the Soraa SNAP system. At 1190 lumens his single light source creates a single crisp shadow. 36-Degree Beam Angle - 18.5 Watt - 120 Volt - 95 CRI - Dimmable - 2700K Warm White Soraa - 00775 - SP30L-18-36D-827-03 - Brilliant Series - PAR30 Long Neck - 110 Watt Halogen Equivalent | 3000 | 86 | 1322 | 71.0753 | 25000 | 18.6 | 1 | 31.9 | 31.9 | 37.4837 | 2020Q2 | https://www.energyavenue.com/Soraa/SP30L-18-36D-827-03 | Energy Avenue | 2020 | Yes
LED Lighting | Reflector | Soraa | True |  | Reflector (Flood/Spot) | PAR30S | E26 (Medium) | Damp Location Rated,Recessed Fixtures Beam Angle25°60° Product Description High efficient and aesthetically pleasing, this Soraa 00847 (SP30S-18-25D-830-03) 18.5W LED PAR30 short lamp 3000K brings reliable light to your commercial space. Although it can serve as a 120W halogen equivalent, this Brilliant Series' short PAR30 LED lamp also works great in new constructions aiming for a modern look. Its enclosed fixture means it can be used in outdoor or damp locations as well, allowing you to achieve consistency all through your space. Soraa 00847 Features: Highest CBCP series with NATURAL WHITE technology Exceptional beam control with smooth uniform beams Designed to safely turn down if there's no proper ventilation Dimmable to 20% Soraa 00847 Applications: For indoor/outdoor use Recessed downlights Track lighting Retail and commercial Hospitality lighting Alternate Product Versions $31.75 add Soraa 00851 - 18.5W LED PAR30 Short - 3000K - E26 SP30S-18-60D-830-03 - 120 Watt Halogen Equivalent - 1400 Lumens - 85 CRI - 60 Degree Beam Angle - 120V SP30S-18-25D-830-03 - 120 Watt Halogen Equivalent - 1280 Lumens - 85 CRI - 25 Degree Beam Angle - 120V Soraa 00847 - 18.5W LED PAR30 Short - 3000K - E26 | 3000 | 86 | 1295 | 70 | 35000 | 18.5 | 1 | 31.75 | 31.75 | 37.3075 | 2020Q2 | https://www.energyavenue.com/Soraa/SP30S-18-25D-830-03 | Energy Avenue | 2020 | Yes
LED Lighting | Reflector | Soraa | True |  | Reflector (Flood/Spot) | PAR30S | E26 (Medium) | Damp Location Rated,Recessed Fixtures Beam Angle25°60° Product Description The Soraa 00851 (SP30S-18-60D-830-03) 18.5W LED PAR30 short lamp is a great energy savings compare to 120W halogen. This BRILLIANT Series' short PAR30 LED features 1280 lumens and 60 degree beam angle to help light up a room. Equipped with a 3000K color temperature, you get a warm white light and an 85 CRI that’s suitable for the home and other locations. It’s designed to last about 35,000 hours and comes equipped with a 3-year warranty. Soraa 00851 Features: Short neck for flexibility Provides accurate color rendering Highest CBCP series, also comes with Soraa's NATURAL WHITE technology Dimmable up to 20% Suitable for damp locations Soraa 00851 Applications: Recessed downlights Track lighting Indoor and outdoor Retail and hospitality Alternate Product Versions $31.75 add Soraa 00847 - 18.5W LED PAR30 Short - 3000K - E26 SP30S-18-25D-830-03 - 120 Watt Halogen Equivalent - 1280 Lumens - 85 CRI - 25 Degree Beam Angle - 120V SP30S-18-60D-830-03 - 120 Watt Halogen Equivalent - 1400 Lumens - 85 CRI - 60 Degree Beam Angle - 120V Soraa 00851 - 18.5W LED PAR30 Short - 3000K - E26 | 3000 | 86 | 1295 | 70 | 35000 | 18.5 | 1 | 31.75 | 31.75 | 37.3075 | 2020Q2 | https://www.energyavenue.com/Soraa/SP30S-18-60D-830-03 | Energy Avenue | 2020 | Yes
LED Lighting | Downlight | Sylvania | True |  |  |  | Other | Downlight Solid State Retrofit Wattage13 Watt16 Watt17 Watt40 Watt8 Watt9 Watt92 WattColor Temp.3000KRecessed Housing5 and 6 inch Product Description MUST ORDER IN MULTIPLE OF 2 From the 5 and 6 inch Ultra RT Series, the Sylvania 79751 (LED/RT5/6/1200/930) 16W Ultra LED RT5/6 Recessed Downlight Kit run on 3000K warm white light. While it's on, use the dimming feature with the compatible dimmers to lower the brightness up to 10%. Continue to use the device for 50,000 hours indoors and outdoors as well as wet and dry areas with low glare and no warm-up time.; Sylvania 79751 Features: Replaces 100W incandescent Adjustable gimbal features with friction blade design 80 degree beam angle Instant-on Sylvania 79751 Applications: Residential Commercial Office Healthcare Alternate Product Versions $10.75 EACASE of 4EA add Sylvania 70521 - 8W LED Recessed Downlight Kit - 3000K LED/RT4/550/830 - RT4 - 4 Inch Recessed Housing - 50W Incandescent Equivalent - 550 Lumens - 80 CRI - 80 Degree Beam Angle - 120V - MUST ORDER IN MULTIPLE OF 4 $12.90 EACASE of 4EA add Sylvania 74405 - 9W LED Recessed Downlight Kit - 3000K LED/RT5/6/625/830 - RT5/6 - 5 and 6 Inch Recessed Housing - 65W Incandescent Equivalent - 625 Lumens - 80 CRI - 80 Degree Beam Angle - 120V - MUST ORDER IN MULTIPLE OF 4 $49.90 EACASE of 4EA add Sylvania 72530 - 17W LED Down Light Kit - 4000K LEDRT5/6/1500/HO/840 - RT5/6 HO - 5 and 6 Inch Recessed Housing - 26W and 32W CFL Equivalent - 1500 Lumens - 80 CRI - 120-277V - MUST ORDER IN MULTIPLE OF 4 $88.25 EACASE of 4EA add Sylvania 72628 - 40W LED Down Light Kit - 4000K LEDRT8/3000/940 - RT8 - 8 Inch Recessed Housing - 2x26W CFL Equivalent - 3000 Lumens - 90 CRI - 80 Degree Beam Angle - 120-277V $126.50 EACASE of 2EA add Sylvania 79756 - 92W LED Down Light Kit - 4000K LED/RT8/8000/840 - RT8 - 8 Inch - 150W HPS / 175W MH Equivalent - 8000 Lumens - 82 CRI - 80 Degree Beam Angle - 120-277V - MUST ORDER IN MULTIPLE OF 2 LED/RT5/6/1200/930 - RT5/6 - 5 and 6 Inch Recessed Housing - 100W Incandescent Equivalent - 1200 Lumens - 90 CRI - 80 Degree Beam Angle - 120V - MUST ORDER IN MULTIPLE OF 2 Sylvania 79751 - 16W LED Down Light Kit - 3000K | 3000 | 94 | 1200 | 75 | 50000 | 16 | 1 | 22.75 | 22.75 | 26.7321 | 2020Q2 | https://www.energyavenue.com/Sylvania/79751 | Energy Avenue | 2020 | Yes
LED Lighting | A-Type | PLT | True |  |  | A19 | Medium (E26) | Description Choose a more energy efficient option when replacing out your 60-Watt incandescent, use this LED A19 bulb that will save you up to 80 percent in electric costs. Soft white light for an inviting atmosphere Dimmable for control over brightness Excellent for ceiling fans and lamps Durable, shatter resistant lens 750 Lumens - 2700 Kelvin - 120 Volt - PLT-11379 LED A19 - 9 Watt - 60 Watt Equal - Incandescent Match | 2700 |  | 750 | 83.3333 |  | 9 | 50 | 60 | 1.2 | 1.41 | 2020Q3 | https://www.1000bulbs.com/product/210964/PLT-11379.html | 1000bulbs.com | 2020 | Yes
LED Lighting | Reflector | TCP Lighting | True |  | Reflector (Flood/Spot) | PAR20 | E26 (Medium) | Wet Location Rated,Recessed Fixtures Product Description The TCP L50P20D2530KFLCQ parabolic aluminized reflector light, or PAR light, has a concentrated beam made for focus similar to automobile headlights. The LED PAR20 packs an energy-efficient 3000K warm white illumination with a dimming feature. Users get a 48 pack of these lights lasting 25,000 life hours per bulb, so the pack will last a while before refill. TCP L50P20D2530KFLCQ Features: 40° beam angle 50W replacement E26 base TCP L50P20D2530KFLCQ Applications: Commercial use Residential use Recessed lighting 600 Lumens - 90 CRI - 50W Halogen Equivalent - 40° - 120V TCP L50P20D2530KFLCQ - 7W LED PAR20 - 3000K | 3000 | 93 | 600 | 85.7143 | 25000 | 7 | 48 | 318.72 | 6.64 | 7.8023 | 2020Q2 | https://www.energyavenue.com/TCP-Lighting/L50P20D2530KFLCQ | Energy Avenue | 2020 | Yes
LED Lighting | A-Type | PLT | True |  |  | A19 | GU24 | Description Choose this shatter-resistant LED A19 bulb to replace the older GU24-based CFL bulbs in your home for a reliable and economical replacement. Suitable for open and enclosed fixtures Dimmable for adjustable brightness Twist and lock, GU24 base 750 Lumens - 2700 Kelvin - GU24 Base - 120 Volt - PLT-11381 LED A19 - 9 Watts - 60 Watt Equal - Incandescent Match | 2700 |  | 750 | 83.3333 |  | 9 | 50 | 99.5 | 1.99 | 2.3383 | 2020Q3 | https://www.1000bulbs.com/product/210966/PLT-11381.html | 1000bulbs.com | 2020 | Yes
LED Lighting | Reflector | TCP Lighting | True |  | Reflector (Flood/Spot) | R20 | E26 (Medium) | Damp Location Rated,Recessed Fixtures Product Description Lend a little class and elegance to your interiors with these LED R20 lights from TCP. This product is from their Elite series of decorative luminaires, and they'll allow you to enjoy 2700K of warm, white light for up to 25,000 hours. Place them in sconces, ceiling fixtures, or anywhere else you need a little ambiance. Great for use in sensitive areas like art galleries. Product Features: Up to 80 percent energy savings over traditional incandescent bulbs Low heat generation reduces thermal footprint Lowers replacement and power costs ANSI construction compliant Dimmable to 10 percent Maintains uniform lighting without distorting color Color accuracy of 80 CRI Compatible with all BR installations Can be used outdoors in protected areas Rated for damp locations Lifespan of up to 25,000 hours Five-year warranty Applications: Wall sconces Ceiling fixtures Track lighting Recessed downlights Displays 525 Lumens - 80 CRI - 50W Incandescent Equivalent - 120V TCP L7R20D2527K - 7.5W LED R20 - 2700K | 2700 | 84 | 525 | 70 | 20000 | 7.5 | 12 | 32.4 | 2.7 | 3.1726 | 2020Q2 | https://www.energyavenue.com/TCP-Lighting/L7R20D2527K | Energy Avenue | 2020 | Yes
LED Lighting | Downlight | TCP Lighting | True |  | LED | LED Retrofit Kit | LED Retrofit Kit | Downlight Solid State Retrofit Product Description Introducing TCP Allusion “incandescent-like” LED smooth warm dimming technology. LEDs with unique dimming profile that replicates true incandescent/halogen dimming. The TCP LED10DR56DA Allusion LED Recessed Downlight is a great fixture for your lighting needs. At 10 Watts this LED fixture is equivalent to a 65 Watt Incandescent fixture. Features: Energy efficient: Up to 85% more efficient than incandescent/halogen replacements Long life: 25,000 hours Similar look and feel as incandescent alternative Approved for damp locations 10 Watt - 82 CRI TCP - LED10DR56DA - LED Recessed Downlights - 65 Watt Incandescent Equivalent | 3000 | 85 | 700 | 64.8148 | 25000 | 10.8 | 1 | 13.8 | 13.8 | 16.2155 | 2020Q2 | https://www.energyavenue.com/TCP-Lighting/LED10DR56DA | Energy Avenue | 2020 | Yes
LED Lighting | Reflector | TCP Lighting | True |  | Reflector (Flood/Spot) | R20 | E26 (Medium) | Damp Location Rated,Recessed Fixtures Product Description The TCP LED10R20D27K is ideal for energy savings. These LED R20 lamps deliver a long life of 25,000 hours at 10 watts and 120V, which minimizes replacement and maintenance costs. This R20 lamp features a medium E26 base.Other features include: 5-year warranty 650 lumens 65 watt incandescent equivalent 2700K color temperature UL listed 10 Watt - Medium (E26) Base - 120V - 82 CRI - 2700K Warm White TCP Lighting - LED10R20D27K - Dimmable R20 LED - 65 Watt Incandescent Equivalent | 2700 | 80 | 660 | 73.3333 | 25000 | 9 | 12 | 88.2 | 7.35 | 8.6365 | 2020Q2 | https://www.energyavenue.com/TCP-Lighting/LED10R20D27K | Energy Avenue | 2020 | Yes
LED Lighting | Reflector | TCP Lighting | True |  | Reflector (Flood/Spot) | R20 | E26 (Medium) | Damp Location Rated,Recessed Fixtures Product Description The TCP LED10R20D30K is ideal for energy savings. These LED R20 lamps deliver a long life of 25,000 hours at 10 watts and 120V, which minimizes replacement and maintenance costs. This R20 lamp features a medium E26 base.Other features include: 5-year warranty 675 lumens 65 watt incandescent equivalent 3000Kcolor temperature UL listed 10 Watt - Medium (E26) Base - 120V - 82 CRI - 3000KWarm White TCP Lighting - LED10R20D30K - Dimmable R20 LED - 65 Watt Incandescent Equivalent | 3000 | 84 | 660 | 73.3333 | 25000 | 9 | 1 | 7.35 | 7.35 | 8.6365 | 2020Q2 | https://www.energyavenue.com/TCP-Lighting/LED10R20D30K | Energy Avenue | 2020 | Yes
LED Lighting | Reflector | TCP Lighting | True |  | Reflector (Flood/Spot) | PAR30L | E26 (Medium) | Wet Location Rated,Recessed Fixtures Product Description TCP's award winning LED Par lamps are now even better. The TCP LED12P30D27KFL PAR30 long neck lamp delivers a long life of 25,000 hours at 12 watts and 120 volts, which minimizes replacement and maintenance costs. It also uses up to 85 percent less energy, offering immediate and long-term savings for your home or business.Other features include: New smooth outer housing 5-year warranty 800 lumens 40° beam angle 2700K color temperature 12 Watt - Medium (E26) Base - 40° Beam Angle - 120V - 82 CRI - 2700K Warm White TCP Lighting - LED12P30D27KFL - Dimmable PAR30LN LED - 75 Watt Halogen Equivalent | 2700 | 83 | 850 | 80.9524 | 25000 | 10.5 | 12 | 137.28 | 11.44 | 13.4424 | 2020Q2 | https://www.energyavenue.com/TCP-Lighting/LED12P30D27KFL | Energy Avenue | 2020 | Yes
LED Lighting | Reflector | TCP Lighting | True |  | Reflector (Flood/Spot) | PAR30L | E26 (Medium) | Wet Location Rated,Recessed Fixtures Product Description The TCP Elite LED Designer series combines traditional beauty with top-notch technology. This PAR30 long neck LED lamp LED12P30D27KNFL is Energy Efficient; up to 85% less energy than halogen replacements. TCP has designed a new smooth outer housing for low heat generation which is light weight: track and down light installations are not strained by excess weight. Also, with a high CRI and excellent color consistency, these lamps are ideal for display lights. Make your merchandise, art, or jewelry pop with color!Other features include: New smooth outer housing 5-year warranty 800 lumens 25° beam angle 2700K color temperature Applications: Track Lights Recessed Downlights Display Lights Outdoor Fixtures that Protect Lamps from Elements 12 Watt - 75 Watt Halogen Equivalent - 25° Beam Angle - 120V - 2700K Warm White TCP Lighting - LED12P30D27KNFL - LED PAR30 Long Neck | 2700 | 83 | 850 | 80.9524 | 25000 | 10.5 | 12 | 137.28 | 11.44 | 13.4424 | 2020Q2 | https://www.energyavenue.com/TCP-Lighting/LED12P30D27KNFL | Energy Avenue | 2020 | Yes
LED Lighting | Reflector | TCP Lighting | True |  | Reflector (Flood/Spot) | PAR30L | E26 (Medium) | Wet Location Rated,Recessed Fixtures Product Description TCP's award winning LED Par lamps are now even better. The TCP LED12P30D30KFL PAR30 long neck lamp delivers a long life of 25,000 hours at 14 watts and 120 volts, which minimizes replacement and maintenance costs. It also uses up to 85 percent less energy, offering immediate and long-term savings for your home or business.Other features include: New smooth outer housing 5-year warranty 825 lumens 40° beam angle 3000Kcolor temperature 12 Watt - Medium (E26) Base - 40° Beam Angle - 120V - 82 CRI - 3000KWarm White TCP Lighting - LED12P30D30KFL - Dimmable PAR30LN LED - 75 Watt Halogen Equivalent | 3000 | 83 | 850 | 80.9524 | 25000 | 10.5 | 12 | 137.28 | 11.44 | 13.4424 | 2020Q2 | https://www.energyavenue.com/TCP-Lighting/LED12P30D30KFL | Energy Avenue | 2020 | Yes
LED Lighting | Reflector | TCP Lighting | True |  | Reflector (Flood/Spot) | PAR30L | E26 (Medium) | Wet Location Rated,Recessed Fixtures Product Description The TCP Elite LED Designer series combines traditional beauty with top-notch technology. This PAR30 long neck LED lamp LED12P30D30KNFL is Energy Efficient; up to 85% less energy than halogen replacements. TCP has designed a new smooth outer housing for low heat generation which is light weight: track and down light installations are not strained by excess weight. Also, with a high CRI and excellent color consistency, these lamps are ideal for display lights. Make your merchandise, art, or jewelry pop with color!Other features include: New smooth outer housing 5-year warranty 825 lumens 25 degree beam angle 3000Kcolor temperature Applications: Track Lights Recessed Downlights Display Lights Outdoor Fixtures that Protect from Elements 12 Watt - 75 Watt Halogen Equivalent - 25° Beam Angle - 120V - 3000KWarm White TCP Lighting - LED12P30D30KNFL - LED PAR30 Long Neck | 3000 | 83 | 850 | 80.9524 | 25000 | 10.5 | 12 | 137.28 | 11.44 | 13.4424 | 2020Q2 | https://www.energyavenue.com/TCP-Lighting/LED12P30D30KNFL | Energy Avenue | 2020 | Yes
LED Lighting | Reflector | TCP Lighting | True |  | Reflector (Flood/Spot) | BR40 | E26 (Medium) | Damp Location Rated,Recessed Fixtures Product Description The TCP LED17BR40D27K is ideal for energy savings. These LED R40 lamps deliver a long life of 25,000 hours at 17 watts and 120V, which minimizes replacement and maintenance costs. This BR40 lamp features a medium E26 base.Other features include: 5-year warranty 1200 lumens 120 watt incandescent equivalent 2700K color temperature 17 Watt - Medium (E26) Base - 120V - 82 CRI - 2700K Warm White TCP Lighting - LED17BR40D27K - Dimmable BR40 LED - 120 Watt Incandescent Equivalent | 2700 | 83 | 1400 | 82.3529 | 25000 | 17 | 12 | 76.8 | 6.4 | 7.5202 | 2020Q2 | https://www.energyavenue.com/TCP-Lighting/LED17BR40D27K | Energy Avenue | 2020 | Yes
LED Lighting | Reflector | TCP Lighting | True |  | Reflector (Flood/Spot) | BR40 | E26 (Medium) | Damp Location Rated,Recessed Fixtures Product Description The TCP LED17BR40D30K is ideal for energy savings. These LED R40 lamps deliver a long life of 25,000 hours at 17 watts and 120V, which minimizes replacement and maintenance costs. This BR40 lamp features a medium E26 base.Other features include: 5-year warranty 1250 lumens 120 watt incandescent equivalent 3000Kcolor temperature 17 Watt - Medium (E26) Base - 120V - 82 CRI - 3000KWarm White TCP Lighting - LED17BR40D30K - Dimmable BR40 LED - 120 Watt Incandescent Equivalent | 3000 | 84 | 1400 | 82.3529 | 25000 | 17 | 12 | 58.8 | 4.9 | 5.7577 | 2020Q2 | https://www.energyavenue.com/TCP-Lighting/LED17BR40D30K | Energy Avenue | 2020 | Yes
LED Lighting | Reflector | TCP Lighting | True |  | Reflector (Flood/Spot) | BR40 | E26 (Medium) | Damp Location Rated,Recessed Fixtures Product Description The TCP LED17BR40D41K is ideal for energy savings. These LED R40 lamps deliver a long life of 25,000 hours at 17 watts and 120V, which minimizes replacement and maintenance costs. This BR40 lamp features a medium E26 base.Other features include: 5-year warranty 1300 lumens 120 watt incandescent equivalent 4100K color temperature 17 Watt - Medium (E26) Base - 120V - 82 CRI - 4100K Cool White TCP Lighting - LED17BR40D41K - Dimmable BR40 LED - 120 Watt Incandescent Equivalent | 4000 | 85 | 1400 | 82.3529 | 25000 | 17 | 12 | 77.4 | 6.45 | 7.579 | 2020Q2 | https://www.energyavenue.com/TCP-Lighting/LED17BR40D41K | Energy Avenue | 2020 | Yes
LED Lighting | Decorative | TCP Lighting | True |  | Globe | G16.5 | E12 (Candelabra) | Damp Location Rated,Not for Use in Recessed Fixtures Product Description The TCP LED4E12G1627K is ideal for decorative dimming applications and works great for outdoor fixtures. This decorative G16 LED features a candelabra E12 base and is a perfect replacement for 25 watt incandescent lights. Features: Long Life: 25,000 hours – no more bulb replacements! Fully dimmable, brilliant LED light. Excellent white color consistency from bulb to bulb UL approved for dry and damp locations. 4 Watt - Candelabra (E12) Base - 120V - 82 CRI - 2700K Warm White TCP Lighting - LED4E12G1627K - Dimmable G16 LED Globe - 25 Watt Incandescent Equivalent | 2700 | 82 | 280 | 70 | 25000 | 4 | 1 | 4.3 | 4.3 | 5.0527 | 2020Q2 | https://www.energyavenue.com/TCP-Lighting/LED4E12G1627K | Energy Avenue | 2020 | Yes
LED Lighting | Decorative | TCP Lighting | True |  | Globe | G16.5 | E12 (Candelabra) | Damp Location Rated,Not for Use in Recessed Fixtures Product Description The TCP LED4E12G1627KF is ideal for decorative dimming applications and works great for outdoor fixtures. This decorative G16 LED features a candelabra E12 base and is a perfect replacement for 25 watt incandescent lights. Features: Long Life: 25,000 hours – no more bulb replacements! Fully dimmable, brilliant LED light. Excellent white color consistency from bulb to bulb UL approved for dry and damp locations. 4 Watt - Candelabra (E12) Base - 120V - 82 CRI - 2700K Warm White TCP Lighting - LED4E12G1627KF - Dimmable Frosted G16 LED Globe Light Bulb | 2700 | 81 | 280 | 70 | 25000 | 4 | 1 | 4.5 | 4.5 | 5.2877 | 2020Q2 | https://www.energyavenue.com/TCP-Lighting/LED4E12G1627KF | Energy Avenue | 2020 | Yes
LED Lighting | Decorative | TCP Lighting | True |  | Globe | G16.5 | E26 (Medium) | Damp Location Rated Product Description The TCP LED4E26G1627K is ideal for decorative dimming applications and works great for outdoor fixtures. This decorative G16 LED features a candelabra E26 base and is a perfect replacement for 25 watt incandescent lights. Features: Long Life: 25,000 hours – no more bulb replacements! Fully dimmable, brilliant LED light. Excellent white color consistency from bulb to bulb UL approved for dry and damp locations. 4 Watt - Medium (E26) Base - 120V - 82 CRI - 2700K Warm White TCP Lighting - LED4E26G1627K - Dimmable G16 LED Globe - 25 Watt Incandescent Equivalent | 2700 | 83 | 280 | 80 | 25000 | 3.5 | 1 | 5.25 | 5.25 | 6.169 | 2020Q2 | https://www.energyavenue.com/TCP-Lighting/LED4E26G1627K | Energy Avenue | 2020 | Yes
LED Lighting | Decorative | TCP Lighting | True |  | Globe | G16.5 | E26 (Medium) | Damp Location Rated Product Description The TCP LED4E26G1627KF is ideal for decorative dimming applications and works great for outdoor fixtures. This decorative G16 LED features a E26 base and is a perfect replacement for 25 watt incandescent lights. Features: Long Life: 25,000 hours – no more bulb replacements! Fully dimmable, brilliant LED light. Excellent white color consistency from bulb to bulb UL approved for dry and damp locations. 4 Watt - Medium (E26) Base - 120V - 82 CRI - 2700K Warm White TCP Lighting - LED4E26G1627KF - Dimmable Frosted G16 LED Globe Light Bulb | 2700 | 82 | 280 | 80 | 25000 | 3.5 | 1 | 4.5 | 4.5 | 5.2877 | 2020Q2 | https://www.energyavenue.com/TCP-Lighting/LED4E26G1627KF | Energy Avenue | 2020 | Yes
LED Lighting | Reflector | TCP Lighting | True |  | Reflector (Flood/Spot) | MR16 | GU5.3 | Damp Location Rated,Recessed Fixtures Product Description The TCP Light LED512VMR1627KFL is 80% more effiecient than any standard halogen lamp, only consuming 5 watts producing 350 lumens. This lamp is dimmable and energy star approved. Best of all, this lamp is UL listed, so you can use this lamp both indoors and outdoors. This TCP 25951 Elite lamp also generates very little heat. The aluminum protective housing works well in displays, recessed cans, track lighting, retail envoirnments, and galleries. Expect 25,000 hours of use backed with a 5 year warranty! Features: 80% more efficient than halogen 40° Beam angle Damp locations approved Energy Star 5 Watt 2700K 5 Watt - GU5.3 Base - 12V - 82 CRI - 40 Deg Beam Angle - 2700K Warm White TCP Lighting - LED512VMR1627KFL - Dimmable MR16 LED - 35 Watt Halogen Equivalent | 2700 | 82 | 400 | 80 | 25000 | 5 | 12 | 72 | 6 | 7.0502 | 2020Q2 | https://www.energyavenue.com/TCP-Lighting/LED512VMR1627KFL | Energy Avenue | 2020 | Yes
LED Lighting | Decorative | TCP Lighting | True |  | Other | B11 | E12 (Candelabra) | Damp Location Rated Product Description The TCP LED5E12B1127K is ideal for creating a warm atmosphere. These LED B11 lamps deliver a long life of 25,000 hours at 5 watts and 120V, which minimizes replacement and maintenance costs. This decorative lamp features a candelabra E12 base.Other features include: 3-year warranty 300 lumens 40 watt incandescent equivalent 2700K color temperature UL listed 5 Watt - Candelabra (E12) Base - 120V - 82 CRI - 2700K Warm White TCP Lighting - LED5E12B1127K - Dimmable B11 LED - 40 Watt Incandescent Equivalent | 2700 | 83 | 350 | 70 | 25000 | 5 | 1 | 4.88 | 4.88 | 5.7342 | 2020Q2 | https://www.energyavenue.com/TCP-Lighting/LED5E12B1127K | Energy Avenue | 2020 | Yes
LED Lighting | Decorative | TCP Lighting | True |  | Other | B11 | E12 (Candelabra) | Damp Location Rated Product Description The TCP LED5E12B1127KF is ideal for creating a warm atmosphere. These LED B11 lamps deliver a long life of 25,000 hours at 5 watts and 120V, which minimizes replacement and maintenance costs. This decorative lamp features a candelabra E12 base.Other features include: 3-year warranty 300 lumens 40 watt incandescent equivalent 2700K color temperature UL listed 5 Watt - Candelabra (E12) Base - 120V - 82 CRI - 2700K Warm White TCP Lighting - LED5E12B1127KF - Dimmable Frosted B11 LED - 40 Watt Incandescent Equivalent | 2700 | 81 | 350 | 70 | 25000 | 5 | 1 | 4.55 | 4.55 | 5.3464 | 2020Q2 | https://www.energyavenue.com/TCP-Lighting/LED5E12B1127KF | Energy Avenue | 2020 | Yes
LED Lighting | Decorative | TCP Lighting | True |  | Other | B11 | E26 (Medium) | Damp Location Rated Product Description The TCP LED5E26B1127K is ideal for creating a warm atmosphere. These LED B11 lamps deliver a long life of 25,000 hours at 5 watts and 120V, which minimizes replacement and maintenance costs. This decorative lamp features a medium E26 base.Other features include: 3-year warranty 300 lumens 40 watt incandescent equivalent 2700K color temperature UL listed 5 Watt - Medium (E26) Base - 120V - 82 CRI - 2700K Warm White TCP Lighting - LED5E26B1127K - Dimmable B11 LED - 40 Watt Incandescent Equivalent | 2700 | 83 | 350 | 70 | 25000 | 5 | 1 | 4.55 | 4.55 | 5.3464 | 2020Q2 | https://www.energyavenue.com/TCP-Lighting/LED5E26B1127K | Energy Avenue | 2020 | Yes
LED Lighting | Decorative | TCP Lighting | True |  | Other | B11 | E26 (Medium) | Damp Location Rated Product Description The TCP LED5E26B1127KF is ideal for creating a warm atmosphere. These LED B11 lamps deliver a long life of 25,000 hours at 5 watts and 120V, which minimizes replacement and maintenance costs. This decorative lamp features a medium E26 base.Other features include: 3-year warranty 300 lumens 40 watt incandescent equivalent 2700K color temperature UL listed 5 Watt - Medium (E26) Base - 120V - 82 CRI - 2700K Warm White TCP Lighting - LED5E26B1127KF - Dimmable Frosted B11 LED - 40 Watt Incandescent Equivalent | 2700 | 81 | 350 | 70 | 25000 | 5 | 1 | 4.88 | 4.88 | 5.7342 | 2020Q2 | https://www.energyavenue.com/TCP-Lighting/LED5E26B1127KF | Energy Avenue | 2020 | Yes
LED Lighting | Reflector | TCP Lighting | True |  | Reflector (Flood/Spot) | MR16 | GU5.3 | Damp Location Rated,Recessed Fixtures Product Description The same performance that you have come to expect in TCP PAR lamps, can now be found in our LED MR16s. This LED712VMR1630KFL lamp is the perfect replacement for 50 watt halogen. Features: 80% more effi cient than halogen Solutions for 12V, GU10 and medium base 25,000 hours 7 Watt - GU5.3 Base - 12V - 82 CRI - 40 Degree Beam Angle - 3000KWarm White TCP Lighting - LED712VMR1630KFL - Dimmable MR16 LED - 50 Watt Halogen Equivalent | 3000 | 83 | 500 | 76.9231 | 25000 | 6.5 | 1 | 5.1 | 5.1 | 5.9927 | 2020Q2 | https://www.energyavenue.com/TCP-Lighting/LED712VMR16V30KFL | Energy Avenue | 2020 | Yes
LED Lighting | Reflector | TCP Lighting | True |  | Reflector (Flood/Spot) | MR16 | GU5.3 | Damp Location Rated,Recessed Fixtures Product Description The TCP Elite LED MR16 series lamps are the prefect replacement for 50 watt halogen lamps. These MR16 lamps have an excellent color consistency and high CRI color rendering. Best of all, this lamp is energy efficient with 80% more efficiency than a halogen. With an excellent CBCP and Beam Quality, this lamp is ideal for display lights. Features: Smooth Uniform Dimming Return on Investment in less than 1 year 25,000 hours of life; lasts at least 12 times longer than halogen Very Low Heat Generation Low Weight - Track or Down Lights installations are not strained by excess weight Shatter Resistant Applications: Track Lights Recessed Downlights Display Lights Outdoor Fixtures (that protect from elements) 7 Watt - 20° Beam Angle - 12V - 3000KWarm White TCP Lighting - LED MR16 LED712VMR1630KNFL - Dimmable - MR16 - 50 Watt Halogen Equivalent | 3000 | 82 | 500 | 71.4286 | 25000 | 7 | 1 | 5.9 | 5.9 | 6.9327 | 2020Q2 | https://www.energyavenue.com/TCP-Lighting/LED712VMR16V30KNFL | Energy Avenue | 2020 | Yes
LED Lighting | Reflector | TCP Lighting | True |  | Reflector (Flood/Spot) | MR16 | GU5.3 | Damp Location Rated,Recessed Fixtures Product Description The same performance that you have come to expect in TCP PAR lamps, can now be found in our LED MR16s. This LED712VMR1641KFL lamp is the perfect replacement for 50 watt halogen. TCP LED712VMR1641KFL Features: 80% more efficient than halogen Solutions for 12V, GU10 and medium base 25,000 hours 7 Watt - GU5.3 Base - 12V - 82 CRI - 40 Deg Beam Angle - 4100K Cool White TCP Lighting - LED712VMR16V41KFL - Dimmable MR16 LED - 50 Watt Halogen Equivalent | 4000 | 84 | 500 | 76.9231 | 25000 | 6.5 | 1 | 4.88 | 4.88 | 5.7342 | 2020Q2 | https://www.energyavenue.com/TCP-Lighting/LED712VMR16V41KFL | Energy Avenue | 2020 | Yes
LED Lighting | Reflector | TCP Lighting | True |  | Reflector (Flood/Spot) | PAR16 | E26 (Medium) | Damp Location Rated,Recessed Fixtures Product Description The TCP Lighting - LED7P1630KFL - PAR16 - LED 40 degree Flood Light is ideal for energy savings. These LED PAR16 lamps deliver a long life of 25,000 hours at 7 watts and 120V, which minimizes replacement and maintenance costs. This PAR16 lamp features a medium E26 base.Other features include: 3 year warranty 525 lumens 50 watt incandescent equivalent 3000Kcolor temperature UL listed 50W Equivalent - Halogen White - 3000K - Dimmable TCP Lighting - LED7P1630KFL - PAR16 - LED 40 Deg. Flood Light | 3000 | 85 | 600 | 85.7143 | 25000 | 7 | 1 | 10.1 | 10.1 | 11.8679 | 2020Q2 | https://www.energyavenue.com/TCP-Lighting/LED7P1630KFL | Energy Avenue | 2020 | Yes
LED Lighting | Reflector | TCP Lighting | True | Daylighting/Photocell, | Reflector (Flood/Spot) | BR30 | E26 (Medium) | Damp Location Rated,Recessed Fixtures Product Description The TCP LED9BR30D50K LED BR30 is a great low energy replacement for an incandescent bulb. Using only 10W of power, it provides a 5000K color temperature that provides daylight lighting. Each bulb is designed to last up to 25,000 hours and comes with a five-year warranty for added peace of mind. The bulbs can be used with a dimmer switch for added dimming options and can be used both indoors and outdoors. TCP LED9BR30D50K Features: Low heat generation Shatter resistant design TCP LED9BR30D50K Applications: Recessed downlighting Display lights Track lights 775 Lumens - 82 CRI - 65W Incandescent Equivalent - 120V TCP LED9BR30D50K - 9W LED BR30 - 5000K | 5000 | 87 | 750 | 78.9474 | 25000 | 9.5 | 12 | 39 | 3.25 | 3.8189 | 2020Q2 | https://www.energyavenue.com/TCP-Lighting/LED9BR30D50K | Energy Avenue | 2020 | Yes
LED Lighting | Downlight | Manufacturer: Halco Lighting Technologies | True |  |  | LED Retrofit Kit | LED Retrofit Kit | Downlight Solid State Retrofit 9" to 10" Recessed Home > Energy Star Qualified Products > 10" 30W High Hat Retrofit 2700K Product Specifications - Quick Reference Lamp Wattage: Working Voltage: 30 Watts 120-277 Volt Housing Dimensions: Rated Life: 11.65" Dia x 9.56" H 50,000 Hours Lumens: 2,810 Lumens Dimmable: YES: 0-10V Only Light Color: Trim / Baffle: 2700K Warm White White / White Certifications: Warranty: RoHS, cULus, ENERGY STAR 5 Year Limited Halco Lighting Technologies keeps adding products to their incredible ProLED line. These High Performance Commercial Downlights are a long life and energy efficient replacement for traditional lamps. Dimmable, and easy to install, they deliver a maintenance-free experience with a 50,000-hour rated life. These ENERGY STAR 10" LED ( Light Emitting Diode ) Commercial High Hat Retrofit Down Light conversion kits are a perfect choice for use in your existing 10" non-IC recessed can applications. Halco's LED retrofit cans combine low up-front cost, minimal labor, best-in-class energy efficiency and architectural-quality light to deliver an exceptional value for all your retrofit projects. Click here to see the complete Halco LED 10 Inch Commercial Recessed Retrofit Down Light Specification Sheet. This Halco CDLH10AR30/827/LED (99847) 2700 Kelvin (K) warm white LED down light operates on your existing 120 through 277 volt circuit and consumes just 30 watts. These LED retrofit lights generate 2,810 delivered lumens (or 93 Lumens Per Watt) and has a Color Rendering Index (CRI) of 80. The Halco 99847 10" commercial LED down light retrofit offers out-of-the-box dimming compatibility using 0-10 volt controls and is suitable for damp locations as well as being RoHS compliant. These LED downlights carry a 5 year limited warranty and are acceptable for use in Non-IC housings. Instant on at full brightness and mercury free - environmentally positive - generates no IR or UV - protects valuable objects - these 10" recessed can retrofit LED fixtures are rated for 50,000 hours based on the L70 Standard. The white trim is constructed with a cast aluminum and the reflector has a white finish. This commercial grade LED retrofit trim module is supplied with universal mounting clips for varying ceiling thickness. This quality high hat retrofit is supplied with an external driver, for easy retrofit and maintenance, and the power supply features integral thermal protection. Emergency battery options are available for all color temperatures upon request. Please contact our customer service representatives if you require one of these options or want a quote for a larger job. The special design of the driver box mounts directly to the junction box. Click here to see the complete Halco LED Commercial Recessed Retrofit Down Light Installation Instructions. Halco Lighting Technologies 10" 30W High Hat Retrofit 2700K | 2700 | 83 | 2873 | 95.7667 | 50000 | 30 | 1 | 96.92 | 96.92 | 113.8847 | 2020Q2 | https://www.greenelectricalsupply.com/10-inch-30-watt-commercial-high-hat-downlight-retrofit-2700k.aspx | Green Electrical Supply | 2020 | Yes
LED Lighting | Reflector | Manufacturer: Halco Lighting Technologies | True | Daylighting/Photocell, | Reflector (Flood/Spot) | BR30 | E26 (Medium) | 9" to 10" Recessed Damp Location Rated,Recessed Fixtures Home > Energy Star Qualified Products > 10" 30W High Hat Retrofit 5000K Product Specifications - Quick Reference Lamp Wattage: Working Voltage: 30 Watts 120-277 Volt Housing Dimensions: Rated Life: 11.65" Dia x 9.56" H 50,000 Hours Delivered Lumens: 2,810 Lumens Dimmable: YES: 0-10V Only Light Color: Trim / Baffle: 5000K Daylight White / White Certifications: Warranty: RoHS, cULus, ENERGY STAR 5 Year Limited Halco Lighting Technologies keeps adding products to their incredible ProLED line. These High Performance Commercial Downlights are a long life and energy efficient replacement for traditional lamps. Dimmable, and easy to install, they deliver a maintenance-free experience with a 50,000-hour rated life. These ENERGY STAR 10" LED ( Light Emitting Diode ) Commercial High Hat Retrofit Down Light conversion kits are a perfect choice for use in your existing 10" non-IC recessed can applications. Halco's LED retrofit cans combine low up-front cost, minimal labor, best-in-class energy efficiency and architectural-quality light to deliver an exceptional value for all your retrofit projects. Click here to see the complete Halco LED 10 Inch Commercial Recessed Retrofit Down Light Specification Sheet. This Halco CDLH10AR30/850/LED (99850) 5000 Kelvin (K) daylight LED down light operates on your existing 120 through 277 volt circuit and consumes just 30 watts. These LED retrofit lights generate 2,810 delivered lumens (or 93 Lumens Per Watt) and has a Color Rendering Index (CRI) of 80. The Halco 99850 10" commercial LED down light retrofit offers out-of-the-box dimming compatibility using 0-10 volt controls and is suitable for damp locations as well as being RoHS compliant. These LED downlights carry a 5 year limited warranty and are acceptable for use in Non-IC housings. Instant on at full brightness and mercury free - environmentally positive - generates no IR or UV - protects valuable objects - these 10" recessed can retrofit LED fixtures are rated for 50,000 hours based on the L70 Standard. The white trim is constructed with a cast aluminum and the reflector has a white finish. This commercial grade LED retrofit trim module is supplied with universal mounting clips for varying ceiling thickness. This quality high hat retrofit is supplied with an external driver, for easy retrofit and maintenance, and the power supply features integral thermal protection. Emergency battery options are available for all color temperatures upon request. Please contact our customer service representatives if you require one of these options or want a quote for a larger job. The special design of the driver box mounts directly to the junction box. Click here to see the complete Halco LED Commercial Recessed Retrofit Down Light Installation Instructions. Halco Lighting Technologies 10" 30W High Hat Retrofit 5000K | 3000 | 84 | 850 | 77.2727 | 25000 | 11 | 1 | 96.92 | 96.92 | 113.8847 | 2020Q2 | https://www.greenelectricalsupply.com/10-inch-30-watt-commercial-led-high-hat-downlight-retrofit-5000k.aspx | Green Electrical Supply | 2020 | No
LED Lighting | Reflector | Manufacturer: Halco Lighting Technologies | True |  | Reflector (Flood/Spot) | BR40 | E26 (Medium) | 9" to 10" Recessed Damp Location Rated,Recessed Fixtures Home > Energy Star Qualified Products > 10" 40W High Hat Retrofit 3000K Product Specifications - Quick Reference Lamp Wattage: Working Voltage: 40 Watts 120-277 Volt Housing Dimensions: Rated Life: 11.65" Dia x 9.56" H 50,000 Hours Lumens: 3,615 Lumens Dimmable: YES: 0-10V Only Light Color: Trim / Baffle: 3000K Warm White White / White Certifications: Warranty: RoHS, cULus, ENERGY STAR 5 Year Limited Halco Lighting Technologies keeps adding products to their incredible ProLED line. These High Performance Commercial Downlights are a long life and energy efficient replacement for traditional lamps. Dimmable, and easy to install, they deliver a maintenance-free experience with a 50,000-hour rated life. These ENERGY STAR 10" LED ( Light Emitting Diode ) Commercial High Hat Retrofit Down Light conversion kits are a perfect choice for use in your existing 10" non-IC recessed can applications. Halco's LED retrofit cans combine low up-front cost, minimal labor, best-in-class energy efficiency and architectural-quality light to deliver an exceptional value for all your retrofit projects. Click here to see the complete Halco LED 10 Inch Commercial Recessed Retrofit Down Light Specification Sheet. This Halco CDLH10AR40/830/LED (99852) 3000 Kelvin (K) warm white LED down light operates on your existing 120 through 277 volt circuit and consumes just 40 watts. These LED retrofit lights generate 3,615 delivered lumens (or 90 Lumens Per Watt) and has a Color Rendering Index (CRI) of 80. The Halco 99852 10" commercial LED down light retrofit offers out-of-the-box dimming compatibility using 0-10 volt controls and is suitable for damp locations as well as being RoHS compliant. These LED downlights carry a 5 year limited warranty and are acceptable for use in Non-IC housings. Instant on at full brightness and mercury free - environmentally positive - generates no IR or UV - protects valuable objects - these 10" recessed can retrofit LED fixtures are rated for 50,000 hours based on the L70 Standard. The white trim is constructed with a cast aluminum and the reflector has a white finish. This commercial grade LED retrofit trim module is supplied with universal mounting clips for varying ceiling thickness. This quality high hat retrofit is supplied with an external driver, for easy retrofit and maintenance, and the power supply features integral thermal protection. Emergency battery options are available for all color temperatures upon request. Please contact our customer service representatives if you require one of these options or want a quote for a larger job. The special design of the driver box mounts directly to the junction box. Click here to see the complete Halco LED Commercial Recessed Retrofit Down Light Installation Instructions. Halco Lighting Technologies 10" 40W High Hat Retrofit 3000K | 3000 | 83 | 1100 | 73.3333 | 25000 | 15 | 1 | 99.87 | 99.87 | 117.3511 | 2020Q2 | https://www.greenelectricalsupply.com/10-inch-40-watt-commercial-led-high-hat-down-light-retrofit-3000k.aspx | Green Electrical Supply | 2020 | No
LED Lighting | Downlight | Manufacturer: Halco Lighting Technologies | True |  |  | LED Retrofit Kit | LED Retrofit Kit | Downlight Solid State Retrofit 9" to 10" Recessed Home > Energy Star Qualified Products > 10" 40W High Hat Retrofit 2700K Product Specifications - Quick Reference Lamp Wattage: Working Voltage: 40 Watts 120-277 Volt Housing Dimensions: Rated Life: 11.65" Dia x 9.56" H 50,000 Hours Lumens: 3,615 Lumens Dimmable: YES: 0-10V Only Light Color: Trim / Baffle: 2700K Warm White White / White Certifications: Warranty: RoHS, cULus, ENERGY STAR 5 Year Limited Halco Lighting Technologies keeps adding products to their incredible ProLED line. These High Performance Commercial Downlights are a long life and energy efficient replacement for traditional lamps. Dimmable, and easy to install, they deliver a maintenance-free experience with a 50,000-hour rated life. These ENERGY STAR 10" LED ( Light Emitting Diode ) Commercial High Hat Retrofit Down Light conversion kits are a perfect choice for use in your existing 10" non-IC recessed can applications. Halco's LED retrofit cans combine low up-front cost, minimal labor, best-in-class energy efficiency and architectural-quality light to deliver an exceptional value for all your retrofit projects. Click here to see the complete Halco LED 10 Inch Commercial Recessed Retrofit Down Light Specification Sheet. This Halco CDLH10AR40/827/LED (99851) 2700 Kelvin (K) warm white LED down light operates on your existing 120 through 277 volt circuit and consumes just 40 watts. These LED retrofit lights generate 3,615 delivered lumens (or 90 Lumens Per Watt) and has a Color Rendering Index (CRI) of 80. The Halco 99851 10" commercial LED down light retrofit offers out-of-the-box dimming compatibility using 0-10 volt controls and is suitable for damp locations as well as being RoHS compliant. These LED downlights carry a 5 year limited warranty and are acceptable for use in Non-IC housings. Instant on at full brightness and mercury free - environmentally positive - generates no IR or UV - protects valuable objects - these 10" recessed can retrofit LED fixtures are rated for 50,000 hours based on the L70 Standard. The white trim is constructed with a cast aluminum and the reflector has a white finish. This commercial grade LED retrofit trim module is supplied with universal mounting clips for varying ceiling thickness. This quality high hat retrofit is supplied with an external driver, for easy retrofit and maintenance, and the power supply features integral thermal protection. Emergency battery options are available for all color temperatures upon request. Please contact our customer service representatives if you require one of these options or want a quote for a larger job. The special design of the driver box mounts directly to the junction box. Click here to see the complete Halco LED Commercial Recessed Retrofit Down Light Installation Instructions. Halco Lighting Technologies 10" 40W High Hat Retrofit 2700K | 2700 | 83 | 3644 | 91.1 | 50000 | 40 | 1 | 99.87 | 99.87 | 117.3511 | 2020Q2 | https://www.greenelectricalsupply.com/10-inch-40-watt-commercial-led-high-hat-downlight-retrofit-2700k.aspx | Green Electrical Supply | 2020 | Yes
LED Lighting | Downlight | Manufacturer: Morris Products | True |  |  |  |  | Downlight Recessed 9" to 10" Recessed Home > Energy Star Qualified Products > 10" High Hat 30W Retrofit 4000K Product Specifications - Quick Reference Lamp Wattage: Working Voltage: 30 Watts 120-277 Volt Housing Dimensions: Rated Life: 11.18" Dia x 9.56" H 50,000 Hours Lumens: 2,873 Lumens Dimmable: YES: 0-10V Only Light Color: Trim / Baffle: 4000K Cool White White / White Certifications: Warranty: RoHS, cULus, ENERGY STAR 5 Year Limited Morris Products extensive line of electrical supplies, including LED products, continue to impress at an even more impressive cost. These 10" Commercial Downlights are a long life and energy efficient replacement for traditional lamps. Dimmable, and easy to install, they deliver a maintenance-free experience with a 50,000-hour rated life. These ENERGY STAR 10" LED ( Light Emitting Diode ) Commercial High Hat Retrofit Down Light conversion kits are a perfect choice for use in your existing 10" non-IC recessed can applications. Morris's LED retrofit cans combine low up-front cost, minimal labor, best-in-class energy efficiency and architectural-quality light to deliver an exceptional value for all your retrofit projects. Click here to see the complete Morris 72666 LED 10 Inch Commercial Recessed Retrofit Down Light Specification Sheet. This Morris (72666) 4000 Kelvin (K) cool white LED down light operates on your existing 120 through 277 volt circuit and consumes just 30 watts. These LED retrofit lights generate 2,873 delivered lumens (or 95 Lumens Per Watt) and has a Color Rendering Index (CRI) of 80. The Morris 72666 10" commercial LED down light retrofit offers out-of-the-box dimming compatibility using 0-10 volt controls and is suitable for damp locations as well as being Title 24 Compliant. These LED downlights carry a 5 year limited warranty. Instant on at full brightness and mercury free - environmentally positive - generates no IR or UV - protects valuable objects - these 10" recessed can retrofit LED fixtures are rated for 50,000 hours based on the L70 Standard. The white trim is constructed with a cast aluminum and the reflector has a white finish. This commercial grade LED retrofit trim module is supplied with universal mounting clips for varying ceiling thickness. This quality high hat retrofit is supplied with an external driver, for easy retrofit and maintenance, and the power supply features integral thermal protection. Please contact our customer service representatives if you require a quote for a larger job. Morris Products 10" High Hat 30W Retrofit 4000K | 4000 | 83 | 2870 | 95.6667 | 50000 | 30 | 1 | 126.73 | 126.73 | 148.9126 | 2020Q2 | https://www.greenelectricalsupply.com/10-inch-commercial-high-hat-30-watt-downlight-led-retrofit-4000k.aspx | Green Electrical Supply | 2020 | Yes
LED Lighting | Downlight | Manufacturer: Morris Products | True | Daylighting/Photocell, |  |  |  | Downlight Recessed 9" to 10" Recessed Home > Energy Star Qualified Products > 10" High Hat 30W Retrofit 5000K Product Specifications - Quick Reference Lamp Wattage: Working Voltage: 30 Watts 120-277 Volt Housing Dimensions: Rated Life: 11.18" Dia x 9.56" H 50,000 Hours Lumens: 2,700 Lumens Dimmable: YES: 0-10V Only Light Color: Trim / Baffle: 5000K Daylight White / White Certifications: Warranty: RoHS, cULus, ENERGY STAR 5 Year Limited Morris Products extensive line of electrical supplies, including LED products, continue to impress at an even more impressive cost. These 10" Commercial Downlights are a long life and energy efficient replacement for traditional lamps. Dimmable, and easy to install, they deliver a maintenance-free experience with a 50,000-hour rated life. These ENERGY STAR 10" LED ( Light Emitting Diode ) Commercial High Hat Retrofit Down Light conversion kits are a perfect choice for use in your existing 10" non-IC recessed can applications. Morris's LED retrofit cans combine low up-front cost, minimal labor, best-in-class energy efficiency and architectural-quality light to deliver an exceptional value for all your retrofit projects. Click here to see the complete Morris 72667 LED 10 Inch Commercial Recessed Retrofit Down Light Specification Sheet. This Morris (72667) 5000 Kelvin (K) daylight LED down light operates on your existing 120 through 277 volt circuit and consumes just 30 watts. These LED retrofit lights generate 2,700 delivered lumens (or 90 Lumens Per Watt) and has a Color Rendering Index (CRI) of 80. The Morris 72667 10" commercial LED down light retrofit offers out-of-the-box dimming compatibility using 0-10 volt controls and is suitable for damp locations as well as being Title 24 Compliant. These LED downlights carry a 5 year limited warranty. Instant on at full brightness and mercury free - environmentally positive - generates no IR or UV - protects valuable objects - these 10" recessed can retrofit LED fixtures are rated for 50,000 hours based on the L70 Standard. The white trim is constructed with a cast aluminum and the reflector has a white finish. This commercial grade LED retrofit trim module is supplied with universal mounting clips for varying ceiling thickness. This quality high hat retrofit is supplied with an external driver, for easy retrofit and maintenance, and the power supply features integral thermal protection. Please contact our customer service representatives if you require a quote for a larger job. Morris Products 10" High Hat 30W Retrofit 5000K | 5000 | 83 | 2870 | 95.6667 | 50000 | 30 | 1 | 121.15 | 121.15 | 142.3559 | 2020Q2 | https://www.greenelectricalsupply.com/10-inch-commercial-high-hat-30-watt-downlight-led-retrofit-5000k.aspx | Green Electrical Supply | 2020 | Yes
LED Lighting | Downlight | Manufacturer: Morris Products | True |  |  |  |  | Downlight Recessed 9" to 10" Recessed Home > Energy Star Qualified Products > 10" High Hat 40W Retrofit 4000K Product Specifications - Quick Reference Lamp Wattage: Working Voltage: 40 Watts 120-277 Volt Housing Dimensions: Rated Life: 11.18" Dia x 9.56" H 50,000 Hours Lumens: 3,200 Lumens Dimmable: YES: 0-10V Only Light Color: Trim / Baffle: 4000K Cool White White / White Certifications: Warranty: RoHS, cULus, ENERGY STAR 5 Year Limited Morris Products extensive line of electrical supplies, including LED products, continue to impress at an even more impressive cost. These 10" Commercial Downlights are a long life and energy efficient replacement for traditional lamps. Dimmable, and easy to install, they deliver a maintenance-free experience with a 50,000-hour rated life. These ENERGY STAR 10" LED ( Light Emitting Diode ) Commercial High Hat Retrofit Down Light conversion kits are a perfect choice for use in your existing 10" non-IC recessed can applications. Morris's LED retrofit cans combine low up-front cost, minimal labor, best-in-class energy efficiency and architectural-quality light to deliver an exceptional value for all your retrofit projects. Click here to see the complete Morris 72668 LED 10 Inch Commercial Recessed Retrofit Down Light Specification Sheet. This Morris (72668) 4000 Kelvin (K) cool white LED down light operates on your existing 120 through 277 volt circuit and consumes just 40 watts. These LED retrofit lights generate 3,200 delivered lumens (or 80 Lumens Per Watt) and has a Color Rendering Index (CRI) of 80. The Morris 72668 10" commercial LED down light retrofit offers out-of-the-box dimming compatibility using 0-10 volt controls and is suitable for damp locations as well as being Title 24 Compliant. These LED downlights carry a 5 year limited warranty. Instant on at full brightness and mercury free - environmentally positive - generates no IR or UV - protects valuable objects - these 10" recessed can retrofit LED fixtures are rated for 50,000 hours based on the L70 Standard. The white trim is constructed with a cast aluminum and the reflector has a white finish. This commercial grade LED retrofit trim module is supplied with universal mounting clips for varying ceiling thickness. This quality high hat retrofit is supplied with an external driver, for easy retrofit and maintenance, and the power supply features integral thermal protection. Please contact our customer service representatives if you require a quote for a larger job. Morris Products 10" High Hat 40W Retrofit 4000K | 4000 | 83 | 3000 | 75 | 50000 | 40 | 1 | 138.27 | 138.27 | 162.4726 | 2020Q2 | https://www.greenelectricalsupply.com/10-inch-commercial-high-hat-40-watt-downlight-led-retrofit-4000k.aspx | Green Electrical Supply | 2020 | Yes
LED Lighting | Downlight | Manufacturer: Morris Products | True | Daylighting/Photocell, |  |  |  | Downlight Recessed 9" to 10" Recessed Home > Energy Star Qualified Products > 10" High Hat 40W Retrofit 5000K Product Specifications - Quick Reference Lamp Wattage: Working Voltage: 40 Watts 120-277 Volt Housing Dimensions: Rated Life: 11.18" Dia x 9.56" H 50,000 Hours Lumens: 3,300 Lumens Dimmable: YES: 0-10V Only Light Color: Trim / Baffle: 5000K Daylight White / White Certifications: Warranty: RoHS, cULus, ENERGY STAR 5 Year Limited Morris Products extensive line of electrical supplies, including LED products, continue to impress at an even more impressive cost. These 10" Commercial Downlights are a long life and energy efficient replacement for traditional lamps. Dimmable, and easy to install, they deliver a maintenance-free experience with a 50,000-hour rated life. These ENERGY STAR 10" LED ( Light Emitting Diode ) Commercial High Hat Retrofit Down Light conversion kits are a perfect choice for use in your existing 10" non-IC recessed can applications. Morris's LED retrofit cans combine low up-front cost, minimal labor, best-in-class energy efficiency and architectural-quality light to deliver an exceptional value for all your retrofit projects. Click here to see the complete Morris 72669 LED 10 Inch Commercial Recessed Retrofit Down Light Specification Sheet. This Morris (72669) 5000 Kelvin (K) daylight LED down light operates on your existing 120 through 277 volt circuit and consumes just 40 watts. These LED retrofit lights generate 3,300 delivered lumens (or 82.5 Lumens Per Watt) and has a Color Rendering Index (CRI) of 80. The Morris 72669 10" commercial LED down light retrofit offers out-of-the-box dimming compatibility using 0-10 volt controls and is suitable for damp locations as well as being Title 24 Compliant. These LED downlights carry a 5 year limited warranty. Instant on at full brightness and mercury free - environmentally positive - generates no IR or UV - protects valuable objects - these 10" recessed can retrofit LED fixtures are rated for 50,000 hours based on the L70 Standard. The white trim is constructed with a cast aluminum and the reflector has a white finish. This commercial grade LED retrofit trim module is supplied with universal mounting clips for varying ceiling thickness. This quality high hat retrofit is supplied with an external driver, for easy retrofit and maintenance, and the power supply features integral thermal protection. Please contact our customer service representatives if you require a quote for a larger job. Morris Products 10" High Hat 40W Retrofit 5000K | 5000 | 83 | 4000 | 100 | 50000 | 40 | 1 | 138.27 | 138.27 | 162.4726 | 2020Q2 | https://www.greenelectricalsupply.com/10-inch-commercial-high-hat-40-watt-downlight-led-retrofit-5000k.aspx | Green Electrical Supply | 2020 | Yes
LED Lighting | Downlight | Manufacturer: Satco | True |  |  | Other | Other | Downlight Recessed 9" to 10" Recessed Home > Energy Star Qualified Products > 10" High Hat Retrofit 50W 4000K Product Specifications - Quick Reference Lamp Wattage: Working Voltage: 50 Watts 120-277 Volt Housing Dimensions: Rated Life: 10-7/8" Dia x 9-1/4" H 50,000 Hours Lumens: 4,000 Lumens Dimmable: YES: 0-10V Only Light Color: Trim / Baffle: 4000K Cool White White / White Certifications: Warranty: Wet Location, ENERGY STAR 5 Year Limited Satco uses their solid state LED lighting to provide their customers with exceptional LED products at even better costs! Satco's LED downlight retrofit kits are low profile, durable, and designed for long life and low maintenance. These ENERGY STAR 10" LED ( Light Emitting Diode ) Commercial High Hat Retrofit Down Light conversion kits are a perfect choice for use in your existing 10" non-IC recessed can applications. Satco's LED retrofit cans are NON-IC Rated and wet location rated, to meet all your retrofitting needs. Click here to see the complete Satco LED 10 Inch Commercial Recessed Retrofit Down Light Specification Sheet. This Satco S8708 4000 Kelvin (K) cool white LED down light operates on your existing 120 through 277 volt circuit and consumes just 50 watts. These LED retrofit lights generate 4,000 delivered lumens (or 80 Lumens Per Watt) and has a Color Rendering Index (CRI) of 90. The Satco S8708 10" commercial LED down light retrofit offers out-of-the-box dimming compatibility using 0-10 volt controls and is suitable for damp locations as well as being wet location rated. These LED downlights carry a 5 year limited warranty and are acceptable for use in Non-IC housings. Instant on at full brightness and mercury free - environmentally positive - generates no IR or UV - protects valuable objects - these 10" recessed can retrofit LED fixtures are rated for 54,000 hours based on the L70 Standard. The white trim is constructed with a cast aluminum and the reflector has a white finish. This commercial grade LED retrofit trim module is supplied with universal mounting clips for varying ceiling thickness. This quality high hat retrofit is supplied with an external driver, for easy retrofit and maintenance, and the power supply features integral thermal protection. Please contact our customer service representatives if you want a quote for a larger job. Satco 10" High Hat Retrofit 50W 4000K | 4000 | 94 | 3170 | 63.4 | 50000 | 50 | 1 | 166.95 | 166.95 | 196.1727 | 2020Q2 | https://www.greenelectricalsupply.com/10-inch-commercial-high-hat-down-light-led-retrofit-50-watt-4000k.aspx | Green Electrical Supply | 2020 | Yes
LED Lighting | Downlight | Manufacturer: Satco | True | Daylighting/Photocell, |  |  |  | Downlight Recessed Recessed, 9" to 10" Recessed Home > LED Commercial Fixtures > Commercial LED Down Lights > 10 Inch Silver Commercial LED Wattage and Color Selectable Downlight 120-277V Product Specifications - Quick Reference Lamp Wattage: Working Voltage: 33/40/46 Watts 120-277 Volt Dimensions: Rated Life: 4.65" W x 2.69" H 50,000 Hours Lumens: 2500/3000/3500 Lumens Dimmable: Yes - 0-10V Dimming Color Temperature: CRI: 27K/3K/35K/4K/5K 80 CRI Certifications: Warranty: RoHS, Damp Location 5 Year Limited Satco's commercial LED downlights have Color Quick technology, or selectable color temperature, as well as selectable wattage and lumen output. These LED downlights feature a remote driver and J box with knockouts as well as a quick connect feature for easy installation. These downlights can switch between 5 different color temperatures as well as three different wattages or lumen outputs per downlight. They come in either a 4 inch, 6 inch, 8 inch, or 10 inch version to fit nearly every application. They are also featured in a white finish for residential applications or a silver finish for more commercial applications. New construction is also easy with the available mounting plate. Please see related products for different options. The 4 inch LED Downlight Satco S11817 (46WLED/CDL/10/ADJ-CCT/40D) is color selectable and can switch between five different color temperatures including: 2700K Soft White, 3000K Warm White, 3500K Bright White, 4000K Cool White and 5000K Daylight with a CCT selection switch located on the remote driver. This LED downlight operates on the universal voltage of 120-277V and is also wattage/lumen adjustable controlled by the same switch on the driver. The S11817 can switch between 33 watts, 40 watts, and 46 watts, for 2500 lumens, 3000 lumens, and 3500 lumens respectively and has a Color Rendering Index (CRI) of 80. The Satco 10 inch LED downlight fixture is dimmable via 0-10v dimming and is suitable for damp locations. This LED Downlight has a silver finish. These LED lights carry a 5 year limited warranty. Click here to see the complete Satco 10 Inch Color and Wattage Selectable LED Downlight Specification Sheet. Instant on at full brightness and mercury free - environmentally positive - generates no IR or UV - protects valuable objects - these 4 inch recessed can retrofit LED fixtures are rated for 50,000 hours and lawful for sale in California. Typical applications for the Satco commercial LED downlights with Color Quick technology include retrofit or new construction applications, office lighting, retail fixtures, hospitality buildings, and healthcare buildings. Have a large job or can't find what you are looking for? Contact our customer service at 248-276-9640 and we will be happy to help. Satco 10 Inch Silver Commercial LED Wattage and Color Selectable Downlight 120-277V | 2700 | 83 | 3500 | 76.087 | 50000 | 46 | 1 | 110.95 | 110.95 | 130.3705 | 2020Q2 | https://www.greenelectricalsupply.com/10-led-selectable-downlight-sv.aspx | Green Electrical Supply | 2020 | Yes
LED Lighting | Downlight | Manufacturer: Satco | True | Daylighting/Photocell, |  |  |  | Downlight Recessed Recessed, 9" to 10" Recessed Home > LED Commercial Fixtures > Commercial LED Down Lights > 10 Inch White Commercial LED Wattage and Color Selectable Downlight 120-277V Product Specifications - Quick Reference Lamp Wattage: Working Voltage: 33/40/46 Watts 120-277 Volt Dimensions: Rated Life: 4.65" W x 2.69" H 50,000 Hours Lumens: 2500/3000/3500 Lumens Dimmable: Yes - 0-10V Dimming Color Temperature: CRI: 27K/3K/35K/4K/5K 80 CRI Certifications: Warranty: RoHS, Damp Location 5 Year Limited Satco's commercial LED downlights have Color Quick technology, or selectable color temperature, as well as selectable wattage and lumen output. These LED downlights feature a remote driver and J box with knockouts as well as a quick connect feature for easy installation. These downlights can switch between 5 different color temperatures as well as three different wattages or lumen outputs per downlight. They come in either a 4 inch, 6 inch, 8 inch, or 10 inch version to fit nearly every application. They are also featured in a white finish for residential applications or a silver finish for more commercial applications. New construction is also easy with the available mounting plate. Please see related products for different options. The 4 inch LED Downlight Satco S11813 (46WLED/CDL/10/ADJ-CCT/80D) is color selectable and can switch between five different color temperatures including: 2700K Soft White, 3000K Warm White, 3500K Bright White, 4000K Cool White and 5000K Daylight with a CCT selection switch located on the remote driver. This LED downlight operates on the universal voltage of 120-277V and is also wattage/lumen adjustable controlled by the same switch on the driver. The S11813 can switch between 33 watts, 40 watts, and 46 watts, for 2500 lumens, 3000 lumens, and 3500 lumens respectively and has a Color Rendering Index (CRI) of 80. The Satco 10 inch LED downlight fixture is dimmable via 0-10v dimming and is suitable for damp locations. This LED Downlight has a white finish. These LED lights carry a 5 year limited warranty. Click here to see the complete Satco 10 Inch Color and Wattage Selectable LED Downlight Specification Sheet. Instant on at full brightness and mercury free - environmentally positive - generates no IR or UV - protects valuable objects - these 4 inch recessed can retrofit LED fixtures are rated for 50,000 hours and lawful for sale in California. Typical applications for the Satco commercial LED downlights with Color Quick technology include retrofit or new construction applications, office lighting, retail fixtures, hospitality buildings, and healthcare buildings. Have a large job or can't find what you are looking for? Contact our customer service at 248-276-9640 and we will be happy to help. Satco 10 Inch White Commercial LED Wattage and Color Selectable Downlight 120-277V | 2700 | 82 | 3500 | 76.087 | 50000 | 46 | 1 | 86.95 | 86.95 | 102.1696 | 2020Q2 | https://www.greenelectricalsupply.com/10-led-selectable-downlight-wh.aspx | Green Electrical Supply | 2020 | Yes
LED Lighting | A-Type | PLT |  |  |  | A19 | Medium (E26) | Description Decrease your energy consumption and get long lasting light with this PLT LED A19 bulb. Excellent for standard household fixtures Equivalent to a 60-Watt incandescent Color creates a cozy atmosphere Shatter-resistant frosted lens 750 Lumens - 2700 Kelvin - 120 Volt - PLT-11487 LED A19 - 9 Watt - 60 Watt Equal - Incandescent Match | 2700 |  | 750 | 83.3333 |  | 9 | 50 | 47 | 0.94 | 1.1045 | 2020Q3 | https://www.1000bulbs.com/product/211295/PLT-11487.html | 1000bulbs.com | 2020 | Yes
LED Lighting | A-Type | PLT |  |  |  | A19 | Medium (E26) | Description An excellent choice for areas where bright lighting is needed, this PLT LED A19 lamp produces a cool white light that maintains its brightness longer than a 60-Watt incandescent. This PLT LED A19 bulb is UL rated for use in damp locations and has a traditional A-lamp shape to fit most residential applications. Standard E26 base for use with household lighting applications Low heat generation makes it safe to use near delicate objects Cool white color temperature producing 750 Lumen output 750 Lumens - 4000 Kelvin - 120 Volt - PLT-11489 LED A19 - 9 Watt - 60 Watt Equal - Cool White | 4000 |  | 750 | 83.3333 |  | 9 | 50 | 49.5 | 0.99 | 1.1633 | 2020Q3 | https://www.1000bulbs.com/product/211298/PLT-11489.html | 1000bulbs.com | 2020 | Yes
LED Lighting | A-Type | PLT |  | Daylighting/Photocell, |  | A19 | Medium (E26) | Description Producing a bright daylight white light, this PLT LED A19 gives spaces better visibility while saving up to 85 percent in energy usage when compared to a standard 60-Watt incandescent. This PLT A19 lamp conveniently fits most general lighting fixtures in residential and commercial spaces. Frosted lens is made of plastic for shatter resistance UL listed for use in damp locations Lights at a full 240-degree beam 750 Lumens - 5000 Kelvin - 120 Volt - PLT-11490 LED A19 - 9 Watt - 60 Watt Equal - Daylight White | 5000 |  | 750 | 83.3333 |  | 9 | 50 | 49.5 | 0.99 | 1.1633 | 2020Q3 | https://www.1000bulbs.com/product/211299/PLT-11490.html | 1000bulbs.com | 2020 | Yes
LED Lighting | A-Type | PLT | True |  |  | A19 | Medium (E26) | Description Adjust the light level to the brightness you want and provide a welcoming ambiance to any area with this PLT LED A19 bulb. Featuring the same light output as a 60-Watt incandescent, this dimmable PLT LED lamp operates at 9 Watts to save up to 85 percent on energy cost. UL listed for damp locations and can be used outdoors within an enclosed fixture Produces a halogen colored light for a warm, comforting atmosphere E26 medium base fits most standard lighting fixtures 750 Lumens - 3000 Kelvin - 120 Volt - PLT-11491 LED A19 - 9 Watt - 60 Watt Equal - Halogen Match | 3000 |  | 750 | 83.3333 |  | 9 | 50 | 68 | 1.36 | 1.5981 | 2020Q3 | https://www.1000bulbs.com/product/211300/PLT-11491.html | 1000bulbs.com | 2020 | Yes
LED Lighting | A-Type | PLT | True |  |  | A19 | GU24 | Description For sockets that require a GU24 base, this PLT LED A19 provides a cool white light ideal for your task areas. This PLT-11492 LED bulb is fully dimmable, allowing you to adjust the light level needed for a particular time or mood. UL listed for use in damp locations and totally enclosed fixtures Lasts longer than CFLs with up to 30 percent in energy savings Easily installs with a simple twist and lock base Note: See Dimmer Compatibility list prior to ordering. 750 Lumens - 4000 Kelvin - GU24 Base - 120 Volt - PLT-11492 LED A19 - 9 Watt - 60 Watt Equal - Cool White | 4000 |  | 750 | 83.3333 |  | 9 | 50 | 99.5 | 1.99 | 2.3383 | 2020Q3 | https://www.1000bulbs.com/product/211301/PLT-11492.html | 1000bulbs.com | 2020 | Yes
LED Lighting | A-Type | PLT | True | Daylighting/Photocell, |  | A19 | GU24 | Description An excellent replacement for CFL bulbs, this LED A19 bulb provides high-quality, evenly-diffused lighting while saving on energy and lamp replacement costs. Brightness similar to 60-Watt incandescents GU24 twist and lock base Dimmable down to 10% 750 Lumens - 5000 Kelvin - GU24 Base - 120 Volt - PLT-11516 LED A19 - 9 Watt - 60 Watt Equal - Daylight White | 5000 |  | 750 | 83.3333 |  | 9 | 50 | 99.5 | 1.99 | 2.3383 | 2020Q3 | https://www.1000bulbs.com/product/211662/PLT-11516.html | 1000bulbs.com | 2020 | Yes
LED Lighting | A-Type | PLT | True |  |  | A19 | Medium (E26) | Description Brighten an area with the long-lasting, quality light of these LED A19 bulbs for focus-enhancing, cool white light in task areas. Replaces incandescents for 85% energy savings Lifespan outlasts incandescents Dims down to preferred output Bright, cool white light 750 Lumens - 4000 Kelvin - 120 Volt - 10 Pack - PLT-11515-10PK LED A19 - 9 Watt - 60 Watt Equal - Cool White | 4000 |  | 750 | 83.3333 |  | 9 | 5 | 7.8 | 1.56 | 1.8331 | 2020Q3 | https://www.1000bulbs.com/product/212027/PLT-11515-10PK.html | 1000bulbs.com | 2020 | Yes
LED Lighting | A-Type | PLT |  |  |  | A19 | Medium (E26) | Description Create a welcoming atmosphere with these LED A19 bulbs that provide a halogen color that complements the warm, earthen tones in a room. Saves up to 85% in energy costs Plastic lens is shatter-resistant Pack of 10 750 Lumens - 3000 Kelvin - Medium Base - 120 Volt - PLT-11488-10PK LED A19 - 9 Watt - 60 Watt Equal - Halogen Match - 10 Pack | 3000 |  | 750 | 83.3333 |  | 9 | 5 | 5 | 1 | 1.175 | 2020Q3 | https://www.1000bulbs.com/product/212031/PLT-11488-10PK.html | 1000bulbs.com | 2020 | Yes
LED Lighting | Reflector | Manufacturer: Keystone Technologies | True |  | Reflector (Flood/Spot) | PAR30L | E26 (Medium) | Damp Location Rated,Wet Location Rated,Recessed Fixtures Home > LED Light Bulbs > LED PAR Bulbs > LED PAR30 Long Neck > Flood (40 Degree) > 2700K Warm White > 10 Watt Essential Series LED General Purpose PAR30 Flood Dimmable 900 Lumens 80 CRI 120V 2700K Product Specifications - Quick Reference Lamp Wattage: Working Voltage: 10 Watts 120 Volt Dimensions: Dimmability: 3.15" Dia. x 2.48" MOL YES - Dimmable CRI: Delivered Lumens: 80 CRI 900 Lumens Replaces: Certifications: 50 Watt Halogen ENERGY STAR, UL, RoHS Light Color: 2700K Warm White Warranty: 3 Year Limited Ideal for energy and maintenance savings, Keystone’s LED PAR lights offer a 25,000 hour lifespan and 80% energy savings over halogen equivalents. A U-shaped reflector maximizes brightness while precision crafted, full face optics provide precise beam control. Keystone's Essential Series offers multiple types of LED PAR lights to meet a variety of application needs. Depending on the fixture type, either a short or a long neck LED PAR bulb will be a better fit. Choose between narrow or standard flood options based on the desired beam angle for the application. UL listed for damp and wet locations, and suitable for enclosed fixtures, Keystone's PAR LED Flood Bulbs are ideal for use in indoor or outdoor applications. There is a wide range of wattage and lumen outputs available, as well as both 80 and 90 CRI options for a majority of the line. This Keystone Technologies KT-LED10PAR30-F-827 Essential Series Dimmable LED PAR30 Light Bulb produces a color temperature of 2700K warm white, operates on your existing 120V circuit and consumes just 10 watts of energy. These LED PAR30 lamps 75 watt halogen equivalent retrofit lights generate 900 lumens and have a Color Rendering Index (CRI) of 80. This bulb has a 40 degree beam angle and is considered a flood. Narrow flood options are also available. These 120 volt LED light bulbs fit fixtures with an E26 medium base. These LED PAR30 bulbs are dimmable but are NOT CEC Title 20 Compliant. For Non-Dimmable versions, or CEC compliant versions, please refer to the related products below. Can't find what you are looking for or need a quote for a large job? Give our customer service a call at 248-276-9640. The bulb's dimensions are 3.15 inches in diameter by 2.48 inches in length. The lens conceals the LEDs from sight and evenly distributes the light and with a durable plastic housing that lowers the risk for breakage. These PAR bulbs have full face optics for precise beam angle control. They are rated for use in wet locations. Click here to see the complete Keystone 10 Watt PAR30 Flood General Purpose Dimmable Specification Sheet. These bulbs Energy Star qualified and have a rated life of 25,000 hours or a 3 Year limited warranty. Typical Applications Typical applications for these PAR lamps include track lighting, display lighting, flood and spot lighting, and some outdoor light fixtures with suitable protection from the elements. Keystone Technologies 10 Watt Essential Series LED General Purpose PAR30 Flood Dimmable 900 Lumens 80 CRI 120V 2700K | 2700 | 82 | 950 | 95 | 25000 | 10 | 1 | 5.53 | 5.53 | 6.498 | 2020Q2 | https://www.greenelectricalsupply.com/10-watt-essential-series-led-general-purpose-par30-flood-dimmable-900-lumens-80-cri-120v-2700k.aspx | Green Electrical Supply | 2020 | Yes
LED Lighting | Reflector | Manufacturer: Keystone Technologies | True |  | Reflector (Flood/Spot) | PAR30L | E26 (Medium) | Damp Location Rated,Wet Location Rated,Recessed Fixtures Home > LED Light Bulbs > LED PAR Bulbs > LED PAR30 Long Neck > Flood (40 Degree) > 3000K Warm White > 10 Watt Essential Series LED General Purpose PAR30 Flood Dimmable 900 Lumens 80 CRI 120V 3000K Product Specifications - Quick Reference Lamp Wattage: Working Voltage: 10 Watts 120 Volt Dimensions: Dimmability: 3.15" Dia. x 2.48" MOL YES - Dimmable CRI: Delivered Lumens: 80 CRI 900 Lumens Replaces: Certifications: 50 Watt Halogen ENERGY STAR, UL, RoHS Light Color: 3000K Warm White Warranty: 3 Year Limited Ideal for energy and maintenance savings, Keystone’s LED PAR lights offer a 25,000 hour lifespan and 80% energy savings over halogen equivalents. A U-shaped reflector maximizes brightness while precision crafted, full face optics provide precise beam control. Keystone's Essential Series offers multiple types of LED PAR lights to meet a variety of application needs. Depending on the fixture type, either a short or a long neck LED PAR bulb will be a better fit. Choose between narrow or standard flood options based on the desired beam angle for the application. UL listed for damp and wet locations, and suitable for enclosed fixtures, Keystone's PAR LED Flood Bulbs are ideal for use in indoor or outdoor applications. There is a wide range of wattage and lumen outputs available, as well as both 80 and 90 CRI options for a majority of the line. This Keystone Technologies KT-LED10PAR30-F-830 Essential Series Dimmable LED PAR30 Light Bulb produces a color temperature of 3000K warm white, operates on your existing 120V circuit and consumes just 10 watts of energy. These LED PAR30 lamps 75 watt halogen equivalent retrofit lights generate 900 lumens and have a Color Rendering Index (CRI) of 80. This bulb has a 40 degree beam angle and is considered a flood. Narrow flood options are also available. These 120 volt LED light bulbs fit fixtures with an E26 medium base. These LED PAR30 bulbs are dimmable but are NOT CEC Title 20 Compliant. For Non-Dimmable versions, or CEC compliant versions, please refer to the related products below. Can't find what you are looking for or need a quote for a large job? Give our customer service a call at 248-276-9640. The bulb's dimensions are 3.15 inches in diameter by 2.48 inches in length. The lens conceals the LEDs from sight and evenly distributes the light and with a durable plastic housing that lowers the risk for breakage. These PAR bulbs have full face optics for precise beam angle control. They are rated for use in wet locations. Click here to see the complete Keystone 10 Watt PAR30 Flood General Purpose Dimmable Specification Sheet. These bulbs Energy Star qualified and have a rated life of 25,000 hours or a 3 Year limited warranty. Typical Applications Typical applications for these PAR lamps include track lighting, display lighting, flood and spot lighting, and some outdoor light fixtures with suitable protection from the elements. Keystone Technologies 10 Watt Essential Series LED General Purpose PAR30 Flood Dimmable 900 Lumens 80 CRI 120V 3000K | 3000 | 83 | 950 | 95 | 25000 | 10 | 1 | 5.53 | 5.53 | 6.498 | 2020Q2 | https://www.greenelectricalsupply.com/10-watt-essential-series-led-general-purpose-par30-flood-dimmable-900-lumens-80-cri-120v-3000k.aspx | Green Electrical Supply | 2020 | Yes
LED Lighting | Reflector | Manufacturer: Keystone Technologies | True |  | Reflector (Flood/Spot) | PAR30L | E26 (Medium) | Damp Location Rated,Wet Location Rated,Recessed Fixtures Home > LED Light Bulbs > LED PAR Bulbs > LED PAR30 Long Neck > Flood (40 Degree) > 4000K Cool White > 10 Watt Essential Series LED General Purpose PAR30 Flood Dimmable 900 Lumens 80 CRI 120V 4000K Product Specifications - Quick Reference Lamp Wattage: Working Voltage: 10 Watts 120 Volt Dimensions: Dimmability: 3.15" Dia. x 2.48" MOL YES - Dimmable CRI: Delivered Lumens: 80 CRI 900 Lumens Replaces: Certifications: 50 Watt Halogen ENERGY STAR, UL, RoHS Light Color: 4000K Cool White Warranty: 3 Year Limited Ideal for energy and maintenance savings, Keystone’s LED PAR lights offer a 25,000 hour lifespan and 80% energy savings over halogen equivalents. A U-shaped reflector maximizes brightness while precision crafted, full face optics provide precise beam control. Keystone's Essential Series offers multiple types of LED PAR lights to meet a variety of application needs. Depending on the fixture type, either a short or a long neck LED PAR bulb will be a better fit. Choose between narrow or standard flood options based on the desired beam angle for the application. UL listed for damp and wet locations, and suitable for enclosed fixtures, Keystone's PAR LED Flood Bulbs are ideal for use in indoor or outdoor applications. There is a wide range of wattage and lumen outputs available, as well as both 80 and 90 CRI options for a majority of the line. This Keystone Technologies KT-LED10PAR30-F-840 Essential Series Dimmable LED PAR30 Light Bulb produces a color temperature of 4000K cool white, operates on your existing 120V circuit and consumes just 10 watts of energy. These LED PAR30 lamps 75 watt halogen equivalent retrofit lights generate 900 lumens and have a Color Rendering Index (CRI) of 80. This bulb has a 40 degree beam angle and is considered a flood. Narrow flood options are also available. These 120 volt LED light bulbs fit fixtures with an E26 medium base. These LED PAR30 bulbs are dimmable but are NOT CEC Title 20 Compliant. For Non-Dimmable versions, or CEC compliant versions, please refer to the related products below. Can't find what you are looking for or need a quote for a large job? Give our customer service a call at 248-276-9640. The bulb's dimensions are 3.15 inches in diameter by 2.48 inches in length. The lens conceals the LEDs from sight and evenly distributes the light and with a durable plastic housing that lowers the risk for breakage. These PAR bulbs have full face optics for precise beam angle control. They are rated for use in wet locations. Click here to see the complete Keystone 10 Watt PAR30 Flood General Purpose Dimmable Specification Sheet. These bulbs Energy Star qualified and have a rated life of 25,000 hours or a 3 Year limited warranty. Typical Applications Typical applications for these PAR lamps include track lighting, display lighting, flood and spot lighting, and some outdoor light fixtures with suitable protection from the elements. Keystone Technologies 10 Watt Essential Series LED General Purpose PAR30 Flood Dimmable 900 Lumens 80 CRI 120V 4000K | 4000 | 82 | 950 | 95 | 25000 | 10 | 1 | 5.53 | 5.53 | 6.498 | 2020Q2 | https://www.greenelectricalsupply.com/10-watt-essential-series-led-general-purpose-par30-flood-dimmable-900-lumens-80-cri-120v-4000k.aspx | Green Electrical Supply | 2020 | Yes
LED Lighting | Reflector | Manufacturer: Keystone Technologies | True | Daylighting/Photocell, | Reflector (Flood/Spot) | PAR30L | E26 (Medium) | Damp Location Rated,Wet Location Rated,Recessed Fixtures Home > LED Light Bulbs > LED PAR Bulbs > LED PAR30 Long Neck > Flood (40 Degree) > 5000K Daylight > 10 Watt Essential Series LED General Purpose PAR30 Flood Dimmable 900 Lumens 80 CRI 120V 5000K Product Specifications - Quick Reference Lamp Wattage: Working Voltage: 10 Watts 120 Volt Dimensions: Dimmability: 3.15" Dia. x 2.48" MOL YES - Dimmable CRI: Delivered Lumens: 80 CRI 900 Lumens Replaces: Certifications: 50 Watt Halogen ENERGY STAR, UL, RoHS Light Color: 5000K Daylight Warranty: 3 Year Limited Ideal for energy and maintenance savings, Keystone’s LED PAR lights offer a 25,000 hour lifespan and 80% energy savings over halogen equivalents. A U-shaped reflector maximizes brightness while precision crafted, full face optics provide precise beam control. Keystone's Essential Series offers multiple types of LED PAR lights to meet a variety of application needs. Depending on the fixture type, either a short or a long neck LED PAR bulb will be a better fit. Choose between narrow or standard flood options based on the desired beam angle for the application. UL listed for damp and wet locations, and suitable for enclosed fixtures, Keystone's PAR LED Flood Bulbs are ideal for use in indoor or outdoor applications. There is a wide range of wattage and lumen outputs available, as well as both 80 and 90 CRI options for a majority of the line. This Keystone Technologies KT-LED10PAR30-F-850 Essential Series Dimmable LED PAR30 Light Bulb produces a color temperature of 5000K daylight, operates on your existing 120V circuit and consumes just 10 watts of energy. These LED PAR30 lamps 75 watt halogen equivalent retrofit lights generate 900 lumens and have a Color Rendering Index (CRI) of 80. This bulb has a 40 degree beam angle and is considered a flood. Narrow flood options are also available. These 120 volt LED light bulbs fit fixtures with an E26 medium base. These LED PAR30 bulbs are dimmable but are NOT CEC Title 20 Compliant. For Non-Dimmable versions, or CEC compliant versions, please refer to the related products below. Can't find what you are looking for or need a quote for a large job? Give our customer service a call at 248-276-9640. The bulb's dimensions are 3.15 inches in diameter by 2.48 inches in length. The lens conceals the LEDs from sight and evenly distributes the light and with a durable plastic housing that lowers the risk for breakage. These PAR bulbs have full face optics for precise beam angle control. They are rated for use in wet locations. Click here to see the complete Keystone 10 Watt PAR30 Flood General Purpose Dimmable Specification Sheet. These bulbs Energy Star qualified and have a rated life of 25,000 hours or a 3 Year limited warranty. Typical Applications Typical applications for these PAR lamps include track lighting, display lighting, flood and spot lighting, and some outdoor light fixtures with suitable protection from the elements. Keystone Technologies 10 Watt Essential Series LED General Purpose PAR30 Flood Dimmable 900 Lumens 80 CRI 120V 5000K | 5000 | 83 | 950 | 95 | 25000 | 10 | 1 | 5.53 | 5.53 | 6.498 | 2020Q2 | https://www.greenelectricalsupply.com/10-watt-essential-series-led-general-purpose-par30-flood-dimmable-900-lumens-80-cri-120v-5000k.aspx | Green Electrical Supply | 2020 | Yes
LED Lighting | Reflector | Manufacturer: Keystone Technologies | True |  | Reflector (Flood/Spot) | PAR30 | E26 (Medium) | Damp Location Rated,Wet Location Rated,Recessed Fixtures Home > LED Light Bulbs > LED PAR Bulbs > LED PAR30 Long Neck > Flood (40 Degree) > 2700K Warm White > 10 Watt Essential Series LED General Purpose PAR30 Flood Dimmable 800 Lumens 90 CRI 120V 2700K Product Specifications - Quick Reference Lamp Wattage: Working Voltage: 9.5 Watts 120 Volt Dimensions: Dimmability: 3.15" Dia. x 2.48" MOL YES - Dimmable CRI: Delivered Lumens: 90 CRI 800 Lumens Replaces: Certifications: 50 Watt Halogen ENERGY STAR, UL, RoHS Light Color: 2700K Warm White Warranty: 3 Year Limited Ideal for energy and maintenance savings, Keystone’s LED PAR lights offer a 25,000 hour lifespan and 80% energy savings over halogen equivalents. A U-shaped reflector maximizes brightness while precision crafted, full face optics provide precise beam control. Keystone's Essential Series offers multiple types of LED PAR lights to meet a variety of application needs. Depending on the fixture type, either a short or a long neck LED PAR bulb will be a better fit. Choose between narrow or standard flood options based on the desired beam angle for the application. UL listed for damp and wet locations, and suitable for enclosed fixtures, Keystone's PAR LED Flood Bulbs are ideal for use in indoor or outdoor applications. There is a wide range of wattage and lumen outputs available, as well as both 80 and 90 CRI options for a majority of the line. This Keystone Technologies KT-LED9.5PAR30-F-927 Essential Series Dimmable LED PAR30 Light Bulb produces a color temperature of 2700K warm white, operates on your existing 120V circuit and consumes just 9.5 watts of energy. These LED PAR30 lamps 75 watt halogen equivalent retrofit lights generate 800 lumens and have a Color Rendering Index (CRI) of 90. This bulb has a 40 degree beam angle and is considered a flood. Narrow flood options are also available. These 120 volt LED light bulbs fit fixtures with an E26 medium base. These LED PAR30 bulbs are dimmable but are CEC Title 20 Compliant. For Non-Dimmable versions, or NOT CEC compliant versions, please refer to the related products below. Can't find what you are looking for or need a quote for a large job? Give our customer service a call at 248-276-9640. The bulb's dimensions are 3.15 inches in diameter by 2.48 inches in length. The lens conceals the LEDs from sight and evenly distributes the light and with a durable plastic housing that lowers the risk for breakage. These PAR bulbs have full face optics for precise beam angle control. They are rated for use in wet locations. Click here to see the complete Keystone 9.5 Watt PAR30 Flood General Purpose Dimmable Specification Sheet. These bulbs Energy Star qualified and have a rated life of 25,000 hours or a 3 Year limited warranty. Typical Applications Typical applications for these PAR lamps include track lighting, display lighting, flood and spot lighting, and some outdoor light fixtures with suitable protection from the elements. Keystone Technologies 10 Watt Essential Series LED General Purpose PAR30 Flood Dimmable 800 Lumens 90 CRI 120V 2700K | 2700 | 92 | 800 | 84.2105 | 25000 | 9.5 | 1 | 9.61 | 9.61 | 11.2921 | 2020Q2 | https://www.greenelectricalsupply.com/10-watt-essential-series-led-general-purpose-par30-light-bulb-dimmable-800-lumens-90-cri-120v-2700k.aspx | Green Electrical Supply | 2020 | Yes
LED Lighting | Reflector | Manufacturer: Keystone Technologies | True |  | Reflector (Flood/Spot) | PAR30 | E26 (Medium) | Damp Location Rated,Wet Location Rated,Recessed Fixtures Home > LED Light Bulbs > LED PAR Bulbs > LED PAR30 Long Neck > Flood (40 Degree) > 3000K Warm White > 10 Watt Essential Series LED General Purpose PAR30 Flood Dimmable 800 Lumens 90 CRI 120V 3000K Product Specifications - Quick Reference Lamp Wattage: Working Voltage: 9.5 Watts 120 Volt Dimensions: Dimmability: 3.15" Dia. x 2.48" MOL YES - Dimmable CRI: Delivered Lumens: 90 CRI 800 Lumens Replaces: Certifications: 50 Watt Halogen ENERGY STAR, UL, RoHS Light Color: 3000K Warm White Warranty: 3 Year Limited Ideal for energy and maintenance savings, Keystone’s LED PAR lights offer a 25,000 hour lifespan and 80% energy savings over halogen equivalents. A U-shaped reflector maximizes brightness while precision crafted, full face optics provide precise beam control. Keystone's Essential Series offers multiple types of LED PAR lights to meet a variety of application needs. Depending on the fixture type, either a short or a long neck LED PAR bulb will be a better fit. Choose between narrow or standard flood options based on the desired beam angle for the application. UL listed for damp and wet locations, and suitable for enclosed fixtures, Keystone's PAR LED Flood Bulbs are ideal for use in indoor or outdoor applications. There is a wide range of wattage and lumen outputs available, as well as both 80 and 90 CRI options for a majority of the line. This Keystone Technologies KT-LED9.5PAR30-F-930 Essential Series Dimmable LED PAR30 Light Bulb produces a color temperature of 3000K warm white, operates on your existing 120V circuit and consumes just 9.5 watts of energy. These LED PAR30 lamps 75 watt halogen equivalent retrofit lights generate 800 lumens and have a Color Rendering Index (CRI) of 90. This bulb has a 40 degree beam angle and is considered a flood. Narrow flood options are also available. These 120 volt LED light bulbs fit fixtures with an E26 medium base. These LED PAR30 bulbs are dimmable but are CEC Title 20 Compliant. For Non-Dimmable versions, or NOT CEC compliant versions, please refer to the related products below. Can't find what you are looking for or need a quote for a large job? Give our customer service a call at 248-276-9640. The bulb's dimensions are 3.15 inches in diameter by 2.48 inches in length. The lens conceals the LEDs from sight and evenly distributes the light and with a durable plastic housing that lowers the risk for breakage. These PAR bulbs have full face optics for precise beam angle control. They are rated for use in wet locations. Click here to see the complete Keystone 9.5 Watt PAR30 Flood General Purpose Dimmable Specification Sheet. These bulbs Energy Star qualified and have a rated life of 25,000 hours or a 3 Year limited warranty. Typical Applications Typical applications for these PAR lamps include track lighting, display lighting, flood and spot lighting, and some outdoor light fixtures with suitable protection from the elements. Keystone Technologies 10 Watt Essential Series LED General Purpose PAR30 Flood Dimmable 800 Lumens 90 CRI 120V 3000K | 3000 | 91 | 800 | 84.2105 | 25000 | 9.5 | 1 | 9.61 | 9.61 | 11.2921 | 2020Q2 | https://www.greenelectricalsupply.com/10-watt-essential-series-led-general-purpose-par30-light-bulb-dimmable-800-lumens-90-cri-120v-3000k.aspx | Green Electrical Supply | 2020 | Yes
LED Lighting | Reflector | Manufacturer: Keystone Technologies | True |  | Reflector (Flood/Spot) | PAR30 | E26 (Medium) | Damp Location Rated,Wet Location Rated,Recessed Fixtures Home > LED Light Bulbs > LED PAR Bulbs > LED PAR30 Long Neck > Flood (40 Degree) > 4000K Cool White > 10 Watt Essential Series LED General Purpose PAR30 Flood Dimmable 800 Lumens 90 CRI 120V 4000K Product Specifications - Quick Reference Lamp Wattage: Working Voltage: 9.5 Watts 120 Volt Dimensions: Dimmability: 3.15" Dia. x 2.48" MOL YES - Dimmable CRI: Delivered Lumens: 90 CRI 800 Lumens Replaces: Certifications: 50 Watt Halogen ENERGY STAR, UL, RoHS Light Color: 4000K Cool White Warranty: 3 Year Limited Ideal for energy and maintenance savings, Keystone’s LED PAR lights offer a 25,000 hour lifespan and 80% energy savings over halogen equivalents. A U-shaped reflector maximizes brightness while precision crafted, full face optics provide precise beam control. Keystone's Essential Series offers multiple types of LED PAR lights to meet a variety of application needs. Depending on the fixture type, either a short or a long neck LED PAR bulb will be a better fit. Choose between narrow or standard flood options based on the desired beam angle for the application. UL listed for damp and wet locations, and suitable for enclosed fixtures, Keystone's PAR LED Flood Bulbs are ideal for use in indoor or outdoor applications. There is a wide range of wattage and lumen outputs available, as well as both 80 and 90 CRI options for a majority of the line. This Keystone Technologies KT-LED9.5PAR30-F-940 Essential Series Dimmable LED PAR30 Light Bulb produces a color temperature of 4000K cool white, operates on your existing 120V circuit and consumes just 9.5 watts of energy. These LED PAR30 lamps 75 watt halogen equivalent retrofit lights generate 800 lumens and have a Color Rendering Index (CRI) of 90. This bulb has a 40 degree beam angle and is considered a flood. Narrow flood options are also available. These 120 volt LED light bulbs fit fixtures with an E26 medium base. These LED PAR30 bulbs are dimmable but are CEC Title 20 Compliant. For Non-Dimmable versions, or NOT CEC compliant versions, please refer to the related products below. Can't find what you are looking for or need a quote for a large job? Give our customer service a call at 248-276-9640. The bulb's dimensions are 3.15 inches in diameter by 2.48 inches in length. The lens conceals the LEDs from sight and evenly distributes the light and with a durable plastic housing that lowers the risk for breakage. These PAR bulbs have full face optics for precise beam angle control. They are rated for use in wet locations. Click here to see the complete Keystone 9.5 Watt PAR30 Flood General Purpose Dimmable Specification Sheet. These bulbs Energy Star qualified and have a rated life of 25,000 hours or a 3 Year limited warranty. Typical Applications Typical applications for these PAR lamps include track lighting, display lighting, flood and spot lighting, and some outdoor light fixtures with suitable protection from the elements. Keystone Technologies 10 Watt Essential Series LED General Purpose PAR30 Flood Dimmable 800 Lumens 90 CRI 120V 4000K | 4000 | 92 | 850 | 89.4737 | 25000 | 9.5 | 1 | 9.61 | 9.61 | 11.2921 | 2020Q2 | https://www.greenelectricalsupply.com/10-watt-essential-series-led-general-purpose-par30-light-bulb-dimmable-800-lumens-90-cri-120v-4000k.aspx | Green Electrical Supply | 2020 | Yes
LED Lighting | Reflector | Manufacturer: Keystone Technologies | True | Daylighting/Photocell, | Reflector (Flood/Spot) | PAR30 | E26 (Medium) | Damp Location Rated,Wet Location Rated,Recessed Fixtures Home > LED Light Bulbs > LED PAR Bulbs > LED PAR30 Long Neck > Flood (40 Degree) > 5000K Daylight > 10 Watt Essential Series LED General Purpose PAR30 Flood Dimmable 800 Lumens 90 CRI 120V 5000K Product Specifications - Quick Reference Lamp Wattage: Working Voltage: 9.5 Watts 120 Volt Dimensions: Dimmability: 3.15" Dia. x 2.48" MOL YES - Dimmable CRI: Delivered Lumens: 90 CRI 800 Lumens Replaces: Certifications: 50 Watt Halogen ENERGY STAR, UL, RoHS Light Color: 5000K Daylight Warranty: 3 Year Limited Ideal for energy and maintenance savings, Keystone’s LED PAR lights offer a 25,000 hour lifespan and 80% energy savings over halogen equivalents. A U-shaped reflector maximizes brightness while precision crafted, full face optics provide precise beam control. Keystone's Essential Series offers multiple types of LED PAR lights to meet a variety of application needs. Depending on the fixture type, either a short or a long neck LED PAR bulb will be a better fit. Choose between narrow or standard flood options based on the desired beam angle for the application. UL listed for damp and wet locations, and suitable for enclosed fixtures, Keystone's PAR LED Flood Bulbs are ideal for use in indoor or outdoor applications. There is a wide range of wattage and lumen outputs available, as well as both 80 and 90 CRI options for a majority of the line. This Keystone Technologies KT-LED9.5PAR30-F-950 Essential Series Dimmable LED PAR30 Light Bulb produces a color temperature of 5000K daylight, operates on your existing 120V circuit and consumes just 9.5 watts of energy. These LED PAR30 lamps 75 watt halogen equivalent retrofit lights generate 800 lumens and have a Color Rendering Index (CRI) of 90. This bulb has a 40 degree beam angle and is considered a flood. Narrow flood options are also available. These 120 volt LED light bulbs fit fixtures with an E26 medium base. These LED PAR30 bulbs are dimmable but are CEC Title 20 Compliant. For Non-Dimmable versions, or NOT CEC compliant versions, please refer to the related products below. Can't find what you are looking for or need a quote for a large job? Give our customer service a call at 248-276-9640. The bulb's dimensions are 3.15 inches in diameter by 2.48 inches in length. The lens conceals the LEDs from sight and evenly distributes the light and with a durable plastic housing that lowers the risk for breakage. These PAR bulbs have full face optics for precise beam angle control. They are rated for use in wet locations. Click here to see the complete Keystone 9.5 Watt PAR30 Flood General Purpose Dimmable Specification Sheet. These bulbs Energy Star qualified and have a rated life of 25,000 hours or a 3 Year limited warranty. Typical Applications Typical applications for these PAR lamps include track lighting, display lighting, flood and spot lighting, and some outdoor light fixtures with suitable protection from the elements. Keystone Technologies 10 Watt Essential Series LED General Purpose PAR30 Flood Dimmable 800 Lumens 90 CRI 120V 5000K | 5000 | 92 | 850 | 89.4737 | 25000 | 9.5 | 1 | 9.61 | 9.61 | 11.2921 | 2020Q2 | https://www.greenelectricalsupply.com/10-watt-essential-series-led-general-purpose-par30-light-bulb-dimmable-800-lumens-90-cri-120v-5000k.aspx | Green Electrical Supply | 2020 | Yes
LED Lighting | Reflector | Manufacturer: Keystone Technologies | True |  | Reflector (Flood/Spot) | PAR30S | E26 (Medium) | Damp Location Rated,Wet Location Rated,Recessed Fixtures Home > LED Light Bulbs > LED PAR Bulbs > LED PAR30 Short Neck > Flood (40 Degree) > 3000K Warm White > 10 Watt Essential Series LED General Purpose PAR30 Short Neck Flood Dimmable 800 Lumens 90 CRI 120V 3000K Product Specifications - Quick Reference Lamp Wattage: Working Voltage: 9.5 Watts 120 Volt Dimensions: Dimmability: 3.15" Dia. x 2.48" MOL YES - Dimmable CRI: Delivered Lumens: 90 CRI 800 Lumens Replaces: Certifications: 50 Watt Halogen ENERGY STAR, UL, RoHS Light Color: 3000K Warm White Warranty: 3 Year Limited Ideal for energy and maintenance savings, Keystone’s LED PAR lights offer a 25,000 hour lifespan and 80% energy savings over halogen equivalents. A U-shaped reflector maximizes brightness while precision crafted, full face optics provide precise beam control. Keystone's Essential Series offers multiple types of LED PAR lights to meet a variety of application needs. Depending on the fixture type, either a short or a long neck LED PAR bulb will be a better fit. Choose between narrow or standard flood options based on the desired beam angle for the application. UL listed for damp and wet locations, and suitable for enclosed fixtures, Keystone's PAR LED Flood Bulbs are ideal for use in indoor or outdoor applications. There is a wide range of wattage and lumen outputs available, as well as both 80 and 90 CRI options for a majority of the line. This Keystone Technologies KT-LED9.5PAR30S-F-930 Essential Series Dimmable LED PAR30 Light Bulb produces a color temperature of 3000K warm white, operates on your existing 120V circuit and consumes just 9.5 watts of energy. These LED PAR30 lamps 75 watt halogen equivalent retrofit lights generate 800 lumens and have a Color Rendering Index (CRI) of 90. This bulb has a 40 degree beam angle and is considered a flood. Narrow flood options are also available. These 120 volt LED light bulbs fit fixtures with an E26 medium base. These LED PAR30 bulbs are dimmable but are CEC Title 20 Compliant. For Non-Dimmable versions, or NOT CEC compliant versions, please refer to the related products below. Can't find what you are looking for or need a quote for a large job? Give our customer service a call at 248-276-9640. The bulb's dimensions are 3.15 inches in diameter by 2.48 inches in length. The lens conceals the LEDs from sight and evenly distributes the light and with a durable plastic housing that lowers the risk for breakage. These PAR bulbs have full face optics for precise beam angle control. They are rated for use in wet locations. Click here to see the complete Keystone 9.5 Watt PAR30 Flood General Purpose Dimmable Specification Sheet. These bulbs Energy Star qualified and have a rated life of 25,000 hours or a 3 Year limited warranty. Typical Applications Typical applications for these PAR lamps include track lighting, display lighting, flood and spot lighting, and some outdoor light fixtures with suitable protection from the elements. Keystone Technologies 10 Watt Essential Series LED General Purpose PAR30 Short Neck Flood Dimmable 800 Lumens 90 CRI 120V 3000K | 3000 | 91 | 800 | 84.2105 | 25000 | 9.5 | 1 | 9.61 | 9.61 | 11.2921 | 2020Q2 | https://www.greenelectricalsupply.com/10-watt-essential-series-led-general-purpose-par30-short-neck-flood-dimmable-800-lumens-90-cri-120v-3000k.aspx | Green Electrical Supply | 2020 | Yes
LED Lighting | Reflector | Manufacturer: Keystone Technologies | True |  | Reflector (Flood/Spot) | PAR30S | E26 (Medium) | Damp Location Rated,Wet Location Rated,Recessed Fixtures Home > LED Light Bulbs > LED PAR Bulbs > LED PAR30 Short Neck > Flood (40 Degree) > 4000K Cool White > 10 Watt Essential Series LED General Purpose PAR30 Short Neck Flood Dimmable 800 Lumens 90 CRI 120V 4000K Product Specifications - Quick Reference Lamp Wattage: Working Voltage: 9.5 Watts 120 Volt Dimensions: Dimmability: 3.15" Dia. x 2.48" MOL YES - Dimmable CRI: Delivered Lumens: 90 CRI 800 Lumens Replaces: Certifications: 50 Watt Halogen ENERGY STAR, UL, RoHS Light Color: 4000K Cool White Warranty: 3 Year Limited Ideal for energy and maintenance savings, Keystone’s LED PAR lights offer a 25,000 hour lifespan and 80% energy savings over halogen equivalents. A U-shaped reflector maximizes brightness while precision crafted, full face optics provide precise beam control. Keystone's Essential Series offers multiple types of LED PAR lights to meet a variety of application needs. Depending on the fixture type, either a short or a long neck LED PAR bulb will be a better fit. Choose between narrow or standard flood options based on the desired beam angle for the application. UL listed for damp and wet locations, and suitable for enclosed fixtures, Keystone's PAR LED Flood Bulbs are ideal for use in indoor or outdoor applications. There is a wide range of wattage and lumen outputs available, as well as both 80 and 90 CRI options for a majority of the line. This Keystone Technologies KT-LED9.5PAR30S-F-940 Essential Series Dimmable LED PAR30 Light Bulb produces a color temperature of 4000K cool white, operates on your existing 120V circuit and consumes just 9.5 watts of energy. These LED PAR30 lamps 75 watt halogen equivalent retrofit lights generate 800 lumens and have a Color Rendering Index (CRI) of 90. This bulb has a 40 degree beam angle and is considered a flood. Narrow flood options are also available. These 120 volt LED light bulbs fit fixtures with an E26 medium base. These LED PAR30 bulbs are dimmable but are CEC Title 20 Compliant. For Non-Dimmable versions, or NOT CEC compliant versions, please refer to the related products below. Can't find what you are looking for or need a quote for a large job? Give our customer service a call at 248-276-9640. The bulb's dimensions are 3.15 inches in diameter by 2.48 inches in length. The lens conceals the LEDs from sight and evenly distributes the light and with a durable plastic housing that lowers the risk for breakage. These PAR bulbs have full face optics for precise beam angle control. They are rated for use in wet locations. Click here to see the complete Keystone 9.5 Watt PAR30 Flood General Purpose Dimmable Specification Sheet. These bulbs Energy Star qualified and have a rated life of 25,000 hours or a 3 Year limited warranty. Typical Applications Typical applications for these PAR lamps include track lighting, display lighting, flood and spot lighting, and some outdoor light fixtures with suitable protection from the elements. Keystone Technologies 10 Watt Essential Series LED General Purpose PAR30 Short Neck Flood Dimmable 800 Lumens 90 CRI 120V 4000K | 4000 | 92 | 850 | 89.4737 | 25000 | 9.5 | 1 | 9.61 | 9.61 | 11.2921 | 2020Q2 | https://www.greenelectricalsupply.com/10-watt-essential-series-led-general-purpose-par30-short-neck-flood-dimmable-800-lumens-90-cri-120v-4000k.aspx | Green Electrical Supply | 2020 | Yes
LED Lighting | Reflector | Manufacturer: Keystone Technologies | True | Daylighting/Photocell, | Reflector (Flood/Spot) | PAR30S | E26 (Medium) | Damp Location Rated,Wet Location Rated,Recessed Fixtures Home > LED Light Bulbs > LED PAR Bulbs > LED PAR30 Short Neck > Flood (40 Degree) > 5000K Daylight > 10 Watt Essential Series LED General Purpose PAR30 Short Neck Flood Dimmable 800 Lumens 90 CRI 120V 5000K Product Specifications - Quick Reference Lamp Wattage: Working Voltage: 9.5 Watts 120 Volt Dimensions: Dimmability: 3.15" Dia. x 2.48" MOL YES - Dimmable CRI: Delivered Lumens: 90 CRI 800 Lumens Replaces: Certifications: 50 Watt Halogen ENERGY STAR, UL, RoHS Light Color: 5000K Daylight Warranty: 3 Year Limited Ideal for energy and maintenance savings, Keystone’s LED PAR lights offer a 25,000 hour lifespan and 80% energy savings over halogen equivalents. A U-shaped reflector maximizes brightness while precision crafted, full face optics provide precise beam control. Keystone's Essential Series offers multiple types of LED PAR lights to meet a variety of application needs. Depending on the fixture type, either a short or a long neck LED PAR bulb will be a better fit. Choose between narrow or standard flood options based on the desired beam angle for the application. UL listed for damp and wet locations, and suitable for enclosed fixtures, Keystone's PAR LED Flood Bulbs are ideal for use in indoor or outdoor applications. There is a wide range of wattage and lumen outputs available, as well as both 80 and 90 CRI options for a majority of the line. This Keystone Technologies KT-LED9.5PAR30S-F-950 Essential Series Dimmable LED PAR30 Light Bulb produces a color temperature of 5000K daylight, operates on your existing 120V circuit and consumes just 9.5 watts of energy. These LED PAR30 lamps 75 watt halogen equivalent retrofit lights generate 800 lumens and have a Color Rendering Index (CRI) of 90. This bulb has a 40 degree beam angle and is considered a flood. Narrow flood options are also available. These 120 volt LED light bulbs fit fixtures with an E26 medium base. These LED PAR30 bulbs are dimmable but are CEC Title 20 Compliant. For Non-Dimmable versions, or NOT CEC compliant versions, please refer to the related products below. Can't find what you are looking for or need a quote for a large job? Give our customer service a call at 248-276-9640. The bulb's dimensions are 3.15 inches in diameter by 2.48 inches in length. The lens conceals the LEDs from sight and evenly distributes the light and with a durable plastic housing that lowers the risk for breakage. These PAR bulbs have full face optics for precise beam angle control. They are rated for use in wet locations. Click here to see the complete Keystone 9.5 Watt PAR30 Flood General Purpose Dimmable Specification Sheet. These bulbs Energy Star qualified and have a rated life of 25,000 hours or a 3 Year limited warranty. Typical Applications Typical applications for these PAR lamps include track lighting, display lighting, flood and spot lighting, and some outdoor light fixtures with suitable protection from the elements. Keystone Technologies 10 Watt Essential Series LED General Purpose PAR30 Short Neck Flood Dimmable 800 Lumens 90 CRI 120V 5000K | 5000 | 92 | 850 | 89.4737 | 25000 | 9.5 | 1 | 9.61 | 9.61 | 11.2921 | 2020Q2 | https://www.greenelectricalsupply.com/10-watt-essential-series-led-general-purpose-par30-short-neck-flood-dimmable-800-lumens-90-cri-120v-5000k.aspx | Green Electrical Supply | 2020 | Yes
LED Lighting | Reflector | Manufacturer: Keystone Technologies | True |  | Reflector (Flood/Spot) | PAR30S | E26 (Medium) | Damp Location Rated,Wet Location Rated,Recessed Fixtures Home > LED Light Bulbs > LED PAR Bulbs > LED PAR30 Short Neck > Flood (40 Degree) > 2700K Warm White > 10 Watt Essential Series LED General Purpose PAR30 Short Neck Flood Dimmable 900 Lumens 80 CRI 120V 2700K Product Specifications - Quick Reference Lamp Wattage: Working Voltage: 10 Watts 120 Volt Dimensions: Dimmability: 3.15" Dia. x 2.48" MOL YES - Dimmable CRI: Delivered Lumens: 80 CRI 900 Lumens Replaces: Certifications: 50 Watt Halogen ENERGY STAR, UL, RoHS Light Color: 2700K Warm White Warranty: 3 Year Limited Ideal for energy and maintenance savings, Keystone’s LED PAR lights offer a 25,000 hour lifespan and 80% energy savings over halogen equivalents. A U-shaped reflector maximizes brightness while precision crafted, full face optics provide precise beam control. Keystone's Essential Series offers multiple types of LED PAR lights to meet a variety of application needs. Depending on the fixture type, either a short or a long neck LED PAR bulb will be a better fit. Choose between narrow or standard flood options based on the desired beam angle for the application. UL listed for damp and wet locations, and suitable for enclosed fixtures, Keystone's PAR LED Flood Bulbs are ideal for use in indoor or outdoor applications. There is a wide range of wattage and lumen outputs available, as well as both 80 and 90 CRI options for a majority of the line. This Keystone Technologies KT-LED10PAR30S-F-827 Essential Series Dimmable LED PAR30 Light Bulb produces a color temperature of 2700K warm white, operates on your existing 120V circuit and consumes just 10 watts of energy. These LED PAR30 lamps 75 watt halogen equivalent retrofit lights generate 900 lumens and have a Color Rendering Index (CRI) of 80. This bulb has a 40 degree beam angle and is considered a flood. Narrow flood options are also available. These 120 volt LED light bulbs fit fixtures with an E26 medium base. These LED PAR30 bulbs are dimmable but are NOT CEC Title 20 Compliant. For Non-Dimmable versions, or CEC compliant versions, please refer to the related products below. Can't find what you are looking for or need a quote for a large job? Give our customer service a call at 248-276-9640. The bulb's dimensions are 3.15 inches in diameter by 2.48 inches in length. The lens conceals the LEDs from sight and evenly distributes the light and with a durable plastic housing that lowers the risk for breakage. These PAR bulbs have full face optics for precise beam angle control. They are rated for use in wet locations. Click here to see the complete Keystone 10 Watt PAR30 Flood General Purpose Dimmable Specification Sheet. These bulbs Energy Star qualified and have a rated life of 25,000 hours or a 3 Year limited warranty. Typical Applications Typical applications for these PAR lamps include track lighting, display lighting, flood and spot lighting, and some outdoor light fixtures with suitable protection from the elements. Keystone Technologies 10 Watt Essential Series LED General Purpose PAR30 Short Neck Flood Dimmable 900 Lumens 80 CRI 120V 2700K | 2700 | 83 | 950 | 95 | 25000 | 10 | 1 | 5.53 | 5.53 | 6.498 | 2020Q2 | https://www.greenelectricalsupply.com/10-watt-essential-series-led-general-purpose-par30-short-neck-flood-dimmable-900-lumens-80-cri-120v-2700k-2.aspx | Green Electrical Supply | 2020 | Yes
LED Lighting | Reflector | Manufacturer: Keystone Technologies | True |  | Reflector (Flood/Spot) | PAR30S | E26 (Medium) | Damp Location Rated,Wet Location Rated,Recessed Fixtures Home > LED Light Bulbs > LED PAR Bulbs > LED PAR30 Short Neck > Flood (40 Degree) > 3000K Warm White > 10 Watt Essential Series LED General Purpose PAR30 Short Neck Flood Dimmable 900 Lumens 80 CRI 120V 3000K Product Specifications - Quick Reference Lamp Wattage: Working Voltage: 10 Watts 120 Volt Dimensions: Dimmability: 3.15" Dia. x 2.48" MOL YES - Dimmable CRI: Delivered Lumens: 80 CRI 900 Lumens Replaces: Certifications: 50 Watt Halogen ENERGY STAR, UL, RoHS Light Color: 3000K Warm White Warranty: 3 Year Limited Ideal for energy and maintenance savings, Keystone’s LED PAR lights offer a 25,000 hour lifespan and 80% energy savings over halogen equivalents. A U-shaped reflector maximizes brightness while precision crafted, full face optics provide precise beam control. Keystone's Essential Series offers multiple types of LED PAR lights to meet a variety of application needs. Depending on the fixture type, either a short or a long neck LED PAR bulb will be a better fit. Choose between narrow or standard flood options based on the desired beam angle for the application. UL listed for damp and wet locations, and suitable for enclosed fixtures, Keystone's PAR LED Flood Bulbs are ideal for use in indoor or outdoor applications. There is a wide range of wattage and lumen outputs available, as well as both 80 and 90 CRI options for a majority of the line. This Keystone Technologies KT-LED10PAR30S-F-830 Essential Series Dimmable LED PAR30 Light Bulb produces a color temperature of 3000K warm white, operates on your existing 120V circuit and consumes just 10 watts of energy. These LED PAR30 lamps 75 watt halogen equivalent retrofit lights generate 900 lumens and have a Color Rendering Index (CRI) of 80. This bulb has a 40 degree beam angle and is considered a flood. Narrow flood options are also available. These 120 volt LED light bulbs fit fixtures with an E26 medium base. These LED PAR30 bulbs are dimmable but are NOT CEC Title 20 Compliant. For Non-Dimmable versions, or CEC compliant versions, please refer to the related products below. Can't find what you are looking for or need a quote for a large job? Give our customer service a call at 248-276-9640. The bulb's dimensions are 3.15 inches in diameter by 2.48 inches in length. The lens conceals the LEDs from sight and evenly distributes the light and with a durable plastic housing that lowers the risk for breakage. These PAR bulbs have full face optics for precise beam angle control. They are rated for use in wet locations. Click here to see the complete Keystone 10 Watt PAR30 Flood General Purpose Dimmable Specification Sheet. These bulbs Energy Star qualified and have a rated life of 25,000 hours or a 3 Year limited warranty. Typical Applications Typical applications for these PAR lamps include track lighting, display lighting, flood and spot lighting, and some outdoor light fixtures with suitable protection from the elements. Keystone Technologies 10 Watt Essential Series LED General Purpose PAR30 Short Neck Flood Dimmable 900 Lumens 80 CRI 120V 3000K | 3000 | 83 | 950 | 95 | 25000 | 10 | 1 | 5.53 | 5.53 | 6.498 | 2020Q2 | https://www.greenelectricalsupply.com/10-watt-essential-series-led-general-purpose-par30-short-neck-flood-dimmable-900-lumens-80-cri-120v-3000k-2.aspx | Green Electrical Supply | 2020 | Yes
LED Lighting | Reflector | Manufacturer: Keystone Technologies | True |  | Reflector (Flood/Spot) | PAR30S | E26 (Medium) | Damp Location Rated,Wet Location Rated,Recessed Fixtures Home > LED Light Bulbs > LED PAR Bulbs > LED PAR30 Short Neck > Flood (40 Degree) > 4000K Cool White > 10 Watt Essential Series LED General Purpose PAR30 Short Neck Flood Dimmable 900 Lumens 80 CRI 120V 4000K Product Specifications - Quick Reference Lamp Wattage: Working Voltage: 10 Watts 120 Volt Dimensions: Dimmability: 3.15" Dia. x 2.48" MOL YES - Dimmable CRI: Delivered Lumens: 80 CRI 900 Lumens Replaces: Certifications: 50 Watt Halogen ENERGY STAR, UL, RoHS Light Color: 4000K Cool White Warranty: 3 Year Limited Ideal for energy and maintenance savings, Keystone’s LED PAR lights offer a 25,000 hour lifespan and 80% energy savings over halogen equivalents. A U-shaped reflector maximizes brightness while precision crafted, full face optics provide precise beam control. Keystone's Essential Series offers multiple types of LED PAR lights to meet a variety of application needs. Depending on the fixture type, either a short or a long neck LED PAR bulb will be a better fit. Choose between narrow or standard flood options based on the desired beam angle for the application. UL listed for damp and wet locations, and suitable for enclosed fixtures, Keystone's PAR LED Flood Bulbs are ideal for use in indoor or outdoor applications. There is a wide range of wattage and lumen outputs available, as well as both 80 and 90 CRI options for a majority of the line. This Keystone Technologies KT-LED10PAR30S-F-840 Essential Series Dimmable LED PAR30 Light Bulb produces a color temperature of 4000K cool white, operates on your existing 120V circuit and consumes just 10 watts of energy. These LED PAR30 lamps 75 watt halogen equivalent retrofit lights generate 900 lumens and have a Color Rendering Index (CRI) of 80. This bulb has a 40 degree beam angle and is considered a flood. Narrow flood options are also available. These 120 volt LED light bulbs fit fixtures with an E26 medium base. These LED PAR30 bulbs are dimmable but are NOT CEC Title 20 Compliant. For Non-Dimmable versions, or CEC compliant versions, please refer to the related products below. Can't find what you are looking for or need a quote for a large job? Give our customer service a call at 248-276-9640. The bulb's dimensions are 3.15 inches in diameter by 2.48 inches in length. The lens conceals the LEDs from sight and evenly distributes the light and with a durable plastic housing that lowers the risk for breakage. These PAR bulbs have full face optics for precise beam angle control. They are rated for use in wet locations. Click here to see the complete Keystone 10 Watt PAR30 Flood General Purpose Dimmable Specification Sheet. These bulbs Energy Star qualified and have a rated life of 25,000 hours or a 3 Year limited warranty. Typical Applications Typical applications for these PAR lamps include track lighting, display lighting, flood and spot lighting, and some outdoor light fixtures with suitable protection from the elements. Keystone Technologies 10 Watt Essential Series LED General Purpose PAR30 Short Neck Flood Dimmable 900 Lumens 80 CRI 120V 4000K | 4000 | 82 | 950 | 95 | 25000 | 10 | 1 | 5.53 | 5.53 | 6.498 | 2020Q2 | https://www.greenelectricalsupply.com/10-watt-essential-series-led-general-purpose-par30-short-neck-flood-dimmable-900-lumens-80-cri-120v-4000k-2.aspx | Green Electrical Supply | 2020 | Yes
LED Lighting | Reflector | Manufacturer: Keystone Technologies | True |  | Reflector (Flood/Spot) | PAR30S | E26 (Medium) | Damp Location Rated,Wet Location Rated,Recessed Fixtures Home > LED Light Bulbs > LED PAR Bulbs > LED PAR30 Short Neck > Flood (40 Degree) > 2700K Warm White > 10 Watt Essential Series LED General Purpose PAR30 Short Neck Flood Dimmable 800 Lumens 90 CRI 120V 2700K Product Specifications - Quick Reference Lamp Wattage: Working Voltage: 9.5 Watts 120 Volt Dimensions: Dimmability: 3.15" Dia. x 2.48" MOL YES - Dimmable CRI: Delivered Lumens: 90 CRI 800 Lumens Replaces: Certifications: 50 Watt Halogen ENERGY STAR, UL, RoHS Light Color: 2700K Warm White Warranty: 3 Year Limited Ideal for energy and maintenance savings, Keystone’s LED PAR lights offer a 25,000 hour lifespan and 80% energy savings over halogen equivalents. A U-shaped reflector maximizes brightness while precision crafted, full face optics provide precise beam control. Keystone's Essential Series offers multiple types of LED PAR lights to meet a variety of application needs. Depending on the fixture type, either a short or a long neck LED PAR bulb will be a better fit. Choose between narrow or standard flood options based on the desired beam angle for the application. UL listed for damp and wet locations, and suitable for enclosed fixtures, Keystone's PAR LED Flood Bulbs are ideal for use in indoor or outdoor applications. There is a wide range of wattage and lumen outputs available, as well as both 80 and 90 CRI options for a majority of the line. This Keystone Technologies KT-LED9.5PAR30S-F-927 Essential Series Dimmable LED PAR30 Light Bulb produces a color temperature of 2700K warm white, operates on your existing 120V circuit and consumes just 9.5 watts of energy. These LED PAR30 lamps 75 watt halogen equivalent retrofit lights generate 800 lumens and have a Color Rendering Index (CRI) of 90. This bulb has a 40 degree beam angle and is considered a flood. Narrow flood options are also available. These 120 volt LED light bulbs fit fixtures with an E26 medium base. These LED PAR30 bulbs are dimmable but are CEC Title 20 Compliant. For Non-Dimmable versions, or NOT CEC compliant versions, please refer to the related products below. Can't find what you are looking for or need a quote for a large job? Give our customer service a call at 248-276-9640. The bulb's dimensions are 3.15 inches in diameter by 2.48 inches in length. The lens conceals the LEDs from sight and evenly distributes the light and with a durable plastic housing that lowers the risk for breakage. These PAR bulbs have full face optics for precise beam angle control. They are rated for use in wet locations. Click here to see the complete Keystone 9.5 Watt PAR30 Short Neck Flood Dimmable Specification Sheet. These bulbs Energy Star qualified and have a rated life of 25,000 hours or a 3 Year limited warranty. Typical Applications Typical applications for these PAR lamps include track lighting, display lighting, flood and spot lighting, and some outdoor light fixtures with suitable protection from the elements. Keystone Technologies 10 Watt Essential Series LED General Purpose PAR30 Short Neck Flood Dimmable 800 Lumens 90 CRI 120V 2700K | 2700 | 92 | 800 | 84.2105 | 25000 | 9.5 | 1 | 9.61 | 9.61 | 11.2921 | 2020Q2 | https://www.greenelectricalsupply.com/10-watt-essential-series-led-general-purpose-par30-short-neck-light-bulb-dimmable-800-lumens-90-cri-120v-2700k.aspx | Green Electrical Supply | 2020 | Yes
LED Lighting | Reflector | Manufacturer: Keystone Technologies | True |  | Reflector (Flood/Spot) | PAR30S | E26 (Medium) | Damp Location Rated,Wet Location Rated,Recessed Fixtures Home > LED Light Bulbs > LED PAR Bulbs > LED PAR30 Short Neck > Narrow Flood (25 Degree) > 2700K Warm White > 10 Watt Essential Series LED General Purpose PAR30 Short Neck Narrow Flood Dimmable 800 Lumens 80 CRI 120V 2700K Product Specifications - Quick Reference Lamp Wattage: Working Voltage: 10 Watts 120 Volt Dimensions: Dimmability: 3.15" Dia. x 2.48" MOL YES - Dimmable CRI: Delivered Lumens: 80 CRI 900 Lumens Replaces: Certifications: 50 Watt Halogen ENERGY STAR, UL, RoHS Light Color: 2700K Warm White Warranty: 3 Year Limited Ideal for energy and maintenance savings, Keystone’s LED PAR lights offer a 25,000 hour lifespan and 80% energy savings over halogen equivalents. A U-shaped reflector maximizes brightness while precision crafted, full face optics provide precise beam control. Keystone's Essential Series offers multiple types of LED PAR lights to meet a variety of application needs. Depending on the fixture type, either a short or a long neck LED PAR bulb will be a better fit. Choose between narrow or standard flood options based on the desired beam angle for the application. UL listed for damp and wet locations, and suitable for enclosed fixtures, Keystone's PAR LED Flood Bulbs are ideal for use in indoor or outdoor applications. There is a wide range of wattage and lumen outputs available, as well as both 80 and 90 CRI options for a majority of the line. This Keystone Technologies KT-LED10PAR30S-NF-827 Essential Series Dimmable LED PAR30 Light Bulb produces a color temperature of 2700K warm white, operates on your existing 120V circuit and consumes just 10 watts of energy. These LED PAR30 lamps 75 watt halogen equivalent retrofit lights generate 900 lumens and have a Color Rendering Index (CRI) of 80. This bulb has a 40 degree beam angle and is considered a flood. Narrow flood options are also available. These 120 volt LED light bulbs fit fixtures with an E26 medium base. These LED PAR30 bulbs are dimmable but are NOT CEC Title 20 Compliant. For Non-Dimmable versions, or CEC compliant versions, please refer to the related products below. Can't find what you are looking for or need a quote for a large job? Give our customer service a call at 248-276-9640. The bulb's dimensions are 3.15 inches in diameter by 2.48 inches in length. The lens conceals the LEDs from sight and evenly distributes the light and with a durable plastic housing that lowers the risk for breakage. These PAR bulbs have full face optics for precise beam angle control. They are rated for use in wet locations. Click here to see the complete Keystone 10 Watt PAR30 Narrow Flood General Purpose Dimmable Specification Sheet. These bulbs Energy Star qualified and have a rated life of 25,000 hours or a 3 Year limited warranty. Typical Applications Typical applications for these PAR lamps include track lighting, display lighting, flood and spot lighting, and some outdoor light fixtures with suitable protection from the elements. Keystone Technologies 10 Watt Essential Series LED General Purpose PAR30 Short Neck Narrow Flood Dimmable 800 Lumens 80 CRI 120V 2700K | 2700 | 83 | 950 | 95 | 25000 | 10 | 1 | 5.53 | 5.53 | 6.498 | 2020Q2 | https://www.greenelectricalsupply.com/10-watt-essential-series-led-general-purpose-par30-short-neck-narrow-flood-dimmable-800-lumens-80-cri-120v-2700k.aspx | Green Electrical Supply | 2020 | Yes
LED Lighting | Reflector | Manufacturer: Keystone Technologies | True |  | Reflector (Flood/Spot) | PAR30S | E26 (Medium) | Damp Location Rated,Wet Location Rated,Recessed Fixtures Home > LED Light Bulbs > LED PAR Bulbs > LED PAR30 Short Neck > Narrow Flood (25 Degree) > 3000K Warm White > 10 Watt Essential Series LED General Purpose PAR30 Short Neck Narrow Flood Dimmable 800 Lumens 80 CRI 120V 3000K Product Specifications - Quick Reference Lamp Wattage: Working Voltage: 10 Watts 120 Volt Dimensions: Dimmability: 3.15" Dia. x 2.48" MOL YES - Dimmable CRI: Delivered Lumens: 80 CRI 900 Lumens Replaces: Certifications: 50 Watt Halogen ENERGY STAR, UL, RoHS Light Color: 3000K Warm White Warranty: 3 Year Limited Ideal for energy and maintenance savings, Keystone’s LED PAR lights offer a 25,000 hour lifespan and 80% energy savings over halogen equivalents. A U-shaped reflector maximizes brightness while precision crafted, full face optics provide precise beam control. Keystone's Essential Series offers multiple types of LED PAR lights to meet a variety of application needs. Depending on the fixture type, either a short or a long neck LED PAR bulb will be a better fit. Choose between narrow or standard flood options based on the desired beam angle for the application. UL listed for damp and wet locations, and suitable for enclosed fixtures, Keystone's PAR LED Flood Bulbs are ideal for use in indoor or outdoor applications. There is a wide range of wattage and lumen outputs available, as well as both 80 and 90 CRI options for a majority of the line. This Keystone Technologies KT-LED10PAR30S-NF-830 Essential Series Dimmable LED PAR30 Light Bulb produces a color temperature of 3000K warm white, operates on your existing 120V circuit and consumes just 10 watts of energy. These LED PAR30 lamps 75 watt halogen equivalent retrofit lights generate 900 lumens and have a Color Rendering Index (CRI) of 80. This bulb has a 40 degree beam angle and is considered a flood. Narrow flood options are also available. These 120 volt LED light bulbs fit fixtures with an E26 medium base. These LED PAR30 bulbs are dimmable but are NOT CEC Title 20 Compliant. For Non-Dimmable versions, or CEC compliant versions, please refer to the related products below. Can't find what you are looking for or need a quote for a large job? Give our customer service a call at 248-276-9640. The bulb's dimensions are 3.15 inches in diameter by 2.48 inches in length. The lens conceals the LEDs from sight and evenly distributes the light and with a durable plastic housing that lowers the risk for breakage. These PAR bulbs have full face optics for precise beam angle control. They are rated for use in wet locations. Click here to see the complete Keystone 10 Watt PAR30 Narrow Flood General Purpose Dimmable Specification Sheet. These bulbs Energy Star qualified and have a rated life of 25,000 hours or a 3 Year limited warranty. Typical Applications Typical applications for these PAR lamps include track lighting, display lighting, flood and spot lighting, and some outdoor light fixtures with suitable protection from the elements. Keystone Technologies 10 Watt Essential Series LED General Purpose PAR30 Short Neck Narrow Flood Dimmable 800 Lumens 80 CRI 120V 3000K | 3000 | 83 | 950 | 95 | 25000 | 10 | 1 | 5.53 | 5.53 | 6.498 | 2020Q2 | https://www.greenelectricalsupply.com/10-watt-essential-series-led-general-purpose-par30-short-neck-narrow-flood-dimmable-800-lumens-80-cri-120v-3000k.aspx | Green Electrical Supply | 2020 | Yes
LED Lighting | Reflector | Manufacturer: Keystone Technologies | True |  | Reflector (Flood/Spot) | PAR30S | E26 (Medium) | Damp Location Rated,Wet Location Rated,Recessed Fixtures Home > LED Light Bulbs > LED PAR Bulbs > LED PAR30 Short Neck > Narrow Flood (25 Degree) > 4000K Cool White > 10 Watt Essential Series LED General Purpose PAR30 Short Neck Narrow Flood Dimmable 800 Lumens 80 CRI 120V 4000K Product Specifications - Quick Reference Lamp Wattage: Working Voltage: 10 Watts 120 Volt Dimensions: Dimmability: 3.15" Dia. x 2.48" MOL YES - Dimmable CRI: Delivered Lumens: 80 CRI 900 Lumens Replaces: Certifications: 50 Watt Halogen ENERGY STAR, UL, RoHS Light Color: 4000K Cool White Warranty: 3 Year Limited Ideal for energy and maintenance savings, Keystone’s LED PAR lights offer a 25,000 hour lifespan and 80% energy savings over halogen equivalents. A U-shaped reflector maximizes brightness while precision crafted, full face optics provide precise beam control. Keystone's Essential Series offers multiple types of LED PAR lights to meet a variety of application needs. Depending on the fixture type, either a short or a long neck LED PAR bulb will be a better fit. Choose between narrow or standard flood options based on the desired beam angle for the application. UL listed for damp and wet locations, and suitable for enclosed fixtures, Keystone's PAR LED Flood Bulbs are ideal for use in indoor or outdoor applications. There is a wide range of wattage and lumen outputs available, as well as both 80 and 90 CRI options for a majority of the line. This Keystone Technologies KT-LED10PAR30S-NF-840 Essential Series Dimmable LED PAR30 Light Bulb produces a color temperature of 4000K cool white, operates on your existing 120V circuit and consumes just 10 watts of energy. These LED PAR30 lamps 75 watt halogen equivalent retrofit lights generate 900 lumens and have a Color Rendering Index (CRI) of 80. This bulb has a 40 degree beam angle and is considered a flood. Narrow flood options are also available. These 120 volt LED light bulbs fit fixtures with an E26 medium base. These LED PAR30 bulbs are dimmable but are NOT CEC Title 20 Compliant. For Non-Dimmable versions, or CEC compliant versions, please refer to the related products below. Can't find what you are looking for or need a quote for a large job? Give our customer service a call at 248-276-9640. The bulb's dimensions are 3.15 inches in diameter by 2.48 inches in length. The lens conceals the LEDs from sight and evenly distributes the light and with a durable plastic housing that lowers the risk for breakage. These PAR bulbs have full face optics for precise beam angle control. They are rated for use in wet locations. Click here to see the complete Keystone 10 Watt PAR30 Narrow Flood General Purpose Dimmable Specification Sheet. These bulbs Energy Star qualified and have a rated life of 25,000 hours or a 3 Year limited warranty. Typical Applications Typical applications for these PAR lamps include track lighting, display lighting, flood and spot lighting, and some outdoor light fixtures with suitable protection from the elements. Keystone Technologies 10 Watt Essential Series LED General Purpose PAR30 Short Neck Narrow Flood Dimmable 800 Lumens 80 CRI 120V 4000K | 4000 | 82 | 950 | 95 | 25000 | 10 | 1 | 5.53 | 5.53 | 6.498 | 2020Q2 | https://www.greenelectricalsupply.com/10-watt-essential-series-led-general-purpose-par30-short-neck-narrow-flood-dimmable-800-lumens-80-cri-120v-4000k.aspx | Green Electrical Supply | 2020 | Yes
LED Lighting | Reflector | Manufacturer: Keystone Technologies | True |  | Reflector (Flood/Spot) | PAR30S | E26 (Medium) | Damp Location Rated,Wet Location Rated,Recessed Fixtures Home > LED Light Bulbs > LED PAR Bulbs > LED PAR30 Short Neck > 10 Watt Essential Series LED General Purpose PAR30 Short Neck Narrow Flood Dimmable 800 Lumens 90 CRI 120V 2700K Product Specifications - Quick Reference Lamp Wattage: Working Voltage: 9.5 Watts 120 Volt Dimensions: Dimmability: 3.15" Dia. x 2.48" MOL YES - Dimmable CRI: Delivered Lumens: 90 CRI 800 Lumens Replaces: Certifications: 50 Watt Halogen ENERGY STAR, UL, RoHS Light Color: 2700K Warm White Warranty: 3 Year Limited Ideal for energy and maintenance savings, Keystone’s LED PAR lights offer a 25,000 hour lifespan and 80% energy savings over halogen equivalents. A U-shaped reflector maximizes brightness while precision crafted, full face optics provide precise beam control. Keystone's Essential Series offers multiple types of LED PAR lights to meet a variety of application needs. Depending on the fixture type, either a short or a long neck LED PAR bulb will be a better fit. Choose between narrow or standard flood options based on the desired beam angle for the application. UL listed for damp and wet locations, and suitable for enclosed fixtures, Keystone's PAR LED Flood Bulbs are ideal for use in indoor or outdoor applications. There is a wide range of wattage and lumen outputs available, as well as both 80 and 90 CRI options for a majority of the line. This Keystone Technologies KT-LED9.5PAR30S-NF-927 Essential Series Dimmable LED PAR30 Light Bulb produces a color temperature of 2700K warm white, operates on your existing 120V circuit and consumes just 9.5 watts of energy. These LED PAR30 lamps 75 watt halogen equivalent retrofit lights generate 800 lumens and have a Color Rendering Index (CRI) of 90. This bulb has a 40 degree beam angle and is considered a flood. Narrow flood options are also available. These 120 volt LED light bulbs fit fixtures with an E26 medium base. These LED PAR30 bulbs are dimmable but are CEC Title 20 Compliant. For Non-Dimmable versions, or NOT CEC compliant versions, please refer to the related products below. Can't find what you are looking for or need a quote for a large job? Give our customer service a call at 248-276-9640. The bulb's dimensions are 3.15 inches in diameter by 2.48 inches in length. The lens conceals the LEDs from sight and evenly distributes the light and with a durable plastic housing that lowers the risk for breakage. These PAR bulbs have full face optics for precise beam angle control. They are rated for use in wet locations. Click here to see the complete Keystone 9.5 Watt PAR30 Narrow Short Neck Flood Dimmable Specification Sheet. These bulbs Energy Star qualified and have a rated life of 25,000 hours or a 3 Year limited warranty. Typical Applications Typical applications for these PAR lamps include track lighting, display lighting, flood and spot lighting, and some outdoor light fixtures with suitable protection from the elements. Keystone Technologies 10 Watt Essential Series LED General Purpose PAR30 Short Neck Narrow Flood Dimmable 800 Lumens 90 CRI 120V 2700K | 2700 | 92 | 800 | 84.2105 | 25000 | 9.5 | 1 | 9.61 | 9.61 | 11.2921 | 2020Q2 | https://www.greenelectricalsupply.com/10-watt-essential-series-led-general-purpose-par30-short-neck-narrow-flood-dimmable-800-lumens-90-cri-120v-2700k.aspx | Green Electrical Supply | 2020 | Yes
LED Lighting | Reflector | Manufacturer: Keystone Technologies | True |  | Reflector (Flood/Spot) | PAR30S | E26 (Medium) | Damp Location Rated,Wet Location Rated,Recessed Fixtures Home > LED Light Bulbs > LED PAR Bulbs > LED PAR30 Short Neck > Narrow Flood (25 Degree) > 3000K Warm White > 10 Watt Essential Series LED General Purpose PAR30 Short Neck Narrow Flood Dimmable 800 Lumens 90 CRI 120V 3000K Product Specifications - Quick Reference Lamp Wattage: Working Voltage: 9.5 Watts 120 Volt Dimensions: Dimmability: 3.15" Dia. x 2.48" MOL YES - Dimmable CRI: Delivered Lumens: 90 CRI 800 Lumens Replaces: Certifications: 50 Watt Halogen ENERGY STAR, UL, RoHS Light Color: 3000K Warm White Warranty: 3 Year Limited Ideal for energy and maintenance savings, Keystone’s LED PAR lights offer a 25,000 hour lifespan and 80% energy savings over halogen equivalents. A U-shaped reflector maximizes brightness while precision crafted, full face optics provide precise beam control. Keystone's Essential Series offers multiple types of LED PAR lights to meet a variety of application needs. Depending on the fixture type, either a short or a long neck LED PAR bulb will be a better fit. Choose between narrow or standard flood options based on the desired beam angle for the application. UL listed for damp and wet locations, and suitable for enclosed fixtures, Keystone's PAR LED Flood Bulbs are ideal for use in indoor or outdoor applications. There is a wide range of wattage and lumen outputs available, as well as both 80 and 90 CRI options for a majority of the line. This Keystone Technologies KT-LED9.5PAR30S-NF-930 Essential Series Dimmable LED PAR30 Light Bulb produces a color temperature of 3000K warm white, operates on your existing 120V circuit and consumes just 9.5 watts of energy. These LED PAR30 lamps 75 watt halogen equivalent retrofit lights generate 800 lumens and have a Color Rendering Index (CRI) of 90. This bulb has a 40 degree beam angle and is considered a flood. Narrow flood options are also available. These 120 volt LED light bulbs fit fixtures with an E26 medium base. These LED PAR30 bulbs are dimmable but are CEC Title 20 Compliant. For Non-Dimmable versions, or NOT CEC compliant versions, please refer to the related products below. Can't find what you are looking for or need a quote for a large job? Give our customer service a call at 248-276-9640. The bulb's dimensions are 3.15 inches in diameter by 2.48 inches in length. The lens conceals the LEDs from sight and evenly distributes the light and with a durable plastic housing that lowers the risk for breakage. These PAR bulbs have full face optics for precise beam angle control. They are rated for use in wet locations. Click here to see the complete Keystone 9.5 Watt PAR30 Narrow Short Neck Flood Dimmable Specification Sheet. These bulbs Energy Star qualified and have a rated life of 25,000 hours or a 3 Year limited warranty. Typical Applications Typical applications for these PAR lamps include track lighting, display lighting, flood and spot lighting, and some outdoor light fixtures with suitable protection from the elements. Keystone Technologies 10 Watt Essential Series LED General Purpose PAR30 Short Neck Narrow Flood Dimmable 800 Lumens 90 CRI 120V 3000K | 3000 | 91 | 800 | 84.2105 | 25000 | 9.5 | 1 | 9.61 | 9.61 | 11.2921 | 2020Q2 | https://www.greenelectricalsupply.com/10-watt-essential-series-led-general-purpose-par30-short-neck-narrow-flood-dimmable-800-lumens-90-cri-120v-3000k.aspx | Green Electrical Supply | 2020 | Yes
LED Lighting | Reflector | Manufacturer: Keystone Technologies | True |  | Reflector (Flood/Spot) | PAR30S | E26 (Medium) | Damp Location Rated,Wet Location Rated,Recessed Fixtures Home > LED Light Bulbs > LED PAR Bulbs > LED PAR30 Short Neck > Narrow Flood (25 Degree) > 4000K Cool White > 10 Watt Essential Series LED General Purpose PAR30 Short Neck Narrow Flood Dimmable 800 Lumens 90 CRI 120V 4000K Product Specifications - Quick Reference Lamp Wattage: Working Voltage: 9.5 Watts 120 Volt Dimensions: Dimmability: 3.15" Dia. x 2.48" MOL YES - Dimmable CRI: Delivered Lumens: 90 CRI 800 Lumens Replaces: Certifications: 50 Watt Halogen ENERGY STAR, UL, RoHS Light Color: 4000K Cool White Warranty: 3 Year Limited Ideal for energy and maintenance savings, Keystone’s LED PAR lights offer a 25,000 hour lifespan and 80% energy savings over halogen equivalents. A U-shaped reflector maximizes brightness while precision crafted, full face optics provide precise beam control. Keystone's Essential Series offers multiple types of LED PAR lights to meet a variety of application needs. Depending on the fixture type, either a short or a long neck LED PAR bulb will be a better fit. Choose between narrow or standard flood options based on the desired beam angle for the application. UL listed for damp and wet locations, and suitable for enclosed fixtures, Keystone's PAR LED Flood Bulbs are ideal for use in indoor or outdoor applications. There is a wide range of wattage and lumen outputs available, as well as both 80 and 90 CRI options for a majority of the line. This Keystone Technologies KT-LED9.5PAR30S-NF-940 Essential Series Dimmable LED PAR30 Light Bulb produces a color temperature of 4000K cool white, operates on your existing 120V circuit and consumes just 9.5 watts of energy. These LED PAR30 lamps 75 watt halogen equivalent retrofit lights generate 800 lumens and have a Color Rendering Index (CRI) of 90. This bulb has a 40 degree beam angle and is considered a flood. Narrow flood options are also available. These 120 volt LED light bulbs fit fixtures with an E26 medium base. These LED PAR30 bulbs are dimmable but are CEC Title 20 Compliant. For Non-Dimmable versions, or NOT CEC compliant versions, please refer to the related products below. Can't find what you are looking for or need a quote for a large job? Give our customer service a call at 248-276-9640. The bulb's dimensions are 3.15 inches in diameter by 2.48 inches in length. The lens conceals the LEDs from sight and evenly distributes the light and with a durable plastic housing that lowers the risk for breakage. These PAR bulbs have full face optics for precise beam angle control. They are rated for use in wet locations. Click here to see the complete Keystone 9.5 Watt PAR30 Narrow Short Neck Flood Dimmable Specification Sheet. These bulbs Energy Star qualified and have a rated life of 25,000 hours or a 3 Year limited warranty. Typical Applications Typical applications for these PAR lamps include track lighting, display lighting, flood and spot lighting, and some outdoor light fixtures with suitable protection from the elements. Keystone Technologies 10 Watt Essential Series LED General Purpose PAR30 Short Neck Narrow Flood Dimmable 800 Lumens 90 CRI 120V 4000K | 4000 | 92 | 850 | 89.4737 | 25000 | 9.5 | 1 | 9.61 | 9.61 | 11.2921 | 2020Q2 | https://www.greenelectricalsupply.com/10-watt-essential-series-led-general-purpose-par30-short-neck-narrow-flood-dimmable-800-lumens-90-cri-120v-4000k.aspx | Green Electrical Supply | 2020 | Yes
LED Lighting | Downlight | Manufacturer: TCP | True |  |  | LED Retrofit Kit | LED Retrofit Kit | Downlight Solid State Retrofit 6" Recessed Home > Energy Star Qualified Products > 5 Inch to 6 Inch 11 Watt 800 Lumen LED Recessed Downlight Retrofit 2700K - E26 Adapter Included Product Specifications - Quick Reference Lamp Wattage: Working Voltage: 11 Watts 120 Volt Dimensions: Rated Life: 7.25" W x 2.8" (MOL) 35,000 Hours (L70) Incandescent Equivalent: 75 Watts (800 Lumens) Dimmable: YES - 100% - 0.5% Light Color: CRI: 2700K 82 CRI Certifications: Warranty: ENERGY STAR, UL 5 Year Limited High Performance LED ( Light Emitting Diode ), dual rated for 5" or 6" Recessed Cans. These retrofits are a perfect choice for use in your existing 5" or 6" recessed can applications. LED lights produce very little heat, reach full brightness instantly and last 35,000 hours. Exceeding all industry standards and smooth, uniform dimming from 100% down to 0.5%, the TCP LED recessed retrofits are a superb, energy saving option for your existing 65BR30 bulbs. Click here to see the complete TCP 6" Recessed Retrofit Fixture Specification Sheet. This TCP LED11DR5627K (replacement for the TCP LED12DR5627K) 2700 Kelvin (K) warm white LED light operates on your existing 120V circuit and consumes just 11 watts. These LED retrofit lights generate 800 delivered lumens (or 72 Lumens Per Watt) and has a Color Rendering Index (CRI) of 82. The TCP LED11DR5627K 5"-6" LED retrofit bulb is fully dimmable and suitable for damp locations and they carry a 5 year limited warranty. Instant on at full brightness these 5" or 6" recessed can retrofit LED fixtures are rated for 35,000 hours (based on L70 standards). The stated 35,000 Hour life is based on functional light quality. After 30% lumen depreciation the functionality of the lamp is deemed to be at end-of life, even though the lamp is still at 70% of initial lumens (the L70 standard). The dimensions of the LED fixture are 7.25" wide by 2.8 inches MOL. The LED driver is self contained and the finish on the integral baffle and trim is White. These 120 volt LED light bulbs are IC-Rated for direct contact with insulation and fit most 5" or 6" recessed can fixtures with an E26 medium base. There is an adapter with every retrofit can where one end has a standard E26 medium base socket and the other end has a disconnect connector. With the electricity turned off at your circuit breaker, simply screw the E26 socket into your existing recessed can. Then connect the TCP LED retrofit at the disconnect point. Install the LED fixture like you would install your current trim. You have now converted your recessed can to LED. Dimming saves energy while setting the right light level to improve mood and ambiance. Screw-in compact fluorescent lamps (CFLs) and screw-in light emitting diode bulbs (LEDs) are a great energy-saving alternative to incandescent or halogen light sources; however, dimming them may be difficult. Lutrons new CL Dimmers for dimmable CFL and LED bulbs have HED Technology which helps alleviate your CFL and LED dimming challenges. Compared to standard dimmers, Lutrons new CL Dimmers keep the lights on as they are dimmed, make sure the lights turn on at all light levels, eliminate or reduce excessive flicker and keep the lights on even with line voltage fluctuations. Lutron CL dimmers are available in Maestro®, Diva®, Skylark Contour, Luméa®, Ariadni®/Toggler® and Credenza® product families. Click here to see all Lutron CL Dimmer Light Switches and Wall Plates. TCP 5 Inch to 6 Inch 11 Watt 800 Lumen LED Recessed Downlight Retrofit 2700K - E26 Adapter Included | 2700 | 83 | 850 | 89.4737 | 35000 | 9.5 | 1 | 12.55 | 12.55 | 14.7467 | 2020Q2 | https://www.greenelectricalsupply.com/11-watt-6-inch-led-downlight-retrofit-2700k.aspx | Green Electrical Supply | 2020 | Yes
LED Lighting | A-Type | PLT | True | Daylighting/Photocell, |  | A19 | Medium (E26) | Description Provide even, daylight white illumination that is perfect for detail-oriented tasks in your work space or craft area with these LED A19 bulbs. Packaged to replace multiple bulbs Offers smooth dimming Long-lasting lifespan 750 Lumens - 5000 Kelvin - Medium Base - 120 Volt - PLT-11380-10PK LED A19 - 9 Watt - 60 Watt Equal - Daylight White - 10 Pack | 5000 |  | 750 | 83.3333 |  | 9 | 5 | 7.45 | 1.49 | 1.7508 | 2020Q3 | https://www.1000bulbs.com/product/217612/PLT-11380-10PK.html | 1000bulbs.com | 2020 | Yes
LED Lighting | A-Type | Philips | False |  | A19/21 | E26 (Medium) | E26 (Medium) | Home / Light Bulbs / LED / Philips - 479989 - 18A21/LED/927/P/E26/ND A21 LED Lamp 18W A21 LED Lamp - Universal - 1500 Lumens - Warm White (2700K) - 90 CRI - 11000 Hours - E26 (Medium) - 120 to 130V - Frost Philips - 479989 - 18A21/LED/927/P/E26/ND | 2700 | 90 | 1500 | 83.3333 | 11000 | 18 | 1 | 9 | 9 | 10.5753 | 2020Q3 | https://shop.regencylighting.com/lamps/led/18a21-led-927-p-e26-nd-47998-9.html | Regency Lighting | 2020 | Yes
LED Lighting | A-Type | Philips | False |  | A19/21 | E26 (Medium) | E26 (Medium) | Home / Light Bulbs / LED / LED A-Line / Philips - 479989 - 18A21/LED/927/P/E26/ND A21 LED Lamp 18W A21 LED Lamp - Universal - 1500 Lumens - Warm White (2700K) - 90 CRI - 11000 Hours - E26 (Medium) - 120 to 130V - Frost Philips - 479989 - 18A21/LED/927/P/E26/ND | 2700 | 90 | 1500 | 83.3333 | 11000 | 18 | 1 | 9 | 9 | 10.5753 | 2020Q3 | https://shop.regencylighting.com/lamps/led/a-line/18a21-led-927-p-e26-nd-47998-9.html | Regency Lighting | 2020 | Yes
LED Lighting | A-Type | Philips Lighting | True |  | A21 (Arbitrary) |  | Medium Screw (E26), Medium Screw (E26), Medium Screw (E26) | Home Lamps, Bulbs, Ballasts Bulbs - LED LED - Traditional Lamps - A-Type LED Lamp, 18W, 120V, Bulb: A-Type (A21), Base: Medium Screw (E26), Lumens: 1600, CRI: 90, Color Temperature: 2700K-2200K Warm White, Non-Dimmable, Rated Average Life: 25,000 Hrs. *Philips Part # 47998-9* 100W Equivalent. *CALIFORNIA TITLE 20 COMPLIANT* Philips Lighting 18A21/LED/927/P/E26/ND T20 18W A21 LED Bulb | 2700 | 80 | 1500 | 83.3333 |  | 18 | 1 | 8.78 | 8.78 | 10.3168 | 2020Q3 | https://www.platt.com/platt-electric-supply/LED-Traditional-Lamps-A-Type/Philips-Lighting/18A21-LED-927-P-E26-ND-T20/product.aspx?zpid=1307017 | Platt | 2020 | Yes
LED Lighting | A-Type | Philips Lighting |  |  | A21 (Arbitrary) |  | Medium Screw (E26), Medium Screw (E26), Medium Screw (E26) | Home Lamps, Bulbs, Ballasts Bulbs - LED LED - Traditional Lamps - A-Type LED Lamp, 18W, 120V, Bulb: A-Type (A21), Base: Medium Screw (E26), Lumens: 1500, CRI: 90, Color Temperature: 5000K Bright White, Rated Average Life: 25,000 Hrs. *Philips Part # 47999-7* 100W Equivalent. *CALIFORNIA TITLE 20 COMPLIANT* Philips Lighting 18A21/LED/950/P/E26/ND T20 18W A21 LED Bulb | 5000 | 80 | 1500 | 83.3333 |  | 18 | 1 | 8.78 | 8.78 | 10.3168 | 2020Q3 | https://www.platt.com/platt-electric-supply/LED-Traditional-Lamps-A-Type/Philips-Lighting/18A21-LED-950-P-E26-ND-T20/product.aspx?zpid=1307019 | Platt | 2020 | Yes
LED Lighting | A-Type | Philips Lighting | True |  | A21 (Arbitrary) |  | E26 (Medium Screw) | HomeLamps, Bulbs, BallastsBulbs - LEDLED - TraditionalLamps - A-Type LED Lamp, 18W, 120V, Bulb: A-Type (A21), Base: Medium Screw (E26), Lumens: 1600, CRI: 90, Color Temperature: 2700K-2200K Warm White, Non-Dimmable, Rated Average Life: 25,000 Hrs. *Philips Part # 47998-9* 100W Equivalent. *CALIFORNIA TITLE 20 COMPLIANT* Philips Lighting 18A21/LED/927/P/E26/ND T20 18W A21 LED Bulb | 2700 | 80 | 1500 | 83.3333 |  | 18 | 1 | 8.78 | 8.78 | 10.3168 | 2020Q2 | https://www.platt.com/platt-electric-supply/LED-Traditional-Lamps-A-Type/Philips-Lighting/18A21-LED-927-P-E26-ND-T20/product.aspx?zpid=1307017 | Platt | 2020 | Yes
LED Lighting | A-Type | Philips Lighting |  |  | A21 (Arbitrary) |  | E26 (Medium Screw) | HomeLamps, Bulbs, BallastsBulbs - LEDLED - TraditionalLamps - A-Type LED Lamp, 18W, 120V, Bulb: A-Type (A21), Base: Medium Screw (E26), Lumens: 1500, CRI: 90, Color Temperature: 5000K Bright White, Rated Average Life: 25,000 Hrs. *Philips Part # 47999-7* 100W Equivalent. *CALIFORNIA TITLE 20 COMPLIANT* Philips Lighting 18A21/LED/950/P/E26/ND T20 18W A21 LED Bulb | 5000 | 80 | 1500 | 83.3333 |  | 18 | 1 | 8.78 | 8.78 | 10.3168 | 2020Q2 | https://www.platt.com/platt-electric-supply/LED-Traditional-Lamps-A-Type/Philips-Lighting/18A21-LED-950-P-E26-ND-T20/product.aspx?zpid=1307019 | Platt | 2020 | Yes
LED Lighting | A-Type | Philips | False |  | A19/21 | E26 (Medium) | E26 (Medium) | Home / Light Bulbs / LED / Philips - 479989 - 18A21/LED/927/P/E26/ND A21 LED Lamp 18W A21 LED Lamp - Universal - 1500 Lumens - Warm White (2700K) - 90 CRI - 11000 Hours - E26 (Medium) - 120 to 130V - Frost Philips - 479989 - 18A21/LED/927/P/E26/ND | 2700 | 90 | 1500 | 83.3333 | 11000 | 18 | 1 | 8.66 | 8.66 | 10.1758 | 2020Q2 | https://shop.regencylighting.com/lamps/led/18a21-led-927-p-e26-nd-47998-9.html | Regency Lighting | 2020 | Yes
LED Lighting | A-Type | Philips | False |  | A19/21 | E26 (Medium) | E26 (Medium) | Home / Light Bulbs / LED / LED A-Line / Philips - 479989 - 18A21/LED/927/P/E26/ND A21 LED Lamp 18W A21 LED Lamp - Universal - 1500 Lumens - Warm White (2700K) - 90 CRI - 11000 Hours - E26 (Medium) - 120 to 130V - Frost Philips - 479989 - 18A21/LED/927/P/E26/ND | 2700 | 90 | 1500 | 83.3333 | 11000 | 18 | 1 | 8.66 | 8.66 | 10.1758 | 2020Q2 | https://shop.regencylighting.com/lamps/led/a-line/18a21-led-927-p-e26-nd-47998-9.html | Regency Lighting | 2020 | Yes
LED Lighting | A-Type | Cree | True |  | General Purpose Replacement | A19 | E26 (Medium) | Damp Location Rated,Not for Use in Recessed Fixtures Damp Location Rated,Not for Use in Recessed Fixtures Home / Light Bulbs / LED / LED A-Line / Cree - A19-40W-27K-U1 Energy Star Qualified; Suitable for Damp Locations; Not for Use in Totally Enclosed Fixtures 5.5W A19 LED Lamp - Universal - 465 Lumens - Warm White (2700K) - 85 CRI - 25000 Hours - E26 (Medium) - 120 to 130V Cree - A19-40W-27K-U1 | 2700 | 82 | 465 | 83.0357 | 35000 | 5.6 | 1 | 6.97 | 6.97 | 8.19 | 2020Q3 | https://shop.regencylighting.com/lamps/led/a-line/a19-40w-27k-u1-cre.html | Regency Lighting | 2020 | Yes
LED Lighting | A-Type | Cree | True |  | General Purpose Replacement | A19 | E26 (Medium) | Damp Location Rated,Not for Use in Recessed Fixtures Damp Location Rated,Not for Use in Recessed Fixtures Home / Light Bulbs / LED / Cree - A19-40W-27K-U1 Energy Star Qualified; Suitable for Damp Locations; Not for Use in Totally Enclosed Fixtures 5.5W A19 LED Lamp - Universal - 465 Lumens - Warm White (2700K) - 85 CRI - 25000 Hours - E26 (Medium) - 120 to 130V Cree - A19-40W-27K-U1 | 2700 | 82 | 465 | 83.0357 | 35000 | 5.6 | 1 | 6.97 | 6.97 | 8.19 | 2020Q3 | https://shop.regencylighting.com/lamps/led/a19-40w-27k-u1-cre.html | Regency Lighting | 2020 | Yes
LED Lighting | A-Type | Cree LED Lighting | True |  | General Purpose Replacement | A19 | E26 (Medium) | Damp Location Rated,Not for Use in Recessed Fixtures Damp Location Rated,Not for Use in Recessed Fixtures Cree LED Lighting 5.5-Watt E26 Screw-in base LED lamp offers light output of 465 - 470 Lumens. This A19 arbitrary shape lamp with instant ballast, has voltage rating of 120-Volt AC at 60-Hz. It has color rendering index of 85. This lamp with 2700K color temperature rating radiates soft white light to the surrounding. It offers consistent and balanced omni-directional light distribution. This dimmable lamp features plastic globe that offers increased optical spread. It has a dimension of 4.4-Inch x 2.4-Inch. This lamp operates in the temperature range of -25 to 45 deg C. It is suitable for hospitality, restaurant, healthcare and residential applications. This lamp has average life of 35000 hours. Lamp is cULus listed, RoHS compliant, Energy Star qualified and meets ANSI, FCC Part 15, Subpart B, Class B standards. Cree LED Lighting A19-40W-27K-U1 Dimmable A19 LED Lamp E26 Base 465 - 470-Lumens 85 CRI 2700K Soft White 5.5-Watt | 2700 | 82 | 465 | 83.0357 | 35000 | 5.6 | 1 | 9.15 | 9.15 | 10.7516 | 2020Q3 | https://www.ew-ne.com/lighting-1600000000/cree-led-lighting-a19-40w-27k-u1-dimmable-a19-led-lamp-e26-base-465-470-lumens-85-cri-2700k-soft-white-5-5-watt-669547 | Electrical Wholesalers Inc | 2020 | Yes
LED Lighting | A-Type | Cree Lighting | True |  | General Purpose Replacement | A19 | E26 (Medium) | Damp Location Rated,Not for Use in Recessed Fixtures Damp Location Rated,Not for Use in Recessed Fixtures Home Lamps, Bulbs, Ballasts Bulbs - LED LED - Traditional Lamps - A-Type LED Lamp, A19, Input Power: 5.0-5.5 Watts (40 Watt equivalent), 2700K, 465-470 Lumens, Single Lamp Carton Cree Lighting A19-40W-27K-U1 LED Lamp, A19, 40W equivalent, 2700K | 2700 | 82 | 465 | 83.0357 | 35000 | 5.6 | 1 | 4.25 | 4.25 | 4.9939 | 2020Q3 | https://www.platt.com/platt-electric-supply/LED-Traditional-Lamps-A-Type/Cree-Lighting/A19-40W-27K-U1/product.aspx?zpid=438093 | Platt | 2020 | Yes
LED Lighting | A-Type | Cree LED Lighting | True |  | General Purpose Replacement | A19 | E26 (Medium) | Damp Location Rated,Not for Use in Recessed Fixtures Damp Location Rated,Not for Use in Recessed Fixtures Cree LED Lighting 5.5-Watt E26 Screw-in base LED lamp offers light output of 465 - 470 Lumens. This A19 arbitrary shape lamp with instant ballast, has voltage rating of 120-Volt AC at 60-Hz. It has color rendering index of 85. This lamp with 2700K color temperature rating radiates soft white light to the surrounding. It offers consistent and balanced omni-directional light distribution. This dimmable lamp features plastic globe that offers increased optical spread. It has a dimension of 4.4-Inch x 2.4-Inch. This lamp operates in the temperature range of -25 to 45 deg C. It is suitable for hospitality, restaurant, healthcare and residential applications. This lamp has average life of 35000 hours. Lamp is cULus listed, RoHS compliant, Energy Star qualified and meets ANSI, FCC Part 15, Subpart B, Class B standards. Cree LED Lighting A19-40W-27K-U1 Dimmable A19 LED Lamp E26 Base 465 - 470-Lumens 85 CRI 2700K Soft White 5.5-Watt | 2700 | 82 | 465 | 83.0357 | 35000 | 5.6 | 1 | 7.454 | 7.454 | 8.7587 | 2020Q3 | https://www.standardelectric.com/lighting-1600000000/cree-led-lighting-a19-40w-27k-u1-dimmable-a19-led-lamp-e26-base-465-470-lumens-85-cri-2700k-soft-white-5-5-watt-669547 | Standard Electric | 2020 | Yes
LED Lighting | A-Type | Cree | True |  | General Purpose Replacement | A19 | E26 (Medium) | Damp Location Rated,Not for Use in Recessed Fixtures Damp Location Rated,Not for Use in Recessed Fixtures Topbulb » LED Bulbs » LED Standard Shape » 40W Equal » Cree A19-40W-27K-U1 ¦ 5.5W LED - 40W Equal - 2700K This Cree A19-40W-27K-U1 is an LED A19 lamp that uses 5.5 watts equivalent to a 40 watt incandescent.Better light is beautiful light. The A19 Series is part of Cree's new and improved LED lamp family and features a remarkable combination of comfortable omnidirectional light, high color rendering, instant-on, and quiet dimming. Even better, the A19 lamp is incredibly efficient, lasts up to 6 times longer than other LED bulbs, and provides up to 88% energy savings compared to incandescent. LED Technology Notice Due to constantly evolving nature of LED technology, manufacturers will reserve the right to replace this product with next generation technology. We appreciate your understanding and acceptance of this policy. Utility/Government Incentives Documents Cree A19-40W-27K-U1 Spec Sheet Cree A19-40W-27K-U1 Sales Sheet Cree A19-40W-27K-U1 Dimmer Compatibility 35,000 Hour • Warm White Light Cree A19-40W-27K-U1 ¦ 5.5W LED - 40W Equal - 2700K | 2700 | 82 | 465 | 83.0357 | 35000 | 5.6 | 1 | 7.95 | 7.95 | 9.3416 | 2020Q3 | https://www.topbulb.com/cree-a19-40w-27k-u1-5-5w-a19-led-40w-equal-2700k | Top Bulb | 2020 | Yes
LED Lighting | A-Type | Cree | True |  | General Purpose Replacement | A19 | E26 (Medium) | Damp Location Rated,Not for Use in Recessed Fixtures Home / Light Bulbs / LED / LED A-Line / Cree - A19-40W-27K-U1 Energy Star Qualified; Suitable for Damp Locations; Not for Use in Totally Enclosed Fixtures 5.5W A19 LED Lamp - Universal - 465 Lumens - Warm White (2700K) - 85 CRI - 25000 Hours - E26 (Medium) - 120 to 130V Cree - A19-40W-27K-U1 | 2700 | 82 | 465 | 83.0357 | 35000 | 5.6 | 1 | 6.7 | 6.7 | 7.8728 | 2020Q2 | https://shop.regencylighting.com/lamps/led/a-line/a19-40w-27k-u1-cre.html | Regency Lighting | 2020 | Yes
LED Lighting | Reflector | Manufacturer: Keystone Technologies | True |  | Reflector (Flood/Spot) | PAR38 | E26 (Medium) | Damp Location Rated,Wet Location Rated,Recessed Fixtures Home > LED Light Bulbs > LED PAR Bulbs > LED PAR38 > Flood (40 Degree) > 2700K Warm White > 12 Watt Essential Series LED General Purpose PAR38 Flood Dimmable 1000 Lumens 90 CRI 120V 2700K Product Specifications - Quick Reference Lamp Wattage: Working Voltage: 11.5 Watts 120 Volt Dimensions: Dimmability: 3.15" Dia. x 2.48" MOL YES - Dimmable CRI: Delivered Lumens: 90 CRI 1000 Lumens Replaces: Certifications: 90 Watt Halogen ENERGY STAR, UL, RoHS Light Color: 2700K Warm White Warranty: 3 Year Limited Ideal for energy and maintenance savings, Keystone’s LED PAR lights offer a 25,000 hour lifespan and 80% energy savings over halogen equivalents. A U-shaped reflector maximizes brightness while precision crafted, full face optics provide precise beam control. Keystone's Essential Series offers multiple types of LED PAR lights to meet a variety of application needs. Depending on the fixture type, either a short or a long neck LED PAR bulb will be a better fit. Choose between narrow or standard flood options based on the desired beam angle for the application. UL listed for damp and wet locations, and suitable for enclosed fixtures, Keystone's PAR LED Flood Bulbs are ideal for use in indoor or outdoor applications. There is a wide range of wattage and lumen outputs available, as well as both 80 and 90 CRI options for a majority of the line. This Keystone Technologies KT-LED11.5PAR38-F-927 Essential Series Dimmable LED PAR38 Light Bulb produces a color temperature of 2700K warm white, operates on your existing 120V circuit and consumes just 11.5 watts of energy. These LED PAR38 lamps 90 watt halogen equivalent retrofit lights generate 1000 lumens and have a Color Rendering Index (CRI) of 90. This bulb has a 40 degree beam angle and is considered a flood. Narrow flood options are also available. These 120 volt LED light bulbs fit fixtures with an E26 medium base. These LED PAR38 bulbs are dimmable but are CEC Title 20 Compliant. For Non-Dimmable versions, or NOT CEC compliant versions, please refer to the related products below. Can't find what you are looking for or need a quote for a large job? Give our customer service a call at 248-276-9640. The bulb's dimensions are 3.15 inches in diameter by 2.48 inches in length. The lens conceals the LEDs from sight and evenly distributes the light and with a durable plastic housing that lowers the risk for breakage. These PAR bulbs have full face optics for precise beam angle control. They are rated for use in wet locations. Click here to see the complete Keystone 11.5 Watt PAR38 Flood General Purpose Dimmable Specification Sheet. These bulbs Energy Star qualified and have a rated life of 25,000 hours or a 3 Year limited warranty. Typical Applications Typical applications for these PAR lamps include track lighting, display lighting, flood and spot lighting, and some outdoor light fixtures with suitable protection from the elements. Keystone Technologies 12 Watt Essential Series LED General Purpose PAR38 Flood Dimmable 1000 Lumens 90 CRI 120V 2700K | 2700 | 92 | 1000 | 86.9565 | 25000 | 11.5 | 1 | 12.23 | 12.23 | 14.3707 | 2020Q2 | https://www.greenelectricalsupply.com/12-watt-essential-series-led-general-purpose-par38-flood-dimmable-1000-lumens-90-cri-120v-2700k.aspx | Green Electrical Supply | 2020 | Yes
LED Lighting | Reflector | Manufacturer: Keystone Technologies | True |  | Reflector (Flood/Spot) | PAR38 | E26 (Medium) | Damp Location Rated,Wet Location Rated,Recessed Fixtures Home > LED Light Bulbs > LED PAR Bulbs > LED PAR38 > Flood (40 Degree) > 3000K Warm White > 12 Watt Essential Series LED General Purpose PAR38 Flood Dimmable 1000 Lumens 90 CRI 120V 3000K Product Specifications - Quick Reference Lamp Wattage: Working Voltage: 11.5 Watts 120 Volt Dimensions: Dimmability: 3.15" Dia. x 2.48" MOL YES - Dimmable CRI: Delivered Lumens: 90 CRI 1000 Lumens Replaces: Certifications: 90 Watt Halogen ENERGY STAR, UL, RoHS Light Color: 3000K Warm White Warranty: 3 Year Limited Ideal for energy and maintenance savings, Keystone’s LED PAR lights offer a 25,000 hour lifespan and 80% energy savings over halogen equivalents. A U-shaped reflector maximizes brightness while precision crafted, full face optics provide precise beam control. Keystone's Essential Series offers multiple types of LED PAR lights to meet a variety of application needs. Depending on the fixture type, either a short or a long neck LED PAR bulb will be a better fit. Choose between narrow or standard flood options based on the desired beam angle for the application. UL listed for damp and wet locations, and suitable for enclosed fixtures, Keystone's PAR LED Flood Bulbs are ideal for use in indoor or outdoor applications. There is a wide range of wattage and lumen outputs available, as well as both 80 and 90 CRI options for a majority of the line. This Keystone Technologies KT-LED11.5PAR38-F-930 Essential Series Dimmable LED PAR38 Light Bulb produces a color temperature of 3000K warm white, operates on your existing 120V circuit and consumes just 11.5 watts of energy. These LED PAR38 lamps 90 watt halogen equivalent retrofit lights generate 1000 lumens and have a Color Rendering Index (CRI) of 90. This bulb has a 40 degree beam angle and is considered a flood. Narrow flood options are also available. These 120 volt LED light bulbs fit fixtures with an E26 medium base. These LED PAR38 bulbs are dimmable but are CEC Title 20 Compliant. For Non-Dimmable versions, or NOT CEC compliant versions, please refer to the related products below. Can't find what you are looking for or need a quote for a large job? Give our customer service a call at 248-276-9640. The bulb's dimensions are 3.15 inches in diameter by 2.48 inches in length. The lens conceals the LEDs from sight and evenly distributes the light and with a durable plastic housing that lowers the risk for breakage. These PAR bulbs have full face optics for precise beam angle control. They are rated for use in wet locations. Click here to see the complete Keystone 11.5 Watt PAR38 Flood General Purpose Dimmable Specification Sheet. These bulbs Energy Star qualified and have a rated life of 25,000 hours or a 3 Year limited warranty. Typical Applications Typical applications for these PAR lamps include track lighting, display lighting, flood and spot lighting, and some outdoor light fixtures with suitable protection from the elements. Keystone Technologies 12 Watt Essential Series LED General Purpose PAR38 Flood Dimmable 1000 Lumens 90 CRI 120V 3000K | 3000 | 91 | 1000 | 86.9565 | 25000 | 11.5 | 1 | 12.23 | 12.23 | 14.3707 | 2020Q2 | https://www.greenelectricalsupply.com/12-watt-essential-series-led-general-purpose-par38-flood-dimmable-1000-lumens-90-cri-120v-3000k.aspx | Green Electrical Supply | 2020 | Yes
LED Lighting | Reflector | Manufacturer: Keystone Technologies | True |  | Reflector (Flood/Spot) | PAR38 | E26 (Medium) | Damp Location Rated,Wet Location Rated,Recessed Fixtures Home > LED Light Bulbs > LED PAR Bulbs > LED PAR38 > Flood (40 Degree) > 4000K Cool White > 12 Watt Essential Series LED General Purpose PAR38 Flood Dimmable 1000 Lumens 90 CRI 120V 4000K Product Specifications - Quick Reference Lamp Wattage: Working Voltage: 11.5 Watts 120 Volt Dimensions: Dimmability: 3.15" Dia. x 2.48" MOL YES - Dimmable CRI: Delivered Lumens: 90 CRI 1000 Lumens Replaces: Certifications: 90 Watt Halogen ENERGY STAR, UL, RoHS Light Color: 4000K Cool White Warranty: 3 Year Limited Ideal for energy and maintenance savings, Keystone’s LED PAR lights offer a 25,000 hour lifespan and 80% energy savings over halogen equivalents. A U-shaped reflector maximizes brightness while precision crafted, full face optics provide precise beam control. Keystone's Essential Series offers multiple types of LED PAR lights to meet a variety of application needs. Depending on the fixture type, either a short or a long neck LED PAR bulb will be a better fit. Choose between narrow or standard flood options based on the desired beam angle for the application. UL listed for damp and wet locations, and suitable for enclosed fixtures, Keystone's PAR LED Flood Bulbs are ideal for use in indoor or outdoor applications. There is a wide range of wattage and lumen outputs available, as well as both 80 and 90 CRI options for a majority of the line. This Keystone Technologies KT-LED11.5PAR38-F-940 Essential Series Dimmable LED PAR38 Light Bulb produces a color temperature of 4000K cool white, operates on your existing 120V circuit and consumes just 11.5 watts of energy. These LED PAR38 lamps 90 watt halogen equivalent retrofit lights generate 1000 lumens and have a Color Rendering Index (CRI) of 90. This bulb has a 40 degree beam angle and is considered a flood. Narrow flood options are also available. These 120 volt LED light bulbs fit fixtures with an E26 medium base. These LED PAR38 bulbs are dimmable but are CEC Title 20 Compliant. For Non-Dimmable versions, or NOT CEC compliant versions, please refer to the related products below. Can't find what you are looking for or need a quote for a large job? Give our customer service a call at 248-276-9640. The bulb's dimensions are 3.15 inches in diameter by 2.48 inches in length. The lens conceals the LEDs from sight and evenly distributes the light and with a durable plastic housing that lowers the risk for breakage. These PAR bulbs have full face optics for precise beam angle control. They are rated for use in wet locations. Click here to see the complete Keystone 11.5 Watt PAR38 Flood General Purpose Dimmable Specification Sheet. These bulbs Energy Star qualified and have a rated life of 25,000 hours or a 3 Year limited warranty. Typical Applications Typical applications for these PAR lamps include track lighting, display lighting, flood and spot lighting, and some outdoor light fixtures with suitable protection from the elements. Keystone Technologies 12 Watt Essential Series LED General Purpose PAR38 Flood Dimmable 1000 Lumens 90 CRI 120V 4000K | 4000 | 92 | 1050 | 91.3043 | 25000 | 11.5 | 1 | 12.23 | 12.23 | 14.3707 | 2020Q2 | https://www.greenelectricalsupply.com/12-watt-essential-series-led-general-purpose-par38-flood-dimmable-1000-lumens-90-cri-120v-4000k.aspx | Green Electrical Supply | 2020 | Yes
LED Lighting | Reflector | Manufacturer: Keystone Technologies | True | Daylighting/Photocell, | Reflector (Flood/Spot) | PAR38 | E26 (Medium) | Damp Location Rated,Wet Location Rated,Recessed Fixtures Home > LED Light Bulbs > LED PAR Bulbs > LED PAR38 > Flood (40 Degree) > 5000K Daylight > 12 Watt Essential Series LED General Purpose PAR38 Flood Dimmable 1000 Lumens 90 CRI 120V 5000K Product Specifications - Quick Reference Lamp Wattage: Working Voltage: 11.5 Watts 120 Volt Dimensions: Dimmability: 3.15" Dia. x 2.48" MOL YES - Dimmable CRI: Delivered Lumens: 90 CRI 1000 Lumens Replaces: Certifications: 90 Watt Halogen ENERGY STAR, UL, RoHS Light Color: 5000K Daylight Warranty: 3 Year Limited Ideal for energy and maintenance savings, Keystone’s LED PAR lights offer a 25,000 hour lifespan and 80% energy savings over halogen equivalents. A U-shaped reflector maximizes brightness while precision crafted, full face optics provide precise beam control. Keystone's Essential Series offers multiple types of LED PAR lights to meet a variety of application needs. Depending on the fixture type, either a short or a long neck LED PAR bulb will be a better fit. Choose between narrow or standard flood options based on the desired beam angle for the application. UL listed for damp and wet locations, and suitable for enclosed fixtures, Keystone's PAR LED Flood Bulbs are ideal for use in indoor or outdoor applications. There is a wide range of wattage and lumen outputs available, as well as both 80 and 90 CRI options for a majority of the line. This Keystone Technologies KT-LED11.5PAR38-F-950 Essential Series Dimmable LED PAR38 Light Bulb produces a color temperature of 5000K daylight, operates on your existing 120V circuit and consumes just 11.5 watts of energy. These LED PAR38 lamps 90 watt halogen equivalent retrofit lights generate 1000 lumens and have a Color Rendering Index (CRI) of 90. This bulb has a 40 degree beam angle and is considered a flood. Narrow flood options are also available. These 120 volt LED light bulbs fit fixtures with an E26 medium base. These LED PAR38 bulbs are dimmable but are CEC Title 20 Compliant. For Non-Dimmable versions, or NOT CEC compliant versions, please refer to the related products below. Can't find what you are looking for or need a quote for a large job? Give our customer service a call at 248-276-9640. The bulb's dimensions are 3.15 inches in diameter by 2.48 inches in length. The lens conceals the LEDs from sight and evenly distributes the light and with a durable plastic housing that lowers the risk for breakage. These PAR bulbs have full face optics for precise beam angle control. They are rated for use in wet locations. Click here to see the complete Keystone 11.5 Watt PAR38 Flood General Purpose Dimmable Specification Sheet. These bulbs Energy Star qualified and have a rated life of 25,000 hours or a 3 Year limited warranty. Typical Applications Typical applications for these PAR lamps include track lighting, display lighting, flood and spot lighting, and some outdoor light fixtures with suitable protection from the elements. Keystone Technologies 12 Watt Essential Series LED General Purpose PAR38 Flood Dimmable 1000 Lumens 90 CRI 120V 5000K | 5000 | 92 | 1050 | 91.3043 | 25000 | 11.5 | 1 | 12.23 | 12.23 | 14.3707 | 2020Q2 | https://www.greenelectricalsupply.com/12-watt-essential-series-led-general-purpose-par38-flood-dimmable-1000-lumens-90-cri-120v-5000k.aspx | Green Electrical Supply | 2020 | Yes
LED Lighting | Reflector | Manufacturer: Keystone Technologies | True |  | Reflector (Flood/Spot) | PAR38 | E26 (Medium) | Damp Location Rated,Wet Location Rated,Recessed Fixtures Home > LED Light Bulbs > LED PAR Bulbs > LED PAR38 > Narrow Flood (25 Degree) > 2700K Warm White > 12 Watt Essential Series LED General Purpose PAR38 Narrow Flood Dimmable 1000 Lumens 90 CRI 120V 2700K Product Specifications - Quick Reference Lamp Wattage: Working Voltage: 11.5 Watts 120 Volt Dimensions: Dimmability: 3.15" Dia. x 2.48" MOL YES - Dimmable CRI: Delivered Lumens: 90 CRI 1000 Lumens Replaces: Certifications: 90 Watt Halogen ENERGY STAR, UL, RoHS Light Color: 2700K Warm White Warranty: 3 Year Limited Ideal for energy and maintenance savings, Keystone’s LED PAR lights offer a 25,000 hour lifespan and 80% energy savings over halogen equivalents. A U-shaped reflector maximizes brightness while precision crafted, full face optics provide precise beam control. Keystone's Essential Series offers multiple types of LED PAR lights to meet a variety of application needs. Depending on the fixture type, either a short or a long neck LED PAR bulb will be a better fit. Choose between narrow or standard flood options based on the desired beam angle for the application. UL listed for damp and wet locations, and suitable for enclosed fixtures, Keystone's PAR LED Flood Bulbs are ideal for use in indoor or outdoor applications. There is a wide range of wattage and lumen outputs available, as well as both 80 and 90 CRI options for a majority of the line. This Keystone Technologies KT-LED11.5PAR38-NF-927 Essential Series Dimmable LED PAR38 Light Bulb produces a color temperature of 2700K warm white, operates on your existing 120V circuit and consumes just 11.5 watts of energy. These LED PAR38 lamps 90 watt halogen equivalent retrofit lights generate 1000 lumens and have a Color Rendering Index (CRI) of 90. This bulb has a 40 degree beam angle and is considered a flood. Narrow flood options are also available. These 120 volt LED light bulbs fit fixtures with an E26 medium base. These LED PAR38 bulbs are dimmable but are CEC Title 20 Compliant. For Non-Dimmable versions, or NOT CEC compliant versions, please refer to the related products below. Can't find what you are looking for or need a quote for a large job? Give our customer service a call at 248-276-9640. The bulb's dimensions are 3.15 inches in diameter by 2.48 inches in length. The lens conceals the LEDs from sight and evenly distributes the light and with a durable plastic housing that lowers the risk for breakage. These PAR bulbs have full face optics for precise beam angle control. They are rated for use in wet locations. Click here to see the complete Keystone 11.5 Watt PAR38 Narrow Flood General Purpose Dimmable Specification Sheet. These bulbs Energy Star qualified and have a rated life of 25,000 hours or a 3 Year limited warranty. Typical Applications Typical applications for these PAR lamps include track lighting, display lighting, flood and spot lighting, and some outdoor light fixtures with suitable protection from the elements. Keystone Technologies 12 Watt Essential Series LED General Purpose PAR38 Narrow Flood Dimmable 1000 Lumens 90 CRI 120V 2700K | 2700 | 92 | 1000 | 86.9565 | 25000 | 11.5 | 1 | 12.23 | 12.23 | 14.3707 | 2020Q2 | https://www.greenelectricalsupply.com/12-watt-essential-series-led-general-purpose-par38-narrow-flood-dimmable-1000-lumens-90-cri-120v-2700k.aspx | Green Electrical Supply | 2020 | Yes
LED Lighting | Reflector | Manufacturer: Keystone Technologies | True |  | Reflector (Flood/Spot) | PAR38 | E26 (Medium) | Damp Location Rated,Wet Location Rated,Recessed Fixtures Home > LED Light Bulbs > LED PAR Bulbs > LED PAR38 > Narrow Flood (25 Degree) > 3000K Warm White > 12 Watt Essential Series LED General Purpose PAR38 Narrow Flood Dimmable 1000 Lumens 90 CRI 120V 3000K Product Specifications - Quick Reference Lamp Wattage: Working Voltage: 11.5 Watts 120 Volt Dimensions: Dimmability: 3.15" Dia. x 2.48" MOL YES - Dimmable CRI: Delivered Lumens: 90 CRI 1000 Lumens Replaces: Certifications: 90 Watt Halogen ENERGY STAR, UL, RoHS Light Color: 3000K Warm White Warranty: 3 Year Limited Ideal for energy and maintenance savings, Keystone’s LED PAR lights offer a 25,000 hour lifespan and 80% energy savings over halogen equivalents. A U-shaped reflector maximizes brightness while precision crafted, full face optics provide precise beam control. Keystone's Essential Series offers multiple types of LED PAR lights to meet a variety of application needs. Depending on the fixture type, either a short or a long neck LED PAR bulb will be a better fit. Choose between narrow or standard flood options based on the desired beam angle for the application. UL listed for damp and wet locations, and suitable for enclosed fixtures, Keystone's PAR LED Flood Bulbs are ideal for use in indoor or outdoor applications. There is a wide range of wattage and lumen outputs available, as well as both 80 and 90 CRI options for a majority of the line. This Keystone Technologies KT-LED11.5PAR38-NF-930 Essential Series Dimmable LED PAR38 Light Bulb produces a color temperature of 3000K warm white, operates on your existing 120V circuit and consumes just 11.5 watts of energy. These LED PAR38 lamps 90 watt halogen equivalent retrofit lights generate 1000 lumens and have a Color Rendering Index (CRI) of 90. This bulb has a 40 degree beam angle and is considered a flood. Narrow flood options are also available. These 120 volt LED light bulbs fit fixtures with an E26 medium base. These LED PAR38 bulbs are dimmable but are CEC Title 20 Compliant. For Non-Dimmable versions, or NOT CEC compliant versions, please refer to the related products below. Can't find what you are looking for or need a quote for a large job? Give our customer service a call at 248-276-9640. The bulb's dimensions are 3.15 inches in diameter by 2.48 inches in length. The lens conceals the LEDs from sight and evenly distributes the light and with a durable plastic housing that lowers the risk for breakage. These PAR bulbs have full face optics for precise beam angle control. They are rated for use in wet locations. Click here to see the complete Keystone 11.5 Watt PAR38 Narrow Flood General Purpose Dimmable Specification Sheet. These bulbs Energy Star qualified and have a rated life of 25,000 hours or a 3 Year limited warranty. Typical Applications Typical applications for these PAR lamps include track lighting, display lighting, flood and spot lighting, and some outdoor light fixtures with suitable protection from the elements. Keystone Technologies 12 Watt Essential Series LED General Purpose PAR38 Narrow Flood Dimmable 1000 Lumens 90 CRI 120V 3000K | 3000 | 91 | 1000 | 86.9565 | 25000 | 11.5 | 1 | 12.23 | 12.23 | 14.3707 | 2020Q2 | https://www.greenelectricalsupply.com/12-watt-essential-series-led-general-purpose-par38-narrow-flood-dimmable-1000-lumens-90-cri-120v-3000k.aspx | Green Electrical Supply | 2020 | Yes
LED Lighting | Reflector | Manufacturer: Keystone Technologies | True |  | Reflector (Flood/Spot) | PAR38 | E26 (Medium) | Damp Location Rated,Wet Location Rated,Recessed Fixtures Home > LED Light Bulbs > LED PAR Bulbs > LED PAR38 > Narrow Flood (25 Degree) > 4000K Cool White > 12 Watt Essential Series LED General Purpose PAR38 Narrow Flood Dimmable 1000 Lumens 90 CRI 120V 4000K Product Specifications - Quick Reference Lamp Wattage: Working Voltage: 11.5 Watts 120 Volt Dimensions: Dimmability: 3.15" Dia. x 2.48" MOL YES - Dimmable CRI: Delivered Lumens: 90 CRI 1000 Lumens Replaces: Certifications: 90 Watt Halogen ENERGY STAR, UL, RoHS Light Color: 4000K Cool White Warranty: 3 Year Limited Ideal for energy and maintenance savings, Keystone’s LED PAR lights offer a 25,000 hour lifespan and 80% energy savings over halogen equivalents. A U-shaped reflector maximizes brightness while precision crafted, full face optics provide precise beam control. Keystone's Essential Series offers multiple types of LED PAR lights to meet a variety of application needs. Depending on the fixture type, either a short or a long neck LED PAR bulb will be a better fit. Choose between narrow or standard flood options based on the desired beam angle for the application. UL listed for damp and wet locations, and suitable for enclosed fixtures, Keystone's PAR LED Flood Bulbs are ideal for use in indoor or outdoor applications. There is a wide range of wattage and lumen outputs available, as well as both 80 and 90 CRI options for a majority of the line. This Keystone Technologies KT-LED11.5PAR38-NF-940 Essential Series Dimmable LED PAR38 Light Bulb produces a color temperature of 4000K cool white, operates on your existing 120V circuit and consumes just 11.5 watts of energy. These LED PAR38 lamps 90 watt halogen equivalent retrofit lights generate 1000 lumens and have a Color Rendering Index (CRI) of 90. This bulb has a 40 degree beam angle and is considered a flood. Narrow flood options are also available. These 120 volt LED light bulbs fit fixtures with an E26 medium base. These LED PAR38 bulbs are dimmable but are CEC Title 20 Compliant. For Non-Dimmable versions, or NOT CEC compliant versions, please refer to the related products below. Can't find what you are looking for or need a quote for a large job? Give our customer service a call at 248-276-9640. The bulb's dimensions are 3.15 inches in diameter by 2.48 inches in length. The lens conceals the LEDs from sight and evenly distributes the light and with a durable plastic housing that lowers the risk for breakage. These PAR bulbs have full face optics for precise beam angle control. They are rated for use in wet locations. Click here to see the complete Keystone 11.5 Watt PAR38 Narrow Flood General Purpose Dimmable Specification Sheet. These bulbs Energy Star qualified and have a rated life of 25,000 hours or a 3 Year limited warranty. Typical Applications Typical applications for these PAR lamps include track lighting, display lighting, flood and spot lighting, and some outdoor light fixtures with suitable protection from the elements. Keystone Technologies 12 Watt Essential Series LED General Purpose PAR38 Narrow Flood Dimmable 1000 Lumens 90 CRI 120V 4000K | 4000 | 92 | 1050 | 91.3043 | 25000 | 11.5 | 1 | 12.23 | 12.23 | 14.3707 | 2020Q2 | https://www.greenelectricalsupply.com/12-watt-essential-series-led-general-purpose-par38-narrow-flood-dimmable-1000-lumens-90-cri-120v-4000k.aspx | Green Electrical Supply | 2020 | Yes
LED Lighting | Reflector | Manufacturer: Keystone Technologies | True | Daylighting/Photocell, | Reflector (Flood/Spot) | PAR38 | E26 (Medium) | Damp Location Rated,Wet Location Rated,Recessed Fixtures Home > LED Light Bulbs > LED PAR Bulbs > LED PAR38 > Narrow Flood (25 Degree) > 5000K Daylight > 12 Watt Essential Series LED General Purpose PAR38 Narrow Flood Dimmable 1000 Lumens 90 CRI 120V 5000K Product Specifications - Quick Reference Lamp Wattage: Working Voltage: 11.5 Watts 120 Volt Dimensions: Dimmability: 3.15" Dia. x 2.48" MOL YES - Dimmable CRI: Delivered Lumens: 90 CRI 1000 Lumens Replaces: Certifications: 90 Watt Halogen ENERGY STAR, UL, RoHS Light Color: 5000K Daylight Warranty: 3 Year Limited Ideal for energy and maintenance savings, Keystone’s LED PAR lights offer a 25,000 hour lifespan and 80% energy savings over halogen equivalents. A U-shaped reflector maximizes brightness while precision crafted, full face optics provide precise beam control. Keystone's Essential Series offers multiple types of LED PAR lights to meet a variety of application needs. Depending on the fixture type, either a short or a long neck LED PAR bulb will be a better fit. Choose between narrow or standard flood options based on the desired beam angle for the application. UL listed for damp and wet locations, and suitable for enclosed fixtures, Keystone's PAR LED Flood Bulbs are ideal for use in indoor or outdoor applications. There is a wide range of wattage and lumen outputs available, as well as both 80 and 90 CRI options for a majority of the line. This Keystone Technologies KT-LED11.5PAR38-NF-950 Essential Series Dimmable LED PAR38 Light Bulb produces a color temperature of 5000K daylight, operates on your existing 120V circuit and consumes just 11.5 watts of energy. These LED PAR38 lamps 90 watt halogen equivalent retrofit lights generate 1000 lumens and have a Color Rendering Index (CRI) of 90. This bulb has a 40 degree beam angle and is considered a flood. Narrow flood options are also available. These 120 volt LED light bulbs fit fixtures with an E26 medium base. These LED PAR38 bulbs are dimmable but are CEC Title 20 Compliant. For Non-Dimmable versions, or NOT CEC compliant versions, please refer to the related products below. Can't find what you are looking for or need a quote for a large job? Give our customer service a call at 248-276-9640. The bulb's dimensions are 3.15 inches in diameter by 2.48 inches in length. The lens conceals the LEDs from sight and evenly distributes the light and with a durable plastic housing that lowers the risk for breakage. These PAR bulbs have full face optics for precise beam angle control. They are rated for use in wet locations. Click here to see the complete Keystone 11.5 Watt PAR38 Narrow Flood General Purpose Dimmable Specification Sheet. These bulbs Energy Star qualified and have a rated life of 25,000 hours or a 3 Year limited warranty. Typical Applications Typical applications for these PAR lamps include track lighting, display lighting, flood and spot lighting, and some outdoor light fixtures with suitable protection from the elements. Keystone Technologies 12 Watt Essential Series LED General Purpose PAR38 Narrow Flood Dimmable 1000 Lumens 90 CRI 120V 5000K | 5000 | 92 | 1050 | 91.3043 | 25000 | 11.5 | 1 | 12.23 | 12.23 | 14.3707 | 2020Q2 | https://www.greenelectricalsupply.com/12-watt-essential-series-led-general-purpose-par38-narrow-flood-dimmable-1000-lumens-90-cri-120v-5000k.aspx | Green Electrical Supply | 2020 | Yes
LED Lighting | Reflector | Manufacturer: Keystone Technologies | True |  | Reflector (Flood/Spot) | BR40 | E26 (Medium) | Damp Location Rated,Recessed Fixtures Home > LED Light Bulbs > LED Reflector Bulbs > LED BR40 > 2700K Warm White > 12 Watt Essential Series LED Reflector BR40 Light Bulb Dimmable 940 Lumens 80 CRI 120V 2700K Product Specifications - Quick Reference Lamp Wattage: Working Voltage: 11.5 Watts 120 Volt Dimensions: Dimmability: 4.92" Dia. x 6.22" MOL YES - Dimmable CRI: Delivered Lumens: 80 CRI 940 Lumens Replaces: Certifications: 75 Watt Halogen ENERGY STAR, UL, RoHS Light Color: 2700K Warm White Warranty: 2 Year Limited Keystone Technologies flood reflector LED bulbs are ideal for replacing halogen equivalents, offering a longer lifespan of 15,000 hours and up to 80% energy savings. Keystone’s Reflector LED Flood Bulbs feature a long neck and wide beam angle, producing soft-edged, directional lighting with minimal shadowing. With smooth, uniform dimming, the Essential Series LED reflectors are a great choice for use with indoor recessed downlights and other indoor applications. This Keystone Technologies KT-LED11.5BR40-827 Essential Series Dimmable LED BR40 Light Bulb produces a color temperature of 2700K warm white, operates on your existing 120V circuit and consumes just 11.5 watts of energy. These LED BR40 lamps 75 watt halogen equivalent retrofit lights generate 940 lumens and have a Color Rendering Index (CRI) of 80. They are energy efficient and have 80% energy savings over legacy equivalents, as well as a lower heat generation. This bulb has a 120 degree beam angle with a smooth diffused lens for a comfortable glare free performance. These 120 volt LED light bulbs fit fixtures with an E26 medium base. These LED BR40 bulbs are dimmable but are NOT CEC Title 20 Compliant. For CEC compliant versions, please refer to the related products below. Can't find what you are looking for or need a quote for a large job? Give our customer service a call at 248-276-9640. The bulb's dimensions are 4.92 inches in diameter by 6.22 inches in length. The lens conceals the LEDs from sight and evenly distributes the light and with a durable plastic housing that lowers the risk for breakage. These reflector bulbs have a long life that minimizes replacement and maintenance costs. The operating temperature range is -4 degrees F to 95 degrees F. Click here to see the complete Keystone 11.5 Watt BR40 General Purpose Dimmable Specification Sheet. These bulbs Energy Star qualified and have a rated life of 15,000 hours or a 2 Year limited warranty. Typical Applications Typical applications for these reflector lamps include track lighting, recessed downlights, pendant lighting, and surface mount ceiling fixtures. They are rated for use in enclosed fixtures. Keystone Technologies 12 Watt Essential Series LED Reflector BR40 Light Bulb Dimmable 940 Lumens 80 CRI 120V 2700K | 2700 | 81 | 940 | 81.7391 | 15000 | 11.5 | 1 | 5.61 | 5.61 | 6.592 | 2020Q2 | https://www.greenelectricalsupply.com/12-watt-essential-series-led-reflector-br40-bulb-dimmable-80-cri-2700k.aspx | Green Electrical Supply | 2020 | Yes
LED Lighting | Reflector | Manufacturer: Keystone Technologies | True |  | Reflector (Flood/Spot) | BR40 | E26 (Medium) | Damp Location Rated,Recessed Fixtures Home > LED Light Bulbs > LED Reflector Bulbs > LED BR40 > 3000K Warm White > 12 Watt Essential Series LED Reflector BR40 Light Bulb Dimmable 940 Lumens 80 CRI 120V 3000K Product Specifications - Quick Reference Lamp Wattage: Working Voltage: 11.5 Watts 120 Volt Dimensions: Dimmability: 4.92" Dia. x 6.22" MOL YES - Dimmable CRI: Delivered Lumens: 80 CRI 940 Lumens Replaces: Certifications: 75 Watt Halogen ENERGY STAR, UL, RoHS Light Color: 3000K Warm White Warranty: 2 Year Limited Keystone Technologies flood reflector LED bulbs are ideal for replacing halogen equivalents, offering a longer lifespan of 15,000 hours and up to 80% energy savings. Keystone’s Reflector LED Flood Bulbs feature a long neck and wide beam angle, producing soft-edged, directional lighting with minimal shadowing. With smooth, uniform dimming, the Essential Series LED reflectors are a great choice for use with indoor recessed downlights and other indoor applications. This Keystone Technologies KT-LED11.5BR40-830 Essential Series Dimmable LED BR40 Light Bulb produces a color temperature of 3000K warm white, operates on your existing 120V circuit and consumes just 11.5 watts of energy. These LED BR40 lamps 75 watt halogen equivalent retrofit lights generate 940 lumens and have a Color Rendering Index (CRI) of 80. They are energy efficient and have 80% energy savings over legacy equivalents, as well as a lower heat generation. This bulb has a 120 degree beam angle with a smooth diffused lens for a comfortable glare free performance. These 120 volt LED light bulbs fit fixtures with an E26 medium base. These LED BR40 bulbs are dimmable but are NOT CEC Title 20 Compliant. For CEC compliant versions, please refer to the related products below. Can't find what you are looking for or need a quote for a large job? Give our customer service a call at 248-276-9640. The bulb's dimensions are 4.92 inches in diameter by 6.22 inches in length. The lens conceals the LEDs from sight and evenly distributes the light and with a durable plastic housing that lowers the risk for breakage. These reflector bulbs have a long life that minimizes replacement and maintenance costs. The operating temperature range is -4 degrees F to 95 degrees F. Click here to see the complete Keystone 11.5 Watt BR40 General Purpose Dimmable Specification Sheet. These bulbs Energy Star qualified and have a rated life of 15,000 hours or a 2 Year limited warranty. Typical Applications Typical applications for these reflector lamps include track lighting, recessed downlights, pendant lighting, and surface mount ceiling fixtures. They are rated for use in enclosed fixtures. Keystone Technologies 12 Watt Essential Series LED Reflector BR40 Light Bulb Dimmable 940 Lumens 80 CRI 120V 3000K | 3000 | 86 | 940 | 81.7391 | 15000 | 11.5 | 1 | 5.61 | 5.61 | 6.592 | 2020Q2 | https://www.greenelectricalsupply.com/12-watt-essential-series-led-reflector-br40-bulb-dimmable-80-cri-3000k.aspx | Green Electrical Supply | 2020 | Yes
LED Lighting | Reflector | Manufacturer: Keystone Technologies | True |  | Reflector (Flood/Spot) | BR40 | E26 (Medium) | Damp Location Rated,Recessed Fixtures Home > LED Light Bulbs > LED Reflector Bulbs > LED BR40 > 4000K Cool White > 12 Watt Essential Series LED Reflector BR40 Light Bulb Dimmable 940 Lumens 80 CRI 120V 4000K Product Specifications - Quick Reference Lamp Wattage: Working Voltage: 11.5 Watts 120 Volt Dimensions: Dimmability: 4.92" Dia. x 6.22" MOL YES - Dimmable CRI: Delivered Lumens: 80 CRI 940 Lumens Replaces: Certifications: 75 Watt Halogen ENERGY STAR, UL, RoHS Light Color: 4000K Cool White Warranty: 2 Year Limited Keystone Technologies flood reflector LED bulbs are ideal for replacing halogen equivalents, offering a longer lifespan of 15,000 hours and up to 80% energy savings. Keystone’s Reflector LED Flood Bulbs feature a long neck and wide beam angle, producing soft-edged, directional lighting with minimal shadowing. With smooth, uniform dimming, the Essential Series LED reflectors are a great choice for use with indoor recessed downlights and other indoor applications. This Keystone Technologies KT-LED11.5BR40-840 Essential Series Dimmable LED BR40 Light Bulb produces a color temperature of 4000K cool white, operates on your existing 120V circuit and consumes just 11.5 watts of energy. These LED BR40 lamps 75 watt halogen equivalent retrofit lights generate 940 lumens and have a Color Rendering Index (CRI) of 80. They are energy efficient and have 80% energy savings over legacy equivalents, as well as a lower heat generation. This bulb has a 120 degree beam angle with a smooth diffused lens for a comfortable glare free performance. These 120 volt LED light bulbs fit fixtures with an E26 medium base. These LED BR40 bulbs are dimmable but are NOT CEC Title 20 Compliant. For CEC compliant versions, please refer to the related products below. Can't find what you are looking for or need a quote for a large job? Give our customer service a call at 248-276-9640. The bulb's dimensions are 4.92 inches in diameter by 6.22 inches in length. The lens conceals the LEDs from sight and evenly distributes the light and with a durable plastic housing that lowers the risk for breakage. These reflector bulbs have a long life that minimizes replacement and maintenance costs. The operating temperature range is -4 degrees F to 95 degrees F. Click here to see the complete Keystone 11.5 Watt BR40 General Purpose Dimmable Specification Sheet. These bulbs Energy Star qualified and have a rated life of 15,000 hours or a 2 Year limited warranty. Typical Applications Typical applications for these reflector lamps include track lighting, recessed downlights, pendant lighting, and surface mount ceiling fixtures. They are rated for use in enclosed fixtures. Keystone Technologies 12 Watt Essential Series LED Reflector BR40 Light Bulb Dimmable 940 Lumens 80 CRI 120V 4000K | 4000 | 85 | 990 | 86.087 | 15000 | 11.5 | 1 | 5.61 | 5.61 | 6.592 | 2020Q2 | https://www.greenelectricalsupply.com/12-watt-essential-series-led-reflector-br40-bulb-dimmable-80-cri-4000k.aspx | Green Electrical Supply | 2020 | Yes
LED Lighting | Reflector | Manufacturer: Keystone Technologies | True | Daylighting/Photocell, | Reflector (Flood/Spot) | BR40 | E26 (Medium) | Damp Location Rated,Recessed Fixtures Home > LED Light Bulbs > LED Reflector Bulbs > LED BR40 > 5000K Daylight > 12 Watt Essential Series LED Reflector BR40 Light Bulb Dimmable 940 Lumens 80 CRI 120V 5000K Product Specifications - Quick Reference Lamp Wattage: Working Voltage: 11.5 Watts 120 Volt Dimensions: Dimmability: 4.92" Dia. x 6.22" MOL YES - Dimmable CRI: Delivered Lumens: 80 CRI 940 Lumens Replaces: Certifications: 75 Watt Halogen ENERGY STAR, UL, RoHS Light Color: 3000K Warm White Warranty: 2 Year Limited Keystone Technologies flood reflector LED bulbs are ideal for replacing halogen equivalents, offering a longer lifespan of 15,000 hours and up to 80% energy savings. Keystone’s Reflector LED Flood Bulbs feature a long neck and wide beam angle, producing soft-edged, directional lighting with minimal shadowing. With smooth, uniform dimming, the Essential Series LED reflectors are a great choice for use with indoor recessed downlights and other indoor applications. This Keystone Technologies KT-LED11.5BR40-830 Essential Series Dimmable LED BR40 Light Bulb produces a color temperature of 3000K warm white, operates on your existing 120V circuit and consumes just 11.5 watts of energy. These LED BR40 lamps 75 watt halogen equivalent retrofit lights generate 940 lumens and have a Color Rendering Index (CRI) of 80. They are energy efficient and have 80% energy savings over legacy equivalents, as well as a lower heat generation. This bulb has a 120 degree beam angle with a smooth diffused lens for a comfortable glare free performance. These 120 volt LED light bulbs fit fixtures with an E26 medium base. These LED BR40 bulbs are dimmable but are NOT CEC Title 20 Compliant. For CEC compliant versions, please refer to the related products below. Can't find what you are looking for or need a quote for a large job? Give our customer service a call at 248-276-9640. The bulb's dimensions are 4.92 inches in diameter by 6.22 inches in length. The lens conceals the LEDs from sight and evenly distributes the light and with a durable plastic housing that lowers the risk for breakage. These reflector bulbs have a long life that minimizes replacement and maintenance costs. The operating temperature range is -4 degrees F to 95 degrees F. Click here to see the complete Keystone 11.5 Watt BR40 General Purpose Dimmable Specification Sheet. These bulbs Energy Star qualified and have a rated life of 15,000 hours or a 2 Year limited warranty. Typical Applications Typical applications for these reflector lamps include track lighting, recessed downlights, pendant lighting, and surface mount ceiling fixtures. They are rated for use in enclosed fixtures. Keystone Technologies 12 Watt Essential Series LED Reflector BR40 Light Bulb Dimmable 940 Lumens 80 CRI 120V 5000K | 5000 | 84 | 990 | 86.087 | 15000 | 11.5 | 1 | 5.61 | 5.61 | 6.592 | 2020Q2 | https://www.greenelectricalsupply.com/12-watt-essential-series-led-reflector-br40-bulb-dimmable-80-cri-5000k.aspx | Green Electrical Supply | 2020 | Yes
LED Lighting | Reflector | Manufacturer: Satco | False |  | Reflector (Flood/Spot) | PAR30L | E26 (Medium) | None,Not Rated for Recessed Fixtures Home > LED Commercial Fixtures > 277 Volt LED Lighting > 12 Watt 1200 Lumen 25 Degree Beam 120-277V Non-Dimmable Long Neck LED PAR30 Light Bulb 3000K ** Non-CEC Compliant - NOT Lawful for Sale in California ** Product Specifications - Quick Reference Input Voltage: Lumens: 100-277V 1200 Lumens Dimensions: Dimmable: 4-5/16" (MOL) x 3.75" (MOD) No - Not Dimmable LED Color: 3000K Warm White Life Time: 50,000 Hours Power Consumption: Luminous Efficacy: 12 Watts 100 lm/W CRI: Certifications: 83 CRI RoHS, Dry Location Satco's Hi-Pro LED series of high lumen PAR lamps for industrial and commercial applications are here to replace your halogen and ceramic metal halide lamps. Within this series, Satco is exhibiting their Solid State LED Lighting for these PAR shaped replacement lamps. This series of PAR30 LED lights bulbs are not dimmable, and are rated only for dry locations. They have a long life of 50,000 hours and possess a 3 Year Limited Warranty. This series comes in a 12 watt long neck or short neck model with the color temperatures of 3000K and 4000K. This model is part number S9764 (12W/LED/PAR30/LN/3000K/100-277V) which produces 1200 lumens of a 3000K warm white color. This bulb consumes just 12 watts of 100-277 volt energy to fit all your application needs. This bulb is RoHS compliant and cULus - dry location rated. This led spotlight is not dimmable and has a CRI of 83, with a medium E26 base to meet all of your replacement needs. This Long Neck PAR lamp has a 25° beam spread, for the exact beam profile and illumination information, please see the diagrams to the right of this text or check out the specification sheet linked at the end of this paragraph. This bulb measures 4-5/16 inches in length and has a diameter of 3.75 inches. Click here for the complete Satco S9764 LED PAR30 Light Bulb Specification Sheet. Try out these bulbs today! You will not be disappointed. Satco 12 Watt 1200 Lumen 25 Degree Beam 120-277V Non-Dimmable Long Neck LED PAR30 Light Bulb 3000K | 3000 | 84 | 1178 | 98.1667 | 50000 | 12 | 1 | 23.95 | 23.95 | 28.1422 | 2020Q2 | https://www.greenelectricalsupply.com/12-watt-led-par30-long-neck-120-277v-3000k.aspx | Green Electrical Supply | 2020 | Yes
LED Lighting | Reflector | Manufacturer: Satco | False |  | Reflector (Flood/Spot) | PAR30L | E26 (Medium) | None,Not Rated for Recessed Fixtures Home > LED Commercial Fixtures > 277 Volt LED Lighting > 12 Watt 1200 Lumen 25 Degree Beam 120-277V Non-Dimmable Long Neck LED PAR30 Light Bulb 4000K ** Non-CEC Compliant - NOT Lawful for Sale in California ** Product Specifications - Quick Reference Input Voltage: Lumens: 100-277V 1200 Lumens Dimensions: Dimmable: 4-5/16" (MOL) x 3.75" (MOD) No - Not Dimmable LED Color: 4000K Cool White Life Time: 50,000 Hours Power Consumption: Luminous Efficacy: 12 Watts 100 lm/W CRI: Certifications: 83 CRI RoHS, Dry Location Satco's Hi-Pro LED series of high lumen PAR lamps for industrial and commercial applications are here to replace your halogen and ceramic metal halide lamps. Within this series, Satco is exhibiting their Solid State LED Lighting for these PAR shaped replacement lamps. This series of PAR30 LED lights bulbs are not dimmable, and are rated only for dry locations. They have a long life of 50,000 hours and possess a 3 Year Limited Warranty. This series comes in a 12 watt long neck or short neck model with the color temperatures of 3000K and 4000K. This model is part number S9765 (12W/LED/PAR30/LN/4000K/100-277V) which produces 1200 lumens of a 4000K cool white color. This bulb consumes just 12 watts of 100-277 volt energy to fit all your application needs. This bulb is RoHS compliant and cULus - dry location rated. This led spotlight is not dimmable and has a CRI of 83, with a medium E26 base to meet all of your replacement needs. This Long Neck PAR lamp has a 25° beam spread, for the exact beam profile and illumination information, please see the diagrams to the right of this text or check out the specification sheet linked at the end of this paragraph. This bulb measures 4-5/16 inches in length and has a diameter of 3.75 inches. Click here for the complete Satco S9765 LED PAR30 Light Bulb Specification Sheet. Try out these bulbs today! You will not be disappointed. Satco 12 Watt 1200 Lumen 25 Degree Beam 120-277V Non-Dimmable Long Neck LED PAR30 Light Bulb 4000K | 4000 | 86 | 1200 | 100 | 50000 | 12 | 1 | 23.95 | 23.95 | 28.1422 | 2020Q2 | https://www.greenelectricalsupply.com/12-watt-led-par30-long-neck-120-277v-4000k.aspx | Green Electrical Supply | 2020 | Yes
LED Lighting | Reflector | Manufacturer: Satco | False |  | Reflector (Flood/Spot) | PAR30S | E26 (Medium) | None,Not Rated for Recessed Fixtures Home > LED Commercial Fixtures > 277 Volt LED Lighting > 12 Watt 1200 Lumen 25 Degree Beam 120-277V Non-Dimmable Short Neck LED PAR30 Light Bulb 3000K ** Non-CEC Compliant - NOT Lawful for Sale in California ** Product Specifications - Quick Reference Input Voltage: Lumens: 100-277V 1200 Lumens Dimensions: Dimmable: 3.5" (MOL) x 3.75" (MOD) No - Not Dimmable LED Color: 3000K Warm White Life Time: 50,000 Hours Power Consumption: Luminous Efficacy: 12 Watts 100 lm/W CRI: Certifications: 83 CRI RoHS, Dry Location Satco's Hi-Pro LED series of high lumen PAR lamps for industrial and commercial applications are here to replace your halogen and ceramic metal halide lamps. Within this series, Satco is exhibiting their Solid State LED Lighting for these PAR shaped replacement lamps. This series of PAR30 LED lights bulbs are not dimmable, and are rated only for dry locations. They have a long life of 50,000 hours and possess a 3 Year Limited Warranty. This series comes in a 12 watt long neck or short neck model with the color temperatures of 3000K and 4000K. This model is part number S9762 (12W/LED/PAR30/SN/3K/100-277V) which produces 1200 lumens of a 3000K warm white color. This bulb consumes just 12 watts of 100-277 volt energy to fit all your application needs. This bulb is RoHS compliant and cULus - dry location rated. This led spotlight is not dimmable and has a CRI of 83, with a medium E26 base to meet all of your replacement needs. This Short Neck PAR lamp has a 25° beam spread, for the exact beam profile and illumination information, please see the diagrams to the right of this text or check out the specification sheet linked at the end of this paragraph. This bulb measures 3.5 inches in length and has a diameter of 3.75 inches. Click here for the complete Satco S9762 LED PAR30 Light Bulb Specification Sheet. Try out these bulbs today! You will not be disappointed. Satco 12 Watt 1200 Lumen 25 Degree Beam 120-277V Non-Dimmable Short Neck LED PAR30 Light Bulb 3000K | 3000 | 84 | 1178 | 98.1667 | 50000 | 12 | 1 | 23.95 | 23.95 | 28.1422 | 2020Q2 | https://www.greenelectricalsupply.com/12-watt-led-par30-short-neck-120-277v-3000k.aspx | Green Electrical Supply | 2020 | Yes
LED Lighting | Reflector | Manufacturer: Satco | False |  | Reflector (Flood/Spot) | PAR30S | E26 (Medium) | None,Not Rated for Recessed Fixtures Home > LED Commercial Fixtures > 277 Volt LED Lighting > 12 Watt 1200 Lumen 25 Degree Beam 120-277V Non-Dimmable Short Neck LED PAR30 Light Bulb 4000K ** Non-CEC Compliant - NOT Lawful for Sale in California ** Product Specifications - Quick Reference Input Voltage: Lumens: 100-277V 1200 Lumens Dimensions: Dimmable: 3.5" (MOL) x 3.75" (MOD) No - Not Dimmable LED Color: 4000K Cool White Life Time: 50,000 Hours Power Consumption: Luminous Efficacy: 12 Watts 100 lm/W CRI: Certifications: 83 CRI RoHS, Dry Location Satco's Hi-Pro LED series of high lumen PAR lamps for industrial and commercial applications are here to replace your halogen and ceramic metal halide lamps. Within this series, Satco is exhibiting their Solid State LED Lighting for these PAR shaped replacement lamps. This series of PAR30 LED lights bulbs are not dimmable, and are rated only for dry locations. They have a long life of 50,000 hours and possess a 3 Year Limited Warranty. This series comes in a 12 watt long neck or short neck model with the color temperatures of 3000K and 4000K. This model is part number S9763 (12W/LED/PAR30/SN/4K/100-277V) which produces 1200 lumens of a 4000K cool white color. This bulb consumes just 12 watts of 100-277 volt energy to fit all your application needs. This bulb is RoHS compliant and cULus - dry location rated. This led spotlight is not dimmable and has a CRI of 83, with a medium E26 base to meet all of your replacement needs. This Short Neck PAR lamp has a 25° beam spread, for the exact beam profile and illumination information, please see the diagrams to the right of this text or check out the specification sheet linked at the end of this paragraph. This bulb measures 3.5 inches in length and has a diameter of 3.75 inches. Click here for the complete Satco S9763 LED PAR30 Light Bulb Specification Sheet. Try out these bulbs today! You will not be disappointed. Satco 12 Watt 1200 Lumen 25 Degree Beam 120-277V Non-Dimmable Short Neck LED PAR30 Light Bulb 4000K | 4000 | 86 | 1200 | 100 | 50000 | 12 | 1 | 23.95 | 23.95 | 28.1422 | 2020Q2 | https://www.greenelectricalsupply.com/12-watt-led-par30-short-neck-120-277v-4000k.aspx | Green Electrical Supply | 2020 | Yes
LED Lighting | Reflector | Manufacturer: Keystone Technologies | True |  | Reflector (Flood/Spot) | PAR38 | E26 (Medium) | Damp Location Rated,Wet Location Rated,Recessed Fixtures Home > LED Light Bulbs > LED PAR Bulbs > LED PAR38 > Flood (40 Degree) > 2700K Warm White > 13 Watt Essential Series LED General Purpose PAR38 Flood Dimmable 1200 Lumens 80 CRI 120V 2700K Product Specifications - Quick Reference Lamp Wattage: Working Voltage: 13 Watts 120 Volt Dimensions: Dimmability: 3.15" Dia. x 2.48" MOL YES - Dimmable CRI: Delivered Lumens: 80 CRI 1200 Lumens Replaces: Certifications: 120 Watt Halogen ENERGY STAR, UL, RoHS Light Color: 2700K Warm White Warranty: 3 Year Limited Ideal for energy and maintenance savings, Keystone’s LED PAR lights offer a 25,000 hour lifespan and 80% energy savings over halogen equivalents. A U-shaped reflector maximizes brightness while precision crafted, full face optics provide precise beam control. Keystone's Essential Series offers multiple types of LED PAR lights to meet a variety of application needs. Depending on the fixture type, either a short or a long neck LED PAR bulb will be a better fit. Choose between narrow or standard flood options based on the desired beam angle for the application. UL listed for damp and wet locations, and suitable for enclosed fixtures, Keystone's PAR LED Flood Bulbs are ideal for use in indoor or outdoor applications. There is a wide range of wattage and lumen outputs available, as well as both 80 and 90 CRI options for a majority of the line. This Keystone Technologies KT-LED13PAR38-F-827 Essential Series Dimmable LED PAR38 Light Bulb produces a color temperature of 2700K warm white, operates on your existing 120V circuit and consumes just 13 watts of energy. These LED PAR38 lamps 120 watt halogen equivalent retrofit lights generate 1200 lumens and have a Color Rendering Index (CRI) of 80. This bulb has a 40 degree beam angle and is considered a flood. Narrow flood options are also available. These 120 volt LED light bulbs fit fixtures with an E26 medium base. These LED PAR38 bulbs are dimmable but are NOT CEC Title 20 Compliant. For Non-Dimmable versions, or CEC compliant versions, please refer to the related products below. Can't find what you are looking for or need a quote for a large job? Give our customer service a call at 248-276-9640. The bulb's dimensions are 3.15 inches in diameter by 2.48 inches in length. The lens conceals the LEDs from sight and evenly distributes the light and with a durable plastic housing that lowers the risk for breakage. These PAR bulbs have full face optics for precise beam angle control. They are rated for use in wet locations. Click here to see the complete Keystone 13 Watt PAR38 Flood General Purpose Dimmable Specification Sheet. These bulbs Energy Star qualified and have a rated life of 25,000 hours or a 3 Year limited warranty. Typical Applications Typical applications for these PAR lamps include track lighting, display lighting, flood and spot lighting, and some outdoor light fixtures with suitable protection from the elements. Keystone Technologies 13 Watt Essential Series LED General Purpose PAR38 Flood Dimmable 1200 Lumens 80 CRI 120V 2700K | 2700 | 83 | 1200 | 96 | 25000 | 12.5 | 1 | 7.61 | 7.61 | 8.942 | 2020Q2 | https://www.greenelectricalsupply.com/13-watt-essential-series-led-general-purpose-par38-flood-dimmable-1000-lumens-80-cri-120v-2700k.aspx | Green Electrical Supply | 2020 | Yes
LED Lighting | Reflector | Manufacturer: Keystone Technologies | True |  | Reflector (Flood/Spot) | PAR38 | E26 (Medium) | Damp Location Rated,Wet Location Rated,Recessed Fixtures Home > LED Light Bulbs > LED PAR Bulbs > LED PAR38 > Flood (40 Degree) > 3000K Warm White > 13 Watt Essential Series LED General Purpose PAR38 Flood Dimmable 1200 Lumens 80 CRI 120V 3000K Product Specifications - Quick Reference Lamp Wattage: Working Voltage: 13 Watts 120 Volt Dimensions: Dimmability: 3.15" Dia. x 2.48" MOL YES - Dimmable CRI: Delivered Lumens: 80 CRI 1200 Lumens Replaces: Certifications: 120 Watt Halogen ENERGY STAR, UL, RoHS Light Color: 3000K Warm White Warranty: 3 Year Limited Ideal for energy and maintenance savings, Keystone’s LED PAR lights offer a 25,000 hour lifespan and 80% energy savings over halogen equivalents. A U-shaped reflector maximizes brightness while precision crafted, full face optics provide precise beam control. Keystone's Essential Series offers multiple types of LED PAR lights to meet a variety of application needs. Depending on the fixture type, either a short or a long neck LED PAR bulb will be a better fit. Choose between narrow or standard flood options based on the desired beam angle for the application. UL listed for damp and wet locations, and suitable for enclosed fixtures, Keystone's PAR LED Flood Bulbs are ideal for use in indoor or outdoor applications. There is a wide range of wattage and lumen outputs available, as well as both 80 and 90 CRI options for a majority of the line. This Keystone Technologies KT-LED13PAR38-F-830 Essential Series Dimmable LED PAR38 Light Bulb produces a color temperature of 3000K warm white, operates on your existing 120V circuit and consumes just 13 watts of energy. These LED PAR38 lamps 120 watt halogen equivalent retrofit lights generate 1200 lumens and have a Color Rendering Index (CRI) of 80. This bulb has a 40 degree beam angle and is considered a flood. Narrow flood options are also available. These 120 volt LED light bulbs fit fixtures with an E26 medium base. These LED PAR38 bulbs are dimmable but are NOT CEC Title 20 Compliant. For Non-Dimmable versions, or CEC compliant versions, please refer to the related products below. Can't find what you are looking for or need a quote for a large job? Give our customer service a call at 248-276-9640. The bulb's dimensions are 3.15 inches in diameter by 2.48 inches in length. The lens conceals the LEDs from sight and evenly distributes the light and with a durable plastic housing that lowers the risk for breakage. These PAR bulbs have full face optics for precise beam angle control. They are rated for use in wet locations. Click here to see the complete Keystone 13 Watt PAR38 Flood General Purpose Dimmable Specification Sheet. These bulbs Energy Star qualified and have a rated life of 25,000 hours or a 3 Year limited warranty. Typical Applications Typical applications for these PAR lamps include track lighting, display lighting, flood and spot lighting, and some outdoor light fixtures with suitable protection from the elements. Keystone Technologies 13 Watt Essential Series LED General Purpose PAR38 Flood Dimmable 1200 Lumens 80 CRI 120V 3000K | 3000 | 84 | 1200 | 96 | 25000 | 12.5 | 1 | 7.61 | 7.61 | 8.942 | 2020Q2 | https://www.greenelectricalsupply.com/13-watt-essential-series-led-general-purpose-par38-flood-dimmable-1000-lumens-80-cri-120v-3000k.aspx | Green Electrical Supply | 2020 | Yes
LED Lighting | Reflector | Manufacturer: Keystone Technologies | True |  | Reflector (Flood/Spot) | PAR38 | E26 (Medium) | Damp Location Rated,Wet Location Rated,Recessed Fixtures Home > LED Light Bulbs > LED PAR Bulbs > LED PAR38 > Flood (40 Degree) > 4000K Cool White > 13 Watt Essential Series LED General Purpose PAR38 Flood Dimmable 1200 Lumens 80 CRI 120V 4000K Product Specifications - Quick Reference Lamp Wattage: Working Voltage: 13 Watts 120 Volt Dimensions: Dimmability: 3.15" Dia. x 2.48" MOL YES - Dimmable CRI: Delivered Lumens: 80 CRI 1200 Lumens Replaces: Certifications: 120 Watt Halogen ENERGY STAR, UL, RoHS Light Color: 4000K Cool White Warranty: 3 Year Limited Ideal for energy and maintenance savings, Keystone’s LED PAR lights offer a 25,000 hour lifespan and 80% energy savings over halogen equivalents. A U-shaped reflector maximizes brightness while precision crafted, full face optics provide precise beam control. Keystone's Essential Series offers multiple types of LED PAR lights to meet a variety of application needs. Depending on the fixture type, either a short or a long neck LED PAR bulb will be a better fit. Choose between narrow or standard flood options based on the desired beam angle for the application. UL listed for damp and wet locations, and suitable for enclosed fixtures, Keystone's PAR LED Flood Bulbs are ideal for use in indoor or outdoor applications. There is a wide range of wattage and lumen outputs available, as well as both 80 and 90 CRI options for a majority of the line. This Keystone Technologies KT-LED13PAR38-F-840 Essential Series Dimmable LED PAR38 Light Bulb produces a color temperature of 4000K cool white, operates on your existing 120V circuit and consumes just 13 watts of energy. These LED PAR38 lamps 120 watt halogen equivalent retrofit lights generate 1200 lumens and have a Color Rendering Index (CRI) of 80. This bulb has a 40 degree beam angle and is considered a flood. Narrow flood options are also available. These 120 volt LED light bulbs fit fixtures with an E26 medium base. These LED PAR38 bulbs are dimmable but are NOT CEC Title 20 Compliant. For Non-Dimmable versions, or CEC compliant versions, please refer to the related products below. Can't find what you are looking for or need a quote for a large job? Give our customer service a call at 248-276-9640. The bulb's dimensions are 3.15 inches in diameter by 2.48 inches in length. The lens conceals the LEDs from sight and evenly distributes the light and with a durable plastic housing that lowers the risk for breakage. These PAR bulbs have full face optics for precise beam angle control. They are rated for use in wet locations. Click here to see the complete Keystone 13 Watt PAR38 Flood General Purpose Dimmable Specification Sheet. These bulbs Energy Star qualified and have a rated life of 25,000 hours or a 3 Year limited warranty. Typical Applications Typical applications for these PAR lamps include track lighting, display lighting, flood and spot lighting, and some outdoor light fixtures with suitable protection from the elements. Keystone Technologies 13 Watt Essential Series LED General Purpose PAR38 Flood Dimmable 1200 Lumens 80 CRI 120V 4000K | 4000 | 82 | 1260 | 100.8 | 25000 | 12.5 | 1 | 7.61 | 7.61 | 8.942 | 2020Q2 | https://www.greenelectricalsupply.com/13-watt-essential-series-led-general-purpose-par38-flood-dimmable-1000-lumens-80-cri-120v-4000k.aspx | Green Electrical Supply | 2020 | Yes
LED Lighting | Reflector | Manufacturer: Keystone Technologies | True | Daylighting/Photocell, | Reflector (Flood/Spot) | PAR38 | E26 (Medium) | Damp Location Rated,Wet Location Rated,Recessed Fixtures Home > LED Light Bulbs > LED PAR Bulbs > LED PAR38 > Flood (40 Degree) > 4000K Cool White > 13 Watt Essential Series LED General Purpose PAR38 Flood Dimmable 1200 Lumens 80 CRI 120V 5000K Product Specifications - Quick Reference Lamp Wattage: Working Voltage: 13 Watts 120 Volt Dimensions: Dimmability: 3.15" Dia. x 2.48" MOL YES - Dimmable CRI: Delivered Lumens: 80 CRI 1200 Lumens Replaces: Certifications: 120 Watt Halogen ENERGY STAR, UL, RoHS Light Color: 5000K Daylight Warranty: 3 Year Limited Ideal for energy and maintenance savings, Keystone’s LED PAR lights offer a 25,000 hour lifespan and 80% energy savings over halogen equivalents. A U-shaped reflector maximizes brightness while precision crafted, full face optics provide precise beam control. Keystone's Essential Series offers multiple types of LED PAR lights to meet a variety of application needs. Depending on the fixture type, either a short or a long neck LED PAR bulb will be a better fit. Choose between narrow or standard flood options based on the desired beam angle for the application. UL listed for damp and wet locations, and suitable for enclosed fixtures, Keystone's PAR LED Flood Bulbs are ideal for use in indoor or outdoor applications. There is a wide range of wattage and lumen outputs available, as well as both 80 and 90 CRI options for a majority of the line. This Keystone Technologies KT-LED13PAR38-F-850 Essential Series Dimmable LED PAR38 Light Bulb produces a color temperature of 5000K daylight, operates on your existing 120V circuit and consumes just 13 watts of energy. These LED PAR38 lamps 120 watt halogen equivalent retrofit lights generate 1200 lumens and have a Color Rendering Index (CRI) of 80. This bulb has a 40 degree beam angle and is considered a flood. Narrow flood options are also available. These 120 volt LED light bulbs fit fixtures with an E26 medium base. These LED PAR38 bulbs are dimmable but are NOT CEC Title 20 Compliant. For Non-Dimmable versions, or CEC compliant versions, please refer to the related products below. Can't find what you are looking for or need a quote for a large job? Give our customer service a call at 248-276-9640. The bulb's dimensions are 3.15 inches in diameter by 2.48 inches in length. The lens conceals the LEDs from sight and evenly distributes the light and with a durable plastic housing that lowers the risk for breakage. These PAR bulbs have full face optics for precise beam angle control. They are rated for use in wet locations. Click here to see the complete Keystone 13 Watt PAR38 Flood General Purpose Dimmable Specification Sheet. These bulbs Energy Star qualified and have a rated life of 25,000 hours or a 3 Year limited warranty. Typical Applications Typical applications for these PAR lamps include track lighting, display lighting, flood and spot lighting, and some outdoor light fixtures with suitable protection from the elements. Keystone Technologies 13 Watt Essential Series LED General Purpose PAR38 Flood Dimmable 1200 Lumens 80 CRI 120V 5000K | 5000 | 83 | 1260 | 100.8 | 25000 | 12.5 | 1 | 7.61 | 7.61 | 8.942 | 2020Q2 | https://www.greenelectricalsupply.com/13-watt-essential-series-led-general-purpose-par38-flood-dimmable-1000-lumens-80-cri-120v-5000k.aspx | Green Electrical Supply | 2020 | Yes
LED Lighting | Reflector | Manufacturer: Keystone Technologies | True |  | Reflector (Flood/Spot) | PAR38 | E26 (Medium) | Damp Location Rated,Wet Location Rated,Recessed Fixtures Home > LED Light Bulbs > LED PAR Bulbs > LED PAR38 > Narrow Flood (25 Degree) > 2700K Warm White > 13 Watt Essential Series LED General Purpose PAR38 Narrow Flood Dimmable 1250 Lumens 80 CRI 120V 2700K Product Specifications - Quick Reference Lamp Wattage: Working Voltage: 13 Watts 120 Volt Dimensions: Dimmability: 3.15" Dia. x 2.48" MOL YES - Dimmable CRI: Delivered Lumens: 80 CRI 1250 Lumens Replaces: Certifications: 120 Watt Halogen ENERGY STAR, UL, RoHS Light Color: 2700K Warm White Warranty: 3 Year Limited Ideal for energy and maintenance savings, Keystone’s LED PAR lights offer a 25,000 hour lifespan and 80% energy savings over halogen equivalents. A U-shaped reflector maximizes brightness while precision crafted, full face optics provide precise beam control. Keystone's Essential Series offers multiple types of LED PAR lights to meet a variety of application needs. Depending on the fixture type, either a short or a long neck LED PAR bulb will be a better fit. Choose between narrow or standard flood options based on the desired beam angle for the application. UL listed for damp and wet locations, and suitable for enclosed fixtures, Keystone's PAR LED Flood Bulbs are ideal for use in indoor or outdoor applications. There is a wide range of wattage and lumen outputs available, as well as both 80 and 90 CRI options for a majority of the line. This Keystone Technologies KT-LED13PAR38-NF-827 Essential Series Dimmable LED PAR38 Light Bulb produces a color temperature of 2700K warm white, operates on your existing 120V circuit and consumes just 13 watts of energy. These LED PAR38 lamps 120 watt halogen equivalent retrofit lights generate 1250 lumens and have a Color Rendering Index (CRI) of 80. This bulb has a 40 degree beam angle and is considered a flood. Narrow flood options are also available. These 120 volt LED light bulbs fit fixtures with an E26 medium base. These LED PAR38 bulbs are dimmable but are NOT CEC Title 20 Compliant. For Non-Dimmable versions, or CEC compliant versions, please refer to the related products below. Can't find what you are looking for or need a quote for a large job? Give our customer service a call at 248-276-9640. The bulb's dimensions are 3.15 inches in diameter by 2.48 inches in length. The lens conceals the LEDs from sight and evenly distributes the light and with a durable plastic housing that lowers the risk for breakage. These PAR bulbs have full face optics for precise beam angle control. They are rated for use in wet locations. Click here to see the complete Keystone 13 Watt PAR38 Narrow Flood General Purpose Dimmable Specification Sheet. These bulbs Energy Star qualified and have a rated life of 25,000 hours or a 3 Year limited warranty. Typical Applications Typical applications for these PAR lamps include track lighting, display lighting, flood and spot lighting, and some outdoor light fixtures with suitable protection from the elements. Keystone Technologies 13 Watt Essential Series LED General Purpose PAR38 Narrow Flood Dimmable 1250 Lumens 80 CRI 120V 2700K | 2700 | 83 | 1280 | 96.9697 | 25000 | 13.2 | 1 | 7.61 | 7.61 | 8.942 | 2020Q2 | https://www.greenelectricalsupply.com/13-watt-essential-series-led-general-purpose-par38-narrow-flood-dimmable-1250-lumens-80-cri-120v-2700k.aspx | Green Electrical Supply | 2020 | Yes
LED Lighting | Reflector | Manufacturer: Keystone Technologies | True |  | Reflector (Flood/Spot) | PAR38 | E26 (Medium) | Damp Location Rated,Wet Location Rated,Recessed Fixtures Home > LED Light Bulbs > LED PAR Bulbs > LED PAR38 > Narrow Flood (25 Degree) > 3000K Warm White > 13 Watt Essential Series LED General Purpose PAR38 Narrow Flood Dimmable 1250 Lumens 80 CRI 120V 3000K Product Specifications - Quick Reference Lamp Wattage: Working Voltage: 13 Watts 120 Volt Dimensions: Dimmability: 3.15" Dia. x 2.48" MOL YES - Dimmable CRI: Delivered Lumens: 80 CRI 1250 Lumens Replaces: Certifications: 120 Watt Halogen ENERGY STAR, UL, RoHS Light Color: 3000K Warm White Warranty: 3 Year Limited Ideal for energy and maintenance savings, Keystone’s LED PAR lights offer a 25,000 hour lifespan and 80% energy savings over halogen equivalents. A U-shaped reflector maximizes brightness while precision crafted, full face optics provide precise beam control. Keystone's Essential Series offers multiple types of LED PAR lights to meet a variety of application needs. Depending on the fixture type, either a short or a long neck LED PAR bulb will be a better fit. Choose between narrow or standard flood options based on the desired beam angle for the application. UL listed for damp and wet locations, and suitable for enclosed fixtures, Keystone's PAR LED Flood Bulbs are ideal for use in indoor or outdoor applications. There is a wide range of wattage and lumen outputs available, as well as both 80 and 90 CRI options for a majority of the line. This Keystone Technologies KT-LED13PAR38-NF-830 Essential Series Dimmable LED PAR38 Light Bulb produces a color temperature of 3000K warm white, operates on your existing 120V circuit and consumes just 13 watts of energy. These LED PAR38 lamps 120 watt halogen equivalent retrofit lights generate 1250 lumens and have a Color Rendering Index (CRI) of 80. This bulb has a 40 degree beam angle and is considered a flood. Narrow flood options are also available. These 120 volt LED light bulbs fit fixtures with an E26 medium base. These LED PAR38 bulbs are dimmable but are NOT CEC Title 20 Compliant. For Non-Dimmable versions, or CEC compliant versions, please refer to the related products below. Can't find what you are looking for or need a quote for a large job? Give our customer service a call at 248-276-9640. The bulb's dimensions are 3.15 inches in diameter by 2.48 inches in length. The lens conceals the LEDs from sight and evenly distributes the light and with a durable plastic housing that lowers the risk for breakage. These PAR bulbs have full face optics for precise beam angle control. They are rated for use in wet locations. Click here to see the complete Keystone 13 Watt PAR38 Narrow Flood General Purpose Dimmable Specification Sheet. These bulbs Energy Star qualified and have a rated life of 25,000 hours or a 3 Year limited warranty. Typical Applications Typical applications for these PAR lamps include track lighting, display lighting, flood and spot lighting, and some outdoor light fixtures with suitable protection from the elements. Keystone Technologies 13 Watt Essential Series LED General Purpose PAR38 Narrow Flood Dimmable 1250 Lumens 80 CRI 120V 3000K | 3000 | 83 | 1280 | 96.9697 | 25000 | 13.2 | 1 | 7.61 | 7.61 | 8.942 | 2020Q2 | https://www.greenelectricalsupply.com/13-watt-essential-series-led-general-purpose-par38-narrow-flood-dimmable-1250-lumens-80-cri-120v-3000k.aspx | Green Electrical Supply | 2020 | Yes
LED Lighting | Reflector | Manufacturer: Keystone Technologies | True |  | Reflector (Flood/Spot) | PAR38 | E26 (Medium) | Damp Location Rated,Wet Location Rated,Recessed Fixtures Home > LED Light Bulbs > LED PAR Bulbs > LED PAR38 > Narrow Flood (25 Degree) > 4000K Cool White > 13 Watt Essential Series LED General Purpose PAR38 Narrow Flood Dimmable 1250 Lumens 80 CRI 120V 4000K Product Specifications - Quick Reference Lamp Wattage: Working Voltage: 13 Watts 120 Volt Dimensions: Dimmability: 3.15" Dia. x 2.48" MOL YES - Dimmable CRI: Delivered Lumens: 80 CRI 1250 Lumens Replaces: Certifications: 120 Watt Halogen ENERGY STAR, UL, RoHS Light Color: 4000K Cool White Warranty: 3 Year Limited Ideal for energy and maintenance savings, Keystone’s LED PAR lights offer a 25,000 hour lifespan and 80% energy savings over halogen equivalents. A U-shaped reflector maximizes brightness while precision crafted, full face optics provide precise beam control. Keystone's Essential Series offers multiple types of LED PAR lights to meet a variety of application needs. Depending on the fixture type, either a short or a long neck LED PAR bulb will be a better fit. Choose between narrow or standard flood options based on the desired beam angle for the application. UL listed for damp and wet locations, and suitable for enclosed fixtures, Keystone's PAR LED Flood Bulbs are ideal for use in indoor or outdoor applications. There is a wide range of wattage and lumen outputs available, as well as both 80 and 90 CRI options for a majority of the line. This Keystone Technologies KT-LED13PAR38-NF-840 Essential Series Dimmable LED PAR38 Light Bulb produces a color temperature of 4000K cool white, operates on your existing 120V circuit and consumes just 13 watts of energy. These LED PAR38 lamps 120 watt halogen equivalent retrofit lights generate 1250 lumens and have a Color Rendering Index (CRI) of 80. This bulb has a 40 degree beam angle and is considered a flood. Narrow flood options are also available. These 120 volt LED light bulbs fit fixtures with an E26 medium base. These LED PAR38 bulbs are dimmable but are NOT CEC Title 20 Compliant. For Non-Dimmable versions, or CEC compliant versions, please refer to the related products below. Can't find what you are looking for or need a quote for a large job? Give our customer service a call at 248-276-9640. The bulb's dimensions are 3.15 inches in diameter by 2.48 inches in length. The lens conceals the LEDs from sight and evenly distributes the light and with a durable plastic housing that lowers the risk for breakage. These PAR bulbs have full face optics for precise beam angle control. They are rated for use in wet locations. Click here to see the complete Keystone 13 Watt PAR38 Narrow Flood General Purpose Dimmable Specification Sheet. These bulbs Energy Star qualified and have a rated life of 25,000 hours or a 3 Year limited warranty. Typical Applications Typical applications for these PAR lamps include track lighting, display lighting, flood and spot lighting, and some outdoor light fixtures with suitable protection from the elements. Keystone Technologies 13 Watt Essential Series LED General Purpose PAR38 Narrow Flood Dimmable 1250 Lumens 80 CRI 120V 4000K | 4000 | 82 | 1350 | 102.2727 | 25000 | 13.2 | 1 | 7.61 | 7.61 | 8.942 | 2020Q2 | https://www.greenelectricalsupply.com/13-watt-essential-series-led-general-purpose-par38-narrow-flood-dimmable-1250-lumens-80-cri-120v-4000k.aspx | Green Electrical Supply | 2020 | Yes
LED Lighting | Reflector | Manufacturer: Keystone Technologies | True | Daylighting/Photocell, | Reflector (Flood/Spot) | PAR38 | E26 (Medium) | Damp Location Rated,Wet Location Rated,Recessed Fixtures Home > LED Light Bulbs > LED PAR Bulbs > LED PAR38 > Narrow Flood (25 Degree) > 5000K Daylight > 13 Watt Essential Series LED General Purpose PAR38 Narrow Flood Dimmable 1250 Lumens 80 CRI 120V 5000K Product Specifications - Quick Reference Lamp Wattage: Working Voltage: 13 Watts 120 Volt Dimensions: Dimmability: 3.15" Dia. x 2.48" MOL YES - Dimmable CRI: Delivered Lumens: 80 CRI 1250 Lumens Replaces: Certifications: 120 Watt Halogen ENERGY STAR, UL, RoHS Light Color: 5000K Daylight Warranty: 3 Year Limited Ideal for energy and maintenance savings, Keystone’s LED PAR lights offer a 25,000 hour lifespan and 80% energy savings over halogen equivalents. A U-shaped reflector maximizes brightness while precision crafted, full face optics provide precise beam control. Keystone's Essential Series offers multiple types of LED PAR lights to meet a variety of application needs. Depending on the fixture type, either a short or a long neck LED PAR bulb will be a better fit. Choose between narrow or standard flood options based on the desired beam angle for the application. UL listed for damp and wet locations, and suitable for enclosed fixtures, Keystone's PAR LED Flood Bulbs are ideal for use in indoor or outdoor applications. There is a wide range of wattage and lumen outputs available, as well as both 80 and 90 CRI options for a majority of the line. This Keystone Technologies KT-LED13PAR38-NF-850 Essential Series Dimmable LED PAR38 Light Bulb produces a color temperature of 5000K daylight, operates on your existing 120V circuit and consumes just 13 watts of energy. These LED PAR38 lamps 120 watt halogen equivalent retrofit lights generate 1250 lumens and have a Color Rendering Index (CRI) of 80. This bulb has a 40 degree beam angle and is considered a flood. Narrow flood options are also available. These 120 volt LED light bulbs fit fixtures with an E26 medium base. These LED PAR38 bulbs are dimmable but are NOT CEC Title 20 Compliant. For Non-Dimmable versions, or CEC compliant versions, please refer to the related products below. Can't find what you are looking for or need a quote for a large job? Give our customer service a call at 248-276-9640. The bulb's dimensions are 3.15 inches in diameter by 2.48 inches in length. The lens conceals the LEDs from sight and evenly distributes the light and with a durable plastic housing that lowers the risk for breakage. These PAR bulbs have full face optics for precise beam angle control. They are rated for use in wet locations. Click here to see the complete Keystone 13 Watt PAR38 Narrow Flood General Purpose Dimmable Specification Sheet. These bulbs Energy Star qualified and have a rated life of 25,000 hours or a 3 Year limited warranty. Typical Applications Typical applications for these PAR lamps include track lighting, display lighting, flood and spot lighting, and some outdoor light fixtures with suitable protection from the elements. Keystone Technologies 13 Watt Essential Series LED General Purpose PAR38 Narrow Flood Dimmable 1250 Lumens 80 CRI 120V 5000K | 5000 | 83 | 1350 | 102.2727 | 25000 | 13.2 | 1 | 7.61 | 7.61 | 8.942 | 2020Q2 | https://www.greenelectricalsupply.com/13-watt-essential-series-led-general-purpose-par38-narrow-flood-dimmable-1250-lumens-80-cri-120v-5000k.aspx | Green Electrical Supply | 2020 | Yes
LED Lighting | Reflector | Manufacturer: Keystone Technologies | True |  | Reflector (Flood/Spot) | BR40 | E26 (Medium) | Damp Location Rated,Recessed Fixtures Home > LED Light Bulbs > LED Reflector Bulbs > LED BR40 > 2700K Warm White > 13 Watt Essential Series LED Reflector BR40 Light Bulb Dimmable 1200 Lumens 90 CRI 120V 2700K Product Specifications - Quick Reference Lamp Wattage: Working Voltage: 13 Watts 120 Volt Dimensions: Dimmability: 4.92" Dia. x 6.22" MOL YES - Dimmable CRI: Delivered Lumens: 90 CRI 1200 Lumens Replaces: Certifications: 85 Watt Halogen ENERGY STAR, UL, RoHS Light Color: 2700K Warm White Warranty: 2 Year Limited Keystone Technologies flood reflector LED bulbs are ideal for replacing halogen equivalents, offering a longer lifespan of 15,000 hours and up to 80% energy savings. Keystone’s Reflector LED Flood Bulbs feature a long neck and wide beam angle, producing soft-edged, directional lighting with minimal shadowing. With smooth, uniform dimming, the Essential Series LED reflectors are a great choice for use with indoor recessed downlights and other indoor applications. This Keystone Technologies KT-LED13BR40-927 Essential Series Dimmable High CRI LED BR40 Light Bulb produces a color temperature of 2700K warm white, operates on your existing 120V circuit and consumes just 13 watts of energy. These LED BR40 lamps 85 watt halogen equivalent retrofit lights generate 1200 lumens and have a Color Rendering Index (CRI) of 90. They are energy efficient and have 80% energy savings over legacy equivalents, as well as a lower heat generation. This bulb has a 120 degree beam angle with a smooth diffused lens for a comfortable glare free performance. These 120 volt LED light bulbs fit fixtures with an E26 medium base. These LED BR40 bulbs are dimmable and are CEC Title 20 Compliant and Title 24 JA8 Compliant. For NON-CEC compliant versions, please refer to the related products below. Can't find what you are looking for or need a quote for a large job? Give our customer service a call at 248-276-9640. The bulb's dimensions are 4.92 inches in diameter by 6.22 inches in length. The lens conceals the LEDs from sight and evenly distributes the light and with a durable plastic housing that lowers the risk for breakage. These reflector bulbs have a long life that minimizes replacement and maintenance costs. The operating temperature range is -4 degrees F to 95 degrees F. Click here to see the complete Keystone 13 Watt 90 CRI BR40 General Purpose Dimmable Specification Sheet. These bulbs Energy Star qualified and have a rated life of 15,000 hours or a 2 Year limited warranty. Typical Applications Typical applications for these reflector lamps include track lighting, recessed downlights, pendant lighting, and surface mount ceiling fixtures. They are rated for use in enclosed fixtures. Keystone Technologies 13 Watt Essential Series LED Reflector BR40 Light Bulb Dimmable 1200 Lumens 90 CRI 120V 2700K | 2700 | 93 | 1100 | 84.6154 | 25000 | 13 | 1 | 9.98 | 9.98 | 11.7269 | 2020Q2 | https://www.greenelectricalsupply.com/13-watt-essential-series-led-reflector-br40-bulb-dimmable-90-cri-2700k.aspx | Green Electrical Supply | 2020 | Yes
LED Lighting | Reflector | Manufacturer: Keystone Technologies | True |  | Reflector (Flood/Spot) | BR40 | E26 (Medium) | Damp Location Rated,Recessed Fixtures Home > LED Light Bulbs > LED Reflector Bulbs > LED BR40 > 3000K Warm White > 13 Watt Essential Series LED Reflector BR40 Light Bulb Dimmable 1200 Lumens 90 CRI 120V 3000K Product Specifications - Quick Reference Lamp Wattage: Working Voltage: 13 Watts 120 Volt Dimensions: Dimmability: 4.92" Dia. x 6.22" MOL YES - Dimmable CRI: Delivered Lumens: 90 CRI 1200 Lumens Replaces: Certifications: 85 Watt Halogen ENERGY STAR, UL, RoHS Light Color: 3000K Warm White Warranty: 2 Year Limited Keystone Technologies flood reflector LED bulbs are ideal for replacing halogen equivalents, offering a longer lifespan of 15,000 hours and up to 80% energy savings. Keystone’s Reflector LED Flood Bulbs feature a long neck and wide beam angle, producing soft-edged, directional lighting with minimal shadowing. With smooth, uniform dimming, the Essential Series LED reflectors are a great choice for use with indoor recessed downlights and other indoor applications. This Keystone Technologies KT-LED13BR40-930 Essential Series Dimmable High CRI LED BR40 Light Bulb produces a color temperature of 3000K warm white, operates on your existing 120V circuit and consumes just 13 watts of energy. These LED BR40 lamps 85 watt halogen equivalent retrofit lights generate 1200 lumens and have a Color Rendering Index (CRI) of 90. They are energy efficient and have 80% energy savings over legacy equivalents, as well as a lower heat generation. This bulb has a 120 degree beam angle with a smooth diffused lens for a comfortable glare free performance. These 120 volt LED light bulbs fit fixtures with an E26 medium base. These LED BR40 bulbs are dimmable and are CEC Title 20 Compliant and Title 24 JA8 Compliant. For NON-CEC compliant versions, please refer to the related products below. Can't find what you are looking for or need a quote for a large job? Give our customer service a call at 248-276-9640. The bulb's dimensions are 4.92 inches in diameter by 6.22 inches in length. The lens conceals the LEDs from sight and evenly distributes the light and with a durable plastic housing that lowers the risk for breakage. These reflector bulbs have a long life that minimizes replacement and maintenance costs. The operating temperature range is -4 degrees F to 95 degrees F. Click here to see the complete Keystone 13 Watt 90 CRI BR40 General Purpose Dimmable Specification Sheet. These bulbs Energy Star qualified and have a rated life of 15,000 hours or a 2 Year limited warranty. Typical Applications Typical applications for these reflector lamps include track lighting, recessed downlights, pendant lighting, and surface mount ceiling fixtures. They are rated for use in enclosed fixtures. Keystone Technologies 13 Watt Essential Series LED Reflector BR40 Light Bulb Dimmable 1200 Lumens 90 CRI 120V 3000K | 3000 | 93 | 1100 | 84.6154 | 25000 | 13 | 1 | 9.98 | 9.98 | 11.7269 | 2020Q2 | https://www.greenelectricalsupply.com/13-watt-essential-series-led-reflector-br40-bulb-dimmable-90-cri-3000k.aspx | Green Electrical Supply | 2020 | Yes
LED Lighting | Reflector | Manufacturer: Keystone Technologies | True |  | Reflector (Flood/Spot) | BR40 | E26 (Medium) | Damp Location Rated,Recessed Fixtures Home > LED Light Bulbs > LED Reflector Bulbs > LED BR40 > 4000K Cool White > 13 Watt Essential Series LED Reflector BR40 Light Bulb Dimmable 1200 Lumens 90 CRI 120V 4000K Product Specifications - Quick Reference Lamp Wattage: Working Voltage: 13 Watts 120 Volt Dimensions: Dimmability: 4.92" Dia. x 6.22" MOL YES - Dimmable CRI: Delivered Lumens: 90 CRI 1200 Lumens Replaces: Certifications: 85 Watt Halogen ENERGY STAR, UL, RoHS Light Color: 4000K Cool White Warranty: 2 Year Limited Keystone Technologies flood reflector LED bulbs are ideal for replacing halogen equivalents, offering a longer lifespan of 15,000 hours and up to 80% energy savings. Keystone’s Reflector LED Flood Bulbs feature a long neck and wide beam angle, producing soft-edged, directional lighting with minimal shadowing. With smooth, uniform dimming, the Essential Series LED reflectors are a great choice for use with indoor recessed downlights and other indoor applications. This Keystone Technologies KT-LED13BR40-940 Essential Series Dimmable High CRI LED BR40 Light Bulb produces a color temperature of 4000K cool white, operates on your existing 120V circuit and consumes just 13 watts of energy. These LED BR40 lamps 85 watt halogen equivalent retrofit lights generate 1200 lumens and have a Color Rendering Index (CRI) of 90. They are energy efficient and have 80% energy savings over legacy equivalents, as well as a lower heat generation. This bulb has a 120 degree beam angle with a smooth diffused lens for a comfortable glare free performance. These 120 volt LED light bulbs fit fixtures with an E26 medium base. These LED BR40 bulbs are dimmable and are CEC Title 20 Compliant and Title 24 JA8 Compliant. For NON-CEC compliant versions, please refer to the related products below. Can't find what you are looking for or need a quote for a large job? Give our customer service a call at 248-276-9640. The bulb's dimensions are 4.92 inches in diameter by 6.22 inches in length. The lens conceals the LEDs from sight and evenly distributes the light and with a durable plastic housing that lowers the risk for breakage. These reflector bulbs have a long life that minimizes replacement and maintenance costs. The operating temperature range is -4 degrees F to 95 degrees F. Click here to see the complete Keystone 13 Watt 90 CRI BR40 General Purpose Dimmable Specification Sheet. These bulbs Energy Star qualified and have a rated life of 15,000 hours or a 2 Year limited warranty. Typical Applications Typical applications for these reflector lamps include track lighting, recessed downlights, pendant lighting, and surface mount ceiling fixtures. They are rated for use in enclosed fixtures. Keystone Technologies 13 Watt Essential Series LED Reflector BR40 Light Bulb Dimmable 1200 Lumens 90 CRI 120V 4000K | 4000 | 94 | 1100 | 84.6154 | 25000 | 13 | 1 | 9.98 | 9.98 | 11.7269 | 2020Q2 | https://www.greenelectricalsupply.com/13-watt-essential-series-led-reflector-br40-bulb-dimmable-90-cri-4000k.aspx | Green Electrical Supply | 2020 | Yes
LED Lighting | Reflector | Manufacturer: Keystone Technologies | True | Daylighting/Photocell, | Reflector (Flood/Spot) | BR40 | E26 (Medium) | Damp Location Rated,Recessed Fixtures Home > LED Light Bulbs > LED Reflector Bulbs > LED BR40 > 5000K Daylight > 13 Watt Essential Series LED Reflector BR40 Light Bulb Dimmable 1200 Lumens 90 CRI 120V 5000K Product Specifications - Quick Reference Lamp Wattage: Working Voltage: 13 Watts 120 Volt Dimensions: Dimmability: 4.92" Dia. x 6.22" MOL YES - Dimmable CRI: Delivered Lumens: 90 CRI 1200 Lumens Replaces: Certifications: 85 Watt Halogen ENERGY STAR, UL, RoHS Light Color: 5000K Daylight Warranty: 2 Year Limited Keystone Technologies flood reflector LED bulbs are ideal for replacing halogen equivalents, offering a longer lifespan of 15,000 hours and up to 80% energy savings. Keystone’s Reflector LED Flood Bulbs feature a long neck and wide beam angle, producing soft-edged, directional lighting with minimal shadowing. With smooth, uniform dimming, the Essential Series LED reflectors are a great choice for use with indoor recessed downlights and other indoor applications. This Keystone Technologies KT-LED13BR40-950 Essential Series Dimmable High CRI LED BR40 Light Bulb produces a color temperature of 5000K daylight, operates on your existing 120V circuit and consumes just 13 watts of energy. These LED BR40 lamps 85 watt halogen equivalent retrofit lights generate 1200 lumens and have a Color Rendering Index (CRI) of 90. They are energy efficient and have 80% energy savings over legacy equivalents, as well as a lower heat generation. This bulb has a 120 degree beam angle with a smooth diffused lens for a comfortable glare free performance. These 120 volt LED light bulbs fit fixtures with an E26 medium base. These LED BR40 bulbs are dimmable and are CEC Title 20 Compliant and Title 24 JA8 Compliant. For NON-CEC compliant versions, please refer to the related products below. Can't find what you are looking for or need a quote for a large job? Give our customer service a call at 248-276-9640. The bulb's dimensions are 4.92 inches in diameter by 6.22 inches in length. The lens conceals the LEDs from sight and evenly distributes the light and with a durable plastic housing that lowers the risk for breakage. These reflector bulbs have a long life that minimizes replacement and maintenance costs. The operating temperature range is -4 degrees F to 95 degrees F. Click here to see the complete Keystone 13 Watt 90 CRI BR40 General Purpose Dimmable Specification Sheet. These bulbs Energy Star qualified and have a rated life of 15,000 hours or a 2 Year limited warranty. Typical Applications Typical applications for these reflector lamps include track lighting, recessed downlights, pendant lighting, and surface mount ceiling fixtures. They are rated for use in enclosed fixtures. Keystone Technologies 13 Watt Essential Series LED Reflector BR40 Light Bulb Dimmable 1200 Lumens 90 CRI 120V 5000K | 5000 | 95 | 1100 | 84.6154 | 25000 | 13 | 1 | 9.98 | 9.98 | 11.7269 | 2020Q2 | https://www.greenelectricalsupply.com/13-watt-essential-series-led-reflector-br40-bulb-dimmable-90-cri-5000k.aspx | Green Electrical Supply | 2020 | Yes
LED Lighting | A-Type | Cree | True |  | General Purpose Replacement | A19 | E26 (Medium) | Damp Location Rated,Not for Use in Recessed Fixtures Home / Light Bulbs / LED / Cree - A19-40W-27K-U1 Energy Star Qualified; Suitable for Damp Locations; Not for Use in Totally Enclosed Fixtures 5.5W A19 LED Lamp - Universal - 465 Lumens - Warm White (2700K) - 85 CRI - 25000 Hours - E26 (Medium) - 120 to 130V Cree - A19-40W-27K-U1 | 2700 | 82 | 465 | 83.0357 | 35000 | 5.6 | 1 | 6.7 | 6.7 | 7.8728 | 2020Q2 | https://shop.regencylighting.com/lamps/led/a19-40w-27k-u1-cre.html | Regency Lighting | 2020 | Yes
LED Lighting | A-Type | Cree Lighting | True |  | General Purpose Replacement | A19 | E26 (Medium) | Damp Location Rated,Not for Use in Recessed Fixtures HomeLamps, Bulbs, BallastsBulbs - LEDLED - TraditionalLamps - A-Type LED Lamp, A19, Input Power: 5.0-5.5 Watts (40 Watt equivalent), 2700K, 465-470 Lumens, Single Lamp Carton Cree Lighting A19-40W-27K-U1 LED Lamp, A19, 40W equivalent, 2700K | 2700 | 82 | 465 | 83.0357 | 35000 | 5.6 | 1 | 5 | 5 | 5.8752 | 2020Q2 | https://www.platt.com/platt-electric-supply/LED-Traditional-Lamps-A-Type/Cree-Lighting/A19-40W-27K-U1/product.aspx?zpid=438093 | Platt | 2020 | Yes
LED Lighting | A-Type | Cree | True |  | General Purpose Replacement | A19 | E26 (Medium) | Damp Location Rated,Not for Use in Recessed Fixtures Topbulb » LED Bulbs » LED Standard Shape » 40W Equal » Cree A19-40W-27K-U1 ¦ 5.5W LED - 40W Equal - 2700K This Cree A19-40W-27K-U1 is an LED A19 lamp that uses 5.5 watts equivalent to a 40 watt incandescent.Better light is beautiful light. The A19 Series is part of Cree's new and improved LED lamp family and features a remarkable combination of comfortable omnidirectional light, high color rendering, instant-on, and quiet dimming. Even better, the A19 lamp is incredibly efficient, lasts up to 6 times longer than other LED bulbs, and provides up to 88% energy savings compared to incandescent. LED Technology Notice Due to constantly evolving nature of LED technology, manufacturers will reserve the right to replace this product with next generation technology. We appreciate your understanding and acceptance of this policy. Utility/Government Incentives Documents Cree A19-40W-27K-U1 Spec Sheet Cree A19-40W-27K-U1 Sales Sheet Cree A19-40W-27K-U1 Dimmer Compatibility 35,000 Hour • Warm White Light Cree A19-40W-27K-U1 ¦ 5.5W LED - 40W Equal - 2700K | 2700 | 82 | 465 | 83.0357 | 35000 | 5.6 | 1 | 7.95 | 7.95 | 9.3416 | 2020Q2 | https://www.topbulb.com/cree-a19-40w-27k-u1-5-5w-a19-led-40w-equal-2700k | Top Bulb | 2020 | Yes
LED Lighting | A-Type | Brand Nuvo Lighting | [5 empty] | LED Outdoor Ceiling Fixture Mahogany Bronze Satin White Glass 8H x 10" Diameter 25,000 Average Hour Life 810 Lumens One 9.8W 2,700K LED A-19 Bulb Included Mfg #62/633 Bethany - LED Outdoor Flush Fixture With Satin White Glass | 2700 |  | 810 | 82.6531 | 25000 | 9.8 | 1 | 94.75 | 94.75 | 111.3349 | 2020Q3 | https://hdsupplysolutions.com/p/lighting-ceiling-fans-00-75/light-fixtures-00-75-15/bethany-led-outdoor-flush-fixture-with-satin-white-glass-p227862 | HD Supply | 2020 | No
LED Lighting | A-Type | Brand Nuvo Lighting | [5 empty] | LED Outdoor Wall Lantern Mahogany Bronze Satin White Glass 16-3/4H x 10W x 10-7/8"D 25,000 Average Hour Life 810 Lumens One 9.8W 2,700K LED A-19 Bulb Included Mfg #62/632 Bethany - LED Outdoor Large Wall With Satin White Glass | 2700 |  | 810 | 82.6531 | 25000 | 9.8 | 1 | 119.03 | 119.03 | 139.8648 | 2020Q3 | https://hdsupplysolutions.com/p/lighting-ceiling-fans-00-75/light-fixtures-00-75-15/bethany-led-outdoor-large-wall-with-satin-white-glass-p227861 | HD Supply | 2020 | No
LED Lighting | A-Type | Brand Nuvo Lighting | [5 empty] | LED Outdoor Post-Top Fixture Mahogany Bronze Satin White Glass 18-3/8H x 10" Diameter 25,000 Average Hour Life 810 Lumens One 9.8W 2700K LED A19 Bulb Included Mfg #62/634 Bethany - LED Outdoor Post With Satin White Glass | 2700 |  | 810 | 82.6531 | 25000 | 9.8 | 1 | 107.5 | 107.5 | 126.3167 | 2020Q3 | https://hdsupplysolutions.com/p/lighting-ceiling-fans-00-75/light-fixtures-00-75-15/bethany-led-outdoor-post-with-satin-white-glass-p227863 | HD Supply | 2020 | No
LED Lighting | A-Type | Brand Nuvo Lighting | [5 empty] | LED Outdoor Wall Lantern Mahogany Bronze Satin White Glass 14-1/8H x 8-1/2W x 9-3/8"D 25,000 Average Hour Life 810 Lumens One 9.8W 2,700K LED A-19 Bulb Included Mfg #62/631 Bethany - LED Outdoor Small Wall With Satin White Glass | 2700 |  | 810 | 82.6531 | 25000 | 9.8 | 1 | 76.92 | 76.92 | 90.384 | 2020Q3 | https://hdsupplysolutions.com/p/lighting-ceiling-fans-00-75/light-fixtures-00-75-15/bethany-led-outdoor-small-wall-with-satin-white-glass-p227860 | HD Supply | 2020 | Yes
LED Lighting | A-Type | Brand Nuvo Lighting | [5 empty] | LED Outdoor Wall Lantern Mahogany Bronze Satin Amber Glass 14H x 9W x 9-3/4"D 25,000 Average Hour Life 810 Lumens One 9.8W 2,700K LED A-19 Bulb Included Mfg #62/642 Diego - LED Outdoor Large Wall with Satin Amber Glass | 2700 |  | 810 | 82.6531 | 25000 | 9.8 | 1 | 98.74 | 98.74 | 116.0233 | 2020Q3 | https://hdsupplysolutions.com/p/lighting-ceiling-fans-00-75/light-fixtures-00-75-15/diego-led-outdoor-large-wall-with-satin-amber-glass-p227866 | HD Supply | 2020 | No
LED Lighting | A-Type | Brand Nuvo Lighting | [5 empty] | LED Outdoor Post-Top Fixture Mahogany Bronze Satin Amber Glass 16-1/8H x 9" Diameter 25,000 Average Hour Life 810 Lumens One 9.8W 2,700K LED A-19 Bulb Included Mfg #62/644 Diego - LED Outdoor Post with Satin Amber Glass | 2700 |  | 810 | 82.6531 | 25000 | 9.8 | 1 | 99.2 | 99.2 | 116.5638 | 2020Q3 | https://hdsupplysolutions.com/p/lighting-ceiling-fans-00-75/light-fixtures-00-75-15/diego-led-outdoor-post-with-satin-amber-glass-p227868 | HD Supply | 2020 | No
LED Lighting | Reflector | Manufacturer: TCP | True |  | Reflector (Flood/Spot) | PAR38 | E26 (Medium) | Wet Location Rated,Recessed Fixtures Home > Closeout Fixtures and Light Bulbs > 14W Elite LED PAR38 Spot 3500K Product Specifications - Quick Reference Input Voltage: Lumens: 120 Volt AC 1125 Lumens Dimensions: Dimmable: 4.8" W x 5.3" MOL Yes LED Color: 3500 K Bright White Beam Angle: 15 Degree Beam Power Consumption: Luminous Efficacy: 14 Watts 80.4 lm/W CRI: Certifications: 82 CRI UL Damp Locations Built off a 20-year history of producing energy efficient lighting, Technical Consumer Products, Inc. (TCP) is excited to announce its most advanced and comprehensive lineup of LED lamps: the LED Elite Series. With TCPs dedication to manufacturing high quality, state-of-the-art lighting, combined with excellent high color rendering index (CRI), smooth dimming capabilities and new shatterproof smooth housing (which gives the appearance of traditional halogen bulbs), the LED Elite Series bulbs are a perfect choice to transform nearly every lighted environment into something extraordinary. TCPs design results in world class LED lamps with industry leading dimming performance and best-in-class efficiencies! TCPs precision-designed full face optic lens offers extremely accurate light pattern control, with no washouts, color shifting or hot spots. This results in better overall light levels delivered right where it is needed. This is the TCP, LED Elite Dimmable PAR38 lamp and it comes with a color temperature of 3500 Kelvin (K). UL approved, the TCP LED14P38D35KSP offers a very durable, solid state lighting technology that significantly reduces lighting service and maintenance costs. These Dimmable LED PAR38 bulbs consume up to 85% LESS energy than a standard 90PAR38 90-watt incandescent. These LED PAR38 bulbs do not contain Mercury or any other harmful substance, generate no IR or UV rays and carry a 5 Year Limited Warranty. TCPs LED PAR38 lamps have the highest light output, best dimmability (100% down to 5%) and are the most efficient LED PAR38 lamps available today. Consuming just 14 watts of 120 volt energy, this PAR38 lamp generates 1125 lumens thats 80.4 Lumens per watt. This LED PAR38 40 degree beam angle flood lamp is rated for 25,000 hours with a minimum starting temperature of -30 degrees Celsius and measures 5.3" MOL and 4.8" in diameter. Typical Applications Typical applications for the TCP LED14P38D35KSP, Elite Dimmable LED flood light bulbs include dimmable recessed downlights, track lights, display lights, and outdoor fixtures that protect the lamps from the elements. TCP 14W Elite LED PAR38 Spot 3500K | 3500 | 83 | 1050 | 77.7778 | 25000 | 13.5 | 1 | 13.95 | 13.95 | 16.3918 | 2020Q2 | https://www.greenelectricalsupply.com/14w-elite-led-par38-spot-3500k.aspx | Green Electrical Supply | 2020 | Yes
LED Lighting | A-Type | Brand Nuvo Lighting | [5 empty] | LED Outdoor Wall Lantern Mahogany Bronze Satin Amber Glass 10-3/8H x 5-1/2W x 6-1/4"D 25,000 Average Hour Life 810 Lumens One 9.8W 2,700K LED A-19 Bulb Included Mfg #62/641 Diego - LED Outdoor Small Wall with Satin Amber Glass | 2700 |  | 810 | 82.6531 | 25000 | 9.8 | 1 | 68.22 | 68.22 | 80.1611 | 2020Q3 | https://hdsupplysolutions.com/p/lighting-ceiling-fans-00-75/light-fixtures-00-75-15/diego-led-outdoor-small-wall-with-satin-amber-glass-p227865 | HD Supply | 2020 | Yes
LED Lighting | A-Type | Brand Nuvo Lighting | [5 empty] | LED Outdoor Wall Lantern Mahogany Bronze Satin Amber Glass 10-3/8H x 5-1/2W x 6-1/4"D 25,000 Average Hour Life 810 Lumens One 9.8W 2,700K LED A-19 Bulb Included Mfg #62/641 Diego - LED Outdoor Small Wall with Satin Amber Glass | 2700 |  | 810 | 82.6531 | 25000 | 9.8 | 1 | 68.22 | 68.22 | 80.1611 | 2020Q2 | https://hdsupplysolutions.com/p/lighting-and-ceiling-fans-00-75/light-fixtures-00-75-15/diego-led-outdoor-small-wall-with-satin-amber-glass-p227865 | HD Supply | 2020 | Yes
LED Lighting | A-Type | Manufacturer: Keystone Technologies | True |  | General Purpose Replacement | A19 | E26 (Medium) | Damp Location Rated,Not for Use in Recessed Fixtures Damp Location Rated,Not for Use in Recessed Fixtures Home > LED Light Bulbs > LED A19 Bulbs > Under 500 Lumens (40W Equal) > 2700K Warm White > 6 Watt Essential Series LED General Purpose A19 Light Bulb Dimmable 450 Lumens 80 CRI 120V 2700K Product Specifications - Quick Reference Lamp Wattage: Working Voltage: 6 Watts 120 Volt Dimensions: Dimmability: 2.36" W x 4.33" (MOL) YES - Dimmable CRI: Delivered Lumens: 80 CRI 450 Lumens Replaces: Certifications: 40 Watt Incandescent ENERGY STAR, UL, RoHS Light Color: 2700K Warm White Warranty: 2 Year Limited Keystone’s Essential Series A Shape Bulbs are designed for general purpose lighting needs. They’re suitable for new construction applications or replacing incandescent and halogen bulbs. Offering substantially longer lifespans and higher efficiencies, our A Shape Bulbs minimize energy and replacement costs. Keystone’s extensive line of Essential Series omnidirectional LED bulbs provide solutions for a variety of application needs. There is a wide range of wattage and lumen outputs available, as well as both 80 and 90 CRI options for a majority of the line. Color temperature choices include 2700K, 3000K, and 5000K, offering more aesthetic flexibility over incandescent bulbs. This Keystone Technologies KT-LED6A19-O-827 Essential Series Dimmable LED A19 Light Bulb produces a color temperature of 2700K warm white, operates on your existing 120V circuit and consumes just 6 watts of energy. These LED A19 A lamps 40 watt incandescent equivalent retrofit lights generate 450 lumens and have a Color Rendering Index (CRI) of 80. These 120 volt LED light bulbs fit fixtures with an E26 medium base. These LED A19 bulbs are dimmable but are NOT CEC Title 20 Compliant. For Non-Dimmable versions, or CEC compliant versions, please refer to the related products below. Can't find what you are looking for or need a quote for a large job? Give our customer service a call at 248-276-9640. The bulb's dimensions are 2.36 inches wide by 4.33 inches MOL. The lens conceals the LEDs from sight and evenly distributes the light and with a durable plastic housing that lowers the risk for breakage. They can be used with LED compatible controls and dimmers and are also rated for use in enclosed fixtures. Click here to see the complete Keystone 6 Watt 80CRI General Purpose Dimmable A19 Specification Sheet. These bulbs are damp location rated, Energy Star qualified, and have a rated life of 15,000 hours or a 2 Year limited warranty. Typical Applications Typical applications for these omni-directional LED A19 lamps include table and floor lamps, chandeliers, pendants, corridor light and sconce fixtures and general decorative outdoor lighting in residential, office, retail, restaurant, school, hospital and hotel/motel locations. Keystone Technologies 6 Watt Essential Series LED General Purpose A19 Light Bulb Dimmable 450 Lumens 80 CRI 120V 2700K | 2700 | 83 | 450 | 81.8182 | 15000 | 5.5 | 1 | 1.61 | 1.61 | 1.8918 | 2020Q3 | https://www.greenelectricalsupply.com/6-watt-essential-series-led-general-purpose-a19-light-bulb-dimmable-450-lumens-80-cri-120v-2700k.aspx | Green Electrical Supply | 2020 | Yes
LED Lighting | A-Type | Manufacturer: Keystone Technologies | True |  | General Purpose Replacement | A19 | E26 (Medium) | Damp Location Rated,Not for Use in Recessed Fixtures Damp Location Rated,Not for Use in Recessed Fixtures Home > LED Light Bulbs > LED A19 Bulbs > Under 500 Lumens (40W Equal) > 3000K Warm White > 6 Watt Essential Series LED General Purpose A19 Light Bulb Dimmable 450 Lumens 80 CRI 120V 3000K Product Specifications - Quick Reference Lamp Wattage: Working Voltage: 6 Watts 120 Volt Dimensions: Dimmability: 2.36" W x 4.33" (MOL) YES - Dimmable CRI: Delivered Lumens: 80 CRI 450 Lumens Replaces: Certifications: 40 Watt Incandescent ENERGY STAR, UL, RoHS Light Color: 3000K Warm White Warranty: 2 Year Limited Keystone’s Essential Series A Shape Bulbs are designed for general purpose lighting needs. They’re suitable for new construction applications or replacing incandescent and halogen bulbs. Offering substantially longer lifespans and higher efficiencies, our A Shape Bulbs minimize energy and replacement costs. Keystone’s extensive line of Essential Series omnidirectional LED bulbs provide solutions for a variety of application needs. There is a wide range of wattage and lumen outputs available, as well as both 80 and 90 CRI options for a majority of the line. Color temperature choices include 2700K, 3000K, and 5000K, offering more aesthetic flexibility over incandescent bulbs. This Keystone Technologies KT-LED6A19-O-830 Essential Series Dimmable LED A19 Light Bulb produces a color temperature of 3000K warm white, operates on your existing 120V circuit and consumes just 6 watts of energy. These LED A19 A lamps 40 watt incandescent equivalent retrofit lights generate 450 lumens and have a Color Rendering Index (CRI) of 80. These 120 volt LED light bulbs fit fixtures with an E26 medium base. These LED A19 bulbs are dimmable but are NOT CEC Title 20 Compliant. For Non-Dimmable versions, or CEC compliant versions, please refer to the related products below. Can't find what you are looking for or need a quote for a large job? Give our customer service a call at 248-276-9640. The bulb's dimensions are 2.36 inches wide by 4.33 inches MOL. The lens conceals the LEDs from sight and evenly distributes the light and with a durable plastic housing that lowers the risk for breakage. They can be used with LED compatible controls and dimmers and are also rated for use in enclosed fixtures. Click here to see the complete Keystone 6 Watt 80CRI General Purpose Dimmable A19 Specification Sheet. These bulbs are damp location rated, Energy Star qualified, and have a rated life of 15,000 hours or a 2 Year limited warranty. Typical Applications Typical applications for these omni-directional LED A19 lamps include table and floor lamps, chandeliers, pendants, corridor light and sconce fixtures and general decorative outdoor lighting in residential, office, retail, restaurant, school, hospital and hotel/motel locations. Keystone Technologies 6 Watt Essential Series LED General Purpose A19 Light Bulb Dimmable 450 Lumens 80 CRI 120V 3000K | 3000 | 84 | 450 | 81.8182 | 15000 | 5.5 | 1 | 1.61 | 1.61 | 1.8918 | 2020Q3 | https://www.greenelectricalsupply.com/6-watt-essential-series-led-general-purpose-a19-light-bulb-dimmable-450-lumens-80-cri-120v-3000k.aspx | Green Electrical Supply | 2020 | Yes
LED Lighting | A-Type | Manufacturer: Keystone Technologies | True | Daylighting/Photocell, | General Purpose Replacement | A19 | E26 (Medium) | Damp Location Rated,Not for Use in Recessed Fixtures Damp Location Rated,Not for Use in Recessed Fixtures Home > LED Light Bulbs > LED A19 Bulbs > Under 500 Lumens (40W Equal) > 5000K Daylight > 6 Watt Essential Series LED General Purpose A19 Light Bulb Dimmable 450 Lumens 80 CRI 120V 5000K Product Specifications - Quick Reference Lamp Wattage: Working Voltage: 6 Watts 120 Volt Dimensions: Dimmability: 2.36" W x 4.33" (MOL) YES - Dimmable CRI: Delivered Lumens: 80 CRI 450 Lumens Replaces: Certifications: 40 Watt Incandescent ENERGY STAR, UL, RoHS Light Color: 5000K Daylight Warranty: 2 Year Limited Keystone’s Essential Series A Shape Bulbs are designed for general purpose lighting needs. They’re suitable for new construction applications or replacing incandescent and halogen bulbs. Offering substantially longer lifespans and higher efficiencies, our A Shape Bulbs minimize energy and replacement costs. Keystone’s extensive line of Essential Series omnidirectional LED bulbs provide solutions for a variety of application needs. There is a wide range of wattage and lumen outputs available, as well as both 80 and 90 CRI options for a majority of the line. Color temperature choices include 2700K, 3000K, and 5000K, offering more aesthetic flexibility over incandescent bulbs. This Keystone Technologies KT-LED6A19-O-850 Essential Series Dimmable LED A19 Light Bulb produces a color temperature of 5000K daylight, operates on your existing 120V circuit and consumes just 6 watts of energy. These LED A19 A lamps 40 watt incandescent equivalent retrofit lights generate 450 lumens and have a Color Rendering Index (CRI) of 80. These 120 volt LED light bulbs fit fixtures with an E26 medium base. These LED A19 bulbs are dimmable but are NOT CEC Title 20 Compliant. For Non-Dimmable versions, or CEC compliant versions, please refer to the related products below. Can't find what you are looking for or need a quote for a large job? Give our customer service a call at 248-276-9640. The bulb's dimensions are 2.36 inches wide by 4.33 inches MOL. The lens conceals the LEDs from sight and evenly distributes the light and with a durable plastic housing that lowers the risk for breakage. They can be used with LED compatible controls and dimmers and are also rated for use in enclosed fixtures. Click here to see the complete Keystone 6 Watt 80CRI General Purpose Dimmable A19 Specification Sheet. These bulbs are damp location rated, Energy Star qualified, and have a rated life of 15,000 hours or a 2 Year limited warranty. Typical Applications Typical applications for these omni-directional LED A19 lamps include table and floor lamps, chandeliers, pendants, corridor light and sconce fixtures and general decorative outdoor lighting in residential, office, retail, restaurant, school, hospital and hotel/motel locations. Keystone Technologies 6 Watt Essential Series LED General Purpose A19 Light Bulb Dimmable 450 Lumens 80 CRI 120V 5000K | 5000 | 85 | 450 | 81.8182 | 15000 | 5.5 | 1 | 1.61 | 1.61 | 1.8918 | 2020Q3 | https://www.greenelectricalsupply.com/6-watt-essential-series-led-general-purpose-a19-light-bulb-dimmable-450-lumens-80-cri-120v-5000k.aspx | Green Electrical Supply | 2020 | Yes
LED Lighting | A-Type | Philips | False |  | A19/21 | E26 (Medium) | E26 (Medium) | Home / Light Bulbs / LED / Philips - 460634 - 5.5A19/LED/827/ND 120V 1PK/6 Damp Location Rated 5.5W A19 LED Lamp - Universal - 450 Lumens - Warm White (2700K) - 80 CRI - 11000 Hours - E26 (Medium) - 120 to 130V - Frost Philips - 460634 - 5.5A19/LED/827/ND 120V 1PK/6 | 2700 | 80 | 450 | 81.8182 | 11000 | 5.5 | 6 | 18.6 | 3.1 | 3.6426 | 2020Q3 | https://shop.regencylighting.com/lamps/led/5-5a19-led-827-nd-120v-1pk-6-46063-4.html | Regency Lighting | 2020 | Yes
LED Lighting | Reflector | Manufacturer: Keystone Technologies | True |  | Reflector (Flood/Spot) | BR40 | E26 (Medium) | Damp Location Rated,Recessed Fixtures Home > LED Light Bulbs > LED Reflector Bulbs > LED BR40 > 2700K Warm White > 15 Watt Essential Series LED Reflector BR40 Light Bulb Dimmable 1300 Lumens 80 CRI 120V 2700K Product Specifications - Quick Reference Lamp Wattage: Working Voltage: 15 Watts 120 Volt Dimensions: Dimmability: 4.92" Dia. x 6.22" MOL YES - Dimmable CRI: Delivered Lumens: 80 CRI 1300 Lumens Replaces: Certifications: 90 Watt Halogen ENERGY STAR, UL, RoHS Light Color: 2700K Warm White Warranty: 2 Year Limited Keystone Technologies flood reflector LED bulbs are ideal for replacing halogen equivalents, offering a longer lifespan of 15,000 hours and up to 80% energy savings. Keystone’s Reflector LED Flood Bulbs feature a long neck and wide beam angle, producing soft-edged, directional lighting with minimal shadowing. With smooth, uniform dimming, the Essential Series LED reflectors are a great choice for use with indoor recessed downlights and other indoor applications. This Keystone Technologies KT-LED15BR40-827 Essential Series Dimmable LED BR40 Light Bulb produces a color temperature of 2700K warm white, operates on your existing 120V circuit and consumes just 15 watts of energy. These LED BR40 lamps 90 watt halogen equivalent retrofit lights generate 1300 lumens and have a Color Rendering Index (CRI) of 80. They are energy efficient and have 80% energy savings over legacy equivalents, as well as a lower heat generation. This bulb has a 110 degree beam angle with a smooth diffused lens for a comfortable glare free performance. These 120 volt LED light bulbs fit fixtures with an E26 medium base. These LED BR40 bulbs are dimmable but are NOT CEC Title 20 Compliant. For CEC compliant versions, please refer to the related products below. Can't find what you are looking for or need a quote for a large job? Give our customer service a call at 248-276-9640. The bulb's dimensions are 4.92 inches in diameter by 6.22 inches in length. The lens conceals the LEDs from sight and evenly distributes the light and with a durable plastic housing that lowers the risk for breakage. These reflector bulbs have a long life that minimizes replacement and maintenance costs. The operating temperature range is -4 degrees F to 95 degrees F. Click here to see the complete Keystone 15 Watt BR40 General Purpose Dimmable Specification Sheet. These bulbs Energy Star qualified and have a rated life of 15,000 hours or a 2 Year limited warranty. Typical Applications Typical applications for these reflector lamps include track lighting, recessed downlights, pendant lighting, and surface mount ceiling fixtures. They are rated for use in enclosed fixtures. Keystone Technologies 15 Watt Essential Series LED Reflector BR40 Light Bulb Dimmable 1300 Lumens 80 CRI 120V 2700K | 2700 | 83 | 1300 | 86.6667 | 15000 | 15 | 1 | 5.83 | 5.83 | 6.8505 | 2020Q2 | https://www.greenelectricalsupply.com/15-watt-essential-series-led-reflector-br40-bulb-dimmable-80-cri-2700k.aspx | Green Electrical Supply | 2020 | Yes
LED Lighting | Reflector | Manufacturer: Keystone Technologies | True |  | Reflector (Flood/Spot) | BR40 | E26 (Medium) | Damp Location Rated,Recessed Fixtures Home > LED Light Bulbs > LED Reflector Bulbs > LED BR40 > 3000K Warm White > 15 Watt Essential Series LED Reflector BR40 Light Bulb Dimmable 1300 Lumens 80 CRI 120V 3000K Product Specifications - Quick Reference Lamp Wattage: Working Voltage: 15 Watts 120 Volt Dimensions: Dimmability: 4.92" Dia. x 6.22" MOL YES - Dimmable CRI: Delivered Lumens: 80 CRI 1300 Lumens Replaces: Certifications: 90 Watt Halogen ENERGY STAR, UL, RoHS Light Color: 3000K Warm White Warranty: 2 Year Limited Keystone Technologies flood reflector LED bulbs are ideal for replacing halogen equivalents, offering a longer lifespan of 15,000 hours and up to 80% energy savings. Keystone’s Reflector LED Flood Bulbs feature a long neck and wide beam angle, producing soft-edged, directional lighting with minimal shadowing. With smooth, uniform dimming, the Essential Series LED reflectors are a great choice for use with indoor recessed downlights and other indoor applications. This Keystone Technologies KT-LED15BR40-830 Essential Series Dimmable LED BR40 Light Bulb produces a color temperature of 3000K warm white, operates on your existing 120V circuit and consumes just 15 watts of energy. These LED BR40 lamps 90 watt halogen equivalent retrofit lights generate 1300 lumens and have a Color Rendering Index (CRI) of 80. They are energy efficient and have 80% energy savings over legacy equivalents, as well as a lower heat generation. This bulb has a 110 degree beam angle with a smooth diffused lens for a comfortable glare free performance. These 120 volt LED light bulbs fit fixtures with an E26 medium base. These LED BR40 bulbs are dimmable but are NOT CEC Title 20 Compliant. For CEC compliant versions, please refer to the related products below. Can't find what you are looking for or need a quote for a large job? Give our customer service a call at 248-276-9640. The bulb's dimensions are 4.92 inches in diameter by 6.22 inches in length. The lens conceals the LEDs from sight and evenly distributes the light and with a durable plastic housing that lowers the risk for breakage. These reflector bulbs have a long life that minimizes replacement and maintenance costs. The operating temperature range is -4 degrees F to 95 degrees F. Click here to see the complete Keystone 15 Watt BR40 General Purpose Dimmable Specification Sheet. These bulbs Energy Star qualified and have a rated life of 15,000 hours or a 2 Year limited warranty. Typical Applications Typical applications for these reflector lamps include track lighting, recessed downlights, pendant lighting, and surface mount ceiling fixtures. They are rated for use in enclosed fixtures. Keystone Technologies 15 Watt Essential Series LED Reflector BR40 Light Bulb Dimmable 1300 Lumens 80 CRI 120V 3000K | 3000 | 84 | 1300 | 86.6667 | 15000 | 15 | 1 | 5.83 | 5.83 | 6.8505 | 2020Q2 | https://www.greenelectricalsupply.com/15-watt-essential-series-led-reflector-br40-bulb-dimmable-80-cri-3000k.aspx | Green Electrical Supply | 2020 | Yes
LED Lighting | Reflector | Manufacturer: Keystone Technologies | True |  | Reflector (Flood/Spot) | BR40 | E26 (Medium) | Damp Location Rated,Recessed Fixtures Home > LED Light Bulbs > LED Reflector Bulbs > LED BR40 > 4000K Cool White > 15 Watt Essential Series LED Reflector BR40 Light Bulb Dimmable 1300 Lumens 80 CRI 120V 4000K Product Specifications - Quick Reference Lamp Wattage: Working Voltage: 15 Watts 120 Volt Dimensions: Dimmability: 4.92" Dia. x 6.22" MOL YES - Dimmable CRI: Delivered Lumens: 80 CRI 1300 Lumens Replaces: Certifications: 90 Watt Halogen ENERGY STAR, UL, RoHS Light Color: 4000K Cool White Warranty: 2 Year Limited Keystone Technologies flood reflector LED bulbs are ideal for replacing halogen equivalents, offering a longer lifespan of 15,000 hours and up to 80% energy savings. Keystone’s Reflector LED Flood Bulbs feature a long neck and wide beam angle, producing soft-edged, directional lighting with minimal shadowing. With smooth, uniform dimming, the Essential Series LED reflectors are a great choice for use with indoor recessed downlights and other indoor applications. This Keystone Technologies KT-LED15BR40-840 Essential Series Dimmable LED BR40 Light Bulb produces a color temperature of 4000K cool white, operates on your existing 120V circuit and consumes just 15 watts of energy. These LED BR40 lamps 90 watt halogen equivalent retrofit lights generate 1300 lumens and have a Color Rendering Index (CRI) of 80. They are energy efficient and have 80% energy savings over legacy equivalents, as well as a lower heat generation. This bulb has a 110 degree beam angle with a smooth diffused lens for a comfortable glare free performance. These 120 volt LED light bulbs fit fixtures with an E26 medium base. These LED BR40 bulbs are dimmable but are NOT CEC Title 20 Compliant. For CEC compliant versions, please refer to the related products below. Can't find what you are looking for or need a quote for a large job? Give our customer service a call at 248-276-9640. The bulb's dimensions are 4.92 inches in diameter by 6.22 inches in length. The lens conceals the LEDs from sight and evenly distributes the light and with a durable plastic housing that lowers the risk for breakage. These reflector bulbs have a long life that minimizes replacement and maintenance costs. The operating temperature range is -4 degrees F to 95 degrees F. Click here to see the complete Keystone 15 Watt BR40 General Purpose Dimmable Specification Sheet. These bulbs Energy Star qualified and have a rated life of 15,000 hours or a 2 Year limited warranty. Typical Applications Typical applications for these reflector lamps include track lighting, recessed downlights, pendant lighting, and surface mount ceiling fixtures. They are rated for use in enclosed fixtures. Keystone Technologies 15 Watt Essential Series LED Reflector BR40 Light Bulb Dimmable 1300 Lumens 80 CRI 120V 4000K | 4000 | 83 | 1350 | 90 | 15000 | 15 | 1 | 5.83 | 5.83 | 6.8505 | 2020Q2 | https://www.greenelectricalsupply.com/15-watt-essential-series-led-reflector-br40-bulb-dimmable-80-cri-4000k.aspx | Green Electrical Supply | 2020 | Yes
LED Lighting | Reflector | Manufacturer: Keystone Technologies | True | Daylighting/Photocell, | Reflector (Flood/Spot) | BR40 | E26 (Medium) | Damp Location Rated,Recessed Fixtures Home > LED Light Bulbs > LED Reflector Bulbs > LED BR40 > 5000K Daylight > 15 Watt Essential Series LED Reflector BR40 Light Bulb Dimmable 1300 Lumens 80 CRI 120V 5000K Product Specifications - Quick Reference Lamp Wattage: Working Voltage: 15 Watts 120 Volt Dimensions: Dimmability: 4.92" Dia. x 6.22" MOL YES - Dimmable CRI: Delivered Lumens: 80 CRI 1300 Lumens Replaces: Certifications: 90 Watt Halogen ENERGY STAR, UL, RoHS Light Color: 5000K Daylight Warranty: 2 Year Limited Keystone Technologies flood reflector LED bulbs are ideal for replacing halogen equivalents, offering a longer lifespan of 15,000 hours and up to 80% energy savings. Keystone’s Reflector LED Flood Bulbs feature a long neck and wide beam angle, producing soft-edged, directional lighting with minimal shadowing. With smooth, uniform dimming, the Essential Series LED reflectors are a great choice for use with indoor recessed downlights and other indoor applications. This Keystone Technologies KT-LED15BR40-850 Essential Series Dimmable LED BR40 Light Bulb produces a color temperature of 5000K daylight, operates on your existing 120V circuit and consumes just 15 watts of energy. These LED BR40 lamps 90 watt halogen equivalent retrofit lights generate 1300 lumens and have a Color Rendering Index (CRI) of 80. They are energy efficient and have 80% energy savings over legacy equivalents, as well as a lower heat generation. This bulb has a 110 degree beam angle with a smooth diffused lens for a comfortable glare free performance. These 120 volt LED light bulbs fit fixtures with an E26 medium base. These LED BR40 bulbs are dimmable but are NOT CEC Title 20 Compliant. For CEC compliant versions, please refer to the related products below. Can't find what you are looking for or need a quote for a large job? Give our customer service a call at 248-276-9640. The bulb's dimensions are 4.92 inches in diameter by 6.22 inches in length. The lens conceals the LEDs from sight and evenly distributes the light and with a durable plastic housing that lowers the risk for breakage. These reflector bulbs have a long life that minimizes replacement and maintenance costs. The operating temperature range is -4 degrees F to 95 degrees F. Click here to see the complete Keystone 15 Watt BR40 General Purpose Dimmable Specification Sheet. These bulbs Energy Star qualified and have a rated life of 15,000 hours or a 2 Year limited warranty. Typical Applications Typical applications for these reflector lamps include track lighting, recessed downlights, pendant lighting, and surface mount ceiling fixtures. They are rated for use in enclosed fixtures. Keystone Technologies 15 Watt Essential Series LED Reflector BR40 Light Bulb Dimmable 1300 Lumens 80 CRI 120V 5000K | 5000 | 85 | 1350 | 90 | 15000 | 15 | 1 | 5.83 | 5.83 | 6.8505 | 2020Q2 | https://www.greenelectricalsupply.com/15-watt-essential-series-led-reflector-br40-bulb-dimmable-80-cri-5000k.aspx | Green Electrical Supply | 2020 | Yes
LED Lighting | A-Type | Philips | True | Daylighting/Photocell, | A19/21 | E26 (Medium) | E26 (Medium) | Home / Light Bulbs / LED / Philips - 479436 - 5.5A19/PER/850/P/E26/DIM 6/1FB Energy Star Rated; Enclosed Fixture Rated; Damp Location Rated 5.5W A19 LED Lamp - Universal - 450 Lumens - Daylight (5000K) - 80 CRI - 15000 Hours - E26 (Medium) - 120 to 130V - Frost Philips - 479436 - 5.5A19/PER/850/P/E26/DIM 6/1FB | 5000 | 80 | 450 | 81.8182 | 15000 | 5.5 | 1 | 4 | 4 | 4.7002 | 2020Q3 | https://shop.regencylighting.com/lamps/led/5-5a19-per-850-p-e26-dim-6-1fb-47943-6.html | Regency Lighting | 2020 | Yes
LED Lighting | A-Type | Philips | False |  | A19/21 | E26 (Medium) | E26 (Medium) | Home / Light Bulbs / LED / LED A-Line / Philips - 460634 - 5.5A19/LED/827/ND 120V 1PK/6 Damp Location Rated 5.5W A19 LED Lamp - Universal - 450 Lumens - Warm White (2700K) - 80 CRI - 11000 Hours - E26 (Medium) - 120 to 130V - Frost Philips - 460634 - 5.5A19/LED/827/ND 120V 1PK/6 | 2700 | 80 | 450 | 81.8182 | 11000 | 5.5 | 6 | 18.6 | 3.1 | 3.6426 | 2020Q3 | https://shop.regencylighting.com/lamps/led/a-line/5-5a19-led-827-nd-120v-1pk-6-46063-4.html | Regency Lighting | 2020 | Yes
LED Lighting | A-Type | Philips | True | Daylighting/Photocell, | A19/21 | E26 (Medium) | E26 (Medium) | Home / Light Bulbs / LED / LED A-Line / Philips - 479436 - 5.5A19/PER/850/P/E26/DIM 6/1FB Energy Star Rated; Enclosed Fixture Rated; Damp Location Rated 5.5W A19 LED Lamp - Universal - 450 Lumens - Daylight (5000K) - 80 CRI - 15000 Hours - E26 (Medium) - 120 to 130V - Frost Philips - 479436 - 5.5A19/PER/850/P/E26/DIM 6/1FB | 5000 | 80 | 450 | 81.8182 | 15000 | 5.5 | 1 | 4 | 4 | 4.7002 | 2020Q3 | https://shop.regencylighting.com/lamps/led/a-line/5-5a19-per-850-p-e26-dim-6-1fb-47943-6.html | Regency Lighting | 2020 | Yes
LED Lighting | A-Type | Sylvania | True |  | A19/21 | E26 (Medium) | E26 (Medium) | Home / Light Bulbs / LED / LED A-Line / Sylvania - 74435 - LED5.5A19DIMO827U Lamp Finish Frosted 5.5W A19 LED Lamp - Universal - 450 Lumens - Warm White (2700K) - 80 CRI - 15000 Hours - E26 (Medium) - 120 to 130V - Frost Sylvania - 74435 - LED5.5A19DIMO827U | 2700 | 80 | 450 | 81.8182 | 15000 | 5.5 | 1 | 91.15 | 91.15 | 107.1048 | 2020Q3 | https://shop.regencylighting.com/lamps/led/a-line/led5-5a19dimo827u-74435.html | Regency Lighting | 2020 | Yes
LED Lighting | A-Type | Sylvania | True |  | A19/21 | E26 (Medium) | E26 (Medium) | Home / Light Bulbs / LED / LED A-Line / Sylvania - 74688 - LED5.5A19DIMO827UB Indoor/Outdoor Damp Rated; Energy Star Rated 5.5W A19 LED Lamp - Universal - 450 Lumens - Warm White (2700K) - 80 CRI - 15000 Hours - E26 (Medium) - 120 to 130V - Frost Sylvania - 74688 - LED5.5A19DIMO827UB | 2700 | 80 | 450 | 81.8182 | 15000 | 5.5 | 1 | 3.86 | 3.86 | 4.5356 | 2020Q3 | https://shop.regencylighting.com/lamps/led/a-line/led5-5a19dimo827ub-74688.html | Regency Lighting | 2020 | Yes
LED Lighting | A-Type | Sylvania | True |  | A19/21 | E26 (Medium) | E26 (Medium) | Home / Light Bulbs / LED / LED A-Line / Sylvania - 74418 - LED5.5A19DIMO827URP 6/CS 1/SKU A19 LED Lamp 5.5W A19 LED Lamp - Universal - 450 Lumens - Warm White (2700K) - 80 CRI - 15000 Hours - E26 (Medium) - 120 to 130V - Frost Sylvania - 74418 - LED5.5A19DIMO827URP 6/CS 1/SKU | 2700 | 80 | 450 | 81.8182 | 15000 | 5.5 | 1 | 4.42 | 4.42 | 5.1937 | 2020Q3 | https://shop.regencylighting.com/lamps/led/a-line/led5-5a19dimo827urp-6-cs-1-sku-74418.html | Regency Lighting | 2020 | Yes
LED Lighting | Reflector | Manufacturer: Satco | False |  | Reflector (Flood/Spot) | PAR38 | E26 (Medium) | None,Not Rated for Recessed Fixtures Home > LED Commercial Fixtures > 277 Volt LED Lighting > 18 Watt 1950 Lumen 25 Degree Beam 120-277V Non-Dimmable LED PAR38 Light Bulb 3000K Product Specifications - Quick Reference Input Voltage: Lumens: 100-277V 1950 Lumens Dimensions: Dimmable: 5" (MOL) x 4.75" (MOD) No - Not Dimmable LED Color: 3000K Warm White Life Time: 50,000 Hours Power Consumption: Luminous Efficacy: 18 Watts 108 lm/W CRI: Certifications: 83 CRI RoHS, Dry Location Satco's Hi-Pro LED series of high lumen PAR lamps for industrial and commercial applications are here to replace your halogen and ceramic metal halide lamps. Within this series, Satco is exhibiting their Solid State LED Lighting for these PAR shaped replacement lamps. This series of PAR38 LED lights bulbs are not dimmable, and are rated only for dry locations. They have a long life of 50,000 hours and possess a 3 Year Limited Warranty. This series comes in a 18 watt model with the color temperatures of 3000K and 4000K. This model is part number S9760 (18W/LED/PAR38/3000K/100-277V) which produces 1950 lumens of a 3000K warm white color. This bulb consumes just 18 watts of 100-277 volt energy to fit all your application needs. This bulb is RoHS compliant and cULus - dry location rated. This led spotlight is not dimmable and has a CRI of 83, with a medium E26 base to meet all of your replacement needs. This PAR lamp has a 25° beam spread, for the exact beam profile and illumination information, please see the diagrams to the right of this text or check out the specification sheet linked at the end of this paragraph. This bulb measures 5 inches in length and has a diameter of 4.75 inches. Click here for the complete Satco S9760 LED PAR38 Light Bulb Specification Sheet. Try out these bulbs today! You will not be disappointed. Satco 18 Watt 1950 Lumen 25 Degree Beam 120-277V Non-Dimmable LED PAR38 Light Bulb 3000K | 3000 | 84 | 1950 | 108.3333 | 50000 | 18 | 1 | 26.95 | 26.95 | 31.6673 | 2020Q2 | https://www.greenelectricalsupply.com/18-watt-led-par38-25-degree-beam-120-277v-3000k.aspx | Green Electrical Supply | 2020 | Yes
LED Lighting | Reflector | Manufacturer: Satco | False |  | Reflector (Flood/Spot) | PAR38 | E26 (Medium) | None,Not Rated for Recessed Fixtures Home > LED Commercial Fixtures > 277 Volt LED Lighting > 18 Watt 2000 Lumen 25 Degree Beam 120-277V Non-Dimmable LED PAR38 Light Bulb 4000K Product Specifications - Quick Reference Input Voltage: Lumens: 100-277V 2000 Lumens Dimensions: Dimmable: 5" (MOL) x 4.75" (MOD) No - Not Dimmable LED Color: 4000K Cool White Life Time: 50,000 Hours Power Consumption: Luminous Efficacy: 18 Watts 111 lm/W CRI: Certifications: 83 CRI RoHS, Dry Location Satco's Hi-Pro LED series of high lumen PAR lamps for industrial and commercial applications are here to replace your halogen and ceramic metal halide lamps. Within this series, Satco is exhibiting their Solid State LED Lighting for these PAR shaped replacement lamps. This series of PAR38 LED lights bulbs are not dimmable, and are rated only for dry locations. They have a long life of 50,000 hours and possess a 3 Year Limited Warranty. This series comes in a 18 watt model with the color temperatures of 3000K and 4000K. This model is part number S9761 (18W/LED/PAR38/4000K/100-277V) which produces 2000 lumens of a 4000K cool white color. This bulb consumes just 18 watts of 100-277 volt energy to fit all your application needs. This bulb is RoHS compliant and cULus - dry location rated. This led spotlight is not dimmable and has a CRI of 83, with a medium E26 base to meet all of your replacement needs. This PAR lamp has a 25° beam spread, for the exact beam profile and illumination information, please see the diagrams to the right of this text or check out the specification sheet linked at the end of this paragraph. This bulb measures 5 inches in length and has a diameter of 4.75 inches. Click here for the complete Satco S9761 LED PAR38 Light Bulb Specification Sheet. Try out these bulbs today! You will not be disappointed. Satco 18 Watt 2000 Lumen 25 Degree Beam 120-277V Non-Dimmable LED PAR38 Light Bulb 4000K | 4000 | 85 | 1751 | 97.2778 | 50000 | 18 | 1 | 26.95 | 26.95 | 31.6673 | 2020Q2 | https://www.greenelectricalsupply.com/18-watt-led-par38-25-degree-beam-120-277v-4000k.aspx | Green Electrical Supply | 2020 | Yes
LED Lighting | Decorative | Manufacturer: Satco | True |  | Decorative | B10 | E26 (Medium) | Damp Location Rated,Recessed Fixtures Home > LED Light Bulbs > LED Filament Bulbs > LED Torpedo Filament > E26 Medium Base > 2.5 Watt Clear Torpedo LED Filament Bulb E26 Medium Base 250 Lumens 2700K ** Non-CEC Compliant - NOT Lawful for Sale in California ** Product Specifications - Quick Reference Lamp Wattage: Working Voltage: 2.5 Watts 120 Volt Dimensions: Beam Angle: 1.38" x 3.5" (MOL) 360 Degree Omni-directional Lumen Output: Incandescent Equivalent: 250 Lumens 25 Watt Dimmable: Rated Life: Yes 15,000 Hours Color Temperature: 2700K Warm White Warranty: 3 Year Limited If you are looking for the antique style, traditional C11 incandescent candelabra look and feel with all the energy efficient benefits LED technology can provide, this is the bulb for you. The Satco LED Filament Lamps are the perfect vintage light bulb with an historically accurate and beautifully reproduced design, perfect for restaurants or hospitality environments. The LEDs are aligned inside a clear lamp to maintain the look of incandescent filaments. This Satco S9567 2700K warm white smooth dimming LED filament antique light operates on your existing 120V circuit and consumes just 2.5 watts. These clear C11 incandescent LED retrofit lights generate 250 lumens with a CRI of 80. The omni-directional filament LED light bulbs have a 360® beam angle to perfectly replace your 25 watt incandescent bulbs. The S9567 is uL listed for totally enclosed fixtures and is damp location rated. Want that rustic look in your business or even wedding? These old fashioned light bulbs are perfect for you. They create that warm orange glow all while creating that steampunk or industrial design. Click here to see the complete Satco LED Filament Lamp S9567 Specification Sheet. Instant on at full brightness and mercury free - environmentally positive - generates no IR or UV - protects valuable objects - these Satco C11 incandescent torpedo shape LED antique bulbs are rated for 15,000 hours. These 120 volt LED light bulbs fit most fixtures with E26 base. The bulb's dimensions are 1.38" wide by 3.5" inches MOL. These LED lights are compatible with many timers and dimmable using most 120V wall box dimmers (see a compatible dimmer option in the related products below). Satco 2.5 Watt Clear Torpedo LED Filament Bulb E26 Medium Base 250 Lumens 2700K | 2700 | 82 | 250 | 100 | 25000 | 2.5 | 1 | 4.95 | 4.95 | 5.8164 | 2020Q2 | https://www.greenelectricalsupply.com/2-5w-torpedo-e26-led-filament.aspx | Green Electrical Supply | 2020 | Yes
LED Lighting | A-Type | Sylvania | True |  | A19/21 | E26 (Medium) | E26 (Medium) | Home / Light Bulbs / LED / LED A-Line / Sylvania - 74398 - LED5.5A19DIMO830U A19 LED Lamp 5.5W A19 LED Lamp - Universal - 450 Lumens - Warm White (3000K) - 80 CRI - 15000 Hours - E26 (Medium) - 120 to 130V - Frost Sylvania - 74398 - LED5.5A19DIMO830U | 3000 | 80 | 450 | 81.8182 | 15000 | 5.5 | 1 | 4.42 | 4.42 | 5.1937 | 2020Q3 | https://shop.regencylighting.com/lamps/led/a-line/led5-5a19dimo830u-74398.html | Regency Lighting | 2020 | Yes
LED Lighting | A-Type | Sylvania | True | Daylighting/Photocell, | A19/21 | E26 (Medium) | E26 (Medium) | Home / Light Bulbs / LED / LED A-Line / Sylvania - 74419 - LED5.5A19DIMO850URP Lamp Finish Frosted 5.5W A19 LED Lamp - Universal - 450 Lumens - Daylight (5000K) - 80 CRI - 15000 Hours - E26 (Medium) - 120 to 130V - Frost Sylvania - 74419 - LED5.5A19DIMO850URP | 5000 | 80 | 450 | 81.8182 | 15000 | 5.5 | 6 | 26.52 | 4.42 | 5.1937 | 2020Q3 | https://shop.regencylighting.com/lamps/led/a-line/led5-5a19dimo850urp-74419.html | Regency Lighting | 2020 | Yes
LED Lighting | A-Type | Sylvania | True |  | A19/21 | E26 (Medium) | E26 (Medium) | Home / Light Bulbs / LED / Sylvania - 74435 - LED5.5A19DIMO827U Lamp Finish Frosted 5.5W A19 LED Lamp - Universal - 450 Lumens - Warm White (2700K) - 80 CRI - 15000 Hours - E26 (Medium) - 120 to 130V - Frost Sylvania - 74435 - LED5.5A19DIMO827U | 2700 | 80 | 450 | 81.8182 | 15000 | 5.5 | 1 | 91.15 | 91.15 | 107.1048 | 2020Q3 | https://shop.regencylighting.com/lamps/led/led5-5a19dimo827u-74435.html | Regency Lighting | 2020 | Yes
LED Lighting | A-Type | Sylvania | True |  | A19/21 | E26 (Medium) | E26 (Medium) | Home / Light Bulbs / LED / Sylvania - 74688 - LED5.5A19DIMO827UB Indoor/Outdoor Damp Rated; Energy Star Rated 5.5W A19 LED Lamp - Universal - 450 Lumens - Warm White (2700K) - 80 CRI - 15000 Hours - E26 (Medium) - 120 to 130V - Frost Sylvania - 74688 - LED5.5A19DIMO827UB | 2700 | 80 | 450 | 81.8182 | 15000 | 5.5 | 1 | 3.86 | 3.86 | 4.5356 | 2020Q3 | https://shop.regencylighting.com/lamps/led/led5-5a19dimo827ub-74688.html | Regency Lighting | 2020 | Yes
LED Lighting | A-Type | Sylvania | True |  | A19/21 | E26 (Medium) | E26 (Medium) | Home / Light Bulbs / LED / Sylvania - 74418 - LED5.5A19DIMO827URP 6/CS 1/SKU A19 LED Lamp 5.5W A19 LED Lamp - Universal - 450 Lumens - Warm White (2700K) - 80 CRI - 15000 Hours - E26 (Medium) - 120 to 130V - Frost Sylvania - 74418 - LED5.5A19DIMO827URP 6/CS 1/SKU | 2700 | 80 | 450 | 81.8182 | 15000 | 5.5 | 1 | 4.42 | 4.42 | 5.1937 | 2020Q3 | https://shop.regencylighting.com/lamps/led/led5-5a19dimo827urp-6-cs-1-sku-74418.html | Regency Lighting | 2020 | Yes
LED Lighting | A-Type | Sylvania | True |  | A19/21 | E26 (Medium) | E26 (Medium) | Home / Light Bulbs / LED / Sylvania - 74398 - LED5.5A19DIMO830U A19 LED Lamp 5.5W A19 LED Lamp - Universal - 450 Lumens - Warm White (3000K) - 80 CRI - 15000 Hours - E26 (Medium) - 120 to 130V - Frost Sylvania - 74398 - LED5.5A19DIMO830U | 3000 | 80 | 450 | 81.8182 | 15000 | 5.5 | 1 | 4.42 | 4.42 | 5.1937 | 2020Q3 | https://shop.regencylighting.com/lamps/led/led5-5a19dimo830u-74398.html | Regency Lighting | 2020 | Yes
LED Lighting | A-Type | Sylvania | True | Daylighting/Photocell, | A19/21 | E26 (Medium) | E26 (Medium) | Home / Light Bulbs / LED / Sylvania - 74419 - LED5.5A19DIMO850URP Lamp Finish Frosted 5.5W A19 LED Lamp - Universal - 450 Lumens - Daylight (5000K) - 80 CRI - 15000 Hours - E26 (Medium) - 120 to 130V - Frost Sylvania - 74419 - LED5.5A19DIMO850URP | 5000 | 80 | 450 | 81.8182 | 15000 | 5.5 | 6 | 26.52 | 4.42 | 5.1937 | 2020Q3 | https://shop.regencylighting.com/lamps/led/led5-5a19dimo850urp-74419.html | Regency Lighting | 2020 | Yes
LED Lighting | A-Type | SYLVANIA | True |  |  | A19 (Arbitrary) | Medium Screw (E26) | Home Lamps, Bulbs, Ballasts Bulbs - LED LED - Traditional Lamps - A-Type LED5.5A19DIMO850URP LED Lamp, 5.5 Watt, 120 Volt, Bulb: A19, Dimmable, Base: Medium Screw (E26), Lumens: 450, CRI: 80, Color Temperature: 5000K, Lamp Finish: Frosted, Rated Hours: 15000, Standard Case Qty: 6 *Sylvania Part # 74419* LED Lamp, A19, 5.5W, 120V, 5000K, Frosted SYLVANIA LED5.5A19DIMO850URP LED Lamp, A19, 5.5W, 120V, 5000K, Frosted | 5000 | 80 | 450 | 81.8182 |  | 5.5 | 1 | 8.66 | 8.66 | 10.1758 | 2020Q3 | https://www.rexelusa.com/usr/Root-Category/Lamps,-Bulbs,-Ballasts/Bulbs---LED/LED---Traditional/Lamps---A-Type/SYLVANIA-LED5-5A19DIMO850URP-LED-Lamp,-A19,-5-5W,-120V,-5000K,-Frosted/p/1072508?prevPageNumber=70 | Rexel Energy Solutions | 2020 | Yes
LED Lighting | A-Type | Manufacturer: Keystone Technologies | True |  | General Purpose Replacement | A19 | E26 (Medium) | Damp Location Rated,Not for Use in Recessed Fixtures Home > LED Light Bulbs > LED A19 Bulbs > Under 500 Lumens (40W Equal) > 2700K Warm White > 6 Watt Essential Series LED General Purpose A19 Light Bulb Dimmable 450 Lumens 80 CRI 120V 2700K Product Specifications - Quick Reference Lamp Wattage: Working Voltage: 6 Watts 120 Volt Dimensions: Dimmability: 2.36" W x 4.33" (MOL) YES - Dimmable CRI: Delivered Lumens: 80 CRI 450 Lumens Replaces: Certifications: 40 Watt Incandescent ENERGY STAR, UL, RoHS Light Color: 2700K Warm White Warranty: 2 Year Limited Keystone’s Essential Series A Shape Bulbs are designed for general purpose lighting needs. They’re suitable for new construction applications or replacing incandescent and halogen bulbs. Offering substantially longer lifespans and higher efficiencies, our A Shape Bulbs minimize energy and replacement costs. Keystone’s extensive line of Essential Series omnidirectional LED bulbs provide solutions for a variety of application needs. There is a wide range of wattage and lumen outputs available, as well as both 80 and 90 CRI options for a majority of the line. Color temperature choices include 2700K, 3000K, and 5000K, offering more aesthetic flexibility over incandescent bulbs. This Keystone Technologies KT-LED6A19-O-827 Essential Series Dimmable LED A19 Light Bulb produces a color temperature of 2700K warm white, operates on your existing 120V circuit and consumes just 6 watts of energy. These LED A19 A lamps 40 watt incandescent equivalent retrofit lights generate 450 lumens and have a Color Rendering Index (CRI) of 80. These 120 volt LED light bulbs fit fixtures with an E26 medium base. These LED A19 bulbs are dimmable but are NOT CEC Title 20 Compliant. For Non-Dimmable versions, or CEC compliant versions, please refer to the related products below. Can't find what you are looking for or need a quote for a large job? Give our customer service a call at 248-276-9640. The bulb's dimensions are 2.36 inches wide by 4.33 inches MOL. The lens conceals the LEDs from sight and evenly distributes the light and with a durable plastic housing that lowers the risk for breakage. They can be used with LED compatible controls and dimmers and are also rated for use in enclosed fixtures. Click here to see the complete Keystone 6 Watt 80CRI General Purpose Dimmable A19 Specification Sheet. These bulbs are damp location rated, Energy Star qualified, and have a rated life of 15,000 hours or a 2 Year limited warranty. Typical Applications Typical applications for these omni-directional LED A19 lamps include table and floor lamps, chandeliers, pendants, corridor light and sconce fixtures and general decorative outdoor lighting in residential, office, retail, restaurant, school, hospital and hotel/motel locations. Keystone Technologies 6 Watt Essential Series LED General Purpose A19 Light Bulb Dimmable 450 Lumens 80 CRI 120V 2700K | 2700 | 83 | 450 | 81.8182 | 15000 | 5.5 | 1 | 1.61 | 1.61 | 1.8918 | 2020Q2 | https://www.greenelectricalsupply.com/6-watt-essential-series-led-general-purpose-a19-light-bulb-dimmable-450-lumens-80-cri-120v-2700k.aspx | Green Electrical Supply | 2020 | Yes
LED Lighting | A-Type | Manufacturer: Keystone Technologies | True |  | General Purpose Replacement | A19 | E26 (Medium) | Damp Location Rated,Not for Use in Recessed Fixtures Home > LED Light Bulbs > LED A19 Bulbs > Under 500 Lumens (40W Equal) > 3000K Warm White > 6 Watt Essential Series LED General Purpose A19 Light Bulb Dimmable 450 Lumens 80 CRI 120V 3000K Product Specifications - Quick Reference Lamp Wattage: Working Voltage: 6 Watts 120 Volt Dimensions: Dimmability: 2.36" W x 4.33" (MOL) YES - Dimmable CRI: Delivered Lumens: 80 CRI 450 Lumens Replaces: Certifications: 40 Watt Incandescent ENERGY STAR, UL, RoHS Light Color: 3000K Warm White Warranty: 2 Year Limited Keystone’s Essential Series A Shape Bulbs are designed for general purpose lighting needs. They’re suitable for new construction applications or replacing incandescent and halogen bulbs. Offering substantially longer lifespans and higher efficiencies, our A Shape Bulbs minimize energy and replacement costs. Keystone’s extensive line of Essential Series omnidirectional LED bulbs provide solutions for a variety of application needs. There is a wide range of wattage and lumen outputs available, as well as both 80 and 90 CRI options for a majority of the line. Color temperature choices include 2700K, 3000K, and 5000K, offering more aesthetic flexibility over incandescent bulbs. This Keystone Technologies KT-LED6A19-O-830 Essential Series Dimmable LED A19 Light Bulb produces a color temperature of 3000K warm white, operates on your existing 120V circuit and consumes just 6 watts of energy. These LED A19 A lamps 40 watt incandescent equivalent retrofit lights generate 450 lumens and have a Color Rendering Index (CRI) of 80. These 120 volt LED light bulbs fit fixtures with an E26 medium base. These LED A19 bulbs are dimmable but are NOT CEC Title 20 Compliant. For Non-Dimmable versions, or CEC compliant versions, please refer to the related products below. Can't find what you are looking for or need a quote for a large job? Give our customer service a call at 248-276-9640. The bulb's dimensions are 2.36 inches wide by 4.33 inches MOL. The lens conceals the LEDs from sight and evenly distributes the light and with a durable plastic housing that lowers the risk for breakage. They can be used with LED compatible controls and dimmers and are also rated for use in enclosed fixtures. Click here to see the complete Keystone 6 Watt 80CRI General Purpose Dimmable A19 Specification Sheet. These bulbs are damp location rated, Energy Star qualified, and have a rated life of 15,000 hours or a 2 Year limited warranty. Typical Applications Typical applications for these omni-directional LED A19 lamps include table and floor lamps, chandeliers, pendants, corridor light and sconce fixtures and general decorative outdoor lighting in residential, office, retail, restaurant, school, hospital and hotel/motel locations. Keystone Technologies 6 Watt Essential Series LED General Purpose A19 Light Bulb Dimmable 450 Lumens 80 CRI 120V 3000K | 3000 | 84 | 450 | 81.8182 | 15000 | 5.5 | 1 | 1.61 | 1.61 | 1.8918 | 2020Q2 | https://www.greenelectricalsupply.com/6-watt-essential-series-led-general-purpose-a19-light-bulb-dimmable-450-lumens-80-cri-120v-3000k.aspx | Green Electrical Supply | 2020 | Yes
LED Lighting | A-Type | Manufacturer: Keystone Technologies | True | Daylighting/Photocell, | General Purpose Replacement | A19 | E26 (Medium) | Damp Location Rated,Not for Use in Recessed Fixtures Home > LED Light Bulbs > LED A19 Bulbs > Under 500 Lumens (40W Equal) > 5000K Daylight > 6 Watt Essential Series LED General Purpose A19 Light Bulb Dimmable 450 Lumens 80 CRI 120V 5000K Product Specifications - Quick Reference Lamp Wattage: Working Voltage: 6 Watts 120 Volt Dimensions: Dimmability: 2.36" W x 4.33" (MOL) YES - Dimmable CRI: Delivered Lumens: 80 CRI 450 Lumens Replaces: Certifications: 40 Watt Incandescent ENERGY STAR, UL, RoHS Light Color: 5000K Daylight Warranty: 2 Year Limited Keystone’s Essential Series A Shape Bulbs are designed for general purpose lighting needs. They’re suitable for new construction applications or replacing incandescent and halogen bulbs. Offering substantially longer lifespans and higher efficiencies, our A Shape Bulbs minimize energy and replacement costs. Keystone’s extensive line of Essential Series omnidirectional LED bulbs provide solutions for a variety of application needs. There is a wide range of wattage and lumen outputs available, as well as both 80 and 90 CRI options for a majority of the line. Color temperature choices include 2700K, 3000K, and 5000K, offering more aesthetic flexibility over incandescent bulbs. This Keystone Technologies KT-LED6A19-O-850 Essential Series Dimmable LED A19 Light Bulb produces a color temperature of 5000K daylight, operates on your existing 120V circuit and consumes just 6 watts of energy. These LED A19 A lamps 40 watt incandescent equivalent retrofit lights generate 450 lumens and have a Color Rendering Index (CRI) of 80. These 120 volt LED light bulbs fit fixtures with an E26 medium base. These LED A19 bulbs are dimmable but are NOT CEC Title 20 Compliant. For Non-Dimmable versions, or CEC compliant versions, please refer to the related products below. Can't find what you are looking for or need a quote for a large job? Give our customer service a call at 248-276-9640. The bulb's dimensions are 2.36 inches wide by 4.33 inches MOL. The lens conceals the LEDs from sight and evenly distributes the light and with a durable plastic housing that lowers the risk for breakage. They can be used with LED compatible controls and dimmers and are also rated for use in enclosed fixtures. Click here to see the complete Keystone 6 Watt 80CRI General Purpose Dimmable A19 Specification Sheet. These bulbs are damp location rated, Energy Star qualified, and have a rated life of 15,000 hours or a 2 Year limited warranty. Typical Applications Typical applications for these omni-directional LED A19 lamps include table and floor lamps, chandeliers, pendants, corridor light and sconce fixtures and general decorative outdoor lighting in residential, office, retail, restaurant, school, hospital and hotel/motel locations. Keystone Technologies 6 Watt Essential Series LED General Purpose A19 Light Bulb Dimmable 450 Lumens 80 CRI 120V 5000K | 5000 | 85 | 450 | 81.8182 | 15000 | 5.5 | 1 | 1.61 | 1.61 | 1.8918 | 2020Q2 | https://www.greenelectricalsupply.com/6-watt-essential-series-led-general-purpose-a19-light-bulb-dimmable-450-lumens-80-cri-120v-5000k.aspx | Green Electrical Supply | 2020 | Yes
LED Lighting | A-Type | TCP | True |  |  | A19 |  | Replaces 40W Incandescent Dimmable Rated for 15,000 hours More Information California Quality LED Lamp Series Features: Wattage: 5.5W Type: LED Bulb Shape: A19 Bulb Base: E26 Medium Voltage: 120V Color Temperature: 2700K, 3000K Lumens: 450 CRI: 90 Beam Spread: 270° Replaces 40W Incandescent Dimmable Rated for 15,000 hours *MFG Part Number*: L6A19D1527KCQ , L6A19D1530KCQ California Quality LED Lamp Series TCP L6A19D15 5.5W A19 LED Bulb | 2700 | 90 | 450 | 81.8182 | 15000 | 5.5 | 1 | 3.36 | 3.36 | 3.9481 | 2020Q2 | https://www.lbclighting.com/led/light-bulb-led/tcp-l6a19d15.html | LBC Lighting | 2020 | Yes
LED Lighting | Decorative | Manufacturer: Satco | True |  | Globe | G25 | E26 (Medium) | Damp Location Rated Home > Energy Star Qualified Products > 4.5 Watt Clear LED G25 Globe Filament Bulb 120V 2700K ** Non-CEC Compliant - NOT Lawful for Sale in California ** Product Specifications - Quick Reference Lamp Wattage: Working Voltage: 4.5 Watts 120 Volt Dimensions: Beam Angle: 3.13" x 4.375" (MOL) 360 Degree Omni-directional Lumen Output: Incandescent Equivalent: 450 Lumens 40 Watt Dimmable: Rated Life: Yes 15,000 Hours Color Temperature: 2700K Warm White Warranty: 3 Year Limited If you are looking for the antique style, traditional incandescent globe look and feel with all the energy efficient benefits LED technology can provide, this is the bulb for you. The Satco LED Filament Lamps are the perfect vintage filament light bulb with an historically accurate and beautifully reproduced design, perfect for restaurant and hospitality applications. This Satco S9563 2700K warm white smooth dimming LED filament light operates on your existing 120V circuit and consumes just 4.5 watts. These clear G25 incandescent LED retrofit lights generate 450 lumens with a CRI of 80. The omni-directional vintage style filament LED light bulbs have a 360® beam angle to perfectly replace your 40 watt incandescent bulbs. The S9563 is UL listed for totally enclosed fixtures and is damp location rated. Want that rustic look in your business or even wedding? These old fashioned light bulbs are perfect for you. They create that warm orange glow all while creating that steampunk or industrial design. Click here to see the complete Satco LED Filament Lamp S9563 Specification Sheet. Instant on at full brightness and mercury free - environmentally positive - generates no IR or UV - protects valuable objects - these Satco G25 antique style incandescent globe shape LED bulbs are rated for 15,000 hours. These 120 volt LED light bulbs fit most fixtures with E26 base. The bulb's dimensions are 3.13" wide by 4.375" inches MOL. These LED lights are compatible with many timers and dimmable using most 120V wall box dimmers (see a compatible dimmer option in the related products below). Satco 4.5 Watt Clear LED G25 Globe Filament Bulb 120V 2700K | 2700 | 82 | 550 | 122.2222 | 25000 | 4.5 | 1 | 6.82 | 6.82 | 8.0138 | 2020Q2 | https://www.greenelectricalsupply.com/4-5-watt-g25-2700k-led-vintage-filament-bulb.aspx | Green Electrical Supply | 2020 | Yes
LED Lighting | Decorative | Manufacturer: Satco | True |  | Decorative | CA10 | E26 (Medium) | Damp Location Rated Home > LED Light Bulbs > LED Filament Bulbs > LED Flametip Filament Bulb > E26 Medium Base > 4.5 Watt Clear LED Flametip Filament Light Bulb E26 Medium Base 2700K ** Non-CEC Compliant - NOT Lawful for Sale in California ** Product Specifications - Quick Reference Lamp Wattage: Working Voltage: 4.5 Watts 120 Volt Dimensions: Beam Angle: 1.38" x 4.3125" (MOL) 360 Degree Omni-directional Lumen Output: Incandescent Equivalent: 470 Lumens 40 Watt Dimmable: Rated Life: Yes 15,000 Hours Color Temperature: 2700K Warm White Warranty: 3 Year Limited If you are looking for the antique style, traditional CA11 incandescent flame tip candelabra look and feel with all the energy efficient benefits LED technology can provide, this is the bulb for you. The Satco LED Filament Lamps are the perfect vintage light bulb with an historically accurate and beautifully reproduced design, perfect for restaurant or hospitality applications. The LEDs are aligned inside a clear lamp to maintain the look of clear incandescent filaments. This Satco S9573 2700K warm white smooth dimming LED filament light operates on your existing 120V circuit and consumes just 4.5 watts. These clear CA11 incandescent LED retrofit lights generate 470 lumens with a CRI of 80. The omni-directional filament vintage LED light bulbs have a 360® beam angle to perfectly replace your 40 watt incandescent bulbs. The S9573 is uL listed for totally enclosed fixtures and is damp location rated. Want that rustic look in your business or even wedding? These old fashioned light bulbs are perfect for you. They create that warm orange glow all while creating that steampunk or industrial design. Click here to see the complete Satco LED Filament Lamp S9573 Specification Sheet. Instant on at full brightness and mercury free - environmentally positive - generates no IR or UV - protects valuable objects - these Satco CA11 incandescent flame tip shape LED antique bulbs are rated for 15,000 hours. These 120 volt LED light bulbs fit most fixtures with E26 base. The bulb's dimensions are 1.38" wide by 4.3125" inches MOL. These LED lights are compatible with many timers and dimmable using most 120V wall box dimmers (see a compatible dimmer option in the related products below). Satco 4.5 Watt Clear LED Flametip Filament Light Bulb E26 Medium Base 2700K | 2700 | 82 | 450 | 100 | 15000 | 4.5 | 1 | 5.95 | 5.95 | 6.9915 | 2020Q2 | https://www.greenelectricalsupply.com/4-5w-flametip-e26-led-filament.aspx | Green Electrical Supply | 2020 | Yes
LED Lighting | Decorative | Manufacturer: Satco | True |  | Decorative | B10 | E12 (Candelabra) | Damp Location Rated,Recessed Fixtures Home > LED Light Bulbs > LED Filament Bulbs > LED Torpedo Filament > E12 Candelabra Base > 4.5 Watt Clear Torpedo LED Filament Bulb E12 Candelabra Base 450 Lumens 2700K ** Non-CEC Compliant - NOT Lawful for Sale in California ** Product Specifications - Quick Reference Lamp Wattage: Working Voltage: 4.5 Watts 120 Volt Dimensions: Beam Angle: 1.38" x 4.32" (MOL) 360 Degree Omni-directional Lumen Output: Incandescent Equivalent: 450 Lumens 40 Watt Dimmable: Rated Life: Yes 15,000 Hours Color Temperature: 2700K Warm White Warranty: 3 Year Limited If you are looking for the antique style, traditional C11 incandescent candelabra look and feel with all the energy efficient benefits LED technology can provide, this is the bulb for you. The Satco LED Filament Lamps are the perfect vintage light bulb with an historically accurate and beautifully reproduced design, perfect for restaurants and hospitality environments. The LEDs are aligned inside a clear lamp to maintain the look of clear incandescent filaments. This Satco S9570 2700K warm white smooth dimming LED filament light operates on your existing 120V circuit and consumes just 4.5 watts. These clear C11 incandescent LED vintage style retrofit lights generate 450 lumens with a CRI of 80. The omni-directional filament LED light bulbs have a 360® beam angle to perfectly replace your 40 watt incandescent bulbs. The S9570 is UL listed for totally enclosed fixtures and is damp location rated. Want that rustic look in your business or even wedding? These old fashioned light bulbs are perfect for you. They create that warm orange glow all while creating that steampunk or industrial design. Click here to see the complete Satco LED Filament Lamp S9570 Specification Sheet. Instant on at full brightness and mercury free - environmentally positive - generates no IR or UV - protects valuable objects - these Satco C11 incandescent torpedo shape LED antique bulbs are rated for 15,000 hours. These 120 volt LED light bulbs fit most fixtures with E12 candelabra base. The bulb's dimensions are 1.38" wide by 4.32" inches MOL. These LED lights are compatible with many timers and dimmable using most 120V wall box dimmers (see a compatible dimmer option in the related products below). Satco 4.5 Watt Clear Torpedo LED Filament Bulb E12 Candelabra Base 450 Lumens 2700K | 2700 | 82 | 470 | 104.4444 | 20000 | 4.5 | 1 | 5.95 | 5.95 | 6.9915 | 2020Q2 | https://www.greenelectricalsupply.com/4-5w-torpedo-e12-led-filament.aspx | Green Electrical Supply | 2020 | Yes
LED Lighting | Decorative | Manufacturer: Satco | True |  | Decorative | B10 | E26 (Medium) | Damp Location Rated Home > LED Light Bulbs > LED Filament Bulbs > LED Torpedo Filament > E26 Medium Base > 4.5 Watt Clear Torpedo LED Filament Bulb E26 Medium Base 450 Lumens 2700K ** Non-CEC Compliant - NOT Lawful for Sale in California ** Product Specifications - Quick Reference Lamp Wattage: Working Voltage: 4.5 Watts 120 Volt Dimensions: Beam Angle: 1.38" x 3.5" (MOL) 360 Degree Omni-directional Lumen Output: Incandescent Equivalent: 450 Lumens 40 Watt Dimmable: Rated Life: Yes 15,000 Hours Color Temperature: 2700K Warm White Warranty: 3 Year Limited If you are looking for the antique style, traditional C11 incandescent look and feel with all the energy efficient benefits LED technology can provide, this is the bulb for you. The Satco LED Filament Lamps are the perfect vintage light bulb with an historically accurate and beautifully reproduced design, perfect for restaurant or hospitality applications. The LEDs are aligned inside a clear lamp to maintain the look of clear incandescent filaments. This Satco S9569 2700K warm white smooth dimming LED filament light operates on your existing 120V circuit and consumes just 4.5 watts. These clear C11 incandescent LED retrofit lights generate 450 lumens with a CRI of 80. The omni-directional filament vintage style LED light bulbs have a 360® beam angle to perfectly replace your 40 watt incandescent bulbs. The S9569 is UL listed for totally enclosed fixtures and is damp location rated. Want that rustic look in your business or even wedding? These old fashioned light bulbs are perfect for you. They create that warm orange glow all while creating that steampunk or industrial design. Click here to see the complete Satco LED Filament Lamp S9569 Specification Sheet. Instant on at full brightness and mercury free - environmentally positive - generates no IR or UV - protects valuable objects - these Satco C11 incandescent torpedo shape LED bulbs are rated for 15,000 hours. These 120 volt LED light bulbs fit most fixtures with E26 base. The bulb's dimensions are 1.38" wide by 3.5" inches MOL. These antique LED lights are compatible with many timers and dimmable using most 120V wall box dimmers (see a compatible dimmer option in the related products below). Satco 4.5 Watt Clear Torpedo LED Filament Bulb E26 Medium Base 450 Lumens 2700K | 2700 | 82 | 450 | 100 | 20000 | 4.5 | 1 | 5.95 | 5.95 | 6.9915 | 2020Q2 | https://www.greenelectricalsupply.com/4-5w-torpedo-e26-led-filament.aspx | Green Electrical Supply | 2020 | Yes
LED Lighting | Downlight | Manufacturer: Satco | True |  |  |  |  | Downlight Solid State Retrofit Recessed, 4" Recessed Home > LED Indoor Light Fixtures > LED Downlights and Trims > 4 Inch Retrofits > Round > 3000K Warm White > 4 Inch 10 Watt 600 Lumen 40 Degree Beam Gimbal LED Recessed Downlight 3000K - E26 Adapter Included Product Specifications - Quick Reference Lamp Wattage: Working Voltage: 9.5 Watts 120 Volt Beam Degree: Rated Life: 40° Beam Angle 50,000 Hours Incandescent Equiv: Dimmable: 50 Watts - 600 Lumens Yes Dimensions: Base Type: 6" MOD x 3-15/32" MOLConnector or E26 Base Light Color: CRI: 3000K Warm White 90 CRI Certifications: Warranty: Energy Star, Title 24 5 Year Limited Founded in 1966, Satco is well known as a premier supplier of a variety of lighting products. Satco's extensive catalog includes nearly everything you may be looking for, including LED downlight retrofits. Satco's line of LED downlight retrofits come in 4 inch versions as well as 5 or 6 inch versions. These downlight kits are ultra-efficient and designed to retrofit into existing incandescent recessed downlights. The inegrated LEDs reduce energy consumption up to 80% when compared to 50 Watt incandescent light bulbs and they last 30 times longer! These downlight retrofits are installed with a connector or the Medium E26 base. This is the Satco S29464 (9.5WLED/DIR/4/40'/30K/120V), dimmable 4" directional recessed 3000K Warm White gimbal LED Retrofit with a White Baffle and White Trim Ring. Satco's Retrofit Gimbaled LED Downlights are ultra-efficient, super-easy and very affordable. These adjustable LED downlight kits provide 600 lumens of either 2700K, 3000K, 4000K or 5000K brilliant illumination equivalent to the output of a 50 watt BR30 or 18 watt CFL.but requires just 9.5 watts of energy use. These dedicated 120 volt trims meet ENERGY STAR requirements, as well as being Damp Location Rated. Furthermore, these retrofits comply to the California Title 24 regulations. The S29464 from Satco fits into many popular 4" recessed downlight fixtures. This LED downlight has an incredible CRI of 90! All your colors will stand out under this light. The Satco Downlight Retrofit Series has many different application uses including: healthcare, hospitality, office, property management, residential, and retail. Click here to see the complete Satco S29464 4 Inch Gimbal LED Downlight Retrofit Specification Sheet. Satco 4 Inch 10 Watt 600 Lumen 40 Degree Beam Gimbal LED Recessed Downlight 3000K - E26 Adapter Included | 3000 | 93 | 600 | 63.1579 | 50000 | 9.5 | 1 | 18.41 | 18.41 | 21.6325 | 2020Q2 | https://www.greenelectricalsupply.com/4-inch-9-watt-40-degree-beam-led-downlight-gimbal-retrofit-3000k.aspx | Green Electrical Supply | 2020 | Yes
LED Lighting | Downlight | Manufacturer: Satco | True |  |  |  |  | Downlight Solid State Retrofit Recessed, 4" Recessed Home > LED Indoor Light Fixtures > LED Downlights and Trims > 4 Inch Retrofits > Round > 4000K Cool White > 4 Inch 10 Watt 600 Lumen 40 Degree Beam Gimbal LED Recessed Downlight 4000K - E26 Adapter Included Product Specifications - Quick Reference Lamp Wattage: Working Voltage: 9.5 Watts 120 Volt Beam Degree: Rated Life: 40° Beam Angle 50,000 Hours Incandescent Equiv: Dimmable: 50 Watts - 600 Lumens Yes Dimensions: Base Type: 6" MOD x 3-15/32" MOLConnector or E26 Base Light Color: CRI: 4000K Cool White 90 CRI Certifications: Warranty: Energy Star, Title 24 5 Year Limited Founded in 1966, Satco is well known as a premier supplier of a variety of lighting products. Satco's extensive catalog includes nearly everything you may be looking for, including LED downlight retrofits. Satco's line of LED downlight retrofits come in 4 inch versions as well as 5 or 6 inch versions. These downlight kits are ultra-efficient and designed to retrofit into existing incandescent recessed downlights. The inegrated LEDs reduce energy consumption up to 80% when compared to 50 Watt incandescent light bulbs and they last 30 times longer! These downlight retrofits are installed with a connector or the Medium E26 base. This is the Satco S29465 (9.5WLED/DIR/4/40'/40K/120V), dimmable 4" directional recessed 4000K Cool White gimbal LED Retrofit with a White Baffle and White Trim Ring. Satco's Retrofit Gimbaled LED Downlights are ultra-efficient, super-easy and very affordable. These adjustable LED downlight kits provide 600 lumens of either 2700K, 3000K, 4000K or 5000K brilliant illumination equivalent to the output of a 50 watt BR30 or 18 watt CFL.but requires just 9.5 watts of energy use. These dedicated 120 volt trims meet ENERGY STAR requirements, as well as being Damp Location Rated. Furthermore, these retrofits comply to the California Title 24 regulations. The S29465 from Satco fits into many popular 4" recessed downlight fixtures. This LED downlight has an incredible CRI of 90! All your colors will stand out under this light. The Satco Downlight Retrofit Series has many different application uses including: healthcare, hospitality, office, property management, residential, and retail. Click here to see the complete Satco S29465 4 Inch Gimbal LED Downlight Retrofit Specification Sheet. Satco 4 Inch 10 Watt 600 Lumen 40 Degree Beam Gimbal LED Recessed Downlight 4000K - E26 Adapter Included | 4000 | 94 | 600 | 63.1579 | 50000 | 9.5 | 1 | 18.41 | 18.41 | 21.6325 | 2020Q2 | https://www.greenelectricalsupply.com/4-inch-9-watt-40-degree-beam-led-gimbal-downlight-retrofit-4000k.aspx | Green Electrical Supply | 2020 | Yes
LED Lighting | Downlight | Manufacturer: Satco | True |  |  |  |  | Downlight Solid State Retrofit Recessed, 4" Recessed Home > LED Indoor Light Fixtures > LED Downlights and Trims > 4 Inch Retrofits > Round > 2700K Soft White > 4 Inch 10 Watt 600 Lumen 90 Degree Beam Gimbal LED Recessed Downlight 2700K - E26 Adapter Included Product Specifications - Quick Reference Lamp Wattage: Working Voltage: 9.5 Watts 120 Volt Beam Degree: Rated Life: 90° Beam Angle 50,000 Hours Incandescent Equiv: Dimmable: 50 Watts - 600 Lumens Yes Dimensions: Base Type: 6" MOD x 3-15/32" MOLConnector or E26 Base Light Color: CRI: 2700K Warm White 90 CRI Certifications: Warranty: Energy Star, Title 24 5 Year Limited Founded in 1966, Satco is well known as a premier supplier of a variety of lighting products. Satco's extensive catalog includes nearly everything you may be looking for, including LED downlight retrofits. Satco's line of LED downlight retrofits come in 4 inch versions as well as 5 or 6 inch versions. These downlight kits are ultra-efficient and designed to retrofit into existing incandescent recessed downlights. The inegrated LEDs reduce energy consumption up to 80% when compared to 50 Watt incandescent light bulbs and they last 30 times longer! These downlight retrofits are installed with a connector or the Medium E26 base. This is the Satco S29466 (9.5WLED/DIR/4/90'/27K/120V), dimmable 4" directional recessed 2700K Warm White gimbal LED Retrofit with a White Baffle and White Trim Ring. Satco's Retrofit Gimbaled LED Downlights are ultra-efficient, super-easy and very affordable. These adjustable LED downlight kits provide 600 lumens of either 2700K, 3000K, 4000K or 5000K brilliant illumination equivalent to the output of a 50 watt BR30 or 18 watt CFL.but requires just 9.5 watts of energy use. These dedicated 120 volt trims meet ENERGY STAR requirements, as well as being Damp Location Rated. Furthermore, these retrofits comply to the California Title 24 regulations. The S29466 from Satco fits into many popular 4" recessed downlight fixtures. This LED downlight has an incredible CRI of 90! All your colors will stand out under this light. The Satco Downlight Retrofit Series has many different application uses including: healthcare, hospitality, office, property management, residential, and retail. Click here to see the complete Satco S29466 4 Inch Gimbal LED Downlight Retrofit Specification Sheet. Satco 4 Inch 10 Watt 600 Lumen 90 Degree Beam Gimbal LED Recessed Downlight 2700K - E26 Adapter Included | 2700 | 92 | 600 | 63.1579 | 50000 | 9.5 | 1 | 18.41 | 18.41 | 21.6325 | 2020Q2 | https://www.greenelectricalsupply.com/4-inch-9-watt-90-degree-beam-led-gimbal-downlight-retrofit-2700k.aspx | Green Electrical Supply | 2020 | Yes
LED Lighting | Downlight | Manufacturer: Satco | True |  |  |  |  | Downlight Solid State Retrofit Recessed, 4" Recessed Home > LED Indoor Light Fixtures > LED Downlights and Trims > 4 Inch Retrofits > Round > 3000K Warm White > 4 Inch 10 Watt 600 Lumen 90 Degree Beam Gimbal LED Recessed Downlight 3000K - E26 Adapter Included Product Specifications - Quick Reference Lamp Wattage: Working Voltage: 9.5 Watts 120 Volt Beam Degree: Rated Life: 90° Beam Angle 50,000 Hours Incandescent Equiv: Dimmable: 50 Watts - 600 Lumens Yes Dimensions: Base Type: 6" MOD x 3-15/32" MOLConnector or E26 Base Light Color: CRI: 3000K Warm White 90 CRI Certifications: Warranty: Energy Star, Title 24 5 Year Limited Founded in 1966, Satco is well known as a premier supplier of a variety of lighting products. Satco's extensive catalog includes nearly everything you may be looking for, including LED downlight retrofits. Satco's line of LED downlight retrofits come in 4 inch versions as well as 5 or 6 inch versions. These downlight kits are ultra-efficient and designed to retrofit into existing incandescent recessed downlights. The inegrated LEDs reduce energy consumption up to 80% when compared to 50 Watt incandescent light bulbs and they last 30 times longer! These downlight retrofits are installed with a connector or the Medium E26 base. This is the Satco S29467 (9.5WLED/DIR/4/90'/30K/120V), dimmable 4" directional recessed 3000K Warm White gimbal LED Retrofit with a White Baffle and White Trim Ring. Satco's Retrofit Gimbaled LED Downlights are ultra-efficient, super-easy and very affordable. These adjustable LED downlight kits provide 600 lumens of either 2700K, 3000K, 4000K or 5000K brilliant illumination equivalent to the output of a 50 watt BR30 or 18 watt CFL.but requires just 9.5 watts of energy use. These dedicated 120 volt trims meet ENERGY STAR requirements, as well as being Damp Location Rated. Furthermore, these retrofits comply to the California Title 24 regulations. The S29467 from Satco fits into many popular 4" recessed downlight fixtures. This LED downlight has an incredible CRI of 90! All your colors will stand out under this light. The Satco Downlight Retrofit Series has many different application uses including: healthcare, hospitality, office, property management, residential, and retail. Click here to see the complete Satco S29467 4 Inch Gimbal LED Downlight Retrofit Specification Sheet. Satco 4 Inch 10 Watt 600 Lumen 90 Degree Beam Gimbal LED Recessed Downlight 3000K - E26 Adapter Included | 3000 | 93 | 600 | 63.1579 | 50000 | 9.5 | 1 | 18.41 | 18.41 | 21.6325 | 2020Q2 | https://www.greenelectricalsupply.com/4-inch-9-watt-90-degree-beam-led-gimbal-downlight-retrofit-3000k.aspx | Green Electrical Supply | 2020 | Yes
LED Lighting | Downlight | Manufacturer: Satco | True |  |  |  |  | Downlight Solid State Retrofit Recessed, 4" Recessed Home > LED Indoor Light Fixtures > LED Downlights and Trims > 4 Inch Retrofits > Round > 4000K Cool White > 4 Inch 10 Watt 600 Lumen 90 Degree Beam Gimbal LED Recessed Downlight 4000K - E26 Adapter Included Product Specifications - Quick Reference Lamp Wattage: Working Voltage: 9.5 Watts 120 Volt Beam Degree: Rated Life: 90° Beam Angle 50,000 Hours Incandescent Equiv: Dimmable: 50 Watts - 600 Lumens Yes Dimensions: Base Type: 6" MOD x 3-15/32" MOLConnector or E26 Base Light Color: CRI: 4000K Cool White 90 CRI Certifications: Warranty: Energy Star, Title 24 5 Year Limited Founded in 1966, Satco is well known as a premier supplier of a variety of lighting products. Satco's extensive catalog includes nearly everything you may be looking for, including LED downlight retrofits. Satco's line of LED downlight retrofits come in 4 inch versions as well as 5 or 6 inch versions. These downlight kits are ultra-efficient and designed to retrofit into existing incandescent recessed downlights. The inegrated LEDs reduce energy consumption up to 80% when compared to 50 Watt incandescent light bulbs and they last 30 times longer! These downlight retrofits are installed with a connector or the Medium E26 base. This is the Satco S29468 (9.5WLED/DIR/4/90'/40K/120V), dimmable 4" directional recessed 4000K Cool White gimbal LED Retrofit with a White Baffle and White Trim Ring. Satco's Retrofit Gimbaled LED Downlights are ultra-efficient, super-easy and very affordable. These adjustable LED downlight kits provide 600 lumens of either 2700K, 3000K, 4000K or 5000K brilliant illumination equivalent to the output of a 50 watt BR30 or 18 watt CFL.but requires just 9.5 watts of energy use. These dedicated 120 volt trims meet ENERGY STAR requirements, as well as being Damp Location Rated. Furthermore, these retrofits comply to the California Title 24 regulations. The S29468 from Satco fits into many popular 4" recessed downlight fixtures. This LED downlight has an incredible CRI of 90! All your colors will stand out under this light. The Satco Downlight Retrofit Series has many different application uses including: healthcare, hospitality, office, property management, residential, and retail. Click here to see the complete Satco S29468 4 Inch Gimbal LED Downlight Retrofit Specification Sheet. Satco 4 Inch 10 Watt 600 Lumen 90 Degree Beam Gimbal LED Recessed Downlight 4000K - E26 Adapter Included | 4000 | 94 | 600 | 63.1579 | 50000 | 9.5 | 1 | 18.41 | 18.41 | 21.6325 | 2020Q2 | https://www.greenelectricalsupply.com/4-inch-9-watt-90-degree-beam-led-gimbal-downlight-retrofit-4000k.aspx | Green Electrical Supply | 2020 | Yes
LED Lighting | Downlight | Manufacturer: Satco | True |  |  |  |  | Downlight Solid State Retrofit Recessed, 4" Recessed Home > LED Indoor Light Fixtures > LED Downlights and Trims > 4 Inch Retrofits > Round > 2700K Soft White > 4 Inch 10 Watt 600 Lumen 40 Degree Beam Gimbal LED Recessed Downlight 2700K - E26 Adapter Included Product Specifications - Quick Reference Lamp Wattage: Working Voltage: 9.5 Watts 120 Volt Beam Degree: Rated Life: 40° Beam Angle 50,000 Hours Incandescent Equiv: Dimmable: 50 Watts - 600 Lumens Yes Dimensions: Base Type: 6" MOD x 3-15/32" MOL Connector or E26 Base Light Color: CRI: 2700K Warm White 90 CRI Certifications: Warranty: Energy Star, Title 24 5 Year Limited Founded in 1966, Satco is well known as a premier supplier of a variety of lighting products. Satco's extensive catalog includes nearly everything you may be looking for, including LED downlight retrofits. Satco's line of LED downlight retrofits come in 4 inch versions as well as 5 or 6 inch versions. These downlight kits are ultra-efficient and designed to retrofit into existing incandescent recessed downlights. The inegrated LEDs reduce energy consumption up to 80% when compared to 50 Watt incandescent light bulbs and they last 30 times longer! These downlight retrofits are installed with a connector or the Medium E26 base. This is the Satco S29463 (9.5WLED/DIR/4/40'/27K/120V), dimmable 4" directional recessed 2700K Warm White gimbal LED Retrofit with a White Baffle and White Trim Ring. Satco's Retrofit Gimbaled LED Downlights are ultra-efficient, super-easy and very affordable. These adjustable LED downlight kits provide 600 lumens of either 2700K, 3000K, 4000K or 5000K brilliant illumination equivalent to the output of a 50 watt BR30 or 18 watt CFL.but requires just 9.5 watts of energy use. These dedicated 120 volt trims meet ENERGY STAR requirements, as well as being Damp Location Rated. Furthermore, these retrofits comply to the California Title 24 regulations. The S29463 from Satco fits into many popular 4" recessed downlight fixtures. This LED downlight has an incredible CRI of 90! All your colors will stand out under this light. The Satco Downlight Retrofit Series has many different application uses including: healthcare, hospitality, office, property management, residential, and retail. Click here to see the complete Satco S29463 4 Inch Gimbal LED Downlight Retrofit Specification Sheet. Satco 4 Inch 10 Watt 600 Lumen 40 Degree Beam Gimbal LED Recessed Downlight 2700K - E26 Adapter Included | 2700 | 92 | 600 | 63.1579 | 50000 | 9.5 | 1 | 18.41 | 18.41 | 21.6325 | 2020Q2 | https://www.greenelectricalsupply.com/4-inch-9-watt-led-gimbal-recessed-downlight-retrofit-kit-2700k.aspx | Green Electrical Supply | 2020 | Yes
LED Lighting | Downlight | Manufacturer: Satco | True | Daylighting/Photocell, |  |  |  | Downlight Recessed Recessed, 4" Recessed Home > LED Commercial Fixtures > Commercial LED Down Lights > 4 Inch Silver Commercial LED Wattage and Color Selectable Downlight 120-277V Product Specifications - Quick Reference Lamp Wattage: Working Voltage: 8.5/11/14.5 Watts 120-277 Volt Dimensions: Rated Life: 4.65" W x 2.69" H 50,000 Hours Lumens: 600/800/1020 Lumens Dimmable: Yes - 0-10V Dimming Color Temperature: CRI: 27K/3K/35K/4K/5K 80 CRI Certifications: Warranty: RoHS, Damp Location 5 Year Limited Satco's commercial LED downlights have Color Quick technology, or selectable color temperature, as well as selectable wattage and lumen output. These LED downlights feature a remote driver and J box with knockouts as well as a quick connect feature for easy installation. These downlights can switch between 5 different color temperatures as well as three different wattages or lumen outputs per downlight. They come in either a 4 inch, 6 inch, 8 inch, or 10 inch version to fit nearly every application. They are also featured in a white finish for residential applications or a silver finish for more commercial applications. New construction is also easy with the available mounting plate. Please see related products for different options. The 4 inch LED Downlight Satco S11814 (14.5WLED/CDL/4/ADJ-CCT/40D) is color selectable and can switch between five different color temperatures including: 2700K Soft White, 3000K Warm White, 3500K Bright White, 4000K Cool White and 5000K Daylight with a CCT selection switch located on the remote driver. This LED downlight operates on the universal voltage of 120-277V and is also wattage/lumen adjustable controlled by the same switch on the driver. The S11814 can switch between 8.5 watts, 11 watts, and 14.5 watts, for 600 lumens, 800 lumens, and 1020 lumens respectively and has a Color Rendering Index (CRI) of 80. The Satco 4 inch LED downlight fixture is dimmable via 0-10v dimming and is suitable for damp locations. This LED Downlight has a silver finish. These LED lights carry a 5 year limited warranty. Click here to see the complete Satco 4 Inch Color and Wattage Selectable LED Downlight Specification Sheet. Instant on at full brightness and mercury free - environmentally positive - generates no IR or UV - protects valuable objects - these 4 inch recessed can retrofit LED fixtures are rated for 50,000 hours and lawful for sale in California. Typical applications for the Satco commercial LED downlights with Color Quick technology include retrofit or new construction applications, office lighting, retail fixtures, hospitality buildings, and healthcare buildings. Have a large job or can't find what you are looking for? Contact our customer service at 248-276-9640 and we will be happy to help. Satco 4 Inch Silver Commercial LED Wattage and Color Selectable Downlight 120-277V | 2700 | 82 | 1020 | 70.3448 | 50000 | 14.5 | 1 | 53.95 | 53.95 | 63.3933 | 2020Q2 | https://www.greenelectricalsupply.com/4-led-selectable-downlight-slv.aspx | Green Electrical Supply | 2020 | Yes
LED Lighting | Downlight | Manufacturer: Satco | True | Daylighting/Photocell, |  |  |  | Downlight Recessed Recessed, 4" Recessed Home > LED Indoor Light Fixtures > LED Downlights and Trims > 4 Inch Retrofits > Round > Color Selectable > 4 Inch Commercial LED Wattage Lumen and Color Selectable Downlight 120-277V White Finish Product Specifications - Quick Reference Lamp Wattage: Working Voltage: 8.5/11/14.5 Watts 120-277 Volt Dimensions: Rated Life: 4.65" W x 2.69" H 50,000 Hours Lumens: 600/800/1020 Lumens Dimmable: Yes - 0-10V Dimming Color Temperature: CRI: 27K/3K/35K/4K/5K 80 CRI Certifications: Warranty: RoHS, Damp Location 5 Year Limited Satco's commercial LED downlights have Color Quick technology, or selectable color temperature, as well as selectable wattage and lumen output. These LED downlights feature a remote driver and J box with knockouts as well as a quick connect feature for easy installation. These downlights can switch between 5 different color temperatures as well as three different wattages or lumen outputs per downlight. They come in either a 4 inch, 6 inch, 8 inch, or 10 inch version to fit nearly every application. They are also featured in a white finish for residential applications or a silver finish for more commercial applications. New construction is also easy with the available mounting plate. Please see related products for different options. The 4 inch LED Downlight Satco S11810 (14.5WLED/CDL/4/ADJ-CCT/80D) is color selectable and can switch between five different color temperatures including: 2700K Soft White, 3000K Warm White, 3500K Bright White, 4000K Cool White and 5000K Daylight with a CCT selection switch located on the remote driver. This LED downlight operates on the universal voltage of 120-277V and is also wattage/lumen adjustable controlled by the same switch on the driver. The S11810 can switch between 8.5 watts, 11 watts, and 14.5 watts, for 600 lumens, 800 lumens, and 1020 lumens respectively and has a Color Rendering Index (CRI) of 80. The Satco 4 inch LED downlight fixture is dimmable via 0-10v dimming and is suitable for damp locations. This LED Downlight has a white finish. These LED lights carry a 5 year limited warranty. Click here to see the complete Satco 4 Inch Color and Wattage Selectable LED Downlight Specification Sheet. Instant on at full brightness and mercury free - environmentally positive - generates no IR or UV - protects valuable objects - these 4 inch recessed can retrofit LED fixtures are rated for 50,000 hours and lawful for sale in California. Typical applications for the Satco commercial LED downlights with Color Quick technology include retrofit or new construction applications, office lighting, retail fixtures, hospitality buildings, and healthcare buildings. Have a large job or can't find what you are looking for? Contact our customer service at 248-276-9640 and we will be happy to help. Satco 4 Inch Commercial LED Wattage Lumen and Color Selectable Downlight 120-277V White Finish | 2700 | 82 | 1020 | 70.3448 | 50000 | 14.5 | 1 | 43.95 | 43.95 | 51.6429 | 2020Q2 | https://www.greenelectricalsupply.com/4-led-selectable-downlight-wh.aspx | Green Electrical Supply | 2020 | Yes
LED Lighting | Decorative | Manufacturer: Satco | True |  | Globe | G25 | E26 (Medium) | Damp Location Rated Home > LED Light Bulbs > LED Globe Bulbs > LED G25 Globe > 2700K Warm White > 4.5 Watt Frosted LED G25 Globe Filament Bulb E26 120V 2700K ** Non-CEC Compliant - NOT Lawful for Sale in California ** Product Specifications - Quick Reference Lamp Wattage: Working Voltage: 4.5 Watts 120 Volt Dimensions: Finish: 3-1/8" x 4-3/8" (MOL) Soft White Lumen Output: Incandescent Equivalent: 430 Lumens 40 Watt Dimmable: Rated Life: Yes 15,000 Hours Color Temperature: 2700K Warm White Warranty: 3 Year Limited If you are looking for the antique style, traditional G25 (Globe) incandescent look and feel with all the energy efficient benefits LED technology can provide, this is the bulb for you. The Satco LED Filament Lamps are the perfect incandescent looking light bulb with an historically accurate and beautifully reproduced design, perfect for restaurant or hospitality applications. This bulb truly looks like an incandescent! Try them out today! You will not be disappointed. This ENERGY STAR qualified Satco S9827 2700K warm white smooth dimming LED filament light operates on your existing 120V circuit and consumes just 4.5 watts. These soft white G25 LED retrofit lights generate 430 lumens with a CRI of 80. These omni-directional filament LED lights have a 360® beam angle to perfectly replace your 40 watt incandescent bulbs. The S9827 is uL listed for totally enclosed fixtures and is damp location rated. Want that incandescent look in your business or even wedding? These LED light bulbs are perfect for you. These globe lights are great for over the mirror or bathroom applications. They create that warm glow of incandescent bulbs because of that soft white finish we all have grown to love. Click here to see the complete Satco LED Filament Lamp S9827 Specification Sheet. Instant on at full brightness and mercury free - environmentally positive - generates no IR or UV - protects valuable objects - these Satco G25 incandescent shape LED bulbs are rated for 15,000 hours. These 120 volt LED light bulbs fit most fixtures with E26 base. The bulb's dimensions are 3-1/8" wide by 4-3/8" inches MOL. These incandescent replication LED lights are compatible with many timers and dimmable using most 120V wall box dimmers. Satco 4.5 Watt Frosted LED G25 Globe Filament Bulb E26 120V 2700K | 2700 | 81 | 420 | 93.3333 | 15000 | 4.5 | 1 | 7.95 | 7.95 | 9.3416 | 2020Q2 | https://www.greenelectricalsupply.com/4-watt-g25-globe-led-light-bulbs-120v-2700k.aspx | Green Electrical Supply | 2020 | Yes
LED Lighting | Downlight | Manufacturer: Satco | True |  |  |  | Other | Downlight Solid State Retrofit Recessed, 6" Recessed, 5" Recessed, 5" or 6" Recessed Home > Energy Star Qualified Products > 5 Inch to 6 Inch 10 Watt 650 Lumen LED Recessed Downlight Retrofit Kit 2700K - E26 Adapter Included ** Non-CEC Compliant - NOT Lawful for Sale in California ** Product Specifications - Quick Reference Lamp Wattage: Working Voltage: 9.8 Watts 120 Volt Dimensions: Rated Life: 7-3/8" W x 2-5/16" H 35,000 Hours Incandescent Equiv: Dimmable: 65 Watts - 650 Lumens Yes Finish Color: Base Type: White Medium E26 Connector Light Color: CRI: 2700K Warm White 90 CRI Certifications: Warranty: Energy Star, Wet Location 5 Year Limited Founded in 1966, Satco is well known as a premier supplier of a variety of lighting products. Satco's extensive catalog includes nearly everything you may be looking for, including LED downlight retrofits. Satco's line of LED downlight retrofits come in 4 inch versions as well as 5 or 6 inch versions. These downlight kits are ultra-efficient and designed to retrofit into existing incandescent recessed downlights. The inegrated LEDs reduce energy consumption up to 80% when compared to 65 Watt incandescent light bulbs and they last 30 times longer! These downlight retrofits come with Medium E26 bases for easy direct replacement. This is the Satco S29312 (9.8WLED/RDL/5-6/27K/120V), a replacement of S9312, dimmable 5/6" recessed 2700K Warm White LED Retrofit with a White Baffle and White Trim Ring. Satco's Retrofit LED Downlights are ultra-efficient, super-easy and very affordable. These LED downlight kits provide 650 lumens of either 2700K, 3000K, 4000K or 5000K brilliant illumination equivalent to the output of a 65 watt BR30 or 18 watt CFL.but requires just 9.8 watts of energy use. These dedicated 120 volt trims meet ENERGY STAR requirements, as well as being Wet Location Rated. The S29312 from Satco fits into many popular 5" or 6" recessed downlight fixtures. The retrofit is for use with recessed housings with an E26 socket only. This LED downlight has an incredible CRI of 90! All your colors will stand out under this light. The Satco Downlight Retrofit Series has many different application uses including: healthcare, hospitality, office, property management, residential, and retail. Click here to see the complete Satco S29312 5 or 6 Inch LED Downlight Retrofit Specification Sheet. Satco 5 Inch to 6 Inch 10 Watt 650 Lumen LED Recessed Downlight Retrofit Kit 2700K - E26 Adapter Included | 2700 | 92 | 650 | 66.3265 | 35000 | 9.8 | 1 | 11.95 | 11.95 | 14.0417 | 2020Q2 | https://www.greenelectricalsupply.com/5-or-6-inch-led-recessed-down-light-retrofit-kit-2700k.aspx | Green Electrical Supply | 2020 | Yes
LED Lighting | A-Type | Philips Lighting | True |  | A19 (Arbitrary) |  | E26 (Medium Screw) | HomeLamps, Bulbs, BallastsBulbs - LEDLED - TraditionalLamps - A-Type Dimmable LED Lamp, 5.5W, 120V, Bulb: A-Type (A19), Base: Medium Screw (E26), Lumens: 450, CRI: 80, Color Temperature: 5000K. Rated Average Life: 25,000 Hrs. *Philips Part # 45405-8* 40W Equivalent. This lamp is ENERGY STAR® Certified. ### NO LONGER MADE ### AVAILABLE WHILE SUPPLIES LAST. ### Philips Lighting 5.5A19/5000 DIM 5.5W A19 Dimmable LED Bulb | 5000 | 80 | 450 | 81.8182 |  | 5.5 | 1 | 5 | 5 | 5.8752 | 2020Q2 | https://www.platt.com/platt-electric-supply/LED-Traditional-Lamps-A-Type/Philips-Lighting/5-5A19-5000-DIM/product.aspx?zpid=141383 | Platt | 2020 | Yes
LED Lighting | Reflector | Manufacturer: Keystone Technologies | True |  | Reflector (Flood/Spot) | PAR20 | E26 (Medium) | Damp Location Rated,Wet Location Rated,Recessed Fixtures Home > LED Light Bulbs > LED PAR Bulbs > LED PAR20 > Flood (40 Degree) > 2700K Warm White > 5 Watt Essential Series LED General Purpose PAR20 Flood Dimmable 500 Lumens 80 CRI 120V 2700K Product Specifications - Quick Reference Lamp Wattage: Working Voltage: 5 Watts 120 Volt Dimensions: Dimmability: 3.15" Dia. x 2.48" MOL YES - Dimmable CRI: Delivered Lumens: 80 CRI 500 Lumens Replaces: Certifications: 50 Watt Halogen ENERGY STAR, UL, RoHS Light Color: 2700K Warm White Warranty: 3 Year Limited Ideal for energy and maintenance savings, Keystone’s LED PAR lights offer a 25,000 hour lifespan and 80% energy savings over halogen equivalents. A U-shaped reflector maximizes brightness while precision crafted, full face optics provide precise beam control. Keystone's Essential Series offers multiple types of LED PAR lights to meet a variety of application needs. Depending on the fixture type, either a short or a long neck LED PAR bulb will be a better fit. Choose between narrow or standard flood options based on the desired beam angle for the application. UL listed for damp and wet locations, and suitable for enclosed fixtures, Keystone's PAR LED Flood Bulbs are ideal for use in indoor or outdoor applications. There is a wide range of wattage and lumen outputs available, as well as both 80 and 90 CRI options for a majority of the line. This Keystone Technologies KT-LED5PAR20-F-827 Essential Series Dimmable LED PAR20 Light Bulb produces a color temperature of 2700K warm white, operates on your existing 120V circuit and consumes just 5 watts of energy. These LED PAR20 lamps 50 watt halogen equivalent retrofit lights generate 500 lumens and have a Color Rendering Index (CRI) of 80. This bulb has a 40 degree beam angle and is considered a flood. Narrow flood options are also available. These 120 volt LED light bulbs fit fixtures with an E26 medium base. These LED PAR20 bulbs are dimmable but are NOT CEC Title 20 Compliant. For Non-Dimmable versions, or CEC compliant versions, please refer to the related products below. Can't find what you are looking for or need a quote for a large job? Give our customer service a call at 248-276-9640. The bulb's dimensions are 3.15 inches in diameter by 2.48 inches in length. The lens conceals the LEDs from sight and evenly distributes the light and with a durable plastic housing that lowers the risk for breakage. These PAR bulbs have full face optics for precise beam angle control. They are rated for use in wet locations. Click here to see the complete Keystone 5 Watt PAR20 Flood General Purpose Dimmable Specification Sheet. These bulbs Energy Star qualified and have a rated life of 25,000 hours or a 3 Year limited warranty. Typical Applications Typical applications for these PAR lamps include track lighting, display lighting, flood and spot lighting, and some outdoor light fixtures with suitable protection from the elements. Keystone Technologies 5 Watt Essential Series LED General Purpose PAR20 Flood Dimmable 500 Lumens 80 CRI 120V 2700K | 2700 | 82 | 500 | 90.9091 | 25000 | 5.5 | 1 | 3.61 | 3.61 | 4.2419 | 2020Q2 | https://www.greenelectricalsupply.com/5-watt-essential-series-led-general-purpose-par20-light-bulb-dimmable-500-lumens-80-cri-120v-2700k.aspx | Green Electrical Supply | 2020 | Yes
LED Lighting | Reflector | Manufacturer: Keystone Technologies | True |  | Reflector (Flood/Spot) | PAR20 | E26 (Medium) | Damp Location Rated,Wet Location Rated,Recessed Fixtures Home > LED Light Bulbs > LED PAR Bulbs > LED PAR20 > Flood (40 Degree) > 3000K Warm White > 5 Watt Essential Series LED General Purpose PAR20 Flood Dimmable 500 Lumens 80 CRI 120V 3000K Product Specifications - Quick Reference Lamp Wattage: Working Voltage: 5 Watts 120 Volt Dimensions: Dimmability: 3.15" Dia. x 2.48" MOL YES - Dimmable CRI: Delivered Lumens: 80 CRI 500 Lumens Replaces: Certifications: 50 Watt Halogen ENERGY STAR, UL, RoHS Light Color: 3000K Warm White Warranty: 3 Year Limited Ideal for energy and maintenance savings, Keystone’s LED PAR lights offer a 25,000 hour lifespan and 80% energy savings over halogen equivalents. A U-shaped reflector maximizes brightness while precision crafted, full face optics provide precise beam control. Keystone's Essential Series offers multiple types of LED PAR lights to meet a variety of application needs. Depending on the fixture type, either a short or a long neck LED PAR bulb will be a better fit. Choose between narrow or standard flood options based on the desired beam angle for the application. UL listed for damp and wet locations, and suitable for enclosed fixtures, Keystone's PAR LED Flood Bulbs are ideal for use in indoor or outdoor applications. There is a wide range of wattage and lumen outputs available, as well as both 80 and 90 CRI options for a majority of the line. This Keystone Technologies KT-LED5PAR20-F-830 Essential Series Dimmable LED PAR20 Light Bulb produces a color temperature of 3000K warm white, operates on your existing 120V circuit and consumes just 5 watts of energy. These LED PAR20 lamps 50 watt halogen equivalent retrofit lights generate 500 lumens and have a Color Rendering Index (CRI) of 80. This bulb has a 40 degree beam angle and is considered a flood. Narrow flood options are also available. These 120 volt LED light bulbs fit fixtures with an E26 medium base. These LED PAR20 bulbs are dimmable but are NOT CEC Title 20 Compliant. For Non-Dimmable versions, or CEC compliant versions, please refer to the related products below. Can't find what you are looking for or need a quote for a large job? Give our customer service a call at 248-276-9640. The bulb's dimensions are 3.15 inches in diameter by 2.48 inches in length. The lens conceals the LEDs from sight and evenly distributes the light and with a durable plastic housing that lowers the risk for breakage. These PAR bulbs have full face optics for precise beam angle control. They are rated for use in wet locations. Click here to see the complete Keystone 5 Watt PAR20 Flood General Purpose Dimmable Specification Sheet. These bulbs Energy Star qualified and have a rated life of 25,000 hours or a 3 Year limited warranty. Typical Applications Typical applications for these PAR lamps include track lighting, display lighting, flood and spot lighting, and some outdoor light fixtures with suitable protection from the elements. Keystone Technologies 5 Watt Essential Series LED General Purpose PAR20 Flood Dimmable 500 Lumens 80 CRI 120V 3000K | 3000 | 83 | 500 | 90.9091 | 25000 | 5.5 | 1 | 3.61 | 3.61 | 4.2419 | 2020Q2 | https://www.greenelectricalsupply.com/5-watt-essential-series-led-general-purpose-par20-light-bulb-dimmable-500-lumens-80-cri-120v-3000k.aspx | Green Electrical Supply | 2020 | Yes
LED Lighting | Reflector | Manufacturer: Keystone Technologies | True |  | Reflector (Flood/Spot) | PAR20 | E26 (Medium) | Damp Location Rated,Wet Location Rated,Recessed Fixtures Home > LED Light Bulbs > LED PAR Bulbs > LED PAR20 > Flood (40 Degree) > 4000K Cool White > 5 Watt Essential Series LED General Purpose PAR20 Flood Dimmable 500 Lumens 80 CRI 120V 4000K Product Specifications - Quick Reference Lamp Wattage: Working Voltage: 5 Watts 120 Volt Dimensions: Dimmability: 3.15" Dia. x 2.48" MOL YES - Dimmable CRI: Delivered Lumens: 80 CRI 500 Lumens Replaces: Certifications: 50 Watt Halogen ENERGY STAR, UL, RoHS Light Color: 4000K Cool White Warranty: 3 Year Limited Ideal for energy and maintenance savings, Keystone’s LED PAR lights offer a 25,000 hour lifespan and 80% energy savings over halogen equivalents. A U-shaped reflector maximizes brightness while precision crafted, full face optics provide precise beam control. Keystone's Essential Series offers multiple types of LED PAR lights to meet a variety of application needs. Depending on the fixture type, either a short or a long neck LED PAR bulb will be a better fit. Choose between narrow or standard flood options based on the desired beam angle for the application. UL listed for damp and wet locations, and suitable for enclosed fixtures, Keystone's PAR LED Flood Bulbs are ideal for use in indoor or outdoor applications. There is a wide range of wattage and lumen outputs available, as well as both 80 and 90 CRI options for a majority of the line. This Keystone Technologies KT-LED5PAR20-F-840 Essential Series Dimmable LED PAR20 Light Bulb produces a color temperature of 4000K cool white, operates on your existing 120V circuit and consumes just 5 watts of energy. These LED PAR20 lamps 50 watt halogen equivalent retrofit lights generate 500 lumens and have a Color Rendering Index (CRI) of 80. This bulb has a 40 degree beam angle and is considered a flood. Narrow flood options are also available. These 120 volt LED light bulbs fit fixtures with an E26 medium base. These LED PAR20 bulbs are dimmable but are NOT CEC Title 20 Compliant. For Non-Dimmable versions, or CEC compliant versions, please refer to the related products below. Can't find what you are looking for or need a quote for a large job? Give our customer service a call at 248-276-9640. The bulb's dimensions are 3.15 inches in diameter by 2.48 inches in length. The lens conceals the LEDs from sight and evenly distributes the light and with a durable plastic housing that lowers the risk for breakage. These PAR bulbs have full face optics for precise beam angle control. They are rated for use in wet locations. Click here to see the complete Keystone 5 Watt PAR20 Flood General Purpose Dimmable Specification Sheet. These bulbs Energy Star qualified and have a rated life of 25,000 hours or a 3 Year limited warranty. Typical Applications Typical applications for these PAR lamps include track lighting, display lighting, flood and spot lighting, and some outdoor light fixtures with suitable protection from the elements. Keystone Technologies 5 Watt Essential Series LED General Purpose PAR20 Flood Dimmable 500 Lumens 80 CRI 120V 4000K | 4000 | 82 | 500 | 90.9091 | 25000 | 5.5 | 1 | 3.61 | 3.61 | 4.2419 | 2020Q2 | https://www.greenelectricalsupply.com/5-watt-essential-series-led-general-purpose-par20-light-bulb-dimmable-500-lumens-80-cri-120v-4000k.aspx | Green Electrical Supply | 2020 | Yes
LED Lighting | Reflector | Manufacturer: Keystone Technologies | True | Daylighting/Photocell, | Reflector (Flood/Spot) | PAR20 | E26 (Medium) | Damp Location Rated,Wet Location Rated,Recessed Fixtures Home > LED Light Bulbs > LED PAR Bulbs > LED PAR20 > Flood (40 Degree) > 5000K Daylight > 5 Watt Essential Series LED General Purpose PAR20 Flood Dimmable 500 Lumens 80 CRI 120V 5000K Product Specifications - Quick Reference Lamp Wattage: Working Voltage: 5 Watts 120 Volt Dimensions: Dimmability: 3.15" Dia. x 2.48" MOL YES - Dimmable CRI: Delivered Lumens: 80 CRI 500 Lumens Replaces: Certifications: 50 Watt Halogen ENERGY STAR, UL, RoHS Light Color: 5000K Daylight Warranty: 3 Year Limited Ideal for energy and maintenance savings, Keystone’s LED PAR lights offer a 25,000 hour lifespan and 80% energy savings over halogen equivalents. A U-shaped reflector maximizes brightness while precision crafted, full face optics provide precise beam control. Keystone's Essential Series offers multiple types of LED PAR lights to meet a variety of application needs. Depending on the fixture type, either a short or a long neck LED PAR bulb will be a better fit. Choose between narrow or standard flood options based on the desired beam angle for the application. UL listed for damp and wet locations, and suitable for enclosed fixtures, Keystone's PAR LED Flood Bulbs are ideal for use in indoor or outdoor applications. There is a wide range of wattage and lumen outputs available, as well as both 80 and 90 CRI options for a majority of the line. This Keystone Technologies KT-LED5PAR20-F-850 Essential Series Dimmable LED PAR20 Light Bulb produces a color temperature of 5000K daylight, operates on your existing 120V circuit and consumes just 5 watts of energy. These LED PAR20 lamps 50 watt halogen equivalent retrofit lights generate 500 lumens and have a Color Rendering Index (CRI) of 80. This bulb has a 40 degree beam angle and is considered a flood. Narrow flood options are also available. These 120 volt LED light bulbs fit fixtures with an E26 medium base. These LED PAR20 bulbs are dimmable but are NOT CEC Title 20 Compliant. For Non-Dimmable versions, or CEC compliant versions, please refer to the related products below. Can't find what you are looking for or need a quote for a large job? Give our customer service a call at 248-276-9640. The bulb's dimensions are 3.15 inches in diameter by 2.48 inches in length. The lens conceals the LEDs from sight and evenly distributes the light and with a durable plastic housing that lowers the risk for breakage. These PAR bulbs have full face optics for precise beam angle control. They are rated for use in wet locations. Click here to see the complete Keystone 5 Watt PAR20 Flood General Purpose Dimmable Specification Sheet. These bulbs Energy Star qualified and have a rated life of 25,000 hours or a 3 Year limited warranty. Typical Applications Typical applications for these PAR lamps include track lighting, display lighting, flood and spot lighting, and some outdoor light fixtures with suitable protection from the elements. Keystone Technologies 5 Watt Essential Series LED General Purpose PAR20 Flood Dimmable 500 Lumens 80 CRI 120V 5000K | 5000 | 83 | 500 | 90.9091 | 25000 | 5.5 | 1 | 3.61 | 3.61 | 4.2419 | 2020Q2 | https://www.greenelectricalsupply.com/5-watt-essential-series-led-general-purpose-par20-light-bulb-dimmable-500-lumens-80-cri-120v-5000k.aspx | Green Electrical Supply | 2020 | Yes
LED Lighting | Decorative | Manufacturer: TCP | True |  | Other | B11 | E12 (Candelabra) | Damp Location Rated Home > LED Light Bulbs > LED Speciality Bulbs > 5W Dim LED E12 Candelabra 3000K Product Specifications - Quick Reference Wattage of Bulb: 5 Watt Dimensions: 1.4" (W) x 3.8" (H) Light Color: Rated Life: 3000K - Warm White 25,000 Hours Certifications: Warranty: UL, cUL TCP 3 Year Limited Lumen Output: Operating Voltage: 300 Lumens 120 Volt Equivalent: Dimmable: 40W Incandescent YES - DIMMABLE A dimmable LED decorative candle for multi-socket ornamental fixtures and decorative chandeliers, the 5-watt LED candelabra base bulbs, in a clear blunt tip (some call a torpedo) shape, replaces up to a 40-watt incandescent bulb. This results in up to 80 percent savings in energy over the 25,000 hour rated life. UL Damp Location rated and uniform, smooth dimming (NOTE: three or more lamps per dimming circuit is recommended for optimal dimming), make this LED Candelabra bulb a great option for chandeliers, ceiling fans and indoor/outdoor fixtures. The TCP LED5E12B1130K consumes just 5 watts of energy and generates 300 lumens (that's 60 lumens/watt). All LEDs are matched for color and CRI. This candelabra bulb is dimmable down to 10 percent, creates a 2700K color temperature and has a CRI of 82. The minimum starting temperature is -30 degrees C and has a maximum operating temperature of 40 degrees C. The physical dimensions are 1.4" wide by 3.8" high. The TCP LED5E12B1130K carries a 5 year limited warranty. TCP 5W Dim LED E12 Candelabra 3000K | 3000 | 83 | 350 | 70 | 25000 | 5 | 1 | 5.3 | 5.3 | 6.2277 | 2020Q2 | https://www.greenelectricalsupply.com/5w-dim-led-e12-candelabra-3000k.aspx | Green Electrical Supply | 2020 | Yes
LED Lighting | Downlight | Manufacturer: Satco | True |  |  |  |  | Downlight Solid State Retrofit Recessed, 6" Recessed, 5" Recessed, 5" or 6" Recessed Home > Energy Star Qualified Products > 5 Inch to 6 Inch 13 Watt 800 Lumen LED Gimbal Retrofit 2700K Product Specifications - Quick Reference Lamp Wattage: Working Voltage: 13 Watts 120 Volt Beam Degree: Rated Life: 90° Beam Angle 50,000 Hours Incandescent Equiv: Dimmable: 65 Watts - 800 Lumens Yes Dimensions: Base Type: 7-13/32" MOD x 3-7/8" MOL Connector (Direct Wire) Light Color: CRI: 2700K Warm White 90 CRI Certifications: Warranty: Energy Star, Title 24 5 Year Limited Founded in 1966, Satco is well known as a premier supplier of a variety of lighting products. Satco's extensive catalog includes nearly everything you may be looking for, including LED downlight retrofits. Satco's line of LED downlight retrofits come in 4 inch versions as well as 5 or 6 inch versions. These downlight kits are ultra-efficient and designed to retrofit into existing incandescent recessed downlights. The integrated LEDs reduce energy consumption up to 80% when compared to 50 Watt incandescent light bulbs and they last 30 times longer! These down light retrofits are installed with a connector and DO NOT include a Medium E26 base option. This is the Satco S29472 (13WLED/DIR/5-6/27K/120V), dimmable 5"- 6" directional recessed 2700K Warm White gimbal LED Retrofit with a White Baffle and White Trim Ring. Satco's Retrofit Gimbal LED Downlights are ultra-efficient, super-easy and very affordable. These adjustable LED downlight kits provide 800 lumens of either 2700K, 3000K or 4000K brilliant illumination equivalent to the output of a 65 watt BR30 or 18 watt CFL.but requires just 13 watts of energy use. These dedicated 120 volt trims meet ENERGY STAR requirements, as well as being Damp Location Rated. Furthermore, these retrofits comply to the California Title 24 regulations. The S29472 from Satco fits into many popular 5 or 6 inch recessed down light fixtures. This LED downlight has an incredible CRI of 90! All your colors will stand out under this light. The Satco Downlight Retrofit Series has many different application uses including: healthcare, hospitality, office, property management, residential, and retail. Click here to see the complete Satco S29472 5 or 6 Inch Gimbal LED Downlight Retrofit Specification Sheet. Satco 5 Inch to 6 Inch 13 Watt 800 Lumen LED Gimbal Retrofit 2700K | 2700 | 92 | 800 | 61.5385 | 50000 | 13 | 1 | 21.76 | 21.76 | 25.5688 | 2020Q2 | https://www.greenelectricalsupply.com/6-inch-led-recessed-gimbal-downlight-retrofit-kit-2700k.aspx | Green Electrical Supply | 2020 | Yes
LED Lighting | Downlight | Manufacturer: Satco | True |  |  |  |  | Downlight Solid State Retrofit Recessed, 6" Recessed, 5" Recessed, 5" or 6" Recessed Home > Energy Star Qualified Products > 5 Inch to 6 Inch 9 Watt 800 Lumen LED Gimbal Retrofit 3000K Product Specifications - Quick Reference Lamp Wattage: Working Voltage: 9 Watts 120 Volt Beam Degree: Rated Life: 90° Beam Angle 50,000 Hours Incandescent Equiv: Dimmable: 65 Watts - 800 Lumens Yes Dimensions: Base Type: 7-13/32" MOD x 3-7/8" MOL Connector (Direct Wire) Light Color: CRI: 3000K Warm White 90 CRI Certifications: Warranty: Energy Star, Title 24 5 Year Limited Founded in 1966, Satco is well known as a premier supplier of a variety of lighting products. Satco's extensive catalog includes nearly everything you may be looking for, including LED downlight retrofits. Satco's line of LED downlight retrofits come in 4 inch versions as well as 5 or 6 inch versions. These downlight kits are ultra-efficient and designed to retrofit into existing incandescent recessed downlights. The inegrated LEDs reduce energy consumption up to 80% when compared to 50 Watt incandescent light bulbs and they last 30 times longer! These downlight retrofits are installed with a connector and DO NOT include a Medium E26 base option. This is the Satco S39473 (9WLED/DIR/5-6/30K/120V), formally S29473, dimmable 5"-6" directional recessed 3000K Warm White gimbal LED Retrofit with a White Baffle and White Trim Ring. Satco's Retrofit Gimbaled LED Downlights are ultra-efficient, super-easy and very affordable. These adjustable LED downlight kits provide 800 lumens of either 2700K, 3000K or 4000K brilliant illumination equivalent to the output of a 65 watt BR30 or 18 watt CFL.but requires just 9 watts of energy use. These dedicated 120 volt trims meet ENERGY STAR requirements, as well as being Damp Location Rated. Furthermore, these retrofits comply to the California Title 24 regulations. The S39473 from Satco fits into many popular 5 or 6 inch recessed downlight fixtures. This LED downlight has an incredible CRI of 90! All your colors will stand out under this light. The Satco Downlight Retrofit Series has many different application uses including: healthcare, hospitality, office, property management, residential, and retail. Click here to see the complete Satco S39473 5 or 6 Inch Gimbal LED Downlight Retrofit Specification Sheet. Satco 5 Inch to 6 Inch 9 Watt 800 Lumen LED Gimbal Retrofit 3000K | 3000 | 93 | 800 | 61.5385 | 50000 | 13 | 1 | 21.95 | 21.95 | 25.7921 | 2020Q2 | https://www.greenelectricalsupply.com/6-inch-recessed-led-gimbal-downlight-retrofit-kit-3000k.aspx | Green Electrical Supply | 2020 | Yes
LED Lighting | Downlight | Manufacturer: Satco | True |  |  |  |  | Downlight Solid State Retrofit Recessed, 6" Recessed, 5" Recessed, 5" or 6" Recessed Home > Energy Star Qualified Products > 5 Inch to 6 Inch 13 Watt 800 Lumen LED Gimbal Retrofit 4000K Product Specifications - Quick Reference Lamp Wattage: Working Voltage: 13 Watts 120 Volt Beam Degree: Rated Life: 90° Beam Angle 50,000 Hours Incandescent Equiv: Dimmable: 65 Watts - 800 Lumens Yes Dimensions: Base Type: 7-13/32" MOD x 3-7/8" MOL Connector (Direct Wire) Light Color: CRI: 4000K Cool White 90 CRI Certifications: Warranty: Energy Star, Title 24 5 Year Limited Founded in 1966, Satco is well known as a premier supplier of a variety of lighting products. Satco's extensive catalog includes nearly everything you may be looking for, including LED downlight retrofits. Satco's line of LED downlight retrofits come in 4 inch versions as well as 5 or 6 inch versions. These downlight kits are ultra-efficient and designed to retrofit into existing incandescent recessed downlights. The inegrated LEDs reduce energy consumption up to 80% when compared to 50 Watt incandescent light bulbs and they last 30 times longer! These downlight retrofits are installed with a connector and DO NOT include a Medium E26 base option. This is the Satco S29474 (13WLED/DIR/5-6/40K/120V), dimmable 5"-6" directional recessed 4000K Cool White gimbal LED Retrofit with a White Baffle and White Trim Ring. Satco's Retrofit Gimbaled LED Downlights are ultra-efficient, super-easy and very affordable. These adjustable LED downlight kits provide 800 lumens of either 2700K, 3000K or 4000K brilliant illumination equivalent to the output of a 65 watt BR30 or 18 watt CFL.but requires just 13 watts of energy use. These dedicated 120 volt trims meet ENERGY STAR requirements, as well as being Damp Location Rated. Furthermore, these retrofits comply to the California Title 24 regulations. The S29474 from Satco fits into many popular 5 or 6 inch recessed downlight fixtures. This LED downlight has an incredible CRI of 90! All your colors will stand out under this light. The Satco Downlight Retrofit Series has many different application uses including: healthcare, hospitality, office, property management, residential, and retail. Click here to see the complete Satco S29474 5 or 6 Inch Gimbal LED Downlight Retrofit Specification Sheet. Satco 5 Inch to 6 Inch 13 Watt 800 Lumen LED Gimbal Retrofit 4000K | 4000 | 94 | 800 | 61.5385 | 50000 | 13 | 1 | 21.76 | 21.76 | 25.5688 | 2020Q2 | https://www.greenelectricalsupply.com/6-inch-recessed-led-gimbal-downlight-retrofit-kit-4000k.aspx | Green Electrical Supply | 2020 | Yes
LED Lighting | Downlight | Manufacturer: Satco | True | Daylighting/Photocell, |  |  |  | Downlight Recessed Recessed, 6" Recessed Home > LED Commercial Fixtures > Commercial LED Down Lights > 6 Inch Sliver Commercial LED Wattage and Color Selectable Downlight 120-277V Product Specifications - Quick Reference Lamp Wattage: Working Voltage: 11/16/23 Watts 120-277 Volt Dimensions: Rated Life: 4.65" W x 2.69" H 50,000 Hours Lumens: 900/1200/1750 Lumens Dimmable: Yes - 0-10V Dimming Color Temperature: CRI: 27K/3K/35K/4K/5K 80 CRI Certifications: Warranty: RoHS, Damp Location 5 Year Limited Satco's commercial LED downlights have Color Quick technology, or selectable color temperature, as well as selectable wattage and lumen output. These LED downlights feature a remote driver and J box with knockouts as well as a quick connect feature for easy installation. These downlights can switch between 5 different color temperatures as well as three different wattages or lumen outputs per downlight. They come in either a 4 inch, 6 inch, 8 inch, or 10 inch version to fit nearly every application. They are also featured in a white finish for residential applications or a silver finish for more commercial applications. New construction is also easy with the available mounting plate. Please see related products for different options. The 4 inch LED Downlight Satco S11815 (23WLED/CDL/6/ADJ-CCT/40D) is color selectable and can switch between five different color temperatures including: 2700K Soft White, 3000K Warm White, 3500K Bright White, 4000K Cool White and 5000K Daylight with a CCT selection switch located on the remote driver. This LED downlight operates on the universal voltage of 120-277V and is also wattage/lumen adjustable controlled by the same switch on the driver. The S11815 can switch between 11 watts, 16 watts, and 23 watts, for 900 lumens, 1200 lumens, and 1750 lumens respectively and has a Color Rendering Index (CRI) of 80. The Satco 6 inch LED downlight fixture is dimmable via 0-10v dimming and is suitable for damp locations. This LED Downlight has a silver finish. These LED lights carry a 5 year limited warranty. Click here to see the complete Satco 6 Inch Color and Wattage Selectable LED Downlight Specification Sheet. Instant on at full brightness and mercury free - environmentally positive - generates no IR or UV - protects valuable objects - these 4 inch recessed can retrofit LED fixtures are rated for 50,000 hours and lawful for sale in California. Typical applications for the Satco commercial LED downlights with Color Quick technology include retrofit or new construction applications, office lighting, retail fixtures, hospitality buildings, and healthcare buildings. Have a large job or can't find what you are looking for? Contact our customer service at 248-276-9640 and we will be happy to help. Satco 6 Inch Sliver Commercial LED Wattage and Color Selectable Downlight 120-277V | 2700 | 84 | 1750 | 76.087 | 50000 | 23 | 1 | 62.95 | 62.95 | 73.9687 | 2020Q2 | https://www.greenelectricalsupply.com/6-led-selectable-downlight-slv.aspx | Green Electrical Supply | 2020 | Yes
LED Lighting | Downlight | Manufacturer: Satco | True | Daylighting/Photocell, |  |  |  | Downlight Recessed Recessed, 6" Recessed Home > LED Commercial Fixtures > Commercial LED Down Lights > 6 Inch White Commercial LED Wattage and Color Selectable Downlight 120-277V Product Specifications - Quick Reference Lamp Wattage: Working Voltage: 11/16/23 Watts 120-277 Volt Dimensions: Rated Life: 4.65" W x 2.69" H 50,000 Hours Lumens: 900/1200/1750 Lumens Dimmable: Yes - 0-10V Dimming Color Temperature: CRI: 27K/3K/35K/4K/5K 80 CRI Certifications: Warranty: RoHS, Damp Location 5 Year Limited Satco's commercial LED downlights have Color Quick technology, or selectable color temperature, as well as selectable wattage and lumen output. These LED downlights feature a remote driver and J box with knockouts as well as a quick connect feature for easy installation. These downlights can switch between 5 different color temperatures as well as three different wattages or lumen outputs per downlight. They come in either a 4 inch, 6 inch, 8 inch, or 10 inch version to fit nearly every application. They are also featured in a white finish for residential applications or a silver finish for more commercial applications. New construction is also easy with the available mounting plate. Please see related products for different options. The 4 inch LED Downlight Satco S11811 (23WLED/CDL/6/ADJ-CCT/80D) is color selectable and can switch between five different color temperatures including: 2700K Soft White, 3000K Warm White, 3500K Bright White, 4000K Cool White and 5000K Daylight with a CCT selection switch located on the remote driver. This LED downlight operates on the universal voltage of 120-277V and is also wattage/lumen adjustable controlled by the same switch on the driver. The S11811 can switch between 11 watts, 16 watts, and 23 watts, for 900 lumens, 1200 lumens, and 1750 lumens respectively and has a Color Rendering Index (CRI) of 80. The Satco 6 inch LED downlight fixture is dimmable via 0-10v dimming and is suitable for damp locations. This LED Downlight has a white finish. These LED lights carry a 5 year limited warranty. Click here to see the complete Satco 6 Inch Color and Wattage Selectable LED Downlight Specification Sheet. Instant on at full brightness and mercury free - environmentally positive - generates no IR or UV - protects valuable objects - these 4 inch recessed can retrofit LED fixtures are rated for 50,000 hours and lawful for sale in California. Typical applications for the Satco commercial LED downlights with Color Quick technology include retrofit or new construction applications, office lighting, retail fixtures, hospitality buildings, and healthcare buildings. Have a large job or can't find what you are looking for? Contact our customer service at 248-276-9640 and we will be happy to help. Satco 6 Inch White Commercial LED Wattage and Color Selectable Downlight 120-277V | 2700 | 85 | 1750 | 76.087 | 50000 | 23 | 1 | 50.95 | 50.95 | 59.8682 | 2020Q2 | https://www.greenelectricalsupply.com/6-led-selectable-downlight-wh.aspx | Green Electrical Supply | 2020 | Yes
LED Lighting | A-Type | Philips | False |  | A19/21 | E26 (Medium) | E26 (Medium) | Home / Light Bulbs / LED / Philips - 460634 - 5.5A19/LED/827/ND 120V 1PK/6 Damp Location Rated 5.5W A19 LED Lamp - Universal - 450 Lumens - Warm White (2700K) - 80 CRI - 11000 Hours - E26 (Medium) - 120 to 130V - Frost Philips - 460634 - 5.5A19/LED/827/ND 120V 1PK/6 | 2700 | 80 | 450 | 81.8182 | 11000 | 5.5 | 6 | 17.94 | 2.99 | 3.5134 | 2020Q2 | https://shop.regencylighting.com/lamps/led/5-5a19-led-827-nd-120v-1pk-6-46063-4.html | Regency Lighting | 2020 | Yes
LED Lighting | A-Type | Philips | True | Daylighting/Photocell, | A19/21 | E26 (Medium) | E26 (Medium) | Home / Light Bulbs / LED / Philips - 479436 - 5.5A19/PER/850/P/E26/DIM 6/1FB Energy Star Rated; Enclosed Fixture Rated; Damp Location Rated 5.5W A19 LED Lamp - Universal - 450 Lumens - Daylight (5000K) - 80 CRI - 15000 Hours - E26 (Medium) - 120 to 130V - Frost Philips - 479436 - 5.5A19/PER/850/P/E26/DIM 6/1FB | 5000 | 80 | 450 | 81.8182 | 15000 | 5.5 | 1 | 3.85 | 3.85 | 4.5239 | 2020Q2 | https://shop.regencylighting.com/lamps/led/5-5a19-per-850-p-e26-dim-6-1fb-47943-6.html | Regency Lighting | 2020 | Yes
LED Lighting | A-Type | Philips | False |  | A19/21 | E26 (Medium) | E26 (Medium) | Home / Light Bulbs / LED / LED A-Line / Philips - 460634 - 5.5A19/LED/827/ND 120V 1PK/6 Damp Location Rated 5.5W A19 LED Lamp - Universal - 450 Lumens - Warm White (2700K) - 80 CRI - 11000 Hours - E26 (Medium) - 120 to 130V - Frost Philips - 460634 - 5.5A19/LED/827/ND 120V 1PK/6 | 2700 | 80 | 450 | 81.8182 | 11000 | 5.5 | 6 | 17.94 | 2.99 | 3.5134 | 2020Q2 | https://shop.regencylighting.com/lamps/led/a-line/5-5a19-led-827-nd-120v-1pk-6-46063-4.html | Regency Lighting | 2020 | Yes
LED Lighting | A-Type | Philips | True | Daylighting/Photocell, | A19/21 | E26 (Medium) | E26 (Medium) | Home / Light Bulbs / LED / LED A-Line / Philips - 479436 - 5.5A19/PER/850/P/E26/DIM 6/1FB Energy Star Rated; Enclosed Fixture Rated; Damp Location Rated 5.5W A19 LED Lamp - Universal - 450 Lumens - Daylight (5000K) - 80 CRI - 15000 Hours - E26 (Medium) - 120 to 130V - Frost Philips - 479436 - 5.5A19/PER/850/P/E26/DIM 6/1FB | 5000 | 80 | 450 | 81.8182 | 15000 | 5.5 | 1 | 3.85 | 3.85 | 4.5239 | 2020Q2 | https://shop.regencylighting.com/lamps/led/a-line/5-5a19-per-850-p-e26-dim-6-1fb-47943-6.html | Regency Lighting | 2020 | Yes
LED Lighting | A-Type | Sylvania | True |  | A19/21 | E26 (Medium) | E26 (Medium) | Home / Light Bulbs / LED / LED A-Line / Sylvania - 74435 - LED5.5A19DIMO827U Lamp Finish Frosted 5.5W A19 LED Lamp - Universal - 450 Lumens - Warm White (2700K) - 80 CRI - 15000 Hours - E26 (Medium) - 120 to 130V - Frost Sylvania - 74435 - LED5.5A19DIMO827U | 2700 | 80 | 450 | 81.8182 | 15000 | 5.5 | 1 | 87.43 | 87.43 | 102.7336 | 2020Q2 | https://shop.regencylighting.com/lamps/led/a-line/led5-5a19dimo827u-74435.html | Regency Lighting | 2020 | Yes
LED Lighting | A-Type | Sylvania | True |  | A19/21 | E26 (Medium) | E26 (Medium) | Home / Light Bulbs / LED / LED A-Line / Sylvania - 74688 - LED5.5A19DIMO827UB Indoor/Outdoor Damp Rated; Energy Star Rated 5.5W A19 LED Lamp - Universal - 450 Lumens - Warm White (2700K) - 80 CRI - 15000 Hours - E26 (Medium) - 120 to 130V - Frost Sylvania - 74688 - LED5.5A19DIMO827UB | 2700 | 80 | 450 | 81.8182 | 15000 | 5.5 | 1 | 3.7 | 3.7 | 4.3476 | 2020Q2 | https://shop.regencylighting.com/lamps/led/a-line/led5-5a19dimo827ub-74688.html | Regency Lighting | 2020 | Yes
LED Lighting | A-Type | Sylvania | True |  | A19/21 | E26 (Medium) | E26 (Medium) | Home / Light Bulbs / LED / LED A-Line / Sylvania - 74418 - LED5.5A19DIMO827URP 6/CS 1/SKU A19 LED Lamp 5.5W A19 LED Lamp - Universal - 450 Lumens - Warm White (2700K) - 80 CRI - 15000 Hours - E26 (Medium) - 120 to 130V - Frost Sylvania - 74418 - LED5.5A19DIMO827URP 6/CS 1/SKU | 2700 | 80 | 450 | 81.8182 | 15000 | 5.5 | 1 | 4.24 | 4.24 | 4.9822 | 2020Q2 | https://shop.regencylighting.com/lamps/led/a-line/led5-5a19dimo827urp-6-cs-1-sku-74418.html | Regency Lighting | 2020 | Yes
LED Lighting | A-Type | Sylvania | True |  | A19/21 | E26 (Medium) | E26 (Medium) | Home / Light Bulbs / LED / LED A-Line / Sylvania - 74398 - LED5.5A19DIMO830U A19 LED Lamp 5.5W A19 LED Lamp - Universal - 450 Lumens - Warm White (3000K) - 80 CRI - 15000 Hours - E26 (Medium) - 120 to 130V - Frost Sylvania - 74398 - LED5.5A19DIMO830U | 3000 | 80 | 450 | 81.8182 | 15000 | 5.5 | 1 | 4.24 | 4.24 | 4.9822 | 2020Q2 | https://shop.regencylighting.com/lamps/led/a-line/led5-5a19dimo830u-74398.html | Regency Lighting | 2020 | Yes
LED Lighting | A-Type | Sylvania | True | Daylighting/Photocell, | A19/21 | E26 (Medium) | E26 (Medium) | Home / Light Bulbs / LED / LED A-Line / Sylvania - 74419 - LED5.5A19DIMO850URP Lamp Finish Frosted 5.5W A19 LED Lamp - Universal - 450 Lumens - Daylight (5000K) - 80 CRI - 15000 Hours - E26 (Medium) - 120 to 130V - Frost Sylvania - 74419 - LED5.5A19DIMO850URP | 5000 | 80 | 450 | 81.8182 | 15000 | 5.5 | 6 | 25.44 | 4.24 | 4.9822 | 2020Q2 | https://shop.regencylighting.com/lamps/led/a-line/led5-5a19dimo850urp-74419.html | Regency Lighting | 2020 | Yes
LED Lighting | A-Type | Sylvania | True |  | A19/21 | E26 (Medium) | E26 (Medium) | Home / Light Bulbs / LED / Sylvania - 74435 - LED5.5A19DIMO827U Lamp Finish Frosted 5.5W A19 LED Lamp - Universal - 450 Lumens - Warm White (2700K) - 80 CRI - 15000 Hours - E26 (Medium) - 120 to 130V - Frost Sylvania - 74435 - LED5.5A19DIMO827U | 2700 | 80 | 450 | 81.8182 | 15000 | 5.5 | 1 | 87.43 | 87.43 | 102.7336 | 2020Q2 | https://shop.regencylighting.com/lamps/led/led5-5a19dimo827u-74435.html | Regency Lighting | 2020 | Yes
LED Lighting | A-Type | Sylvania | True |  | A19/21 | E26 (Medium) | E26 (Medium) | Home / Light Bulbs / LED / Sylvania - 74688 - LED5.5A19DIMO827UB Indoor/Outdoor Damp Rated; Energy Star Rated 5.5W A19 LED Lamp - Universal - 450 Lumens - Warm White (2700K) - 80 CRI - 15000 Hours - E26 (Medium) - 120 to 130V - Frost Sylvania - 74688 - LED5.5A19DIMO827UB | 2700 | 80 | 450 | 81.8182 | 15000 | 5.5 | 1 | 3.7 | 3.7 | 4.3476 | 2020Q2 | https://shop.regencylighting.com/lamps/led/led5-5a19dimo827ub-74688.html | Regency Lighting | 2020 | Yes
LED Lighting | A-Type | Sylvania | True |  | A19/21 | E26 (Medium) | E26 (Medium) | Home / Light Bulbs / LED / Sylvania - 74418 - LED5.5A19DIMO827URP 6/CS 1/SKU A19 LED Lamp 5.5W A19 LED Lamp - Universal - 450 Lumens - Warm White (2700K) - 80 CRI - 15000 Hours - E26 (Medium) - 120 to 130V - Frost Sylvania - 74418 - LED5.5A19DIMO827URP 6/CS 1/SKU | 2700 | 80 | 450 | 81.8182 | 15000 | 5.5 | 1 | 4.24 | 4.24 | 4.9822 | 2020Q2 | https://shop.regencylighting.com/lamps/led/led5-5a19dimo827urp-6-cs-1-sku-74418.html | Regency Lighting | 2020 | Yes
LED Lighting | A-Type | Sylvania | True |  | A19/21 | E26 (Medium) | E26 (Medium) | Home / Light Bulbs / LED / Sylvania - 74398 - LED5.5A19DIMO830U A19 LED Lamp 5.5W A19 LED Lamp - Universal - 450 Lumens - Warm White (3000K) - 80 CRI - 15000 Hours - E26 (Medium) - 120 to 130V - Frost Sylvania - 74398 - LED5.5A19DIMO830U | 3000 | 80 | 450 | 81.8182 | 15000 | 5.5 | 1 | 4.24 | 4.24 | 4.9822 | 2020Q2 | https://shop.regencylighting.com/lamps/led/led5-5a19dimo830u-74398.html | Regency Lighting | 2020 | Yes
LED Lighting | A-Type | Sylvania | True | Daylighting/Photocell, | A19/21 | E26 (Medium) | E26 (Medium) | Home / Light Bulbs / LED / Sylvania - 74419 - LED5.5A19DIMO850URP Lamp Finish Frosted 5.5W A19 LED Lamp - Universal - 450 Lumens - Daylight (5000K) - 80 CRI - 15000 Hours - E26 (Medium) - 120 to 130V - Frost Sylvania - 74419 - LED5.5A19DIMO850URP | 5000 | 80 | 450 | 81.8182 | 15000 | 5.5 | 6 | 25.44 | 4.24 | 4.9822 | 2020Q2 | https://shop.regencylighting.com/lamps/led/led5-5a19dimo850urp-74419.html | Regency Lighting | 2020 | Yes
LED Lighting | A-Type | TCP | True |  |  | A19 |  | Replaces 60W Incandescent Dimmable Rated for 25,000 hours More Information California Quality LED Lamp Series Features: Wattage: 11W Type: LED Bulb Shape: A19 Bulb Base: GU24 Voltage: 120V Color Temperature: 2700K, 3000K Lumens: 900 CRI: 90 Beam Spread: 270° Replaces 60W Incandescent Dimmable Rated for 25,000 hours *MFG Part Number*: L11A19GUD2527KCQ , L11A19GUD2530KCQ California Quality LED Lamp Series TCP L11A19GUD25 11W A19 LED Bulb, GU24 Base | 2700 | 90 | 900 | 81.8182 | 25000 | 11 | 1 | 5.78 | 5.78 | 6.7917 | 2020Q2 | https://www.lbclighting.com/led/light-bulb-led/tcp-l11a19gud25.html | LBC Lighting | 2020 | Yes
LED Lighting | A-Type | Satco | True |  | General Purpose Replacement | A19 | GU24 | Damp Location Rated,Recessed Fixtures Damp Location Rated,Recessed Fixtures Home / Light Bulbs / LED / Satco - S29840 - 9.8A19/OMNI/220/LED/27K/GU24 Approved for Totally Enclosed Fixtures; Damp Location Rated; Energy Star Rated 9.8W A19 LED Lamp - Universal - 800 Lumens - Warm White (2700K) - 80 CRI - 25000 Hours - GU24 (Bi-Pin / Twist & Lock) - 120 to 130V - Frost Satco - S29840 - 9.8A19/OMNI/220/LED/27K/GU24 | 2700 | 83 | 800 | 81.6327 | 25000 | 9.8 | 1 | 4.1 | 4.1 | 4.8177 | 2020Q3 | https://shop.regencylighting.com/lamps/led/9-8a19-omni-220-led-27k-gu24-s29840.html | Regency Lighting | 2020 | Yes
LED Lighting | A-Type | Satco | True |  | General Purpose Replacement | A19 | E26 (Medium) | Damp Location Rated,Recessed Fixtures Damp Location Rated,Recessed Fixtures Home / Light Bulbs / LED / Satco - S29835 - 9.8A19/OMNI/220/LED/27K Approved for Totally Enclosed Fixtures; Damp Location Rated; Energy Star Rated 9.8W A19 LED Lamp - Universal - 800 Lumens - Warm White (2700K) - 80 CRI - 25000 Hours - E26 (Medium) - 120 to 130V - Frost Satco - S29835 - 9.8A19/OMNI/220/LED/27K | 2700 | 83 | 800 | 81.6327 | 25000 | 9.8 | 1 | 5 | 5 | 5.8752 | 2020Q3 | https://shop.regencylighting.com/lamps/led/9-8a19-omni-220-led-27k-s29835.html | Regency Lighting | 2020 | Yes
LED Lighting | Reflector | Manufacturer: Keystone Technologies | True |  | Reflector (Flood/Spot) | PAR20 | E26 (Medium) | Damp Location Rated,Wet Location Rated,Recessed Fixtures Home > LED Light Bulbs > LED PAR Bulbs > LED PAR20 > Flood (40 Degree) > 2700K Warm White > 6 Watt Essential Series LED General Purpose PAR20 Flood Dimmable 500 Lumens 90 CRI 120V 2700K Product Specifications - Quick Reference Lamp Wattage: Working Voltage: 6 Watts 120 Volt Dimensions: Dimmability: 3.15" Dia. x 2.48" MOL YES - Dimmable CRI: Delivered Lumens: 90 CRI 500 Lumens Replaces: Certifications: 50 Watt Halogen ENERGY STAR, UL, RoHS Light Color: 2700K Warm White Warranty: 3 Year Limited Ideal for energy and maintenance savings, Keystone’s LED PAR lights offer a 25,000 hour lifespan and 80% energy savings over halogen equivalents. A U-shaped reflector maximizes brightness while precision crafted, full face optics provide precise beam control. Keystone's Essential Series offers multiple types of LED PAR lights to meet a variety of application needs. Depending on the fixture type, either a short or a long neck LED PAR bulb will be a better fit. Choose between narrow or standard flood options based on the desired beam angle for the application. UL listed for damp and wet locations, and suitable for enclosed fixtures, Keystone's PAR LED Flood Bulbs are ideal for use in indoor or outdoor applications. There is a wide range of wattage and lumen outputs available, as well as both 80 and 90 CRI options for a majority of the line. This Keystone Technologies KT-LED6PAR20-F-927 Essential Series Dimmable LED PAR20 Light Bulb produces a color temperature of 2700K warm white, operates on your existing 120V circuit and consumes just 6 watts of energy. These LED PAR20 lamps 50 watt halogen equivalent retrofit lights generate 500 lumens and have a Color Rendering Index (CRI) of 90. This bulb has a 40 degree beam angle and is considered a flood. Narrow flood options are also available. These 120 volt LED light bulbs fit fixtures with an E26 medium base. These LED PAR20 bulbs are dimmable but are CEC Title 20 Compliant. For Non-Dimmable versions, or NOT CEC compliant versions, please refer to the related products below. Can't find what you are looking for or need a quote for a large job? Give our customer service a call at 248-276-9640. The bulb's dimensions are 3.15 inches in diameter by 2.48 inches in length. The lens conceals the LEDs from sight and evenly distributes the light and with a durable plastic housing that lowers the risk for breakage. These PAR bulbs have full face optics for precise beam angle control. They are rated for use in wet locations. Click here to see the complete Keystone 6 Watt PAR20 Flood General Purpose Dimmable Specification Sheet. These bulbs Energy Star qualified and have a rated life of 25,000 hours or a 3 Year limited warranty. Typical Applications Typical applications for these PAR lamps include track lighting, display lighting, flood and spot lighting, and some outdoor light fixtures with suitable protection from the elements. Keystone Technologies 6 Watt Essential Series LED General Purpose PAR20 Flood Dimmable 500 Lumens 90 CRI 120V 2700K | 2700 | 94 | 500 | 83.3333 | 25000 | 6 | 1 | 6.07 | 6.07 | 7.1325 | 2020Q2 | https://www.greenelectricalsupply.com/6-watt-essential-series-led-general-purpose-par20-light-bulb-dimmable-500-lumens-90-cri-120v-2700k.aspx | Green Electrical Supply | 2020 | Yes
LED Lighting | Reflector | Manufacturer: Keystone Technologies | True |  | Reflector (Flood/Spot) | PAR20 | E26 (Medium) | Wet Location Rated,Damp Location Rated,Recessed Fixtures Home > LED Light Bulbs > LED PAR Bulbs > LED PAR20 > Flood (40 Degree) > 3000K Warm White > 6 Watt Essential Series LED General Purpose PAR20 Flood Dimmable 500 Lumens 90 CRI 120V 3000K Product Specifications - Quick Reference Lamp Wattage: Working Voltage: 6 Watts 120 Volt Dimensions: Dimmability: 3.15" Dia. x 2.48" MOL YES - Dimmable CRI: Delivered Lumens: 90 CRI 500 Lumens Replaces: Certifications: 50 Watt Halogen ENERGY STAR, UL, RoHS Light Color: 3000K Warm White Warranty: 3 Year Limited Ideal for energy and maintenance savings, Keystone’s LED PAR lights offer a 25,000 hour lifespan and 80% energy savings over halogen equivalents. A U-shaped reflector maximizes brightness while precision crafted, full face optics provide precise beam control. Keystone's Essential Series offers multiple types of LED PAR lights to meet a variety of application needs. Depending on the fixture type, either a short or a long neck LED PAR bulb will be a better fit. Choose between narrow or standard flood options based on the desired beam angle for the application. UL listed for damp and wet locations, and suitable for enclosed fixtures, Keystone's PAR LED Flood Bulbs are ideal for use in indoor or outdoor applications. There is a wide range of wattage and lumen outputs available, as well as both 80 and 90 CRI options for a majority of the line. This Keystone Technologies KT-LED6PAR20-F-930 Essential Series Dimmable LED PAR20 Light Bulb produces a color temperature of 3000K warm white, operates on your existing 120V circuit and consumes just 6 watts of energy. These LED PAR20 lamps 50 watt halogen equivalent retrofit lights generate 500 lumens and have a Color Rendering Index (CRI) of 90. This bulb has a 40 degree beam angle and is considered a flood. Narrow flood options are also available. These 120 volt LED light bulbs fit fixtures with an E26 medium base. These LED PAR20 bulbs are dimmable but are CEC Title 20 Compliant. For Non-Dimmable versions, or NOT CEC compliant versions, please refer to the related products below. Can't find what you are looking for or need a quote for a large job? Give our customer service a call at 248-276-9640. The bulb's dimensions are 3.15 inches in diameter by 2.48 inches in length. The lens conceals the LEDs from sight and evenly distributes the light and with a durable plastic housing that lowers the risk for breakage. These PAR bulbs have full face optics for precise beam angle control. They are rated for use in wet locations. Click here to see the complete Keystone 6 Watt PAR20 Flood General Purpose Dimmable Specification Sheet. These bulbs Energy Star qualified and have a rated life of 25,000 hours or a 3 Year limited warranty. Typical Applications Typical applications for these PAR lamps include track lighting, display lighting, flood and spot lighting, and some outdoor light fixtures with suitable protection from the elements. Keystone Technologies 6 Watt Essential Series LED General Purpose PAR20 Flood Dimmable 500 Lumens 90 CRI 120V 3000K | 3000 | 91 | 500 | 83.3333 | 25000 | 6 | 1 | 6.07 | 6.07 | 7.1325 | 2020Q2 | https://www.greenelectricalsupply.com/6-watt-essential-series-led-general-purpose-par20-light-bulb-dimmable-500-lumens-90-cri-120v-3000k.aspx | Green Electrical Supply | 2020 | Yes
LED Lighting | Reflector | Manufacturer: Keystone Technologies | True |  | Reflector (Flood/Spot) | PAR20 | E26 (Medium) | Damp Location Rated,Wet Location Rated,Recessed Fixtures Home > LED Light Bulbs > LED PAR Bulbs > LED PAR20 > Flood (40 Degree) > 4000K Cool White > 6 Watt Essential Series LED General Purpose PAR20 Flood Dimmable 500 Lumens 90 CRI 120V 4000K Product Specifications - Quick Reference Lamp Wattage: Working Voltage: 6 Watts 120 Volt Dimensions: Dimmability: 3.15" Dia. x 2.48" MOL YES - Dimmable CRI: Delivered Lumens: 90 CRI 500 Lumens Replaces: Certifications: 50 Watt Halogen ENERGY STAR, UL, RoHS Light Color: 4000K Cool White Warranty: 3 Year Limited Ideal for energy and maintenance savings, Keystone’s LED PAR lights offer a 25,000 hour lifespan and 80% energy savings over halogen equivalents. A U-shaped reflector maximizes brightness while precision crafted, full face optics provide precise beam control. Keystone's Essential Series offers multiple types of LED PAR lights to meet a variety of application needs. Depending on the fixture type, either a short or a long neck LED PAR bulb will be a better fit. Choose between narrow or standard flood options based on the desired beam angle for the application. UL listed for damp and wet locations, and suitable for enclosed fixtures, Keystone's PAR LED Flood Bulbs are ideal for use in indoor or outdoor applications. There is a wide range of wattage and lumen outputs available, as well as both 80 and 90 CRI options for a majority of the line. This Keystone Technologies KT-LED6PAR20-F-940 Essential Series Dimmable LED PAR20 Light Bulb produces a color temperature of 4000K cool white, operates on your existing 120V circuit and consumes just 6 watts of energy. These LED PAR20 lamps 50 watt halogen equivalent retrofit lights generate 500 lumens and have a Color Rendering Index (CRI) of 90. This bulb has a 40 degree beam angle and is considered a flood. Narrow flood options are also available. These 120 volt LED light bulbs fit fixtures with an E26 medium base. These LED PAR20 bulbs are dimmable but are CEC Title 20 Compliant. For Non-Dimmable versions, or NOT CEC compliant versions, please refer to the related products below. Can't find what you are looking for or need a quote for a large job? Give our customer service a call at 248-276-9640. The bulb's dimensions are 3.15 inches in diameter by 2.48 inches in length. The lens conceals the LEDs from sight and evenly distributes the light and with a durable plastic housing that lowers the risk for breakage. These PAR bulbs have full face optics for precise beam angle control. They are rated for use in wet locations. Click here to see the complete Keystone 6 Watt PAR20 Flood General Purpose Dimmable Specification Sheet. These bulbs Energy Star qualified and have a rated life of 25,000 hours or a 3 Year limited warranty. Typical Applications Typical applications for these PAR lamps include track lighting, display lighting, flood and spot lighting, and some outdoor light fixtures with suitable protection from the elements. Keystone Technologies 6 Watt Essential Series LED General Purpose PAR20 Flood Dimmable 500 Lumens 90 CRI 120V 4000K | 4000 | 92 | 525 | 87.5 | 25000 | 6 | 1 | 6.07 | 6.07 | 7.1325 | 2020Q2 | https://www.greenelectricalsupply.com/6-watt-essential-series-led-general-purpose-par20-light-bulb-dimmable-500-lumens-90-cri-120v-4000k.aspx | Green Electrical Supply | 2020 | Yes
LED Lighting | Reflector | Manufacturer: Keystone Technologies | True | Daylighting/Photocell, | Reflector (Flood/Spot) | PAR20 | E26 (Medium) | Damp Location Rated,Wet Location Rated,Recessed Fixtures Home > LED Light Bulbs > LED PAR Bulbs > LED PAR20 > Flood (40 Degree) > 5000K Daylight > 6 Watt Essential Series LED General Purpose PAR20 Flood Dimmable 500 Lumens 90 CRI 120V 5000K Product Specifications - Quick Reference Lamp Wattage: Working Voltage: 6 Watts 120 Volt Dimensions: Dimmability: 3.15" Dia. x 2.48" MOL YES - Dimmable CRI: Delivered Lumens: 90 CRI 500 Lumens Replaces: Certifications: 50 Watt Halogen ENERGY STAR, UL, RoHS Light Color: 5000K Daylight Warranty: 3 Year Limited Ideal for energy and maintenance savings, Keystone’s LED PAR lights offer a 25,000 hour lifespan and 80% energy savings over halogen equivalents. A U-shaped reflector maximizes brightness while precision crafted, full face optics provide precise beam control. Keystone's Essential Series offers multiple types of LED PAR lights to meet a variety of application needs. Depending on the fixture type, either a short or a long neck LED PAR bulb will be a better fit. Choose between narrow or standard flood options based on the desired beam angle for the application. UL listed for damp and wet locations, and suitable for enclosed fixtures, Keystone's PAR LED Flood Bulbs are ideal for use in indoor or outdoor applications. There is a wide range of wattage and lumen outputs available, as well as both 80 and 90 CRI options for a majority of the line. This Keystone Technologies KT-LED6PAR20-F-950 Essential Series Dimmable LED PAR20 Light Bulb produces a color temperature of 5000K daylight, operates on your existing 120V circuit and consumes just 6 watts of energy. These LED PAR20 lamps 50 watt halogen equivalent retrofit lights generate 500 lumens and have a Color Rendering Index (CRI) of 90. This bulb has a 40 degree beam angle and is considered a flood. Narrow flood options are also available. These 120 volt LED light bulbs fit fixtures with an E26 medium base. These LED PAR20 bulbs are dimmable but are CEC Title 20 Compliant. For Non-Dimmable versions, or NOT CEC compliant versions, please refer to the related products below. Can't find what you are looking for or need a quote for a large job? Give our customer service a call at 248-276-9640. The bulb's dimensions are 3.15 inches in diameter by 2.48 inches in length. The lens conceals the LEDs from sight and evenly distributes the light and with a durable plastic housing that lowers the risk for breakage. These PAR bulbs have full face optics for precise beam angle control. They are rated for use in wet locations. Click here to see the complete Keystone 6 Watt PAR20 Flood General Purpose Dimmable Specification Sheet. These bulbs Energy Star qualified and have a rated life of 25,000 hours or a 3 Year limited warranty. Typical Applications Typical applications for these PAR lamps include track lighting, display lighting, flood and spot lighting, and some outdoor light fixtures with suitable protection from the elements. Keystone Technologies 6 Watt Essential Series LED General Purpose PAR20 Flood Dimmable 500 Lumens 90 CRI 120V 5000K | 5000 | 95 | 525 | 87.5 | 25000 | 6 | 1 | 6.07 | 6.07 | 7.1325 | 2020Q2 | https://www.greenelectricalsupply.com/6-watt-essential-series-led-general-purpose-par20-light-bulb-dimmable-500-lumens-90-cri-120v-5000k.aspx | Green Electrical Supply | 2020 | Yes
LED Lighting | A-Type | Satco | True |  | General Purpose Replacement | A19 | E26 (Medium) | Damp Location Rated,Recessed Fixtures Damp Location Rated,Recessed Fixtures Home / Light Bulbs / LED / Satco - S29836 - 9.8A19/OMNI/220/LED/30K Approved for Enclosed Fixtures; Damp Location Rated; Energy Star Rated 9.8W A19 LED Lamp - Universal - 800 Lumens - Warm White (3000K) - 80 CRI - 25000 Hours - E26 (Medium) - 120 to 130V - Frost Satco - S29836 - 9.8A19/OMNI/220/LED/30K | 3000 | 83 | 800 | 81.6327 | 25000 | 9.8 | 24 | 115.68 | 4.82 | 5.6637 | 2020Q3 | https://shop.regencylighting.com/lamps/led/9-8a19-omni-220-led-30k-s29836.html | Regency Lighting | 2020 | Yes
LED Lighting | A-Type | Satco | True |  | General Purpose Replacement | A19 | GU24 | Damp Location Rated,Recessed Fixtures Damp Location Rated,Recessed Fixtures Home / Light Bulbs / LED / Satco - S29841 - 9.8A19/OMNI/220/LED/35K/GU24 Damp Location Rated; Energy Star Certified 9.8W A19 LED Lamp - Universal - 800 Lumens - Neutral White (3500K) - 80 CRI - 25000 Hours - GU24 (Bi-Pin / Twist & Lock) - 120 to 130V - Frost Satco - S29841 - 9.8A19/OMNI/220/LED/35K/GU24 | 3500 | 84 | 800 | 81.6327 | 25000 | 9.8 | 24 | 128.88 | 5.37 | 6.31 | 2020Q3 | https://shop.regencylighting.com/lamps/led/9-8a19-omni-220-led-35k-gu24-s29841.html | Regency Lighting | 2020 | Yes
LED Lighting | A-Type | Satco | True |  | General Purpose Replacement | A19 | GU24 | Damp Location Rated,Recessed Fixtures Damp Location Rated,Recessed Fixtures Home / Light Bulbs / LED / Satco - S29842 - 9.8A19/OMNI/220/LED/40K/GU24 Approved for Totally Enclosed Fixtures; Damp Location Rated; Energy Star Rated 9.8W A19 LED Lamp - Universal - 800 Lumens - Cool White (4000K) - 80 CRI - 25000 Hours - GU24 (Bi-Pin / Twist & Lock) - 120 to 130V - Frost Satco - S29842 - 9.8A19/OMNI/220/LED/40K/GU24 | 4000 | 86 | 800 | 81.6327 | 25000 | 9.8 | 1 | 5.37 | 5.37 | 6.31 | 2020Q3 | https://shop.regencylighting.com/lamps/led/9-8a19-omni-220-led-40k-gu24-s29842.html | Regency Lighting | 2020 | Yes
LED Lighting | A-Type | Satco | True |  | General Purpose Replacement | A19 | GU24 | Damp Location Rated,Recessed Fixtures Damp Location Rated,Recessed Fixtures Home / Light Bulbs / LED / LED A-Line / Satco - S29840 - 9.8A19/OMNI/220/LED/27K/GU24 Approved for Totally Enclosed Fixtures; Damp Location Rated; Energy Star Rated 9.8W A19 LED Lamp - Universal - 800 Lumens - Warm White (2700K) - 80 CRI - 25000 Hours - GU24 (Bi-Pin / Twist & Lock) - 120 to 130V - Frost Satco - S29840 - 9.8A19/OMNI/220/LED/27K/GU24 | 2700 | 83 | 800 | 81.6327 | 25000 | 9.8 | 1 | 4.1 | 4.1 | 4.8177 | 2020Q3 | https://shop.regencylighting.com/lamps/led/a-line/9-8a19-omni-220-led-27k-gu24-s29840.html | Regency Lighting | 2020 | Yes
LED Lighting | Downlight | Manufacturer: Satco | True |  |  |  |  | Downlight Recessed Recessed, 8" Recessed Home > Light Emitting Diodes (LEDs) > LED Recessed Fixtures > 8 Inch 20 Watt 1500 Lumen 120-277V Commercial High Hat Retrofit 3000K Product Specifications - Quick Reference Input Voltage: Wattage: 120-277 Volt AC 20 Watts Dimensions: Dimming: 7.75" Inside x 9.25" Outside 0-10V Dimming LED Color: 3000K Warm White Rated Life Span: Up To 50,000 Hours Initial Lumens: Lumens per Watt: 1500 Lumens 75 Lumens/Watt CRI: Certifications: 90 CRI UL, ENERGY STAR, RoHS Satco's commercial downlight high hat retrofits are a perfect choice for use in your existing 8 inch fluorescent recessed can applications. They are a convenient and energy-efficient solution for replacing traditional compact fluorescent commercial downlight light sources. Satco is integrating their solid state LED lighting within these commercial downlight high hat retrofits. This technology is able to offer the LEDs a longer life and a brighter light output with a high CRI. These LED retrofit cans offer a low up-front cost, and a quality light source to deliver an exceptional value for all your retrofit projects. This Satco S9796 (20WLED/CDL/8/30K/120-277) 3000 Kelvin (K) warm white LED light operates on the universal voltage of 120-277V and consumes just 20 watts. These LED retrofit commercial downlights generate 1,500 delivered lumens (or 75 Lumens Per Watt) and has a very high Color Rendering Index (CRI) of 90. This high CRI means that your colors are going to be more vibrant and true. The Satco S9796 8" commercial LED downlight retrofit (also called a commercial LED high hat retrofit) offers out-of-the-box dimming compatibility using 0-10 volt controls and is suitable for damp locations. These LED bulbs carry a 5 year limited warranty. For a full length of dimmer compatibility, please refer to the Satco Commercial Recessed Retrofit LED Downlight Specification Sheet. Instant on at full brightness and mercury free - environmentally positive - generates no IR or UV - protects valuable objects - these 8" recessed can retrofit LED fixtures are rated for 50,000 hours based on the L70 Standard. This commercial grade LED retrofit trim module is ENERGY STAR rated and supplied with optional retaining clips (part number 80-2674) in case the existing frame does not have adequate springs to secure the reflector. This quality retrofit is supplied with an external driver, for easy retrofit and maintenance, and the power supply features integral thermal protection. The one-piece design is quick and easy to install into existing recessed frames. Satco 8 Inch 20 Watt 1500 Lumen 120-277V Commercial High Hat Retrofit 3000K | 3000 | 93 | 1240 | 62 | 50000 | 20 | 1 | 85.34 | 85.34 | 100.2778 | 2020Q2 | https://www.greenelectricalsupply.com/8-inch-20-watt-high-hat-led-downlight-retrofit-3000k.aspx | Green Electrical Supply | 2020 | Yes
LED Lighting | Downlight | Manufacturer: Satco | True |  |  |  |  | Downlight Recessed Recessed, 8" Recessed Home > Light Emitting Diodes (LEDs) > LED Recessed Fixtures > 8 Inch 30 Watt 2000 Lumen 120-277V Commercial High Hat Retrofit 3000K Product Specifications - Quick Reference Input Voltage: Wattage: 120-277 Volt AC 30 Watts Dimensions: Dimming: 7.75" Inside x 9.25" Outside 0-10V Dimming LED Color: 3000K Warm White Rated Life Span: Up To 50,000 Hours Initial Lumens: Lumens per Watt: 2000 Lumens 66 Lumens/Watt CRI: Certifications: 90 CRI UL, ENERGY STAR, RoHS Satco's commercial downlight high hat retrofits are a perfect choice for use in your existing 8 inch fluorescent recessed can applications. They are a convenient and energy-efficient solution for replacing traditional compact fluorescent commercial downlight light sources. Satco is integrating their solid state LED lighting within these commercial downlight high hat retrofits. This technology is able to offer the LEDs a longer life and a brighter light output with a high CRI. These LED retrofit cans offer a low up-front cost, and a quality light source to deliver an exceptional value for all your retrofit projects. This Satco S9797 (30WLED/CDL/8/30K/120-277) 3000 Kelvin (K) warm white LED light operates on the universal voltage of 120-277V and consumes just 30 watts. These LED retrofit commercial downlights generate 2,000 delivered lumens (or 66 Lumens Per Watt) and has a very high Color Rendering Index (CRI) of 90. This high CRI means that your colors are going to be more vibrant and true. The Satco S9797 8" commercial LED downlight retrofit (also called a commercial LED high hat retrofit) offers out-of-the-box dimming compatibility using 0-10 volt controls and is suitable for damp locations. These LED bulbs carry a 5 year limited warranty. For a full length of dimmer compatibility, please refer to the Satco Commercial Recessed Retrofit LED Downlight Specification Sheet. Instant on at full brightness and mercury free - environmentally positive - generates no IR or UV - protects valuable objects - these 8" recessed can retrofit LED fixtures are rated for 50,000 hours based on the L70 Standard. This commercial grade LED retrofit trim module is ENERGY STAR rated and supplied with optional retaining clips (part number 80-2674) in case the existing frame does not have adequate springs to secure the reflector. This quality retrofit is supplied with an external driver, for easy retrofit and maintenance, and the power supply features integral thermal protection. The one-piece design is quick and easy to install into existing recessed frames. Satco 8 Inch 30 Watt 2000 Lumen 120-277V Commercial High Hat Retrofit 3000K | 3000 | 92 | 1680 | 60 | 50000 | 28 | 1 | 86.98 | 86.98 | 102.2049 | 2020Q2 | https://www.greenelectricalsupply.com/8-inch-30-watt-high-hat-led-downlight-retrofit-3000k.aspx | Green Electrical Supply | 2020 | Yes
LED Lighting | Downlight | Manufacturer: Satco | True | Daylighting/Photocell, |  |  |  | Downlight Recessed Recessed, 8" Recessed Home > LED Commercial Fixtures > Commercial LED Down Lights > 8 Inch Silver Commercial LED Wattage and Color Selectable Downlight 120-277V Product Specifications - Quick Reference Lamp Wattage: Working Voltage: 19/26/32 Watts 120-277 Volt Dimensions: Rated Life: 4.65" W x 2.69" H 50,000 Hours Lumens: 1600/2000/2450 Lumens Dimmable: Yes - 0-10V Dimming Color Temperature: CRI: 27K/3K/35K/4K/5K 80 CRI Certifications: Warranty: RoHS, Damp Location 5 Year Limited Satco's commercial LED downlights have Color Quick technology, or selectable color temperature, as well as selectable wattage and lumen output. These LED downlights feature a remote driver and J box with knockouts as well as a quick connect feature for easy installation. These downlights can switch between 5 different color temperatures as well as three different wattages or lumen outputs per downlight. They come in either a 4 inch, 6 inch, 8 inch, or 10 inch version to fit nearly every application. They are also featured in a white finish for residential applications or a silver finish for more commercial applications. New construction is also easy with the available mounting plate. Please see related products for different options. The 4 inch LED Downlight Satco S11816 (32WLED/CDL/8/ADJ-CCT/40D) is color selectable and can switch between five different color temperatures including: 2700K Soft White, 3000K Warm White, 3500K Bright White, 4000K Cool White and 5000K Daylight with a CCT selection switch located on the remote driver. This LED downlight operates on the universal voltage of 120-277V and is also wattage/lumen adjustable controlled by the same switch on the driver. The S11816 can switch between 19 watts, 26 watts, and 32 watts, for 1600 lumens, 2000 lumens, and 2450 lumens respectively and has a Color Rendering Index (CRI) of 80. The Satco 8 inch LED downlight fixture is dimmable via 0-10v dimming and is suitable for damp locations. This LED Downlight has a silver finish. These LED lights carry a 5 year limited warranty. Click here to see the complete Satco 8 Inch Color and Wattage Selectable LED Downlight Specification Sheet. Instant on at full brightness and mercury free - environmentally positive - generates no IR or UV - protects valuable objects - these 4 inch recessed can retrofit LED fixtures are rated for 50,000 hours and lawful for sale in California. Typical applications for the Satco commercial LED downlights with Color Quick technology include retrofit or new construction applications, office lighting, retail fixtures, hospitality buildings, and healthcare buildings. Have a large job or can't find what you are looking for? Contact our customer service at 248-276-9640 and we will be happy to help. Satco 8 Inch Silver Commercial LED Wattage and Color Selectable Downlight 120-277V | 2700 | 85 | 2450 | 76.5625 | 50000 | 32 | 1 | 84.95 | 84.95 | 99.8195 | 2020Q2 | https://www.greenelectricalsupply.com/8-led-selectable-downlight-slv.aspx | Green Electrical Supply | 2020 | Yes
LED Lighting | Downlight | Manufacturer: Satco | True | Daylighting/Photocell, |  |  |  | Downlight Recessed Recessed, 8" Recessed Home > LED Commercial Fixtures > Commercial LED Down Lights > 8 Inch White Commercial LED Wattage and Color Selectable Downlight 120-277V Product Specifications - Quick Reference Lamp Wattage: Working Voltage: 19/26/32 Watts 120-277 Volt Dimensions: Rated Life: 4.65" W x 2.69" H 50,000 Hours Lumens: 1600/2000/2450 Lumens Dimmable: Yes - 0-10V Dimming Color Temperature: CRI: 27K/3K/35K/4K/5K 80 CRI Certifications: Warranty: RoHS, Damp Location 5 Year Limited Satco's commercial LED downlights have Color Quick technology, or selectable color temperature, as well as selectable wattage and lumen output. These LED downlights feature a remote driver and J box with knockouts as well as a quick connect feature for easy installation. These downlights can switch between 5 different color temperatures as well as three different wattages or lumen outputs per downlight. They come in either a 4 inch, 6 inch, 8 inch, or 10 inch version to fit nearly every application. They are also featured in a white finish for residential applications or a silver finish for more commercial applications. New construction is also easy with the available mounting plate. Please see related products for different options. The 4 inch LED Downlight Satco S11812 (32WLED/CDL/8/ADJ-CCT/80D) is color selectable and can switch between five different color temperatures including: 2700K Soft White, 3000K Warm White, 3500K Bright White, 4000K Cool White and 5000K Daylight with a CCT selection switch located on the remote driver. This LED downlight operates on the universal voltage of 120-277V and is also wattage/lumen adjustable controlled by the same switch on the driver. The S11812 can switch between 19 watts, 26 watts, and 32 watts, for 1600 lumens, 2000 lumens, and 2450 lumens respectively and has a Color Rendering Index (CRI) of 80. The Satco 8 inch LED downlight fixture is dimmable via 0-10v dimming and is suitable for damp locations. This LED Downlight has a white finish. These LED lights carry a 5 year limited warranty. Click here to see the complete Satco 8 Inch Color and Wattage Selectable LED Downlight Specification Sheet. Instant on at full brightness and mercury free - environmentally positive - generates no IR or UV - protects valuable objects - these 4 inch recessed can retrofit LED fixtures are rated for 50,000 hours and lawful for sale in California. Typical applications for the Satco commercial LED downlights with Color Quick technology include retrofit or new construction applications, office lighting, retail fixtures, hospitality buildings, and healthcare buildings. Have a large job or can't find what you are looking for? Contact our customer service at 248-276-9640 and we will be happy to help. Satco 8 Inch White Commercial LED Wattage and Color Selectable Downlight 120-277V | 2700 | 85 | 2450 | 76.5625 | 50000 | 32 | 1 | 72.95 | 72.95 | 85.7191 | 2020Q2 | https://www.greenelectricalsupply.com/8-led-selectable-downlight-wh.aspx | Green Electrical Supply | 2020 | Yes
LED Lighting | A-Type | Satco | True |  | General Purpose Replacement | A19 | E26 (Medium) | Damp Location Rated,Recessed Fixtures Damp Location Rated,Recessed Fixtures Home / Light Bulbs / LED / LED A-Line / Satco - S29835 - 9.8A19/OMNI/220/LED/27K Approved for Totally Enclosed Fixtures; Damp Location Rated; Energy Star Rated 9.8W A19 LED Lamp - Universal - 800 Lumens - Warm White (2700K) - 80 CRI - 25000 Hours - E26 (Medium) - 120 to 130V - Frost Satco - S29835 - 9.8A19/OMNI/220/LED/27K | 2700 | 83 | 800 | 81.6327 | 25000 | 9.8 | 1 | 5 | 5 | 5.8752 | 2020Q3 | https://shop.regencylighting.com/lamps/led/a-line/9-8a19-omni-220-led-27k-s29835.html | Regency Lighting | 2020 | Yes
LED Lighting | A-Type | Satco | True |  | General Purpose Replacement | A19 | E26 (Medium) | Damp Location Rated,Recessed Fixtures Damp Location Rated,Recessed Fixtures Home / Light Bulbs / LED / LED A-Line / Satco - S29836 - 9.8A19/OMNI/220/LED/30K Approved for Enclosed Fixtures; Damp Location Rated; Energy Star Rated 9.8W A19 LED Lamp - Universal - 800 Lumens - Warm White (3000K) - 80 CRI - 25000 Hours - E26 (Medium) - 120 to 130V - Frost Satco - S29836 - 9.8A19/OMNI/220/LED/30K | 3000 | 83 | 800 | 81.6327 | 25000 | 9.8 | 24 | 115.68 | 4.82 | 5.6637 | 2020Q3 | https://shop.regencylighting.com/lamps/led/a-line/9-8a19-omni-220-led-30k-s29836.html | Regency Lighting | 2020 | Yes
LED Lighting | Reflector | Manufacturer: Keystone Technologies | True |  | Reflector (Flood/Spot) | BR30 | E26 (Medium) | Damp Location Rated,Recessed Fixtures Home > LED Light Bulbs > LED Reflector Bulbs > LED BR30 > 2700K Warm White > 8 Watt Essential Series LED Reflector BR30 Light Bulb Dimmable 700 Lumens 90 CRI Base 120V 2700K Product Specifications - Quick Reference Lamp Wattage: Working Voltage: 8 Watts 120 Volt Dimensions: Dimmability: 3.78" Dia. x 5.28" MOL YES - Dimmable CRI: Delivered Lumens: 90 CRI 700 Lumens Replaces: Certifications: 65 Watt Halogen ENERGY STAR, UL, RoHS Light Color: 2700K Warm White Warranty: 2 Year Limited Keystone Technologies flood reflector LED bulbs are ideal for replacing halogen equivalents, offering a longer lifespan of 15,000 hours and up to 80% energy savings. Keystone’s Reflector LED Flood Bulbs feature a long neck and wide beam angle, producing soft-edged, directional lighting with minimal shadowing. With smooth, uniform dimming, the Essential Series LED reflectors are a great choice for use with indoor recessed downlights and other indoor applications. This Keystone Technologies KT-LED8BR30-927 Essential Series Dimmable LED BR30 Light Bulb produces a color temperature of 2700K warm white, operates on your existing 120V circuit and consumes just 8 watts of energy. These LED BR30 lamps 65 watt halogen equivalent retrofit lights generate 700 lumens and have a Color Rendering Index (CRI) of 90. They are energy efficient and have 80% energy savings over legacy equivalents, as well as a lower heat generation. This bulb has a 120 degree beam angle with a smooth diffused lens for a comfortable glare free performance. These 120 volt LED light bulbs fit fixtures with an E26 medium base. These LED BR30 bulbs are dimmable and are CEC Title 20 Compliant. For Non CEC compliant versions, please refer to the related products below. Can't find what you are looking for or need a quote for a large job? Give our customer service a call at 248-276-9640. The bulb's dimensions are 3.78 inches in diameter by 5.28 inches in length. The lens conceals the LEDs from sight and evenly distributes the light and with a durable plastic housing that lowers the risk for breakage. These reflector bulbs have a long life that minimizes replacement and maintenance costs. The operating temperature range is -4 degrees F to 95 degrees F. Click here to see the complete Keystone 8 Watt BR30 General Purpose Dimmable Specification Sheet. These bulbs Energy Star qualified and have a rated life of 15,000 hours or a 2 Year limited warranty. Typical Applications Typical applications for these reflector lamps include track lighting, recessed downlights, pendant lighting, and surface mount ceiling fixtures. They are rated for use in enclosed fixtures. Keystone Technologies 8 Watt Essential Series LED Reflector BR30 Light Bulb Dimmable 700 Lumens 90 CRI Base 120V 2700K | 2700 | 92 | 700 | 87.5 | 25000 | 8 | 1 | 6.97 | 6.97 | 8.19 | 2020Q2 | https://www.greenelectricalsupply.com/8-watt-essential-series-led-reflector-br30-light-bulb-dimmable-700-lumens-90-cri-base-120v-2700k.aspx | Green Electrical Supply | 2020 | Yes
LED Lighting | Reflector | Manufacturer: Keystone Technologies | True |  | Reflector (Flood/Spot) | BR30 | E26 (Medium) | Damp Location Rated,Recessed Fixtures Home > LED Light Bulbs > LED Reflector Bulbs > LED BR30 > 3000K Warm White > 8 Watt Essential Series LED Reflector BR30 Light Bulb Dimmable 700 Lumens 90 CRI Base 120V 3000K Product Specifications - Quick Reference Lamp Wattage: Working Voltage: 8 Watts 120 Volt Dimensions: Dimmability: 3.78" Dia. x 5.28" MOL YES - Dimmable CRI: Delivered Lumens: 90 CRI 700 Lumens Replaces: Certifications: 65 Watt Halogen ENERGY STAR, UL, RoHS Light Color: 3000K Warm White Warranty: 2 Year Limited Keystone Technologies flood reflector LED bulbs are ideal for replacing halogen equivalents, offering a longer lifespan of 15,000 hours and up to 80% energy savings. Keystone’s Reflector LED Flood Bulbs feature a long neck and wide beam angle, producing soft-edged, directional lighting with minimal shadowing. With smooth, uniform dimming, the Essential Series LED reflectors are a great choice for use with indoor recessed downlights and other indoor applications. This Keystone Technologies KT-LED8BR30-930 Essential Series Dimmable LED BR30 Light Bulb produces a color temperature of 3000K warm white, operates on your existing 120V circuit and consumes just 8 watts of energy. These LED BR30 lamps 65 watt halogen equivalent retrofit lights generate 700 lumens and have a Color Rendering Index (CRI) of 90. They are energy efficient and have 80% energy savings over legacy equivalents, as well as a lower heat generation. This bulb has a 120 degree beam angle with a smooth diffused lens for a comfortable glare free performance. These 120 volt LED light bulbs fit fixtures with an E26 medium base. These LED BR30 bulbs are dimmable and are CEC Title 20 Compliant. For Non CEC compliant versions, please refer to the related products below. Can't find what you are looking for or need a quote for a large job? Give our customer service a call at 248-276-9640. The bulb's dimensions are 3.78 inches in diameter by 5.28 inches in length. The lens conceals the LEDs from sight and evenly distributes the light and with a durable plastic housing that lowers the risk for breakage. These reflector bulbs have a long life that minimizes replacement and maintenance costs. The operating temperature range is -4 degrees F to 95 degrees F. Click here to see the complete Keystone 8 Watt BR30 General Purpose Dimmable Specification Sheet. These bulbs Energy Star qualified and have a rated life of 15,000 hours or a 2 Year limited warranty. Typical Applications Typical applications for these reflector lamps include track lighting, recessed downlights, pendant lighting, and surface mount ceiling fixtures. They are rated for use in enclosed fixtures. Keystone Technologies 8 Watt Essential Series LED Reflector BR30 Light Bulb Dimmable 700 Lumens 90 CRI Base 120V 3000K | 3000 | 94 | 700 | 87.5 | 25000 | 8 | 1 | 6.97 | 6.97 | 8.19 | 2020Q2 | https://www.greenelectricalsupply.com/8-watt-essential-series-led-reflector-br30-light-bulb-dimmable-700-lumens-90-cri-base-120v-3000k.aspx | Green Electrical Supply | 2020 | Yes
LED Lighting | Reflector | Manufacturer: Keystone Technologies | True |  | Reflector (Flood/Spot) | BR30 | E26 (Medium) | Damp Location Rated,Recessed Fixtures Home > LED Light Bulbs > LED Reflector Bulbs > LED BR30 > 4000K Cool White > 8 Watt Essential Series LED Reflector BR30 Light Bulb Dimmable 700 Lumens 90 CRI Base 120V 4000K Product Specifications - Quick Reference Lamp Wattage: Working Voltage: 8 Watts 120 Volt Dimensions: Dimmability: 3.78" Dia. x 5.28" MOL YES - Dimmable CRI: Delivered Lumens: 90 CRI 700 Lumens Replaces: Certifications: 65 Watt Halogen ENERGY STAR, UL, RoHS Light Color: 4000K Cool White Warranty: 2 Year Limited Keystone Technologies flood reflector LED bulbs are ideal for replacing halogen equivalents, offering a longer lifespan of 15,000 hours and up to 80% energy savings. Keystone’s Reflector LED Flood Bulbs feature a long neck and wide beam angle, producing soft-edged, directional lighting with minimal shadowing. With smooth, uniform dimming, the Essential Series LED reflectors are a great choice for use with indoor recessed downlights and other indoor applications. This Keystone Technologies KT-LED8BR30-940 Essential Series Dimmable LED BR30 Light Bulb produces a color temperature of 4000K cool white, operates on your existing 120V circuit and consumes just 8 watts of energy. These LED BR30 lamps 65 watt halogen equivalent retrofit lights generate 700 lumens and have a Color Rendering Index (CRI) of 90. They are energy efficient and have 80% energy savings over legacy equivalents, as well as a lower heat generation. This bulb has a 120 degree beam angle with a smooth diffused lens for a comfortable glare free performance. These 120 volt LED light bulbs fit fixtures with an E26 medium base. These LED BR30 bulbs are dimmable and are CEC Title 20 Compliant. For Non CEC compliant versions, please refer to the related products below. Can't find what you are looking for or need a quote for a large job? Give our customer service a call at 248-276-9640. The bulb's dimensions are 3.78 inches in diameter by 5.28 inches in length. The lens conceals the LEDs from sight and evenly distributes the light and with a durable plastic housing that lowers the risk for breakage. These reflector bulbs have a long life that minimizes replacement and maintenance costs. The operating temperature range is -4 degrees F to 95 degrees F. Click here to see the complete Keystone 8 Watt BR30 General Purpose Dimmable Specification Sheet. These bulbs Energy Star qualified and have a rated life of 15,000 hours or a 2 Year limited warranty. Typical Applications Typical applications for these reflector lamps include track lighting, recessed downlights, pendant lighting, and surface mount ceiling fixtures. They are rated for use in enclosed fixtures. Keystone Technologies 8 Watt Essential Series LED Reflector BR30 Light Bulb Dimmable 700 Lumens 90 CRI Base 120V 4000K | 4000 | 92 | 700 | 87.5 | 25000 | 8 | 1 | 6.97 | 6.97 | 8.19 | 2020Q2 | https://www.greenelectricalsupply.com/8-watt-essential-series-led-reflector-br30-light-bulb-dimmable-700-lumens-90-cri-base-120v-4000k.aspx | Green Electrical Supply | 2020 | Yes
LED Lighting | Reflector | Manufacturer: Keystone Technologies | True | Daylighting/Photocell, | Reflector (Flood/Spot) | BR30 | E26 (Medium) | Damp Location Rated,Recessed Fixtures Home > LED Light Bulbs > LED Reflector Bulbs > LED BR30 > 5000K Daylight > 8 Watt Essential Series LED Reflector BR30 Light Bulb Dimmable 700 Lumens 90 CRI Base 120V 5000K Product Specifications - Quick Reference Lamp Wattage: Working Voltage: 8 Watts 120 Volt Dimensions: Dimmability: 3.78" Dia. x 5.28" MOL YES - Dimmable CRI: Delivered Lumens: 90 CRI 700 Lumens Replaces: Certifications: 65 Watt Halogen ENERGY STAR, UL, RoHS Light Color: 5000K Daylight Warranty: 2 Year Limited Keystone Technologies flood reflector LED bulbs are ideal for replacing halogen equivalents, offering a longer lifespan of 15,000 hours and up to 80% energy savings. Keystone’s Reflector LED Flood Bulbs feature a long neck and wide beam angle, producing soft-edged, directional lighting with minimal shadowing. With smooth, uniform dimming, the Essential Series LED reflectors are a great choice for use with indoor recessed downlights and other indoor applications. This Keystone Technologies KT-LED8BR30-950 Essential Series Dimmable LED BR30 Light Bulb produces a color temperature of 5000K daylight, operates on your existing 120V circuit and consumes just 8 watts of energy. These LED BR30 lamps 65 watt halogen equivalent retrofit lights generate 700 lumens and have a Color Rendering Index (CRI) of 90. They are energy efficient and have 80% energy savings over legacy equivalents, as well as a lower heat generation. This bulb has a 120 degree beam angle with a smooth diffused lens for a comfortable glare free performance. These 120 volt LED light bulbs fit fixtures with an E26 medium base. These LED BR30 bulbs are dimmable and are CEC Title 20 Compliant. For Non CEC compliant versions, please refer to the related products below. Can't find what you are looking for or need a quote for a large job? Give our customer service a call at 248-276-9640. The bulb's dimensions are 3.78 inches in diameter by 5.28 inches in length. The lens conceals the LEDs from sight and evenly distributes the light and with a durable plastic housing that lowers the risk for breakage. These reflector bulbs have a long life that minimizes replacement and maintenance costs. The operating temperature range is -4 degrees F to 95 degrees F. Click here to see the complete Keystone 8 Watt BR30 General Purpose Dimmable Specification Sheet. These bulbs Energy Star qualified and have a rated life of 15,000 hours or a 2 Year limited warranty. Typical Applications Typical applications for these reflector lamps include track lighting, recessed downlights, pendant lighting, and surface mount ceiling fixtures. They are rated for use in enclosed fixtures. Keystone Technologies 8 Watt Essential Series LED Reflector BR30 Light Bulb Dimmable 700 Lumens 90 CRI Base 120V 5000K | 5000 | 94 | 700 | 87.5 | 25000 | 8 | 1 | 6.97 | 6.97 | 8.19 | 2020Q2 | https://www.greenelectricalsupply.com/8-watt-essential-series-led-reflector-br30-light-bulb-dimmable-700-lumens-90-cri-base-120v-5000k.aspx | Green Electrical Supply | 2020 | Yes
LED Lighting | Reflector | Manufacturer: Keystone Technologies | True |  | Reflector (Flood/Spot) | R20 | E26 (Medium) | Damp Location Rated,Recessed Fixtures Home > LED Light Bulbs > LED Reflector Bulbs > LED R20 > 8 Watt Essential Series LED Reflector R20 Light Bulb Dimmable 525 Lumens 90 CRI Base 120V 2700K Product Specifications - Quick Reference Lamp Wattage: Working Voltage: 7.5 Watts 120 Volt Dimensions: Dimmability: 2.48" Dia. x 3.78" MOL YES - Dimmable CRI: Delivered Lumens: 90 CRI 525 Lumens Replaces: Certifications: 50 Watt Halogen ENERGY STAR, UL, RoHS Light Color: 2700K Warm White Warranty: 2 Year Limited Keystone Technologies flood reflector LED bulbs are ideal for replacing halogen equivalents, offering a longer lifespan of 15,000 hours and up to 80% energy savings. Keystone’s Reflector LED Flood Bulbs feature a long neck and wide beam angle, producing soft-edged, directional lighting with minimal shadowing. With smooth, uniform dimming, the Essential Series LED reflectors are a great choice for use with indoor recessed downlights and other indoor applications. This Keystone Technologies KT-LED7.5R20-927 Essential Series Dimmable LED R20 Light Bulb produces a color temperature of 2700K warm white, operates on your existing 120V circuit and consumes just 7.5 watts of energy. These LED R20 lamps 50 watt halogen equivalent retrofit lights generate 525 lumens and have a Color Rendering Index (CRI) of 90. They are energy efficient and have 80% energy savings over legacy equivalents, as well as a lower heat generation. This bulb has a 120 degree beam angle with a smooth diffused lens for a comfortable glare free performance. These 120 volt LED light bulbs fit fixtures with an E26 medium base. These LED R20 bulbs are dimmable but are CEC Title 20 Compliant. For NON-CEC compliant versions, please refer to the related products below. Can't find what you are looking for or need a quote for a large job? Give our customer service a call at 248-276-9640. The bulb's dimensions are 2.48 inches in diameter by 3.78 inches in length. The lens conceals the LEDs from sight and evenly distributes the light and with a durable plastic housing that lowers the risk for breakage. These reflector bulbs have a long life that minimizes replacement and maintenance costs. The operating temperature range is -4 degrees F to 95 degrees F. Click here to see the complete Keystone 7.5 Watt R20 General Purpose Dimmable Specification Sheet. These bulbs Energy Star qualified and have a rated life of 15,000 hours or a 2 Year limited warranty. Typical Applications Typical applications for these reflector lamps include track lighting, recessed downlights, pendant lighting, and surface mount ceiling fixtures. They are rated for use in enclosed fixtures. Keystone Technologies 8 Watt Essential Series LED Reflector R20 Light Bulb Dimmable 525 Lumens 90 CRI Base 120V 2700K | 2700 | 92 | 525 | 70 | 15000 | 7.5 | 1 | 5.38 | 5.38 | 6.3217 | 2020Q2 | https://www.greenelectricalsupply.com/8-watt-essential-series-led-reflector-r20-light-bulb-dimmable-525-lumens-90-cri-base-120v-2700k.aspx | Green Electrical Supply | 2020 | Yes
LED Lighting | Reflector | Manufacturer: Keystone Technologies | True |  | Reflector (Flood/Spot) | R20 | E26 (Medium) | Damp Location Rated,Recessed Fixtures Home > LED Light Bulbs > LED Reflector Bulbs > LED R20 > 8 Watt Essential Series LED Reflector R20 Light Bulb Dimmable 525 Lumens 90 CRI Base 120V 3000K Product Specifications - Quick Reference Lamp Wattage: Working Voltage: 7.5 Watts 120 Volt Dimensions: Dimmability: 2.48" Dia. x 3.78" MOL YES - Dimmable CRI: Delivered Lumens: 90 CRI 525 Lumens Replaces: Certifications: 50 Watt Halogen ENERGY STAR, UL, RoHS Light Color: 3000K Warm White Warranty: 2 Year Limited Keystone Technologies flood reflector LED bulbs are ideal for replacing halogen equivalents, offering a longer lifespan of 15,000 hours and up to 80% energy savings. Keystone’s Reflector LED Flood Bulbs feature a long neck and wide beam angle, producing soft-edged, directional lighting with minimal shadowing. With smooth, uniform dimming, the Essential Series LED reflectors are a great choice for use with indoor recessed downlights and other indoor applications. This Keystone Technologies KT-LED7.5R20-930 Essential Series Dimmable LED R20 Light Bulb produces a color temperature of 3000K warm white, operates on your existing 120V circuit and consumes just 7.5 watts of energy. These LED R20 lamps 50 watt halogen equivalent retrofit lights generate 525 lumens and have a Color Rendering Index (CRI) of 90. They are energy efficient and have 80% energy savings over legacy equivalents, as well as a lower heat generation. This bulb has a 120 degree beam angle with a smooth diffused lens for a comfortable glare free performance. These 120 volt LED light bulbs fit fixtures with an E26 medium base. These LED R20 bulbs are dimmable but are CEC Title 20 Compliant. For NON-CEC compliant versions, please refer to the related products below. Can't find what you are looking for or need a quote for a large job? Give our customer service a call at 248-276-9640. The bulb's dimensions are 2.48 inches in diameter by 3.78 inches in length. The lens conceals the LEDs from sight and evenly distributes the light and with a durable plastic housing that lowers the risk for breakage. These reflector bulbs have a long life that minimizes replacement and maintenance costs. The operating temperature range is -4 degrees F to 95 degrees F. Click here to see the complete Keystone 7.5 Watt R20 General Purpose Dimmable Specification Sheet. These bulbs Energy Star qualified and have a rated life of 15,000 hours or a 2 Year limited warranty. Typical Applications Typical applications for these reflector lamps include track lighting, recessed downlights, pendant lighting, and surface mount ceiling fixtures. They are rated for use in enclosed fixtures. Keystone Technologies 8 Watt Essential Series LED Reflector R20 Light Bulb Dimmable 525 Lumens 90 CRI Base 120V 3000K | 3000 | 93 | 525 | 70 | 15000 | 7.5 | 1 | 5.38 | 5.38 | 6.3217 | 2020Q2 | https://www.greenelectricalsupply.com/8-watt-essential-series-led-reflector-r20-light-bulb-dimmable-525-lumens-90-cri-base-120v-3000k.aspx | Green Electrical Supply | 2020 | Yes
LED Lighting | Reflector | Manufacturer: Keystone Technologies | True |  | Reflector (Flood/Spot) | R20 | E26 (Medium) | Damp Location Rated,Recessed Fixtures Home > LED Light Bulbs > LED Reflector Bulbs > LED R20 > 8 Watt Essential Series LED Reflector R20 Light Bulb Dimmable 525 Lumens 90 CRI Base 120V 4000K Product Specifications - Quick Reference Lamp Wattage: Working Voltage: 7.5 Watts 120 Volt Dimensions: Dimmability: 2.48" Dia. x 3.78" MOL YES - Dimmable CRI: Delivered Lumens: 90 CRI 525 Lumens Replaces: Certifications: 50 Watt Halogen ENERGY STAR, UL, RoHS Light Color: 4000K Cool White Warranty: 2 Year Limited Keystone Technologies flood reflector LED bulbs are ideal for replacing halogen equivalents, offering a longer lifespan of 15,000 hours and up to 80% energy savings. Keystone’s Reflector LED Flood Bulbs feature a long neck and wide beam angle, producing soft-edged, directional lighting with minimal shadowing. With smooth, uniform dimming, the Essential Series LED reflectors are a great choice for use with indoor recessed downlights and other indoor applications. This Keystone Technologies KT-LED7.5R20-940 Essential Series Dimmable LED R20 Light Bulb produces a color temperature of 4000K cool white, operates on your existing 120V circuit and consumes just 7.5 watts of energy. These LED R20 lamps 50 watt halogen equivalent retrofit lights generate 525 lumens and have a Color Rendering Index (CRI) of 90. They are energy efficient and have 80% energy savings over legacy equivalents, as well as a lower heat generation. This bulb has a 120 degree beam angle with a smooth diffused lens for a comfortable glare free performance. These 120 volt LED light bulbs fit fixtures with an E26 medium base. These LED R20 bulbs are dimmable but are CEC Title 20 Compliant. For NON-CEC compliant versions, please refer to the related products below. Can't find what you are looking for or need a quote for a large job? Give our customer service a call at 248-276-9640. The bulb's dimensions are 2.48 inches in diameter by 3.78 inches in length. The lens conceals the LEDs from sight and evenly distributes the light and with a durable plastic housing that lowers the risk for breakage. These reflector bulbs have a long life that minimizes replacement and maintenance costs. The operating temperature range is -4 degrees F to 95 degrees F. Click here to see the complete Keystone 7.5 Watt R20 General Purpose Dimmable Specification Sheet. These bulbs Energy Star qualified and have a rated life of 15,000 hours or a 2 Year limited warranty. Typical Applications Typical applications for these reflector lamps include track lighting, recessed downlights, pendant lighting, and surface mount ceiling fixtures. They are rated for use in enclosed fixtures. Keystone Technologies 8 Watt Essential Series LED Reflector R20 Light Bulb Dimmable 525 Lumens 90 CRI Base 120V 4000K | 4000 | 93 | 525 | 70 | 15000 | 7.5 | 1 | 5.38 | 5.38 | 6.3217 | 2020Q2 | https://www.greenelectricalsupply.com/8-watt-essential-series-led-reflector-r20-light-bulb-dimmable-525-lumens-90-cri-base-120v-4000k.aspx | Green Electrical Supply | 2020 | Yes
LED Lighting | Reflector | Manufacturer: Keystone Technologies | True | Daylighting/Photocell, | Reflector (Flood/Spot) | R20 | E26 (Medium) | Damp Location Rated,Recessed Fixtures Home > LED Light Bulbs > LED Reflector Bulbs > LED R20 > 8 Watt Essential Series LED Reflector R20 Light Bulb Dimmable 525 Lumens 90 CRI Base 120V 5000K Product Specifications - Quick Reference Lamp Wattage: Working Voltage: 7.5 Watts 120 Volt Dimensions: Dimmability: 2.48" Dia. x 3.78" MOL YES - Dimmable CRI: Delivered Lumens: 90 CRI 525 Lumens Replaces: Certifications: 50 Watt Halogen ENERGY STAR, UL, RoHS Light Color: 5000K Daylight Warranty: 2 Year Limited Keystone Technologies flood reflector LED bulbs are ideal for replacing halogen equivalents, offering a longer lifespan of 15,000 hours and up to 80% energy savings. Keystone’s Reflector LED Flood Bulbs feature a long neck and wide beam angle, producing soft-edged, directional lighting with minimal shadowing. With smooth, uniform dimming, the Essential Series LED reflectors are a great choice for use with indoor recessed downlights and other indoor applications. This Keystone Technologies KT-LED7.5R20-950 Essential Series Dimmable LED R20 Light Bulb produces a color temperature of 5000K daylight, operates on your existing 120V circuit and consumes just 7.5 watts of energy. These LED R20 lamps 50 watt halogen equivalent retrofit lights generate 525 lumens and have a Color Rendering Index (CRI) of 90. They are energy efficient and have 80% energy savings over legacy equivalents, as well as a lower heat generation. This bulb has a 120 degree beam angle with a smooth diffused lens for a comfortable glare free performance. These 120 volt LED light bulbs fit fixtures with an E26 medium base. These LED R20 bulbs are dimmable but are CEC Title 20 Compliant. For NON-CEC compliant versions, please refer to the related products below. Can't find what you are looking for or need a quote for a large job? Give our customer service a call at 248-276-9640. The bulb's dimensions are 2.48 inches in diameter by 3.78 inches in length. The lens conceals the LEDs from sight and evenly distributes the light and with a durable plastic housing that lowers the risk for breakage. These reflector bulbs have a long life that minimizes replacement and maintenance costs. The operating temperature range is -4 degrees F to 95 degrees F. Click here to see the complete Keystone 7.5 Watt R20 General Purpose Dimmable Specification Sheet. These bulbs Energy Star qualified and have a rated life of 15,000 hours or a 2 Year limited warranty. Typical Applications Typical applications for these reflector lamps include track lighting, recessed downlights, pendant lighting, and surface mount ceiling fixtures. They are rated for use in enclosed fixtures. Keystone Technologies 8 Watt Essential Series LED Reflector R20 Light Bulb Dimmable 525 Lumens 90 CRI Base 120V 5000K | 5000 | 95 | 525 | 70 | 15000 | 7.5 | 1 | 5.38 | 5.38 | 6.3217 | 2020Q2 | https://www.greenelectricalsupply.com/8-watt-essential-series-led-reflector-r20-light-bulb-dimmable-525-lumens-90-cri-base-120v-5000k.aspx | Green Electrical Supply | 2020 | Yes
LED Lighting | Reflector | Manufacturer: Keystone Technologies | True |  | Reflector (Flood/Spot) | R20 | E26 (Medium) | Damp Location Rated,Recessed Fixtures Home > LED Light Bulbs > LED Reflector Bulbs > LED R20 > 8 Watt Essential Series LED Reflector R20 Light Bulb Dimmable 525 Lumens 80 CRI Base 120V 2700K Product Specifications - Quick Reference Lamp Wattage: Working Voltage: 7.5 Watts 120 Volt Dimensions: Dimmability: 2.48" Dia. x 3.78" MOL YES - Dimmable CRI: Delivered Lumens: 80 CRI 525 Lumens Replaces: Certifications: 50 Watt Halogen ENERGY STAR, UL, RoHS Light Color: 2700K Warm White Warranty: 2 Year Limited Keystone Technologies flood reflector LED bulbs are ideal for replacing halogen equivalents, offering a longer lifespan of 15,000 hours and up to 80% energy savings. Keystone’s Reflector LED Flood Bulbs feature a long neck and wide beam angle, producing soft-edged, directional lighting with minimal shadowing. With smooth, uniform dimming, the Essential Series LED reflectors are a great choice for use with indoor recessed downlights and other indoor applications. This Keystone Technologies KT-LED7.5R20-827 Essential Series Dimmable LED R20 Light Bulb produces a color temperature of 2700K warm white, operates on your existing 120V circuit and consumes just 7.5 watts of energy. These LED R20 lamps 50 watt halogen equivalent retrofit lights generate 525 lumens and have a Color Rendering Index (CRI) of 80. They are energy efficient and have 80% energy savings over legacy equivalents, as well as a lower heat generation. This bulb has a 120 degree beam angle with a smooth diffused lens for a comfortable glare free performance. These 120 volt LED light bulbs fit fixtures with an E26 medium base. These LED R20 bulbs are dimmable but are NOT CEC Title 20 Compliant. For CEC compliant versions, please refer to the related products below. Can't find what you are looking for or need a quote for a large job? Give our customer service a call at 248-276-9640. The bulb's dimensions are 2.48 inches in diameter by 3.78 inches in length. The lens conceals the LEDs from sight and evenly distributes the light and with a durable plastic housing that lowers the risk for breakage. These reflector bulbs have a long life that minimizes replacement and maintenance costs. The operating temperature range is -4 degrees F to 95 degrees F. Click here to see the complete Keystone 7.5 Watt R20 General Purpose Dimmable Specification Sheet. These bulbs Energy Star qualified and have a rated life of 15,000 hours or a 2 Year limited warranty. Typical Applications Typical applications for these reflector lamps include track lighting, recessed downlights, pendant lighting, and surface mount ceiling fixtures. They are rated for use in enclosed fixtures. Keystone Technologies 8 Watt Essential Series LED Reflector R20 Light Bulb Dimmable 525 Lumens 80 CRI Base 120V 2700K | 2700 | 81 | 525 | 70 | 15000 | 7.5 | 1 | 2.97 | 2.97 | 3.4899 | 2020Q2 | https://www.greenelectricalsupply.com/8-watt-essential-series-led-reflector-r20-light-bulb-dimmable-650-lumens-80-cri-base-120v-2700k.aspx | Green Electrical Supply | 2020 | Yes
LED Lighting | Reflector | Manufacturer: Keystone Technologies | True |  | Reflector (Flood/Spot) | R20 | E26 (Medium) | Damp Location Rated,Recessed Fixtures Home > LED Light Bulbs > LED Reflector Bulbs > LED R20 > 8 Watt Essential Series LED Reflector R20 Light Bulb Dimmable 525 Lumens 80 CRI Base 120V 3000K Product Specifications - Quick Reference Lamp Wattage: Working Voltage: 7.5 Watts 120 Volt Dimensions: Dimmability: 2.48" Dia. x 3.78" MOL YES - Dimmable CRI: Delivered Lumens: 80 CRI 525 Lumens Replaces: Certifications: 50 Watt Halogen ENERGY STAR, UL, RoHS Light Color: 3000K Warm White Warranty: 2 Year Limited Keystone Technologies flood reflector LED bulbs are ideal for replacing halogen equivalents, offering a longer lifespan of 15,000 hours and up to 80% energy savings. Keystone’s Reflector LED Flood Bulbs feature a long neck and wide beam angle, producing soft-edged, directional lighting with minimal shadowing. With smooth, uniform dimming, the Essential Series LED reflectors are a great choice for use with indoor recessed downlights and other indoor applications. This Keystone Technologies KT-LED7.5R20-830 Essential Series Dimmable LED R20 Light Bulb produces a color temperature of 3000K warm white, operates on your existing 120V circuit and consumes just 7.5 watts of energy. These LED R20 lamps 50 watt halogen equivalent retrofit lights generate 525 lumens and have a Color Rendering Index (CRI) of 80. They are energy efficient and have 80% energy savings over legacy equivalents, as well as a lower heat generation. This bulb has a 120 degree beam angle with a smooth diffused lens for a comfortable glare free performance. These 120 volt LED light bulbs fit fixtures with an E26 medium base. These LED R20 bulbs are dimmable but are NOT CEC Title 20 Compliant. For CEC compliant versions, please refer to the related products below. Can't find what you are looking for or need a quote for a large job? Give our customer service a call at 248-276-9640. The bulb's dimensions are 2.48 inches in diameter by 3.78 inches in length. The lens conceals the LEDs from sight and evenly distributes the light and with a durable plastic housing that lowers the risk for breakage. These reflector bulbs have a long life that minimizes replacement and maintenance costs. The operating temperature range is -4 degrees F to 95 degrees F. Click here to see the complete Keystone 7.5 Watt R20 General Purpose Dimmable Specification Sheet. These bulbs Energy Star qualified and have a rated life of 15,000 hours or a 2 Year limited warranty. Typical Applications Typical applications for these reflector lamps include track lighting, recessed downlights, pendant lighting, and surface mount ceiling fixtures. They are rated for use in enclosed fixtures. Keystone Technologies 8 Watt Essential Series LED Reflector R20 Light Bulb Dimmable 525 Lumens 80 CRI Base 120V 3000K | 3000 | 81 | 525 | 70 | 15000 | 7.5 | 1 | 2.97 | 2.97 | 3.4899 | 2020Q2 | https://www.greenelectricalsupply.com/8-watt-essential-series-led-reflector-r20-light-bulb-dimmable-650-lumens-80-cri-base-120v-3000k.aspx | Green Electrical Supply | 2020 | Yes
LED Lighting | Reflector | Manufacturer: Keystone Technologies | True |  | Reflector (Flood/Spot) | R20 | E26 (Medium) | Damp Location Rated,Recessed Fixtures Home > LED Light Bulbs > LED Reflector Bulbs > LED R20 > 8 Watt Essential Series LED Reflector R20 Light Bulb Dimmable 525 Lumens 80 CRI Base 120V 4000K Product Specifications - Quick Reference Lamp Wattage: Working Voltage: 7.5 Watts 120 Volt Dimensions: Dimmability: 2.48" Dia. x 3.78" MOL YES - Dimmable CRI: Delivered Lumens: 80 CRI 525 Lumens Replaces: Certifications: 50 Watt Halogen ENERGY STAR, UL, RoHS Light Color: 4000K Cool White Warranty: 2 Year Limited Keystone Technologies flood reflector LED bulbs are ideal for replacing halogen equivalents, offering a longer lifespan of 15,000 hours and up to 80% energy savings. Keystone’s Reflector LED Flood Bulbs feature a long neck and wide beam angle, producing soft-edged, directional lighting with minimal shadowing. With smooth, uniform dimming, the Essential Series LED reflectors are a great choice for use with indoor recessed downlights and other indoor applications. This Keystone Technologies KT-LED7.5R20-840 Essential Series Dimmable LED R20 Light Bulb produces a color temperature of 4000K cool white, operates on your existing 120V circuit and consumes just 7.5 watts of energy. These LED R20 lamps 50 watt halogen equivalent retrofit lights generate 525 lumens and have a Color Rendering Index (CRI) of 80. They are energy efficient and have 80% energy savings over legacy equivalents, as well as a lower heat generation. This bulb has a 120 degree beam angle with a smooth diffused lens for a comfortable glare free performance. These 120 volt LED light bulbs fit fixtures with an E26 medium base. These LED R20 bulbs are dimmable but are NOT CEC Title 20 Compliant. For CEC compliant versions, please refer to the related products below. Can't find what you are looking for or need a quote for a large job? Give our customer service a call at 248-276-9640. The bulb's dimensions are 2.48 inches in diameter by 3.78 inches in length. The lens conceals the LEDs from sight and evenly distributes the light and with a durable plastic housing that lowers the risk for breakage. These reflector bulbs have a long life that minimizes replacement and maintenance costs. The operating temperature range is -4 degrees F to 95 degrees F. Click here to see the complete Keystone 7.5 Watt R20 General Purpose Dimmable Specification Sheet. These bulbs Energy Star qualified and have a rated life of 15,000 hours or a 2 Year limited warranty. Typical Applications Typical applications for these reflector lamps include track lighting, recessed downlights, pendant lighting, and surface mount ceiling fixtures. They are rated for use in enclosed fixtures. Keystone Technologies 8 Watt Essential Series LED Reflector R20 Light Bulb Dimmable 525 Lumens 80 CRI Base 120V 4000K | 4000 | 83 | 525 | 70 | 15000 | 7.5 | 1 | 2.97 | 2.97 | 3.4899 | 2020Q2 | https://www.greenelectricalsupply.com/8-watt-essential-series-led-reflector-r20-light-bulb-dimmable-650-lumens-80-cri-base-120v-4000k.aspx | Green Electrical Supply | 2020 | Yes
LED Lighting | Reflector | Manufacturer: Keystone Technologies | True | Daylighting/Photocell, | Reflector (Flood/Spot) | R20 | E26 (Medium) | Damp Location Rated,Recessed Fixtures Home > LED Light Bulbs > LED Reflector Bulbs > LED R20 > 8 Watt Essential Series LED Reflector R20 Light Bulb Dimmable 525 Lumens 80 CRI Base 120V 5000K Product Specifications - Quick Reference Lamp Wattage: Working Voltage: 7.5 Watts 120 Volt Dimensions: Dimmability: 2.48" Dia. x 3.78" MOL YES - Dimmable CRI: Delivered Lumens: 80 CRI 525 Lumens Replaces: Certifications: 50 Watt Halogen ENERGY STAR, UL, RoHS Light Color: 5000K Daylight Warranty: 2 Year Limited Keystone Technologies flood reflector LED bulbs are ideal for replacing halogen equivalents, offering a longer lifespan of 15,000 hours and up to 80% energy savings. Keystone’s Reflector LED Flood Bulbs feature a long neck and wide beam angle, producing soft-edged, directional lighting with minimal shadowing. With smooth, uniform dimming, the Essential Series LED reflectors are a great choice for use with indoor recessed downlights and other indoor applications. This Keystone Technologies KT-LED7.5R20-850 Essential Series Dimmable LED R20 Light Bulb produces a color temperature of 5000K daylight, operates on your existing 120V circuit and consumes just 7.5 watts of energy. These LED R20 lamps 50 watt halogen equivalent retrofit lights generate 525 lumens and have a Color Rendering Index (CRI) of 80. They are energy efficient and have 80% energy savings over legacy equivalents, as well as a lower heat generation. This bulb has a 120 degree beam angle with a smooth diffused lens for a comfortable glare free performance. These 120 volt LED light bulbs fit fixtures with an E26 medium base. These LED R20 bulbs are dimmable but are NOT CEC Title 20 Compliant. For CEC compliant versions, please refer to the related products below. Can't find what you are looking for or need a quote for a large job? Give our customer service a call at 248-276-9640. The bulb's dimensions are 2.48 inches in diameter by 3.78 inches in length. The lens conceals the LEDs from sight and evenly distributes the light and with a durable plastic housing that lowers the risk for breakage. These reflector bulbs have a long life that minimizes replacement and maintenance costs. The operating temperature range is -4 degrees F to 95 degrees F. Click here to see the complete Keystone 7.5 Watt R20 General Purpose Dimmable Specification Sheet. These bulbs Energy Star qualified and have a rated life of 15,000 hours or a 2 Year limited warranty. Typical Applications Typical applications for these reflector lamps include track lighting, recessed downlights, pendant lighting, and surface mount ceiling fixtures. They are rated for use in enclosed fixtures. Keystone Technologies 8 Watt Essential Series LED Reflector R20 Light Bulb Dimmable 525 Lumens 80 CRI Base 120V 5000K | 5000 | 82 | 525 | 70 | 15000 | 7.5 | 1 | 2.97 | 2.97 | 3.4899 | 2020Q2 | https://www.greenelectricalsupply.com/8-watt-essential-series-led-reflector-r20-light-bulb-dimmable-650-lumens-80-cri-base-120v-5000k.aspx | Green Electrical Supply | 2020 | Yes
LED Lighting | A-Type | Satco | True |  | General Purpose Replacement | A19 | GU24 | Damp Location Rated,Recessed Fixtures Damp Location Rated,Recessed Fixtures Home / Light Bulbs / LED / LED A-Line / Satco - S29841 - 9.8A19/OMNI/220/LED/35K/GU24 Damp Location Rated; Energy Star Certified 9.8W A19 LED Lamp - Universal - 800 Lumens - Neutral White (3500K) - 80 CRI - 25000 Hours - GU24 (Bi-Pin / Twist & Lock) - 120 to 130V - Frost Satco - S29841 - 9.8A19/OMNI/220/LED/35K/GU24 | 3500 | 84 | 800 | 81.6327 | 25000 | 9.8 | 24 | 128.88 | 5.37 | 6.31 | 2020Q3 | https://shop.regencylighting.com/lamps/led/a-line/9-8a19-omni-220-led-35k-gu24-s29841.html | Regency Lighting | 2020 | Yes
LED Lighting | A-Type | Satco | True |  | General Purpose Replacement | A19 | GU24 | Damp Location Rated,Recessed Fixtures Damp Location Rated,Recessed Fixtures Home / Light Bulbs / LED / LED A-Line / Satco - S29842 - 9.8A19/OMNI/220/LED/40K/GU24 Approved for Totally Enclosed Fixtures; Damp Location Rated; Energy Star Rated 9.8W A19 LED Lamp - Universal - 800 Lumens - Cool White (4000K) - 80 CRI - 25000 Hours - GU24 (Bi-Pin / Twist & Lock) - 120 to 130V - Frost Satco - S29842 - 9.8A19/OMNI/220/LED/40K/GU24 | 4000 | 86 | 800 | 81.6327 | 25000 | 9.8 | 1 | 5.37 | 5.37 | 6.31 | 2020Q3 | https://shop.regencylighting.com/lamps/led/a-line/9-8a19-omni-220-led-40k-gu24-s29842.html | Regency Lighting | 2020 | Yes
LED Lighting | A-Type | Satco | True |  | General Purpose Replacement | A19 | GU24 | Damp Location Rated Damp Location Rated Bulb ShapeA19A21A23A25 Product Description The dome-shaped Satco 9.8A19/OMNI/220/LED/30K/GU24 bulb is an A19 shaped 60W incandescent replacement bulb. This A19 LED with GU24 base contains energy-saving solid-state brightness. Enjoy the 3000K soft white radiance, blanketing the room through a 220-degree beam angle spread. Approved for enclosed fixtures and comes with a 5-year limited manufacturer's warranty. Satco S29844 Features: 25,000 life hours Dimming option with a compatible device Frosted finish Satco S29844 Applications: Open and enclosed fixtures Dry and damp locations Indoor use Alternate Product Versions $9.90 EACASE of 6 add Satco S8488 - 18W LED A21 - 4000K - GU24 - Frosted 18A21/LED/4K/90CRI/GU24 - 100W Incandescent Equivalent - 1,600 Lumens - 90 CRI - 220° - 120V $26.90 EACASE of 12 add Satco S8779 - 20W LED A21 - 4000K - E26 - Frosted 20WA21/LED/4K/120-277V/E26 - 2,828 Lumens - 80 CRI - 150W Incandescent Equivalent - 280° - 120-277V $28.90 EACASE of 0 add Satco S13102 - 25W LED A23 - 5000K - E26 - Frosted 25WA23/LED/50K/120-277V/E26 - 3,525 Lumens - 80 CRI - 200W Incandescent Equivalent - 280° - 120-277V $31.90 EACASE of 0 add Satco S13110 - 35W LED A25 - 5000K - EX39 - Frosted 35WA25/LED/50K/120-277V/EX39 - 4,830 Lumens - 80 CRI - 300W Incandescent Equivalent / 150W HID Equivalent - 280° Beam Angle - 120-277V GU24 9.8A19/OMNI/220/LED/30K/GU24 - 60W Incandescent Equivalent - 800 Lumens - 80 CRI - 220° - 120V Satco S29844 - 9.8W LED A19 - 3000K - GU24 - Frosted | 3000 | 82 | 800 | 81.6327 | 25000 | 9.8 | 1 | 5.9 | 5.9 | 6.9327 | 2020Q3 | https://www.energyavenue.com/Satco/S29844 | Energy Avenue | 2020 | Yes
LED Lighting | A-Type | Manufacturer: Satco | True |  | General Purpose Replacement | A19 | E26 (Medium) | Damp Location Rated,Recessed Fixtures Damp Location Rated,Recessed Fixtures Home > Energy Star Qualified Products > 10 Watt 800 Lumen Dimmable Enclosed Fixture Rated A19 LED Light Bulb 2700K ** Non-CEC Compliant - NOT Lawful for Sale in California ** Product Specifications - Quick Reference Input Voltage: Lumens: 120 Volt 800 Lumens Dimensions: Dimmable: 4-5/16" (MOL) x 2-3/8" (MOD) Yes LED Color: 2700K Warm White Life Time: 25,000 Hours Power Consumption: Luminous Efficacy: 9.8 Watts 81 lm/W CRI: Certifications: 80 CRI Energy Star, RoHS, cULus Satco's LED series of omni-directional LED A19 Lamps are here to replace your 40 watt and 60 watt incandescent light bulbs. Within this series, Satco is exhibiting their Solid State LED Lighting for these A shaped replacement lamps. This series of A19 LED lights bulbs are not only dimmable, but also are approved for totally enclosed fixtures. They have a long life of 25,000 hours and possess a 3 Year Limited Warranty. This series comes in either a 6 watt model or a 9.8 watt model and the following color temperatures: 2700K, 3000K, 3500K, 4000K and 5000K. This model is part number S29835, a replacement of S9835, which produces 800 lumens of a 2700K warm white color. This bulb consumes just 9.8 watts of 120 volt energy. This bulb is Energy Star certified, RoHS compliant, cULus - damp location rated, and enclosed fixture rated. This led light bulb is dimmable and has a CRI of 80, while producing zero UV or IR radiation. The innovative design of this A19 bulb features a smooth heat sink design to resemble traditional incandescent lamps. When you replace your 60A19 bulbs with these 9.8 watt A19 LED bulbs, your energy use decreases significantly while keeping the same look and feel of your old A19 bulbs. Click here for the complete Satco S29835 LED A19 Light Bulb Specification Sheet. Satco 10 Watt 800 Lumen Dimmable Enclosed Fixture Rated A19 LED Light Bulb 2700K | 2700 | 83 | 800 | 81.6327 | 25000 | 9.8 | 1 | 3.95 | 3.95 | 4.6414 | 2020Q3 | https://www.greenelectricalsupply.com/9-watt-enclosed-rated-led-a19-light-bulbs-2700k.aspx | Green Electrical Supply | 2020 | Yes
LED Lighting | A-Type | Manufacturer: Satco | True |  | General Purpose Replacement | A19 | E26 (Medium) | Damp Location Rated,Recessed Fixtures Damp Location Rated,Recessed Fixtures Home > Energy Star Qualified Products > 10 Watt 800 Lumen Dimmable Enclosed Fixture Rated A19 LED Light Bulb 3000K ** Non-CEC Compliant - NOT Lawful for Sale in California ** Product Specifications - Quick Reference Input Voltage: Lumens: 120 Volt 800 Lumens Dimensions: Dimmable: 4-5/16" (MOL) x 2-3/8" (MOD) Yes LED Color: 3000K Warm White Life Time: 25,000 Hours Power Consumption: Luminous Efficacy: 9.8 Watts 81 lm/W CRI: Certifications: 80 CRI Energy Star, RoHS, cULus Satco's LED series of omni-directional LED A19 Lamps are here to replace your 40 watt and 60 watt incandescent light bulbs. Within this series, Satco is exhibiting their Solid State LED Lighting for these A shaped replacement lamps. This series of A19 LED lights bulbs are not only dimmable, but also are approved for totally enclosed fixtures. They have a long life of 25,000 hours and possess a 3 Year Limited Warranty. This series comes in either a 6 watt model or a 9.8 watt model and the following color temperatures: 2700K, 3000K, 3500K, 4000K and 5000K. This model is part number S29836, a replacement of S9836, which produces 800 lumens of a 3000K warm white color. This bulb consumes just 9.8 watts of 120 volt energy. This bulb is Energy Star certified, RoHS compliant, cULus - damp location rated, and enclosed fixture rated. This led light bulb is dimmable and has a CRI of 80, while producing zero UV or IR radiation. The innovative design of this A19 bulb features a smooth heat sink design to resemble traditional incandescent lamps. When you replace your 60A19 bulbs with these 9.8 watt A19 LED bulbs, your energy use decreases significantly while keeping the same look and feel of your old A19 bulbs. Click here for the complete Satco S29836 LED A19 Light Bulb Specification Sheet. Satco 10 Watt 800 Lumen Dimmable Enclosed Fixture Rated A19 LED Light Bulb 3000K | 3000 | 83 | 800 | 81.6327 | 25000 | 9.8 | 1 | 3.95 | 3.95 | 4.6414 | 2020Q3 | https://www.greenelectricalsupply.com/9-watt-enclosed-rated-led-a19-light-bulbs-3000k.aspx | Green Electrical Supply | 2020 | Yes
LED Lighting | A-Type | Manufacturer: Satco | True |  | General Purpose Replacement | A19 | E26 (Medium) | Damp Location Rated,Recessed Fixtures Damp Location Rated,Recessed Fixtures Home > Energy Star Qualified Products > 10 Watt 800 Lumen Dimmable Enclosed Fixture Rated A19 LED Light Bulb 3500K ** Non-CEC Compliant - NOT Lawful for Sale in California ** Product Specifications - Quick Reference Input Voltage: Lumens: 120 Volt 800 Lumens Dimensions: Dimmable: 4-5/16" (MOL) x 2-3/8" (MOD) Yes LED Color: 3500K Bright White Life Time: 25,000 Hours Power Consumption: Luminous Efficacy: 9.8 Watts 81 lm/W CRI: Certifications: 80 CRI Energy Star, RoHS, cULus Satco's LED series of omni-directional LED A19 Lamps are here to replace your 40 watt and 60 watt incandescent light bulbs. Within this series, Satco is exhibiting their Solid State LED Lighting for these A shaped replacement lamps. This series of A19 LED lights bulbs are not only dimmable, but also are approved for totally enclosed fixtures. They have a long life of 25,000 hours and possess a 3 Year Limited Warranty. This series comes in either a 6 watt model or a 9.8 watt model and the following color temperatures: 2700K, 3000K, 3500K, 4000K and 5000K. This model is part number S29837, a replacement of S9837, which produces 800 lumens of a 3500K bright white color. This bulb consumes just 9.8 watts of 120 volt energy. This bulb is Energy Star certified, RoHS compliant, cULus - damp location rated, and enclosed fixture rated. This led light bulb is dimmable and has a CRI of 80, while producing zero UV or IR radiation. The innovative design of this A19 bulb features a smooth heat sink design to resemble traditional incandescent lamps. When you replace your 60A19 bulbs with these 9.8 watt A19 LED bulbs, your energy use decreases significantly while keeping the same look and feel of your old A19 bulbs. Click here for the complete Satco S29837 LED A19 Light Bulb Specification Sheet. Satco 10 Watt 800 Lumen Dimmable Enclosed Fixture Rated A19 LED Light Bulb 3500K | 3500 | 84 | 800 | 81.6327 | 25000 | 9.8 | 1 | 3.95 | 3.95 | 4.6414 | 2020Q3 | https://www.greenelectricalsupply.com/9-watt-enclosed-rated-led-a19-light-bulbs-3500k.aspx | Green Electrical Supply | 2020 | Yes
LED Lighting | A-Type | Manufacturer: Satco | True |  | General Purpose Replacement | A19 | E26 (Medium) | Damp Location Rated,Recessed Fixtures Damp Location Rated,Recessed Fixtures Home > Energy Star Qualified Products > 10 Watt 800 Lumen Dimmable Enclosed Fixture Rated A19 LED Light Bulb 4000K ** Non-CEC Compliant - NOT Lawful for Sale in California ** Product Specifications - Quick Reference Input Voltage: Lumens: 120 Volt 800 Lumens Dimensions: Dimmable: 4-5/16" (MOL) x 2-3/8" (MOD) Yes LED Color: 4000K Cool White Life Time: 25,000 Hours Power Consumption: Luminous Efficacy: 9.8 Watts 81 lm/W CRI: Certifications: 80 CRI Energy Star, RoHS, cULus Satco's LED series of omni-directional LED A19 Lamps are here to replace your 40 watt and 60 watt incandescent light bulbs. Within this series, Satco is exhibiting their Solid State LED Lighting for these A shaped replacement lamps. This series of A19 LED lights bulbs are not only dimmable, but also are approved for totally enclosed fixtures. They have a long life of 25,000 hours and possess a 3 Year Limited Warranty. This series comes in either a 6 watt model or a 9.8 watt model and the following color temperatures: 2700K, 3000K, 3500K, 4000K and 5000K. This model is part number S29838, a replacement of S9838, which produces 800 lumens of a 4000K cool white color. This bulb consumes just 9.8 watts of 120 volt energy. This bulb is Energy Star certified, RoHS compliant, cULus - damp location rated, and enclosed fixture rated. This led light bulb is dimmable and has a CRI of 80, while producing zero UV or IR radiation. The innovative design of this A19 bulb features a smooth heat sink design to resemble traditional incandescent lamps. When you replace your 60A19 bulbs with these 9.8 watt A19 LED bulbs, your energy use decreases significantly while keeping the same look and feel of your old A19 bulbs. Click here for the complete Satco S29838 LED A19 Light Bulb Specification Sheet. Satco 10 Watt 800 Lumen Dimmable Enclosed Fixture Rated A19 LED Light Bulb 4000K | 4000 | 86 | 800 | 81.6327 | 25000 | 9.8 | 1 | 3.95 | 3.95 | 4.6414 | 2020Q3 | https://www.greenelectricalsupply.com/9-watt-enclosed-rated-led-a19-light-bulbs-4000k.aspx | Green Electrical Supply | 2020 | Yes
LED Lighting | A-Type | Manufacturer: Satco | True | Daylighting/Photocell, | General Purpose Replacement | A19 | E26 (Medium) | Damp Location Rated,Recessed Fixtures Damp Location Rated,Recessed Fixtures Home > Energy Star Qualified Products > 10 Watt 800 Lumen Dimmable Enclosed Fixture Rated A19 LED Light Bulb 5000K ** Non-CEC Compliant - NOT Lawful for Sale in California ** Product Specifications - Quick Reference Input Voltage: Lumens: 120 Volt 800 Lumens Dimensions: Dimmable: 4-5/16" (MOL) x 2-3/8" (MOD) Yes LED Color: 5000K Daylight Life Time: 25,000 Hours Power Consumption: Luminous Efficacy: 9.8 Watts 81 lm/W CRI: Certifications: 80 CRI Energy Star, RoHS, cULus Satco's LED series of omni-directional LED A19 Lamps are here to replace your 40 watt and 60 watt incandescent light bulbs. Within this series, Satco is exhibiting their Solid State LED Lighting for these A shaped replacement lamps. This series of A19 LED lights bulbs are not only dimmable, but also are approved for totally enclosed fixtures. They have a long life of 25,000 hours and possess a 3 Year Limited Warranty. This series comes in either a 6 watt model or a 9.8 watt model and the following color temperatures: 2700K, 3000K, 3500K, 4000K and 5000K. This model is part number S29839, a replacement of S9839, which produces 800 lumens of a 5000K daylight color. This bulb consumes just 9.8 watts of 120 volt energy. This bulb is Energy Star certified, RoHS compliant, cULus - damp location rated, and enclosed fixture rated. This led light bulb is dimmable and has a CRI of 80, while producing zero UV or IR radiation. The innovative design of this A19 bulb features a smooth heat sink design to resemble traditional incandescent lamps. When you replace your 60A19 bulbs with these 9.8 watt A19 LED bulbs, your energy use decreases significantly while keeping the same look and feel of your old A19 bulbs. Click here for the complete Satco S29839 LED A19 Light Bulb Specification Sheet. Satco 10 Watt 800 Lumen Dimmable Enclosed Fixture Rated A19 LED Light Bulb 5000K | 5000 | 85 | 800 | 81.6327 | 25000 | 9.8 | 1 | 3.95 | 3.95 | 4.6414 | 2020Q3 | https://www.greenelectricalsupply.com/9-watt-enclosed-rated-led-a19-light-bulbs-5000k.aspx | Green Electrical Supply | 2020 | Yes
LED Lighting | A-Type | Manufacturer: Satco | True |  | General Purpose Replacement | A19 | GU24 | Damp Location Rated,Recessed Fixtures Damp Location Rated,Recessed Fixtures Home > Energy Star Qualified Products > 10 Watt 800 Lumen GU24 Base Dimmable Enclosed Fixture Rated A19 LED Light Bulb 2700K ** Non-CEC Compliant - NOT Lawful for Sale in California ** Product Specifications - Quick Reference Input Voltage: Lumens: 120 Volt 800 Lumens Dimensions: Dimmable: 4-5/16" (MOL) x 2-3/8" (MOD) Yes LED Color: 2700K Warm White Life Time: 25,000 Hours Power Consumption: Luminous Efficacy: 9.8 Watts 81 lm/W CRI: Certifications: 80 CRI Energy Star, RoHS, cULus Satco's LED series of dimmable omni-directional LED A19 Lamps are here to replace your 40 watt and 60 watt incandescent light bulbs. Within this series, Satco is exhibiting their Solid State LED Lighting for these A shaped replacement lamps. This series of A19 LED lights bulbs are not only dimmable, but also are approved for totally enclosed fixtures. They have a long life of 25,000 hours and possess a 3 Year Limited Warranty. This series comes in either a 6 watt model or a 9.8 watt model and the following color temperatures: 2700K, 3000K, 3500K, 4000K and 5000K. This model is part number S29840, a replacement of S9840, which produces 800 lumens of a 2700K warm white color. This bulb consumes just 9.8 watts of 120 volt energy. This bulb is Energy Star certified, RoHS compliant, cULus - damp location rated, and enclosed fixture rated. This led light bulb is dimmable and has a CRI of 80, while producing zero UV or IR radiation. The innovative design of this A19 bulb features a smooth heat sink design to resemble traditional incandescent lamps with a GU24 base to meet all your needs. When you replace your 60A19 bulbs with these 9.8 watt A19 LED bulbs, your energy use decreases significantly while keeping the same look and feel of your old A19 bulbs. Click here for the complete Satco S29840 LED A19 Light Bulb Specification Sheet. Satco 10 Watt 800 Lumen GU24 Base Dimmable Enclosed Fixture Rated A19 LED Light Bulb 2700K | 2700 | 83 | 800 | 81.6327 | 25000 | 9.8 | 1 | 4.95 | 4.95 | 5.8164 | 2020Q3 | https://www.greenelectricalsupply.com/9-watt-gu24-base-led-a19-light-bulbs-2700k.aspx | Green Electrical Supply | 2020 | Yes
LED Lighting | A-Type | Manufacturer: Satco | True |  | General Purpose Replacement | A19 | GU24 | Damp Location Rated,Recessed Fixtures Damp Location Rated,Recessed Fixtures Home > Energy Star Qualified Products > 10 Watt 800 Lumen GU24 Base Dimmable Enclosed Fixture Rated A19 LED Light Bulb 3500K ** Non-CEC Compliant - NOT Lawful for Sale in California ** Product Specifications - Quick Reference Input Voltage: Lumens: 120 Volt 800 Lumens Dimensions: Dimmable: 4-5/16" (MOL) x 2-3/8" (MOD) Yes LED Color: 3500K Bright White Life Time: 25,000 Hours Power Consumption: Luminous Efficacy: 9.8 Watts 81 lm/W CRI: Certifications: 80 CRI Energy Star, RoHS, cULus Satco's LED series of omni-directional LED A19 Lamps are here to replace your 40 watt and 60 watt incandescent light bulbs. Within this series, Satco is exhibiting their Solid State LED Lighting for these A shaped replacement lamps. This series of A19 LED lights bulbs are not only dimmable, but also are approved for totally enclosed fixtures. They have a long life of 25,000 hours and possess a 3 Year Limited Warranty. This series comes in either a 6 watt model or a 9.8 watt model and the following color temperatures: 2700K, 3000K, 3500K, 4000K and 5000K. This model is part number S29841, a replacement of S9841, which produces 800 lumens of a 3500K bright white color. This bulb consumes just 9.8 watts of 120 volt energy and has a frosted finish. This bulb is Energy Star certified, RoHS compliant, cULus - damp location rated, and enclosed fixture rated. This led light bulb is dimmable and has a CRI of 80, while producing zero UV or IR radiation. The innovative design of this A19 bulb features a smooth heat sink design to resemble traditional incandescent lamps with a GU24 base to meet all your needs. When you replace your 60A19 bulbs with these 9.8 watt A19 LED bulbs, your energy use decreases significantly while keeping the same look and feel of your old A19 bulbs. Click here for the complete Satco S29841 LED A19 Light Bulb Specification Sheet. Satco 10 Watt 800 Lumen GU24 Base Dimmable Enclosed Fixture Rated A19 LED Light Bulb 3500K | 3500 | 84 | 800 | 81.6327 | 25000 | 9.8 | 1 | 4.95 | 4.95 | 5.8164 | 2020Q3 | https://www.greenelectricalsupply.com/9-watt-gu24-base-led-a19-light-bulbs-3500k.aspx | Green Electrical Supply | 2020 | Yes
LED Lighting | A-Type | Manufacturer: Satco | True |  | General Purpose Replacement | A19 | GU24 | Damp Location Rated,Recessed Fixtures Damp Location Rated,Recessed Fixtures Home > Energy Star Qualified Products > 10 Watt 800 Lumen GU24 Base Dimmable Enclosed Fixture Rated A19 LED Light Bulb 4000K ** Non-CEC Compliant - NOT Lawful for Sale in California ** Product Specifications - Quick Reference Input Voltage: Lumens: 120 Volt 800 Lumens Dimensions: Dimmable: 4-5/16" (MOL) x 2-3/8" (MOD) Yes LED Color: 4000K Cool White Life Time: 25,000 Hours Power Consumption: Luminous Efficacy: 9.8 Watts 81 lm/W CRI: Certifications: 80 CRI Energy Star, RoHS, cULus Satco's LED series of omni-directional LED A19 Lamps are here to replace your 40 watt and 60 watt incandescent light bulbs. Within this series, Satco is exhibiting their Solid State LED Lighting for these A shaped replacement lamps. This series of A19 LED lights bulbs are not only dimmable, but also are approved for totally enclosed fixtures. They have a long life of 25,000 hours and possess a 3 Year Limited Warranty. This series comes in either a 6 watt model or a 9.8 watt model and the following color temperatures: 2700K, 3000K, 3500K, 4000K and 5000K. This model is part number S29842, a replacement of S9842, which produces 800 lumens of a 4000K cool white color. This bulb consumes just 9.8 watts of 120 volt energy. This bulb is Energy Star certified, RoHS compliant, cULus - damp location rated, and enclosed fixture rated. This led light bulb is dimmable and has a CRI of 80, while producing zero UV or IR radiation. The innovative design of this A19 bulb features a smooth heat sink design to resemble traditional incandescent lamps with a GU24 base to meet all your needs. When you replace your 60A19 bulbs with these 9.8 watt A19 LED bulbs, your energy use decreases significantly while keeping the same look and feel of your old A19 bulbs. Click here for the complete Satco S29842 LED A19 Light Bulb Specification Sheet. Satco 10 Watt 800 Lumen GU24 Base Dimmable Enclosed Fixture Rated A19 LED Light Bulb 4000K | 4000 | 86 | 800 | 81.6327 | 25000 | 9.8 | 1 | 4.95 | 4.95 | 5.8164 | 2020Q3 | https://www.greenelectricalsupply.com/9-watt-gu24-base-led-a19-light-bulbs-4000k.aspx | Green Electrical Supply | 2020 | Yes
LED Lighting | A-Type | Satco | True |  | General Purpose Replacement | A19 | E26 (Medium) | Damp Location Rated,Recessed Fixtures Damp Location Rated,Recessed Fixtures Home Lamps, Bulbs, Ballasts Bulbs - LED LED - Traditional Lamps - A-Type Dimmable LED Lamp, 9.8W, 120V, Bulb: A-Type (A19), Base: Medium Screw (E26), Lumens: 800, CRI: 80, Color Temperature: 2700K. Energy Star Rated. Rated Average Life: 25,000 Hrs. 9.8A19/OMNI/220/LED/27K Satco S29835 9.8 watt; A19 LED; 2700K | 2700 | 83 | 800 | 81.6327 | 25000 | 9.8 | 1 | 3.54 | 3.54 | 4.1596 | 2020Q3 | https://www.platt.com/platt-electric-supply/LED-Traditional-Lamps-A-Type/Satco/S29835/product.aspx?zpid=1070265 | Platt | 2020 | Yes
LED Lighting | A-Type | Satco | True |  | General Purpose Replacement | A19 | E26 (Medium) | Damp Location Rated,Recessed Fixtures Damp Location Rated,Recessed Fixtures Home Lamps, Bulbs, Ballasts Bulbs - LED LED - Traditional Lamps - A-Type SATCO S29836 Satco S29836 9.8 watt; A19 LED; 3000K; Medium base; 220' beam spread; 120 volts | 3000 | 83 | 800 | 81.6327 | 25000 | 9.8 | 1 | 3.54 | 3.54 | 4.1596 | 2020Q3 | https://www.platt.com/platt-electric-supply/LED-Traditional-Lamps-A-Type/Satco/S29836/product.aspx?zpid=1031927 | Platt | 2020 | Yes
LED Lighting | A-Type | Satco | True |  | General Purpose Replacement | A19 | E26 (Medium) | Damp Location Rated,Recessed Fixtures Damp Location Rated,Recessed Fixtures Home Lamps, Bulbs, Ballasts Bulbs - LED LED - Traditional Lamps - A-Type SAT S29837 9.8A19/OMNI/220/LE Satco S29837 9.8 watt; A19 LED; 3500K; Medium base; 220' beam spread; 120 volts | 3500 | 84 | 800 | 81.6327 | 25000 | 9.8 | 1 | 3.54 | 3.54 | 4.1596 | 2020Q3 | https://www.platt.com/platt-electric-supply/LED-Traditional-Lamps-A-Type/Satco/S29837/product.aspx?zpid=1172382 | Platt | 2020 | Yes
LED Lighting | A-Type | Satco | True |  | General Purpose Replacement | A19 | GU24 | Damp Location Rated,Recessed Fixtures Damp Location Rated,Recessed Fixtures Home Lamps, Bulbs, Ballasts Bulbs - LED LED - Traditional Lamps - A-Type SATCO S29841 Satco S29841 9.8 watt; A19 LED; 3500K; GU24 base; 220' beam spread; 120 volts | 3500 | 84 | 800 | 81.6327 | 25000 | 9.8 | 1 | 4.64 | 4.64 | 5.4522 | 2020Q3 | https://www.platt.com/platt-electric-supply/LED-Traditional-Lamps-A-Type/Satco/S29841/product.aspx?zpid=1050270 | Platt | 2020 | Yes
LED Lighting | A-Type | Satco | True |  | General Purpose Replacement | A19 | E26 (Medium) | Damp Location Rated,Recessed Fixtures Damp Location Rated,Recessed Fixtures Home Lamps, Bulbs, Ballasts Bulbs - LED LED - Traditional Lamps - A-Type S29836 SATCO S29836 9.8 watt; A19 LED; 3000K; Medium base; 220' beam spread; 120 volts Satco S29836 9.8 watt; A19 LED; 3000K; Medium base; 220' beam spread; 120 volts | 3000 | 83 | 800 | 81.6327 | 25000 | 9.8 | 1 | 6.42 | 6.42 | 7.5437 | 2020Q3 | https://www.rexelusa.com/usr/Root-Category/Lamps,-Bulbs,-Ballasts/Bulbs---LED/LED---Traditional/Lamps---A-Type/Satco-S29836-9-8-watt;-A19-LED;-3000K;-Medium-base;-220'-beam-spread;-120-volts/p/1248891?prevPageNumber=24 | Rexel Energy Solutions | 2020 | Yes
LED Lighting | A-Type | Satco | True |  | General Purpose Replacement | A19 | E26 (Medium) | Damp Location Rated,Recessed Fixtures Damp Location Rated,Recessed Fixtures Home Lamps, Bulbs, Ballasts Bulbs - LED LED - Traditional Lamps - A-Type S29837 SAT S29837 9.8A19/OMNI/220/LE 9.8 watt; A19 LED; 3500K; Medium base; 220' beam spread; 120 volts Satco S29837 9.8 watt; A19 LED; 3500K; Medium base; 220' beam spread; 120 volts | 3500 | 84 | 800 | 81.6327 | 25000 | 9.8 | 1 | 6.42 | 6.42 | 7.5437 | 2020Q3 | https://www.rexelusa.com/usr/Root-Category/Lamps,-Bulbs,-Ballasts/Bulbs---LED/LED---Traditional/Lamps---A-Type/Satco-S29837-9-8-watt;-A19-LED;-3500K;-Medium-base;-220'-beam-spread;-120-volts/p/1235448?prevPageNumber=69 | Rexel Energy Solutions | 2020 | Yes
LED Lighting | A-Type | Satco | True |  | General Purpose Replacement | A19 | E26 (Medium) | Damp Location Rated,Recessed Fixtures Damp Location Rated,Recessed Fixtures Home Lamps, Bulbs, Ballasts Bulbs - LED LED - Traditional Lamps - A-Type S29838 9.8A19/OMNI/220/LED/40K 9.8A19/OMNI/220/LED/40K Satco S29838 9.8A19/OMNI/220/LED/40K | 4000 | 86 | 800 | 81.6327 | 25000 | 9.8 | 1 | 6.42 | 6.42 | 7.5437 | 2020Q3 | https://www.rexelusa.com/usr/Root-Category/Lamps,-Bulbs,-Ballasts/Bulbs---LED/LED---Traditional/Lamps---A-Type/Satco-S29838-9-8A19-OMNI-220-LED-40K/p/1243027?prevPageNumber=33 | Rexel Energy Solutions | 2020 | Yes
LED Lighting | Reflector | Manufacturer: Keystone Technologies | True |  | Reflector (Flood/Spot) | BR30 | E26 (Medium) | Damp Location Rated,Recessed Fixtures Home > LED Light Bulbs > LED Reflector Bulbs > LED BR30 > 2700K Warm White > 9 Watt Essential Series LED Reflector BR30 Light Bulb Dimmable 650 Lumens 80 CRI Base 120V 2700K Product Specifications - Quick Reference Lamp Wattage: Working Voltage: 9 Watts 120 Volt Dimensions: Dimmability: 3.78" Dia. x 5.28" MOL YES - Dimmable CRI: Delivered Lumens: 80 CRI 650 Lumens Replaces: Certifications: 65 Watt Halogen ENERGY STAR, UL, RoHS Light Color: 2700K Warm White Warranty: 2 Year Limited Keystone Technologies flood reflector LED bulbs are ideal for replacing halogen equivalents, offering a longer lifespan of 15,000 hours and up to 80% energy savings. Keystone’s Reflector LED Flood Bulbs feature a long neck and wide beam angle, producing soft-edged, directional lighting with minimal shadowing. With smooth, uniform dimming, the Essential Series LED reflectors are a great choice for use with indoor recessed downlights and other indoor applications. This Keystone Technologies KT-LED9BR30-827 Essential Series Dimmable LED BR30 Light Bulb produces a color temperature of 2700K warm white, operates on your existing 120V circuit and consumes just 9 watts of energy. These LED BR30 lamps 65 watt halogen equivalent retrofit lights generate 650 lumens and have a Color Rendering Index (CRI) of 80. They are energy efficient and have 80% energy savings over legacy equivalents, as well as a lower heat generation. This bulb has a 120 degree beam angle with a smooth diffused lens for a comfortable glare free performance. These 120 volt LED light bulbs fit fixtures with an E26 medium base. These LED BR30 bulbs are dimmable but are NOT CEC Title 20 Compliant. For CEC compliant versions, please refer to the related products below. Can't find what you are looking for or need a quote for a large job? Give our customer service a call at 248-276-9640. The bulb's dimensions are 3.78 inches in diameter by 5.28 inches in length. The lens conceals the LEDs from sight and evenly distributes the light and with a durable plastic housing that lowers the risk for breakage. These reflector bulbs have a long life that minimizes replacement and maintenance costs. The operating temperature range is -4 degrees F to 95 degrees F. Click here to see the complete Keystone 9 Watt BR30 General Purpose Dimmable Specification Sheet. These bulbs Energy Star qualified and have a rated life of 15,000 hours or a 2 Year limited warranty. Typical Applications Typical applications for these reflector lamps include track lighting, recessed downlights, pendant lighting, and surface mount ceiling fixtures. They are rated for use in enclosed fixtures. Keystone Technologies 9 Watt Essential Series LED Reflector BR30 Light Bulb Dimmable 650 Lumens 80 CRI Base 120V 2700K | 2700 | 83 | 650 | 72.2222 | 15000 | 9 | 1 | 3.46 | 3.46 | 4.0656 | 2020Q2 | https://www.greenelectricalsupply.com/9-watt-essential-series-led-reflector-br30-light-bulb-dimmable-650-lumens-80-cri-base-120v-2700k.aspx | Green Electrical Supply | 2020 | Yes
LED Lighting | Reflector | Manufacturer: Keystone Technologies | True |  | Reflector (Flood/Spot) | BR30 | E26 (Medium) | Damp Location Rated,Recessed Fixtures Home > LED Light Bulbs > LED Reflector Bulbs > LED BR30 > 3000K Warm White > 9 Watt Essential Series LED Reflector BR30 Light Bulb Dimmable 650 Lumens 80 CRI Base 120V 3000K Product Specifications - Quick Reference Lamp Wattage: Working Voltage: 9 Watts 120 Volt Dimensions: Dimmability: 3.78" Dia. x 5.28" MOL YES - Dimmable CRI: Delivered Lumens: 80 CRI 650 Lumens Replaces: Certifications: 65 Watt Halogen ENERGY STAR, UL, RoHS Light Color: 3000K Warm White Warranty: 2 Year Limited Keystone Technologies flood reflector LED bulbs are ideal for replacing halogen equivalents, offering a longer lifespan of 15,000 hours and up to 80% energy savings. Keystone’s Reflector LED Flood Bulbs feature a long neck and wide beam angle, producing soft-edged, directional lighting with minimal shadowing. With smooth, uniform dimming, the Essential Series LED reflectors are a great choice for use with indoor recessed downlights and other indoor applications. This Keystone Technologies KT-LED9BR30-830 Essential Series Dimmable LED BR30 Light Bulb produces a color temperature of 3000K warm white, operates on your existing 120V circuit and consumes just 9 watts of energy. These LED BR30 lamps 65 watt halogen equivalent retrofit lights generate 650 lumens and have a Color Rendering Index (CRI) of 80. They are energy efficient and have 80% energy savings over legacy equivalents, as well as a lower heat generation. This bulb has a 120 degree beam angle with a smooth diffused lens for a comfortable glare free performance. These 120 volt LED light bulbs fit fixtures with an E26 medium base. These LED BR30 bulbs are dimmable but are NOT CEC Title 20 Compliant. For CEC compliant versions, please refer to the related products below. Can't find what you are looking for or need a quote for a large job? Give our customer service a call at 248-276-9640. The bulb's dimensions are 3.78 inches in diameter by 5.28 inches in length. The lens conceals the LEDs from sight and evenly distributes the light and with a durable plastic housing that lowers the risk for breakage. These reflector bulbs have a long life that minimizes replacement and maintenance costs. The operating temperature range is -4 degrees F to 95 degrees F. Click here to see the complete Keystone 9 Watt BR30 General Purpose Dimmable Specification Sheet. These bulbs Energy Star qualified and have a rated life of 15,000 hours or a 2 Year limited warranty. Typical Applications Typical applications for these reflector lamps include track lighting, recessed downlights, pendant lighting, and surface mount ceiling fixtures. They are rated for use in enclosed fixtures. Keystone Technologies 9 Watt Essential Series LED Reflector BR30 Light Bulb Dimmable 650 Lumens 80 CRI Base 120V 3000K | 3000 | 83 | 650 | 72.2222 | 15000 | 9 | 1 | 3.46 | 3.46 | 4.0656 | 2020Q2 | https://www.greenelectricalsupply.com/9-watt-essential-series-led-reflector-br30-light-bulb-dimmable-650-lumens-80-cri-base-120v-3000k.aspx | Green Electrical Supply | 2020 | Yes
LED Lighting | Reflector | Manufacturer: Keystone Technologies | True |  | Reflector (Flood/Spot) | BR30 | E26 (Medium) | Damp Location Rated,Recessed Fixtures Home > LED Light Bulbs > LED Reflector Bulbs > LED BR30 > 9 Watt Essential Series LED Reflector BR30 Light Bulb Dimmable 650 Lumens 80 CRI Base 120V 3500K Product Specifications - Quick Reference Lamp Wattage: Working Voltage: 9 Watts 120 Volt Dimensions: Dimmability: 3.78" Dia. x 5.28" MOL YES - Dimmable CRI: Delivered Lumens: 80 CRI 650 Lumens Replaces: Certifications: 65 Watt Halogen ENERGY STAR, UL, RoHS Light Color: 3500K Bright White Warranty: 2 Year Limited Keystone Technologies flood reflector LED bulbs are ideal for replacing halogen equivalents, offering a longer lifespan of 15,000 hours and up to 80% energy savings. Keystone’s Reflector LED Flood Bulbs feature a long neck and wide beam angle, producing soft-edged, directional lighting with minimal shadowing. With smooth, uniform dimming, the Essential Series LED reflectors are a great choice for use with indoor recessed downlights and other indoor applications. This Keystone Technologies KT-LED9BR30-835 Essential Series Dimmable LED BR30 Light Bulb produces a color temperature of 3500K bright white, operates on your existing 120V circuit and consumes just 9 watts of energy. These LED BR30 lamps 65 watt halogen equivalent retrofit lights generate 650 lumens and have a Color Rendering Index (CRI) of 80. They are energy efficient and have 80% energy savings over legacy equivalents, as well as a lower heat generation. This bulb has a 120 degree beam angle with a smooth diffused lens for a comfortable glare free performance. These 120 volt LED light bulbs fit fixtures with an E26 medium base. These LED BR30 bulbs are dimmable but are NOT CEC Title 20 Compliant. For CEC compliant versions, please refer to the related products below. Can't find what you are looking for or need a quote for a large job? Give our customer service a call at 248-276-9640. The bulb's dimensions are 3.78 inches in diameter by 5.28 inches in length. The lens conceals the LEDs from sight and evenly distributes the light and with a durable plastic housing that lowers the risk for breakage. These reflector bulbs have a long life that minimizes replacement and maintenance costs. The operating temperature range is -4 degrees F to 95 degrees F. Click here to see the complete Keystone 9 Watt BR30 General Purpose Dimmable Specification Sheet. These bulbs Energy Star qualified and have a rated life of 15,000 hours or a 2 Year limited warranty. Typical Applications Typical applications for these reflector lamps include track lighting, recessed downlights, pendant lighting, and surface mount ceiling fixtures. They are rated for use in enclosed fixtures. Keystone Technologies 9 Watt Essential Series LED Reflector BR30 Light Bulb Dimmable 650 Lumens 80 CRI Base 120V 3500K | 3500 | 84 | 650 | 72.2222 | 15000 | 9 | 1 | 3.46 | 3.46 | 4.0656 | 2020Q2 | https://www.greenelectricalsupply.com/9-watt-essential-series-led-reflector-br30-light-bulb-dimmable-650-lumens-80-cri-base-120v-3500k.aspx | Green Electrical Supply | 2020 | Yes
LED Lighting | Reflector | Manufacturer: Keystone Technologies | True |  | Reflector (Flood/Spot) | BR30 | E26 (Medium) | Damp Location Rated,Recessed Fixtures Home > LED Light Bulbs > LED Reflector Bulbs > LED BR30 > 4000K Cool White > 9 Watt Essential Series LED Reflector BR30 Light Bulb Dimmable 650 Lumens 80 CRI Base 120V 4000K Product Specifications - Quick Reference Lamp Wattage: Working Voltage: 9 Watts 120 Volt Dimensions: Dimmability: 3.78" Dia. x 5.28" MOL YES - Dimmable CRI: Delivered Lumens: 80 CRI 650 Lumens Replaces: Certifications: 65 Watt Halogen ENERGY STAR, UL, RoHS Light Color: 4000K Cool White Warranty: 2 Year Limited Keystone Technologies flood reflector LED bulbs are ideal for replacing halogen equivalents, offering a longer lifespan of 15,000 hours and up to 80% energy savings. Keystone’s Reflector LED Flood Bulbs feature a long neck and wide beam angle, producing soft-edged, directional lighting with minimal shadowing. With smooth, uniform dimming, the Essential Series LED reflectors are a great choice for use with indoor recessed downlights and other indoor applications. This Keystone Technologies KT-LED9BR30-840 Essential Series Dimmable LED BR30 Light Bulb produces a color temperature of 4000K cool white, operates on your existing 120V circuit and consumes just 9 watts of energy. These LED BR30 lamps 65 watt halogen equivalent retrofit lights generate 650 lumens and have a Color Rendering Index (CRI) of 80. They are energy efficient and have 80% energy savings over legacy equivalents, as well as a lower heat generation. This bulb has a 120 degree beam angle with a smooth diffused lens for a comfortable glare free performance. These 120 volt LED light bulbs fit fixtures with an E26 medium base. These LED BR30 bulbs are dimmable but are NOT CEC Title 20 Compliant. For CEC compliant versions, please refer to the related products below. Can't find what you are looking for or need a quote for a large job? Give our customer service a call at 248-276-9640. The bulb's dimensions are 3.78 inches in diameter by 5.28 inches in length. The lens conceals the LEDs from sight and evenly distributes the light and with a durable plastic housing that lowers the risk for breakage. These reflector bulbs have a long life that minimizes replacement and maintenance costs. The operating temperature range is -4 degrees F to 95 degrees F. Click here to see the complete Keystone 9 Watt BR30 General Purpose Dimmable Specification Sheet. These bulbs Energy Star qualified and have a rated life of 15,000 hours or a 2 Year limited warranty. Typical Applications Typical applications for these reflector lamps include track lighting, recessed downlights, pendant lighting, and surface mount ceiling fixtures. They are rated for use in enclosed fixtures. Keystone Technologies 9 Watt Essential Series LED Reflector BR30 Light Bulb Dimmable 650 Lumens 80 CRI Base 120V 4000K | 4000 | 82 | 650 | 72.2222 | 15000 | 9 | 1 | 3.46 | 3.46 | 4.0656 | 2020Q2 | https://www.greenelectricalsupply.com/9-watt-essential-series-led-reflector-br30-light-bulb-dimmable-650-lumens-80-cri-base-120v-4000k.aspx | Green Electrical Supply | 2020 | Yes
LED Lighting | Reflector | Manufacturer: Keystone Technologies | True | Daylighting/Photocell, | Reflector (Flood/Spot) | BR30 | E26 (Medium) | Damp Location Rated,Recessed Fixtures Home > LED Light Bulbs > LED Reflector Bulbs > LED BR30 > 5000K Daylight > 9 Watt Essential Series LED Reflector BR30 Light Bulb Dimmable 650 Lumens 80 CRI Base 120V 5000K Product Specifications - Quick Reference Lamp Wattage: Working Voltage: 9 Watts 120 Volt Dimensions: Dimmability: 3.78" Dia. x 5.28" MOL YES - Dimmable CRI: Delivered Lumens: 80 CRI 650 Lumens Replaces: Certifications: 65 Watt Halogen ENERGY STAR, UL, RoHS Light Color: 5000K Daylight Warranty: 2 Year Limited Keystone Technologies flood reflector LED bulbs are ideal for replacing halogen equivalents, offering a longer lifespan of 15,000 hours and up to 80% energy savings. Keystone’s Reflector LED Flood Bulbs feature a long neck and wide beam angle, producing soft-edged, directional lighting with minimal shadowing. With smooth, uniform dimming, the Essential Series LED reflectors are a great choice for use with indoor recessed downlights and other indoor applications. This Keystone Technologies KT-LED9BR30-850 Essential Series Dimmable LED BR30 Light Bulb produces a color temperature of 5000K daylight, operates on your existing 120V circuit and consumes just 9 watts of energy. These LED BR30 lamps 65 watt halogen equivalent retrofit lights generate 650 lumens and have a Color Rendering Index (CRI) of 80. They are energy efficient and have 80% energy savings over legacy equivalents, as well as a lower heat generation. This bulb has a 120 degree beam angle with a smooth diffused lens for a comfortable glare free performance. These 120 volt LED light bulbs fit fixtures with an E26 medium base. These LED BR30 bulbs are dimmable but are NOT CEC Title 20 Compliant. For CEC compliant versions, please refer to the related products below. Can't find what you are looking for or need a quote for a large job? Give our customer service a call at 248-276-9640. The bulb's dimensions are 3.78 inches in diameter by 5.28 inches in length. The lens conceals the LEDs from sight and evenly distributes the light and with a durable plastic housing that lowers the risk for breakage. These reflector bulbs have a long life that minimizes replacement and maintenance costs. The operating temperature range is -4 degrees F to 95 degrees F. Click here to see the complete Keystone 9 Watt BR30 General Purpose Dimmable Specification Sheet. These bulbs Energy Star qualified and have a rated life of 15,000 hours or a 2 Year limited warranty. Typical Applications Typical applications for these reflector lamps include track lighting, recessed downlights, pendant lighting, and surface mount ceiling fixtures. They are rated for use in enclosed fixtures. Keystone Technologies 9 Watt Essential Series LED Reflector BR30 Light Bulb Dimmable 650 Lumens 80 CRI Base 120V 5000K | 5000 | 83 | 650 | 72.2222 | 15000 | 9 | 1 | 3.46 | 3.46 | 4.0656 | 2020Q2 | https://www.greenelectricalsupply.com/9-watt-essential-series-led-reflector-br30-light-bulb-dimmable-650-lumens-80-cri-base-120v-5000k.aspx | Green Electrical Supply | 2020 | Yes
LED Lighting | A-Type | Satco | True |  | General Purpose Replacement | A19 | E26 (Medium) | Damp Location Rated,Recessed Fixtures Damp Location Rated,Recessed Fixtures Home Lamps, Bulbs, Ballasts Bulbs - LED LED - Traditional Lamps - A-Type S29839 9.8A19/OMNI/220/LED/50K 9.8A19/OMNI/220/LED/50K Satco S29839 9.8A19/OMNI/220/LED/50K | 5000 | 85 | 800 | 81.6327 | 25000 | 9.8 | 1 | 6.42 | 6.42 | 7.5437 | 2020Q3 | https://www.rexelusa.com/usr/Root-Category/Lamps,-Bulbs,-Ballasts/Bulbs---LED/LED---Traditional/Lamps---A-Type/Satco-S29839-9-8A19-OMNI-220-LED-50K/p/1236680?prevPageNumber=31 | Rexel Energy Solutions | 2020 | Yes
LED Lighting | A-Type | Satco | True |  | General Purpose Replacement | A19 | GU24 | Damp Location Rated,Recessed Fixtures Damp Location Rated,Recessed Fixtures Home Lamps, Bulbs, Ballasts Bulbs - LED LED - Traditional Lamps - A-Type S29842 SATCO 9.8W GU24 4000K A19 9.8 watt; A19 LED; 4000K; GU24 base; 220' beam spread; 120 volts Satco S29842 9.8 watt; A19 LED; 4000K; GU24 base; 220' beam spread; 120 volts | 4000 | 86 | 800 | 81.6327 | 25000 | 9.8 | 1 | 7.15 | 7.15 | 8.4015 | 2020Q3 | https://www.rexelusa.com/usr/Root-Category/Lamps,-Bulbs,-Ballasts/Bulbs---LED/LED---Traditional/Lamps---A-Type/Satco-S29842-9-8-watt;-A19-LED;-4000K;-GU24-base;-220'-beam-spread;-120-volts/p/1235445?prevPageNumber=98 | Rexel Energy Solutions | 2020 | Yes
LED Lighting | A-Type | Topaz | True |  | General Purpose Replacement | A19 | E26 (Medium) | Damp Location Rated,Recessed Fixtures Damp Location Rated,Recessed Fixtures Home Lamps, Bulbs, Ballasts Bulbs - LED LED - Traditional Lamps - A-Type LA19/9W/27K/D-46 74374 1/6/24-PK 9.8W(60) DIMMABLE A19 2700K *** This lighting product cannot be sold in California. *** 74374 1/6/24-PK 9.8W(60) DIMMABLE A19 2700K Topaz LA19/9W/27K/D-46 74374 1/6/24-PK 9.8W(60) DIMMABLE A19 2700K | 2700 | 83 | 800 | 81.6327 | 25000 | 9.8 | 1 | 4.93 | 4.93 | 5.7929 | 2020Q3 | https://www.rexelusa.com/usr/Root-Category/Lamps,-Bulbs,-Ballasts/Bulbs---LED/LED---Traditional/Lamps---A-Type/Topaz-LA19-9W-27K-D-46-74374-1-6-24-PK-9-8W(60)-DIMMABLE-A19-2700K/p/1360808?prevPageNumber=82 | Rexel Energy Solutions | 2020 | Yes
LED Lighting | A-Type | Topaz | True |  | General Purpose Replacement | A19 | E26 (Medium) | Damp Location Rated,Recessed Fixtures Damp Location Rated,Recessed Fixtures Home Lamps, Bulbs, Ballasts Bulbs - LED LED - Traditional Lamps - A-Type LA19/9W/30K/D-46 74375 1/6/24-PK 9.8W(60) DIMMABLE A19 3000K *** This lighting product cannot be sold in California. *** 74375 1/6/24-PK 9.8W(60) DIMMABLE A19 3000K Topaz LA19/9W/30K/D-46 74375 1/6/24-PK 9.8W(60) DIMMABLE A19 3000K | 3000 | 83 | 800 | 81.6327 | 25000 | 9.8 | 1 | 4.93 | 4.93 | 5.7929 | 2020Q3 | https://www.rexelusa.com/usr/Root-Category/Lamps,-Bulbs,-Ballasts/Bulbs---LED/LED---Traditional/Lamps---A-Type/Topaz-LA19-9W-30K-D-46-74375-1-6-24-PK-9-8W(60)-DIMMABLE-A19-3000K/p/1359541?prevPageNumber=83 | Rexel Energy Solutions | 2020 | Yes
LED Lighting | A-Type | Topaz | True |  | General Purpose Replacement | A19 | GU24 | Damp Location Rated,Recessed Fixtures Damp Location Rated,Recessed Fixtures Home Lamps, Bulbs, Ballasts Bulbs - LED LED - Traditional Lamps - A-Type LA19/9W/30K/GU24D 74387 1/6/24-PK 9.8W(60) GU24 DIMMABLE A19 3000K *** This lighting product cannot be sold in California. *** 74387 1/6/24-PK 9.8W(60) GU24 DIMMABLE A19 3000K Topaz LA19/9W/30K/GU24D 74387 1/6/24-PK 9.8W(60) GU24 DIMMABLE A19 3000K | 3000 | 82 | 800 | 81.6327 | 25000 | 9.8 | 1 | 6.19 | 6.19 | 7.2735 | 2020Q3 | https://www.rexelusa.com/usr/Root-Category/Lamps,-Bulbs,-Ballasts/Bulbs---LED/LED---Traditional/Lamps---A-Type/Topaz-LA19-9W-30K-GU24D-74387-1-6-24-PK-9-8W(60)-GU24-DIMMABLE-A19-3000K/p/1379855?prevPageNumber=90 | Rexel Energy Solutions | 2020 | Yes
LED Lighting | A-Type | Topaz | True |  | General Purpose Replacement | A19 | E26 (Medium) | Damp Location Rated,Recessed Fixtures Damp Location Rated,Recessed Fixtures Home Lamps, Bulbs, Ballasts Bulbs - LED LED - Traditional Lamps - A-Type LA19/9W/40K/D-46 74376 1/6/24-PK 9.8W (60W) DIMMABLE A19 4000K *** This lighting product cannot be sold in California. *** 74376 1/6/24-PK 9.8W (60W) DIMMABLE A19 4000K Topaz LA19/9W/40K/D-46 74376 1/6/24-PK 9.8W (60W) DIMMABLE A19 4000K | 4000 | 86 | 800 | 81.6327 | 25000 | 9.8 | 1 | 4.93 | 4.93 | 5.7929 | 2020Q3 | https://www.rexelusa.com/usr/Root-Category/Lamps,-Bulbs,-Ballasts/Bulbs---LED/LED---Traditional/Lamps---A-Type/Topaz-LA19-9W-40K-D-46-74376-1-6-24-PK-9-8W-(60W)-DIMMABLE-A19-4000K/p/1355126?prevPageNumber=71 | Rexel Energy Solutions | 2020 | Yes
LED Lighting | Downlight | Manufacturer: Acuity - Lithonia Lighting | True |  |  |  |  | Downlight Recessed 6" Recessed Home > Energy Star Qualified Products > 5 Inch to 6 Inch 10 Watt 750 Lumen 90 CRI LED Recessed Downlight Retrofit 2700K - E26 Adapter Included Product Specifications - Quick Reference Lamp Wattage: Working Voltage: 10.3 Watts 120 Volt Dimensions: Rated Life: 7 5/8" W x 2 3/4" D 50,000 Hours Incandescent Equivalent: Dimmable: 65W (750 Lumens) Yes Baffle Color: Trim Ring Color: White White Light Color: CRI: 2700K Warm White 90 CRI Certifications: Warranty: Energy Star, Wet Location 5 Year Limited This is the Lithonia Lighting Contractor Select 65BEMW LED 27K 90CRI M6, dimmable 5"/6" LED retrofit Trim Module recessed with a White Baffle and White Trim Ring. Lithonia Lighting's Recessed LED Modules are economical means to create a well lit environment with exceptional energy efficiency and near zero maintenance. They are great for retrofits into existing downlight cans or new construction and remodel applications. Adjustable torsion spring and retention allows fitment into many 5" or 6" cans. The LED module maintains at least 70% light output for 50,000 hours. With the aluminium spun reflector and deep baffle configuration, these retrofits have a reduced glare. The inner reflector cone funnels the light through a pressed-in diffused lens, that provides an even light distribution equivalent to 65W BR30 lamps while only consuming 10.3 watts. These LED downlights produce 650 lumens and have an incredible 90 CRI! A primary power disconnect is provided, as well as an E26 adapter, for a simple connection to a dedicated LED connector in the housing. These 5 Inch or 6 Inch LED downlights are also dimmable down to 10%, via compatible dimmers. They are suitable for installation in standard and shallow-height rough-in sections. The 65BEMW LED 27K 90CRI M6 runs off of 120V, comes in a beautiful warm 2700K Warm White, and is ENERGY STAR qualified. A 5 year warranty comes standard and this product is wet location listed as well as WSEC ASTM E283 for Air-Tight (with IC housings). Click here to see the complete Juno Lighting 65BE Contractor Select LED Retrofit Specification Sheet. Acuity - Lithonia Lighting 5 Inch to 6 Inch 10 Watt 750 Lumen 90 CRI LED Recessed Downlight Retrofit 2700K - E26 Adapter Included | 2700 | 90 | 734 | 69.9048 | 54000 | 10.5 | 1 | 11.84 | 11.84 | 13.9125 | 2020Q2 | https://www.greenelectricalsupply.com/acuity-lithion-5-inch-6-inch-led-downlight-90cri-2700k-warm-white.aspx | Green Electrical Supply | 2020 | Yes
LED Lighting | Decorative | Manufacturer: Satco | True |  | Globe | G25 | E26 (Medium) | Damp Location Rated,Recessed Fixtures Home > LED Light Bulbs > LED Globe Bulbs > LED G25 Globe > 3000K Warm White > 4.5 Watt Clear LED G25 Globe Filament Bulb E26 120V 550 Lumens 3000K ** Non-CEC Compliant - NOT Lawful for Sale in California ** Product Specifications - Quick Reference Lamp Wattage: Working Voltage: 4.5 Watts 120 Volt Dimensions: Bulb Finish: 3.125" x 4.375" (MOL) Clear Lumen Output: Incandescent Equivalent: 550 Lumens 40 Watt Dimmable: Rated Life: Yes 15,000 Hours Color Temperature: 3000K Warm White Warranty: 3 Year Limited If you are looking for the old fashioned Edison style G25 Globe incandescent look and feel with all the energy efficient benefits LED technology can provide, this is the bulb for you. The Satco LED Filament Lamps are the perfect vintage light bulb with an historically accurate and beautifully reproduced design, perfect for use in restaurant, bar, hospitality and other decorative applications. The LEDs are aligned inside a clear lamp, for higher lumen output and more clear view of the filament, providing a traditional incandescent look and feel. This Satco S9893 3000K warm white smooth dimming antique style LED filament light operates on your existing 120V circuit and consumes just 4.5 watts. These clear G25 globe incandescent LED retrofit lights generate 550 lumens. The omni-directional filament LED light bulbs have a 360® beam angle to perfectly replace your 40 watt incandescent bulbs. The S9893 is UL listed for totally enclosed fixtures and is damp location rated. Want that rustic look in your business, home or even wedding? These old fashioned light bulbs are perfect for you. They create that warm orange glow all while creating that steampunk or industrial design. Click here to see the complete Satco LED Filament Lamp S9893 Specification Sheet. These Satco G25 incandescent shape LED bulbs are rated for 15,000 hours with a 3 year limited warranty. The 120 volt LED light bulbs fit most fixtures with E26 base. The bulb's dimensions are 3.125" wide by 4.375" inches MOL. These antique LED lights are compatible with many timers and dimmable using most 120V wall box dimmers (see a compatible dimmer option in the related products below). When used with incandescent dimmers, derate the dimmer's maximum load by 75%. Consult your local electrical code to ensure compliance. Satco 4.5 Watt Clear LED G25 Globe Filament Bulb E26 120V 550 Lumens 3000K | 3000 | 84 | 450 | 100 | 20000 | 4.5 | 1 | 6.95 | 6.95 | 8.1665 | 2020Q2 | https://www.greenelectricalsupply.com/g25-globe-e26-medium-base-old-fashioned-led-filament-3000k.aspx | Green Electrical Supply | 2020 | Yes
LED Lighting | A-Type | Topaz | True |  | General Purpose Replacement | A19 | GU24 | Damp Location Rated,Recessed Fixtures Damp Location Rated,Recessed Fixtures Home Lamps, Bulbs, Ballasts Bulbs - LED LED - Traditional Lamps - A-Type LA19/9W/40K/GU24D 74388 1/6/24-PK 9.8W(60) GU24 DIMMABLE A19 4000K *** This lighting product cannot be sold in California. *** 74388 1/6/24-PK 9.8W(60) GU24 DIMMABLE A19 4000K Topaz LA19/9W/40K/GU24D 74388 1/6/24-PK 9.8W(60) GU24 DIMMABLE A19 4000K | 4000 | 86 | 800 | 81.6327 | 25000 | 9.8 | 1 | 6.19 | 6.19 | 7.2735 | 2020Q3 | https://www.rexelusa.com/usr/Root-Category/Lamps,-Bulbs,-Ballasts/Bulbs---LED/LED---Traditional/Lamps---A-Type/Topaz-LA19-9W-40K-GU24D-74388-1-6-24-PK-9-8W(60)-GU24-DIMMABLE-A19-4000K/p/1380604?prevPageNumber=50 | Rexel Energy Solutions | 2020 | Yes
LED Lighting | Downlight | Manufacturer: Acuity - Lithonia Lighting | True |  |  |  |  | Downlight Recessed 4" Recessed Home > Energy Star Qualified Products > 4" Wafer LED Square Black 2700K Product Specifications - Quick Reference Wattage: Dimensions: 10.4 Watts 4.7" Diameter by 1.2" High Warranty: Operating Life: 5 Year Limited 36,000 hours Working Voltage: Color Temp: 120 Volt 2700K Certifications: Energy Star, Wet Location, IC Rated, CSA, Air Tight Light Output: 610 Lumens Dimmable: YES - Down to 10% Introducing Lithonia Lighting's Ultra-Thin Recessed Downlighting with a Remote Driver Box for Quick, Simple, Housing-Free Installations. The Wafer LED Down light series is available in 3", 4" and 6", your choice of 2700K, 3000K or 4000K and the option of choosing either a matte white, matte black, brushed nickel or oil-rubbed bronze trim. Imagine the results in your home or business when you combine those options with high quality light output and efficiency while eliminating the need for recessed housings. The innovative, slim design allows for easy retrofit, remodel or new construction installation from below the ceiling. With its narrow design, the Wafer LED can be installed in applications with only 2" plenum clearance. Add to those accolades, each LED Wafer down light and remote driver are rated for contact with insulation (IC Rated) and wet location approved, making them ideal for a breadth of both indoor and outdoor residential, hospitality, commercial and multifamily applications. Click here to see the Lithonia Ultra Thin Wafer LED Down Light Product Brochure. This item is Acuity - Lithonia Lighting's WF4 SQ S LED 27K MB M6. The 4 inch Wafer LED is an ultra-thin recessed downlight with a narrow remote driver box for applications with shallow ceiling plenum. The Wafer LED is a comprehensive recessed downlight - the pot light housing is not necessary - making them ideal for confined, hard to reach spaces such as closets, bathrooms, hallways, stairwells and outside soffits and other areas that would be challenging with a traditional recessed downlight housing. The aluminum die cast outer frame has a durable, powder coat paint to prevent rust. Each 4" fixture incorporates integral edge-lit LED's and this down light edge-lit LED technology uses a light guided plate to distribute the light. A polycarbonate lens provides even illumination throughout the space. Click here to see the Lithonia Ultra Thin Wafer LED Down Light Installation Instructions. The WF4 SQ S LED 27K MB M6 comes loaded with third party certifications - CSA certified to US and Canadian safety standards, ENERGY STAR® certified, Wet location rated and Air Tight certified in accordance with ASTM E283-2004. The WF4 SQ S LED 27K MB M6 operates on 120V input power via the factory provided, UL recognized, high efficient driver inside the steel remote box with four 7/8" knockouts with slots for pry-out (Note: Not suitable for pulling wires). The ambient operating temperature range is -40°F (-40°C) to +104°F (+40°C). Dimming, down to 10%, is made simple through use of in-wall dimmer switches. (See page 2 of the specification sheet link below for recommended dimmers). The Lithonia WF4 SQ S LED 27K MB M6 is the ultra slim, low profile, 10.4 watt, 4.7" x 1.2" super thin, square, LED recessed down light with a smooth black trim (a white, brushed nickel or oil-rubbed bronze smooth or baffled trim option is also available). The WF4 SQ S LED 27K MB M6 4 inch LED retrofit generates 610 lumens of 2700K light. The LED module maintains at least 70% light output for 36,000 hours. Accessories (Sold Separately) include the WF4-PAN new construction rough in plate, WFJB R4 remodel joist bar and your choice of either a 6 foot, 10 foot or 20 foot extension cable. Click here to see the Lithonia WF4 Square Wafer LED Down Light Specification Sheet. Acuity - Lithonia Lighting 4" Wafer LED Square Black 2700K | 2700 | 82 | 590 | 58.4158 | 36000 | 10.1 | 1 | 18.27 | 18.27 | 21.468 | 2020Q2 | https://www.greenelectricalsupply.com/lithonia-wf4-sq-s-wafer-led-4-inch-down-light-square-black-trim-2700k.aspx | Green Electrical Supply | 2020 | Yes
LED Lighting | Downlight | Manufacturer: Acuity - Lithonia Lighting | True |  |  |  |  | Downlight Recessed 4" Recessed Home > Energy Star Qualified Products > 4" Wafer LED Square Black 4000K Product Specifications - Quick Reference Wattage: Dimensions: 10.4 Watts 4.7" Diameter by 1.2" High Warranty: Operating Life: 5 Year Limited 36,000 hours Working Voltage: Color Temp: 120 Volt 4000K Certifications: Energy Star, Wet Location, IC Rated, CSA, Air Tight Light Output: 650 Lumens Dimmable: YES - Down to 10% Introducing Lithonia Lighting's Ultra-Thin Recessed Downlighting with a Remote Driver Box for Quick, Simple, Housing-Free Installations. The Wafer LED Down light series is available in 3", 4" and 6", your choice of 2700K, 3000K or 4000K and the option of choosing either a matte white, matte black, brushed nickel or oil-rubbed bronze trim. Imagine the results in your home or business when you combine those options with high quality light output and efficiency while eliminating the need for recessed housings. The innovative, slim design allows for easy retrofit, remodel or new construction installation from below the ceiling. With its narrow design, the Wafer LED can be installed in applications with only 2" plenum clearance. Add to those accolades, each LED Wafer down light and remote driver are rated for contact with insulation (IC Rated) and wet location approved, making them ideal for a breadth of both indoor and outdoor residential, hospitality, commercial and multifamily applications. Click here to see the Lithonia Ultra Thin Wafer LED Down Light Product Brochure. This item is Acuity - Lithonia Lighting's WF4 SQ S LED 40K MB M6. The 4 inch Wafer LED is an ultra-thin recessed downlight with a narrow remote driver box for applications with shallow ceiling plenum. The Wafer LED is a comprehensive recessed downlight - the pot light housing is not necessary - making them ideal for confined, hard to reach spaces such as closets, bathrooms, hallways, stairwells and outside soffits and other areas that would be challenging with a traditional recessed downlight housing. The aluminum die cast outer frame has a durable, powder coat paint to prevent rust. Each 4" fixture incorporates integral edge-lit LED's and this down light edge-lit LED technology uses a light guided plate to distribute the light. A polycarbonate lens provides even illumination throughout the space. Click here to see the Lithonia Ultra Thin Wafer LED Down Light Installation Instructions. The WF4 SQ S LED 40K MB M6 comes loaded with third party certifications - CSA certified to US and Canadian safety standards, ENERGY STAR® certified, Wet location rated and Air Tight certified in accordance with ASTM E283-2004. The WF4 SQ S LED 40K MB M6 operates on 120V input power via the factory provided, UL recognized, high efficient driver inside the steel remote box with four 7/8" knockouts with slots for pry-out (Note: Not suitable for pulling wires). The ambient operating temperature range is -40°F (-40°C) to +104°F (+40°C). Dimming, down to 10%, is made simple through use of in-wall dimmer switches. (See page 2 of the specification sheet link below for recommended dimmers). The Lithonia WF4 SQ S LED 40K MB M6 is the ultra slim, low profile, 10.4 watt, 4.7" x 1.2" super thin, square, LED recessed down light with a smooth black trim (a white, brushed nickel or oil-rubbed bronze smooth or baffled trim option is also available). The WF4 SQ S LED 40K MB M6 4 inch LED retrofit generates 650 lumens of 4000K light. The LED module maintains at least 70% light output for 36,000 hours. Accessories (Sold Separately) include the WF4-PAN new construction rough in plate, WFJB R4 remodel joist bar and your choice of either a 6 foot, 10 foot or 20 foot extension cable. Click here to see the Lithonia WF4 Square Wafer LED Down Light Specification Sheet. Acuity - Lithonia Lighting 4" Wafer LED Square Black 4000K | 2700 | 82 | 590 | 58.4158 | 36000 | 10.1 | 1 | 18.27 | 18.27 | 21.468 | 2020Q2 | https://www.greenelectricalsupply.com/lithonia-wf4-sq-s-wafer-led-4-inch-down-light-square-black-trim-4000k.aspx | Green Electrical Supply | 2020 | Yes
LED Lighting | Downlight | Manufacturer: Acuity - Lithonia Lighting | True |  |  |  |  | Downlight Recessed 4" Recessed Home > Energy Star Qualified Products > 4" Wafer LED Square White 3000K Product Specifications - Quick Reference Wattage: Dimensions: 10.3 Watts 4.7" Diameter by 1.2" High Warranty: Operating Life: 5 Year Limited 36,000 hours Working Voltage: Color Temp: 120 Volt 3000K Certifications: Energy Star, Wet Location, IC Rated, CSA, Air Tight Light Output: 620 Lumens Dimmable: YES - Down to 10% Introducing Lithonia Lighting's Ultra-Thin Recessed Downlighting with a Remote Driver Box for Quick, Simple, Housing-Free Installations. The Wafer LED Down light series is available in 3", 4" and 6", your choice of 2700K, 3000K or 4000K and the option of choosing either a matte white, matte black, brushed nickel or oil-rubbed bronze trim. Imagine the results in your home or business when you combine those options with high quality light output and efficiency while eliminating the need for recessed housings. The innovative, slim design allows for easy retrofit, remodel or new construction installation from below the ceiling. With its narrow design, the Wafer LED can be installed in applications with only 2" plenum clearance. Add to those accolades, each LED Wafer down light and remote driver are rated for contact with insulation (IC Rated) and wet location approved, making them ideal for a breadth of both indoor and outdoor residential, hospitality, commercial and multifamily applications. Click here to see the Lithonia Ultra Thin Wafer LED Down Light Product Brochure. This item is Acuity - Lithonia Lighting's WF4 SQ S LED 30K MW M6. The 4 inch Wafer LED is an ultra-thin recessed downlight with a narrow remote driver box for applications with shallow ceiling plenum. The Wafer LED is a comprehensive recessed downlight - the pot light housing is not necessary - making them ideal for confined, hard to reach spaces such as closets, bathrooms, hallways, stairwells and outside soffits and other areas that would be challenging with a traditional recessed downlight housing. The aluminum die cast outer frame has a durable, powder coat paint to prevent rust. Each 4" fixture incorporates integral edge-lit LED's and this down light edge-lit LED technology uses a light guided plate to distribute the light. A polycarbonate lens provides even illumination throughout the space. Click here to see the Lithonia Ultra Thin Wafer LED Down Light Installation Instructions. The WF4 SQ S LED 30K MW M6 comes loaded with third party certifications - CSA certified to US and Canadian safety standards, ENERGY STAR® certified, Wet location rated and Air Tight certified in accordance with ASTM E283-2004. The WF4 SQ S LED 30K MW M6 operates on 120V input power via the factory provided, UL recognized, high efficient driver inside the steel remote box with four 7/8" knockouts with slots for pry-out (Note: Not suitable for pulling wires). The ambient operating temperature range is -40°F (-40°C) to +104°F (+40°C). Dimming, down to 10%, is made simple through use of in-wall dimmer switches. (See page 2 of the specification sheet link below for recommended dimmers). The Lithonia WF4 SQ S LED 30K MW M6 is the ultra slim, low profile, 10.3 watt, 4.7" x 1.2" super thin, square, LED recessed down light with a smooth white trim (a black, brushed nickel or oil-rubbed bronze smooth or baffled trim option is also available). The WF4 SQ S LED 30K MW M6 4 inch LED retrofit generates 620 lumens of 3000K light. The LED module maintains at least 70% light output for 36,000 hours. Accessories (Sold Separately) include the WF4-PAN new construction rough in plate, WFJB R4 remodel joist bar and your choice of either a 6 foot, 10 foot or 20 foot extension cable. Click here to see the Lithonia WF4 Square Wafer LED Down Light Specification Sheet. Acuity - Lithonia Lighting 4" Wafer LED Square White 3000K | 2700 | 82 | 590 | 58.4158 | 36000 | 10.1 | 1 | 25.72 | 25.72 | 30.222 | 2020Q2 | https://www.greenelectricalsupply.com/lithonia-wf4-sq-s-wafer-led-4-inch-down-light-square-white-trim-3000k.aspx | Green Electrical Supply | 2020 | Yes
LED Lighting | Downlight | Manufacturer: Acuity - Lithonia Lighting | True |  |  |  |  | Downlight Recessed 4" Recessed Home > Energy Star Qualified Products > 4" Wafer LED Square White 4000K Product Specifications - Quick Reference Wattage: Dimensions: 10.4 Watts 4.7" Diameter by 1.2" High Warranty: Operating Life: 5 Year Limited 36,000 hours Working Voltage: Color Temp: 120 Volt 4000K Certifications: Energy Star, Wet Location, IC Rated, CSA, Air Tight Light Output: 650 Lumens Dimmable: YES - Down to 10% Introducing Lithonia Lighting's Ultra-Thin Recessed Downlighting with a Remote Driver Box for Quick, Simple, Housing-Free Installations. The Wafer LED Down light series is available in 3", 4" and 6", your choice of 2700K, 3000K or 4000K and the option of choosing either a matte white, matte black, brushed nickel or oil-rubbed bronze trim. Imagine the results in your home or business when you combine those options with high quality light output and efficiency while eliminating the need for recessed housings. The innovative, slim design allows for easy retrofit, remodel or new construction installation from below the ceiling. With its narrow design, the Wafer LED can be installed in applications with only 2" plenum clearance. Add to those accolades, each LED Wafer down light and remote driver are rated for contact with insulation (IC Rated) and wet location approved, making them ideal for a breadth of both indoor and outdoor residential, hospitality, commercial and multifamily applications. Click here to see the Lithonia Ultra Thin Wafer LED Down Light Product Brochure. This item is Acuity - Lithonia Lighting's WF4 SQ S LED 40K MW M6. The 4 inch Wafer LED is an ultra-thin recessed downlight with a narrow remote driver box for applications with shallow ceiling plenum. The Wafer LED is a comprehensive recessed downlight - the pot light housing is not necessary - making them ideal for confined, hard to reach spaces such as closets, bathrooms, hallways, stairwells and outside soffits and other areas that would be challenging with a traditional recessed downlight housing. The aluminum die cast outer frame has a durable, powder coat paint to prevent rust. Each 4" fixture incorporates integral edge-lit LED's and this down light edge-lit LED technology uses a light guided plate to distribute the light. A polycarbonate lens provides even illumination throughout the space. Click here to see the Lithonia Ultra Thin Wafer LED Down Light Installation Instructions. The WF4 SQ S LED 40K MW M6 comes loaded with third party certifications - CSA certified to US and Canadian safety standards, ENERGY STAR® certified, Wet location rated and Air Tight certified in accordance with ASTM E283-2004. The WF4 SQ S LED 40K MW M6 operates on 120V input power via the factory provided, UL recognized, high efficient driver inside the steel remote box with four 7/8" knockouts with slots for pry-out (Note: Not suitable for pulling wires). The ambient operating temperature range is -40°F (-40°C) to +104°F (+40°C). Dimming, down to 10%, is made simple through use of in-wall dimmer switches. (See page 2 of the specification sheet link below for recommended dimmers). The Lithonia WF4 SQ S LED 40K MW M6 is the ultra slim, low profile, 10.4 watt, 4.7" x 1.2" super thin, square, LED recessed down light with a smooth white trim (a black, brushed nickel or oil-rubbed bronze smooth or baffled trim option is also available). The WF4 SQ S LED 40K MW M6 4 inch LED retrofit generates 650 lumens of 4000K light. The LED module maintains at least 70% light output for 36,000 hours. Accessories (Sold Separately) include the WF4-PAN new construction rough in plate, WFJB R4 remodel joist bar and your choice of either a 6 foot, 10 foot or 20 foot extension cable. Click here to see the Lithonia WF4 Square Wafer LED Down Light Specification Sheet. Acuity - Lithonia Lighting 4" Wafer LED Square White 4000K | 2700 | 82 | 590 | 58.4158 | 36000 | 10.1 | 1 | 27.72 | 27.72 | 32.5721 | 2020Q2 | https://www.greenelectricalsupply.com/lithonia-wf4-sq-s-wafer-led-4-inch-down-light-square-white-trim-4000k.aspx | Green Electrical Supply | 2020 | Yes
LED Lighting | Downlight | Manufacturer: Acuity - Juno Lighting | True |  |  |  |  | Downlight Recessed 6" Recessed Home > Energy Star Qualified Products > 6 Inch 14 Watt 860 Lumen Square Wafer LED Down Light with White Trim 2700K Product Specifications - Quick Reference Wattage: Dimensions: 13.9 Watts 6.7" Diameter by 1.1" High Warranty: Operating Life: 5 Year Limited 36,000 hours Working Voltage: Color Temp: 120 Volt 2700K Certifications: Energy Star, Wet Location, IC Rated, CSA, Air Tight Light Output: 860 Lumens Dimmable: YES - Down to 10% Introducing Lithonia Lighting's Ultra-Thin Recessed Downlighting with a Remote Driver Box for Quick, Simple, Housing-Free Installations. The Wafer LED Down light series is available in 3", 4" and 6", your choice of 2700K, 3000K or 4000K and the option of choosing either a matte white, matte black, brushed nickel or oil-rubbed bronze trim. Imagine the results in your home or business when you combine those options with high quality light output and efficiency while eliminating the need for recessed housings. The innovative, slim design allows for easy retrofit, remodel or new construction installation from below the ceiling. With its narrow design, the Wafer LED can be installed in applications with only 2" plenum clearance. Add to those accolades, each LED Wafer down light and remote driver are rated for contact with insulation (IC Rated) and wet location approved, making them ideal for a breadth of both indoor and outdoor residential, hospitality, commercial and multifamily applications. Click here to see the Lithonia Ultra Thin Wafer LED Down Light Product Brochure. This item is Acuity - Lithonia Lighting's WF6 SQ S LED 27K MW M6. The 6 inch Wafer LED is an ultra-thin recessed downlight with a narrow remote driver box for applications with shallow ceiling plenum. The Wafer LED is a comprehensive recessed downlight - the pot light housing is not necessary - making them ideal for confined, hard to reach spaces such as closets, bathrooms, hallways, stairwells and outside soffits and other areas that would be challenging with a traditional recessed downlight housing. The aluminum die cast outer frame has a durable, powder coat paint to prevent rust. Each 6" fixture incorporates integral edge-lit LED's and this down light edge-lit LED technology uses a light guided plate to distribute the light. A polycarbonate lens provides even illumination throughout the space. Click here to see the Lithonia Ultra Thin Wafer LED Down Light Installation Instructions. The WF6 SQ S LED 27K MW M6 comes loaded with third party certifications - CSA certified to US and Canadian safety standards, ENERGY STAR® certified, Wet location rated and Air Tight certified in accordance with ASTM E283-2004. The WF6 SQ S LED 27K MW M6 operates on 120V input power via the factory provided, UL recognized, high efficient driver inside the steel remote box with four 7/8" knockouts with slots for pry-out (Note: Not suitable for pulling wires). The ambient operating temperature range is -40°F (-40°C) to +104°F (+40°C). Dimming, down to 10%, is made simple through use of in-wall dimmer switches. (See page 2 of the specification sheet link below for recommended dimmers). The Lithonia WF6 SQ S LED 27K MW M6 is the ultra slim, low profile, 13.9 watt, 6.7" x 1.1" super thin, square, LED recessed down light with a smooth white trim (a black, brushed nickel or oil-rubbed bronze smooth or baffled trim option is also available). The WF6 SQ S LED 27K MW M6 6 inch LED retrofit generates 860 lumens of 2700K light. The LED module maintains at least 70% light output for 36,000 hours. Accessories (Sold Separately) include the WF6-PAN new construction rough in plate, WFJB R4 remodel joist bar and your choice of either a 6 foot, 10 foot or 20 foot extension cable. Click here to see the Lithonia WF6 Square Wafer LED Down Light Specification Sheet. Acuity - Juno Lighting 6 Inch 14 Watt 860 Lumen Square Wafer LED Down Light with White Trim 2700K | 2700 | 83 | 1038 | 73.0986 | 36000 | 14.2 | 1 | 20.46 | 20.46 | 24.0413 | 2020Q2 | https://www.greenelectricalsupply.com/lithonia-wf6-sq-s-wafer-led-down-light-square-smooth-white-trim-2700k.aspx | Green Electrical Supply | 2020 | Yes
LED Lighting | Reflector | Manufacturer: MaxLite | True | Daylighting/Photocell, | Reflector (Flood/Spot) | PAR30 | E26 (Medium) | Outdoor Damp Location Rated,Recessed Fixtures Home > LED HID Retrofit Bulbs > Corn Cob LED Retrofit > 5000-8000 Lumens (175-200W HID Equal) > Mogul Base (E39/EX39) > 5000K Daylight > 54 Watt 6700 Lumen EX39 Mogul Base 120-277V LED Corn Cob Retrofit Light Bulb 5000K Product Specifications - Quick Reference Input Voltage: Dimmable: 120-277 Volt AC NOT Dimmable Dimensions: Bulb Base: 3.58" Diameter x 10.43" Long EX39 Mogul Base LED Color: 5000 Kelvin Rated Life Span: Up To 50,000 Hours Initial Lumens: Lumens per Watt: 6,700 Lumens 116 Lumens/Watt Beam Angle: Certifications: 360 Degrees DLC, Damp Location, RoHS Available in three wattages, MaxLite's LED Corn Cob HID Replacement Series are a convenient and energy-efficient solution for replacing traditional compact fluorescent, high-pressure sodium and metal halide sources in enclosed or open lighting fixtures. The 36, 54 and 120 watt models are designed with an EX39 mogul screw base are ideal for acorn fixtures and outdoor security lighting where a higher lumen output is required. The color temperatures for the complete series are a daylight 5000K. This item is the MaxLite 54PT50 (14099579), the 54 watt corn cob light bulb. Suitable for open or totally enclosed post tops (Note: please allow a minimum of 1 inch of space between the lamp and any fixture surface) and other typical HID fixtures, these LED retrofit bulbs offer an omni-directional 360 degree beam angle. They consume just 54 watts of 120 to 277 volt energy and generate 6,700 initial lumens of light output bare lamp. An excellent energy saving bulb to replace your 250 watt Metal Halide (MH) or High Pressure Sodium (HPS) lamp. The 14099579 is a non-dimmable LED light bulb. This LED Site, Roadway or Post Top lighting retrofit option carries a rated life of up to 50,000 hours and has an operating temperature range of -40°F to 113°F. Give them a try - You will be very pleasantly surprised. Click here to see the complete MaxLite LED Corn Cob HID Replacement Lamp Specification Sheet. The DLC Listed (DLC Product ID: PLIPRDKZWBPN), MaxLite 14099579, 54 watt LED lamp, which is UL Listed for either Dry or Damp locations, has been designed to retrofit existing HID installations, thereby reducing maintenance and energy expenditures in residential, commercial, retail displays, hotel, motel and resort applications and as an energy saving light source for new fixtures and installations. Please NOTE: When retrofitting LED to an HID fixture, the ballast must be by-passed or removed from the fixture. Additionally, by-passing the ballast will insure no RFI interference. Adding to their retrofit flexibility, they can be operated in either the base up, base down or horizontal position. The physical dimensions of the MaxLite LED 5000K Daylight LED retrofit are just 10.43 MOL by 3.58 in diameter. These LED retrofit bulbs carry a 5 Year Warranty. Click here to see the complete MaxLite LED Corn Cob HID Replacement Lamp Installation Instructions. MaxLite 54 Watt 6700 Lumen EX39 Mogul Base 120-277V LED Corn Cob Retrofit Light Bulb 5000K | 3000 | 91 | 800 | 72.7273 | 25000 | 11 | 1 | 61.54 | 61.54 | 72.3119 | 2020Q2 | https://www.greenelectricalsupply.com/maxlite-54pt50-14099579-54w-led-corn-cob-retrofit-light-bulbs-5000k.aspx | Green Electrical Supply | 2020 | Yes
LED Lighting | Decorative | Manufacturer: Satco | True |  | Decorative | B10 | E12 (Candelabra) | Damp Location Rated,Recessed Fixtures Home > LED Light Bulbs > LED Filament Bulbs > LED Flametip Filament Bulb > 2.5 Watt Clear LED Flametip Filament Light Bulb E12 Candelabra Base 2700K ** Non-CEC Compliant - NOT Lawful for Sale in California ** Product Specifications - Quick Reference Lamp Wattage: Working Voltage: 2.5 Watts 120 Volt Dimensions: Beam Angle: 1.38" W x 4.31" (MOL) 360 Degree Omni-directional Lumen Output: Incandescent Equivalent: 200 Lumens 25 Watt Dimmable: Rated Life: Yes 15,000 Hours Color Temperature: 2700K Warm White Warranty: 3 Year Limited If you are looking for the antique, traditional medium base flametip shape and feel with all the energy efficient benefits LED technology can provide, this is the bulb for you. The Satco LED Filament light bulbs are the perfect vintage light bulb with an historically accurate and beautifully reproduced design. This Satco S29921 2700K warm white smooth dimming LED filament light operates on your existing 120V circuit and consumes just 2.5 watts. These flame-tip shape, clear, candelabra base incandescent LED retrofit lights generate 200 lumens with a CRI of 80. The omni-directional filament LED light bulbs have a 360® beam angle to perfectly replace your 25 watt incandescent bulbs. The S29921 is UL listed for totally enclosed fixtures in environments such as restaurants and hospitality buildings, and is damp location rated. Want that rustic look in your business or even wedding? These old fashioned light bulbs are perfect for you. They create that warm orange glow all while creating that steampunk or industrial design. Click here to see the complete Satco LED Filament Lamp S29921 Specification Sheet. Instant on at full brightness and mercury free - environmentally positive - generates no IR or UV - protects valuable objects - these Satco flame tip shape LED bulbs are rated for 15,000 hours. These 120 volt vintage LED light bulbs fit most fixtures with E12 candelabra base. The bulb's dimensions are 1.38" wide by 4 5/16" inches MOL. These antique style LED lights are compatible with many timers and dimmable using most 120V wall box dimmers. Satco 2.5 Watt Clear LED Flametip Filament Light Bulb E12 Candelabra Base 2700K | 2700 | 84 | 200 | 80 | 15000 | 2.5 | 1 | 4.95 | 4.95 | 5.8164 | 2020Q2 | https://www.greenelectricalsupply.com/satco-2w-flametip-led-filament-bulb-e12-candelabra-base-2700k-clear.aspx | Green Electrical Supply | 2020 | Yes
LED Lighting | Decorative | Manufacturer: Satco | True |  | Other | B11 | E26 (Medium) | Damp Location Rated Home > LED Light Bulbs > LED Filament Bulbs > LED Torpedo Filament > E26 Medium Base > 4 Watt Clear B11 E26 Base Dimmable LED Filament Bulb 2700K 350 Lumens Product Specifications - Quick Reference Lamp Wattage: Working Voltage: 4 Watts 120 Volt Dimensions: Beam Angle: 1.38" (MOD) x 3.5" (MOL) 360 Degree Omni-directional Lumen Output: Incandescent Equivalent: 350 Lumens 40 Watt Dimmable: Rated Life: Yes 15,000 Hours Color Temperature: 2700K Warm White Warranty: 3 Year Limited If you are looking for the antique, traditional candelabra B11 shape look and feel with all the energy efficient benefits LED technology can provide, this is the bulb for you. The Satco LED Filament light bulbs are the perfect vintage light bulb with an historically accurate and beautifully reproduced design. This Satco S8551 2700K warm white smooth dimming LED filament antique light operates on your existing 120V circuit and consumes just 4 watts. These clear candelabra base incandescent LED retrofit lights generate 350 lumens with a CRI of 90 - making them lawful for sale in California or CEC Compliant. The omni-directional filament LED light bulbs have a 360 degree beam angle to perfectly replace your 40 watt incandescent bulbs. The S8551 is damp location rated for environments such as restaurants and hospitality buildings. Want that rustic look in your business or even wedding? These old fashioned light bulbs are perfect for you. They create that warm orange glow all while creating that steampunk or industrial design. Click here to see the complete Satco LED Filament Lamp S8551 Specification Sheet. Instant on at full brightness and mercury free - environmentally positive - generates no IR or UV - protects valuable objects - these Satco B11 shape LED bulbs are rated for 15,000 hours. These vintage 120 volt LED light bulbs fit most fixtures with E26 medium base. The bulb's dimensions are 1.38" MOD by 3.5" inches MOL. These LED lights are compatible with many timers and dimmable using most 120V wall box dimmers. For compatible dimmers, please view the chart below. Satco 4 Watt Clear B11 E26 Base Dimmable LED Filament Bulb 2700K 350 Lumens | 2700 | 93 | 350 | 87.5 | 15000 | 4 | 1 | 6.95 | 6.95 | 8.1665 | 2020Q2 | https://www.greenelectricalsupply.com/satco-4w-b11-torpedo-e26-led-filament-2700k-warm-white-cec-compliant.aspx | Green Electrical Supply | 2020 | Yes
LED Lighting | Decorative | Manufacturer: Satco | True |  | Decorative | B10 | E12 (Candelabra) | Damp Location Rated Home > LED Light Bulbs > LED Filament Bulbs > LED Torpedo Filament > E12 Candelabra Base > 4.5 Watt Clear Torpedo LED Filament Bulb E12 Candelabra Base 350 Lumens 2700K Product Specifications - Quick Reference Lamp Wattage: Working Voltage: 4.5 Watts 120 Volt Dimensions: Beam Angle: 1.25" (MOD) x 3.75" (MOL) 360 Degree Omni-directional Lumen Output: Incandescent Equivalent: 350 Lumens 40 Watt Dimmable: Rated Life: Yes 15,000 Hours Color Temperature: 2700K Warm White Warranty: 3 Year Limited If you are looking for the antique, traditional candelabra torpedo shape look and feel with all the energy efficient benefits LED technology can provide, this is the bulb for you. The Satco LED Filament light bulbs are the perfect vintage light bulb with an historically accurate and beautifully reproduced design. This Satco S29877, a replacement for S9877, 2700K warm white smooth dimming LED filament antique light operates on your existing 120V circuit and consumes just 4.5 watts. These clear candelabra base incandescent LED retrofit lights generate 350 lumens with a CRI of 90 - making them California T24 Qualified or CEC Compliant. The omni-directional filament LED light bulbs have a 360 degree beam angle to perfectly replace your 40 watt incandescent bulbs. The S29877 is damp location rated for environments such as restaurants and hospitality buildings. Want that rustic look in your business or even wedding? These old fashioned light bulbs are perfect for you. They create that warm orange glow all while creating that steampunk or industrial design. Click here to see the complete Satco LED Filament Lamp S29877 Specification Sheet. Instant on at full brightness and mercury free - environmentally positive - generates no IR or UV - protects valuable objects - these Satco torpedo shape LED bulbs are rated for 15,000 hours. These vintage 120 volt LED light bulbs fit most fixtures with E12 base. The bulb's dimensions are 1.25" MOD by 3.75" inches MOL. These LED lights are compatible with many timers and dimmable using most 120V wall box dimmers. For compatible dimmers, please view the chart below. Satco 4.5 Watt Clear Torpedo LED Filament Bulb E12 Candelabra Base 350 Lumens 2700K | 2700 | 94 | 350 | 77.7778 | 15000 | 4.5 | 1 | 7.95 | 7.95 | 9.3416 | 2020Q2 | https://www.greenelectricalsupply.com/satco-4w-torpedo-led-filament-bulb-2700k-warm-white-cec-compliant.aspx | Green Electrical Supply | 2020 | Yes
LED Lighting | Decorative | Manufacturer: Satco | True | Daylighting/Photocell, | Globe | G25 | E26 (Medium) | Damp Location Rated Home > Energy Star Qualified Products > 6 Watt Dimmable Frosted LED G25 Globe 120V 450 Lumens 2700K ** Non-CEC Compliant - NOT Lawful for Sale in California ** Product Specifications - Quick Reference Input Voltage: Dimmable: 120 Volt AC Yes - Dimmable Dimensions: Bulb Shape: 3.13" W x 4.25" MOL G25 Globe LED Color: 2700 Kelvin Life Time: 25,000 Hours Power Consumption: Luminous Efficacy: 6 Watts 75 lm/W CRI / Luminous Flux: Certifications: 80 CRI / 450 Lumens ENERGY STAR, UL "When Brilliant Design Meets Innovative Technology, Anything is Possible" SATCO, along with Wooree Lighting, their strategic South Korean manufacturing partner of more than 35 years, have created the KolourOne brand of LED products. Both companies bring nearly fifty years of lighting expertise to the new frontier of LED lighting technology. KolourOne LED lamps are designed and produced in a vertical manufacturing environment. All of the product's vital components, such as the LED chips, driver, Optics and Heat Sink are designed and manufactured in house. KolourOne's tight quality control systems guarantee the products reliability and Performance Consistency. Understanding the need for enhanced performance, superior appearance and continuous reliability, the KolourOne product line was conceived to offer a new option in LED replacement lamps. The KolourOne product line closely resembles traditional lamp size, function and visual appearance, making the KolourOne lamps the brand of choice. KolourOne doesn't follow trends, it leads them. Offering you true innovation in LED lighting, the outer shell and trim are available in a standard, gray finish or with a clean, white finish. This LED light bulb comes with the outer shell painted in a clean, white finish. The KolourOne S9200 can be used with most standard type dimmer controls and generates a 2700 Kelvin (K) warm white color. This LED light operates on your existing 120V circuit and consumes just 6 watts. These G25 globe shaped retrofit lights, a direct replacement for your 40 watt incandescent bulbs, generate 450 lumens (or 75 Lumens Per Watt) and has a CRI of 80. As an environmentally friendly product, the LED G25 lamps contain no harmful toxins and emit no IR or UV rediation. These Satco incandescent replacement bulbs are rated for 25,000 hours. These 120 volt LED light bulbs fit fixtures with an E26 medium base. The bulb's dimensions are 3.13 inches wide by 4.25 inches MOL. These LED lights are compatible with some timers and photo controls. These LED bulbs are ENERGY STAR Qualified, UL Listed, rated for Damp locations and carry a 3 Year Warranty. Dimming saves energy while setting the right light level to improve mood and ambiance. Screw-in compact fluorescent lamps (CFLs) and screw-in light emitting diode bulbs (LEDs) are a great energy-saving alternative to incandescent or halogen light sources; however, dimming them may be difficult. Lutrons new CL Dimmers for dimmable CFL and LED bulbs have HED Technology which helps alleviate your CFL and LED dimming challenges. Compared to standard dimmers, Lutrons new CL Dimmers keep the lights on as they are dimmed, make sure the lights turn on at all light levels, eliminate or reduce excessive flicker and keep the lights on even with line voltage fluctuations. Lutron CL dimmers are available in Maestro®, Diva®, Skylark Contour, Luméa®, Ariadni®/Toggler® and Credenza® product families. Click here to see all Lutron CL Dimmer Light Switches and Wall Plates. Satco 6 Watt Dimmable Frosted LED G25 Globe 120V 450 Lumens 2700K | 2700 | 81 | 450 | 75 | 25000 | 6 | 1 | 7.95 | 7.95 | 9.3416 | 2020Q2 | https://www.greenelectricalsupply.com/satco-s9200-dimmable-led-g25-globe-replacement-light-bulbs-2700k.aspx | Green Electrical Supply | 2020 | Yes
LED Lighting | Decorative | Manufacturer: Satco | True | Daylighting/Photocell, | Globe | G25 | E26 (Medium) | Damp Location Rated Home > Energy Star Qualified Products > 6 Watt Dimmable Frosted LED G25 Globe Light Bulb 470 Lumens 3000K ** Non-CEC Compliant - NOT Lawful for Sale in California ** Product Specifications - Quick Reference Input Voltage: Dimmable: 120 Volt AC Yes - Dimmable Dimensions: Bulb Shape: 3.13" W x 4.25" MOL G25 Globe LED Color: 3000 Kelvin Life Time: 25,000 Hours Power Consumption: Luminous Efficacy: 6 Watts 78 lm/W CRI / Luminous Flux: Certifications: 80 CRI / 470 Lumens ENERGY STAR, UL "When Brilliant Design Meets Innovative Technology, Anything is Possible" SATCO, along with Wooree Lighting, their strategic South Korean manufacturing partner of more than 35 years, have created the KolourOne brand of LED products. Both companies bring nearly fifty years of lighting expertise to the new frontier of LED lighting technology. KolourOne LED lamps are designed and produced in a vertical manufacturing environment. All of the product's vital components, such as the LED chips, driver, Optics and Heat Sink are designed and manufactured in house. KolourOne's tight quality control systems guarantee the products reliability and Performance Consistency. Understanding the need for enhanced performance, superior appearance and continuous reliability, the KolourOne product line was conceived to offer a new option in LED replacement lamps. The KolourOne product line closely resembles traditional lamp size, function and visual appearance, making the KolourOne lamps the brand of choice. KolourOne doesn't follow trends, it leads them. Offering you true innovation in LED lighting, the outer shell and trim are available in a standard, gray finish or with a clean, white finish. This LED light bulb comes with the outer shell painted in a clean, white finish. The KolourOne S9201 can be used with most standard type dimmer controls and generates a 3000 Kelvin (K) warm white color. This LED light operates on your existing 120V circuit and consumes just 6 watts. These G25 globe shaped retrofit lights, a direct replacement for your 40 watt incandescent bulbs, generate 470 lumens (or 78 Lumens Per Watt) and has a CRI of 80. As an environmentally friendly product, the LED G25 lamps contain no harmful toxins and emit no IR or UV rediation. These Satco incandescent replacement bulbs are rated for 25,000 hours. These 120 volt LED light bulbs fit fixtures with an E26 medium base. The bulb's dimensions are 3.13 inches wide by 4.25 inches MOL. These LED lights are compatible with some timers and photo controls. These LED bulbs are ENERGY STAR Qualified, UL Listed, rated for Damp locations and carry a 3 Year Warranty. Dimming saves energy while setting the right light level to improve mood and ambiance. Screw-in compact fluorescent lamps (CFLs) and screw-in light emitting diode bulbs (LEDs) are a great energy-saving alternative to incandescent or halogen light sources; however, dimming them may be difficult. Lutrons new CL Dimmers for dimmable CFL and LED bulbs have HED Technology which helps alleviate your CFL and LED dimming challenges. Compared to standard dimmers, Lutrons new CL Dimmers keep the lights on as they are dimmed, make sure the lights turn on at all light levels, eliminate or reduce excessive flicker and keep the lights on even with line voltage fluctuations. Lutron CL dimmers are available in Maestro®, Diva®, Skylark Contour, Luméa®, Ariadni®/Toggler® and Credenza® product families. Click here to see all Lutron CL Dimmer Light Switches and Wall Plates. Satco 6 Watt Dimmable Frosted LED G25 Globe Light Bulb 470 Lumens 3000K | 3000 | 83 | 565 | 94.1667 | 25000 | 6 | 1 | 7.95 | 7.95 | 9.3416 | 2020Q2 | https://www.greenelectricalsupply.com/satco-s9201-dimmable-led-g25-globe-replacement-light-bulbs-3000k.aspx | Green Electrical Supply | 2020 | Yes
LED Lighting | Reflector | Manufacturer: Satco | True |  | Reflector (Flood/Spot) | PAR20 | E26 (Medium) | Wet Location Rated,Recessed Fixtures Home > Energy Star Qualified Products > 7 Watt 500 Lumen 25 Degree Beam Dimmable LED PAR20 Spot Flood Light Bulb 2700K ** Non-CEC Compliant - NOT Lawful for Sale in California ** Product Specifications - Quick Reference Lamp Wattage: Working Voltage: 7 Watts 120 Volt Dimensions: Beam Angle: 2.5" Diam x 3 1/16" (MOL) 25 Degree Spot Lumen Output: 500 Lumens Rated Life: 25,000 Hours Light Color: 2700K CCT Rated: IP65 Outdoor Wet Location Familiar appearance. High Efficiency. Direct replacements. Satco High Performance LED ( Light Emitting Diode ) PAR20 lamps are a perfect retrofit bulb for your high use areas in both residential and commercial applications where you are currently using 45-50 watt halogen PAR20 lamps. LED light bulbs produce very little heat, reach full brightness instantly and last 25,000 hours. This Satco S9400 2700 Kelvin (K) warm white LED light operates on your existing 120V circuit and consumes just 7 watts. These PAR20 LED retrofit lights generate 500 lumens (or 71 Lumens Per Watt). These LED PAR20 bulbs have a 25 Degree Spot beam spread. Instant on at full brightness and mercury free - environmentally positive - generates no IR or UV - protects valuable objects - these Satco PAR20 LED bulbs are rated for 25,000 hours. These 120 volt LED light bulbs fit most fixtures with an E26 medium base. The bulb's dimensions are 2.5" diameter by 3 1/16" long MOL. This bulb is NOT for use in totally enclosed fixtures. These LED lights are compatible with many timers and dimmable using Lutron CL LED and CFL wall box dimmers. Dimming saves energy while setting the right light level to improve mood and ambiance. Screw-in compact fluorescent lamps (CFLs) and screw-in light emitting diode bulbs (LEDs) are a great energy-saving alternative to incandescent or halogen light sources; however, dimming them may be difficult. Lutrons new CL Dimmers for dimmable CFL and LED bulbs have HED Technology which helps alleviate your CFL and LED dimming challenges. Compared to standard dimmers, Lutrons new CL Dimmers keep the lights on as they are dimmed, make sure the lights turn on at all light levels, eliminate or reduce excessive flicker and keep the lights on even with line voltage fluctuations. Lutron CL dimmers are available in Maestro®, Diva®, Skylark Contour, Luméa®, Ariadni®/Toggler® and Credenza® product families. Click here to see all Lutron CL Dimmer Light Switches and Wall Plates. Typical Applications Typical applications for these PAR20 LEDs include exterior security and soffit light fixtures in residential, office, retail, restaurant, school, hospital and hotel/motel locations. Satco 7 Watt 500 Lumen 25 Degree Beam Dimmable LED PAR20 Spot Flood Light Bulb 2700K | 2700 | 82 | 525 | 75 | 25000 | 7 | 1 | 6.95 | 6.95 | 8.1665 | 2020Q2 | https://www.greenelectricalsupply.com/satco-s9400-7-watt-dimming-led-par20-spot-2700k.aspx | Green Electrical Supply | 2020 | Yes
LED Lighting | Reflector | Manufacturer: Satco | True |  | Reflector (Flood/Spot) | PAR20 | E26 (Medium) | Wet Location Rated,Recessed Fixtures Home > Energy Star Qualified Products > 7 Watt 500 Lumen 25 Degree Beam Dimmable LED PAR20 Spot Flood Light Bulb 3000K ** Non-CEC Compliant - NOT Lawful for Sale in California ** Product Specifications - Quick Reference Lamp Wattage: Working Voltage: 7 Watts 120 Volt Dimensions: Beam Angle: 2.5" Diam x 3 1/16" (MOL) 25 Degree Spot Lumen Output: 500 Lumens Rated Life: 25,000 Hours Light Color: 3000K CCT Rated: IP65 Outdoor Wet Location Familiar appearance. High Efficiency. Direct replacements. Satco High Performance LED ( Light Emitting Diode ) PAR20 lamps are a perfect retrofit bulb for your high use areas in both residential and commercial applications where you are currently using 45-50 watt halogen PAR20 lamps. LED light bulbs produce very little heat, reach full brightness instantly and last 25,000 hours. This Satco S9401 3000 Kelvin (K) warm white LED light operates on your existing 120V circuit and consumes just 7 watts. These PAR20 LED retrofit lights generate 500 lumens (or 71 Lumens Per Watt). These LED PAR20 bulbs have a 25 Degree Spot beam spread. Instant on at full brightness and mercury free - environmentally positive - generates no IR or UV - protects valuable objects - these Satco PAR20 LED bulbs are rated for 25,000 hours. These 120 volt LED light bulbs fit most fixtures with an E26 medium base. The bulb's dimensions are 2.5" diameter by 3 1/16" long MOL. This bulb is NOT for use in totally enclosed fixtures. These LED lights are compatible with many timers and dimmable using Lutron CL LED and CFL wall box dimmers. Dimming saves energy while setting the right light level to improve mood and ambiance. Screw-in compact fluorescent lamps (CFLs) and screw-in light emitting diode bulbs (LEDs) are a great energy-saving alternative to incandescent or halogen light sources; however, dimming them may be difficult. Lutrons new CL Dimmers for dimmable CFL and LED bulbs have HED Technology which helps alleviate your CFL and LED dimming challenges. Compared to standard dimmers, Lutrons new CL Dimmers keep the lights on as they are dimmed, make sure the lights turn on at all light levels, eliminate or reduce excessive flicker and keep the lights on even with line voltage fluctuations. Lutron CL dimmers are available in Maestro®, Diva®, Skylark Contour, Luméa®, Ariadni®/Toggler® and Credenza® product families. Click here to see all Lutron CL Dimmer Light Switches and Wall Plates. Typical Applications Typical applications for these PAR20 LEDs include exterior security and soffit light fixtures in residential, office, retail, restaurant, school, hospital and hotel/motel locations. Satco 7 Watt 500 Lumen 25 Degree Beam Dimmable LED PAR20 Spot Flood Light Bulb 3000K | 3000 | 81 | 525 | 75 | 25000 | 7 | 1 | 6.95 | 6.95 | 8.1665 | 2020Q2 | https://www.greenelectricalsupply.com/satco-s9401-7-watt-dimming-led-par20-spot-3000k.aspx | Green Electrical Supply | 2020 | Yes
LED Lighting | Reflector | Manufacturer: Satco | True |  | Reflector (Flood/Spot) | PAR20 | E26 (Medium) | Wet Location Rated,Recessed Fixtures Home > Energy Star Qualified Products > 7 Watt 500 Lumen 25 Degree Beam Dimmable LED PAR20 Spot Flood Light Bulb 3500K ** Non-CEC Compliant - NOT Lawful for Sale in California ** Product Specifications - Quick Reference Lamp Wattage: Working Voltage: 7 Watts 120 Volt Dimensions: Beam Angle: 2.5" Diam x 3 1/16" (MOL) 25 Degree Spot Lumen Output: 500 Lumens Rated Life: 25,000 Hours Light Color: 3500K CCT Rated: IP65 Outdoor Wet Location Familiar appearance. High Efficiency. Direct replacements. Satco High Performance LED ( Light Emitting Diode ) PAR20 lamps are a perfect retrofit bulb for your high use areas in both residential and commercial applications where you are currently using 45-50 watt halogen PAR20 lamps. LED light bulbs produce very little heat, reach full brightness instantly and last 25,000 hours. This Satco S9402 3500 Kelvin (K) bright white LED light operates on your existing 120V circuit and consumes just 7 watts. These PAR20 LED retrofit lights generate 500 lumens (or 71 Lumens Per Watt). These LED PAR20 bulbs have a 25 Degree Spot beam spread. Instant on at full brightness and mercury free - environmentally positive - generates no IR or UV - protects valuable objects - these Satco PAR20 LED bulbs are rated for 25,000 hours. These 120 volt LED light bulbs fit most fixtures with an E26 medium base. The bulb's dimensions are 2.5" diameter by 3 1/16" long MOL. This bulb is NOT for use in totally enclosed fixtures. These LED lights are compatible with many timers and dimmable using Lutron CL LED and CFL wall box dimmers. Dimming saves energy while setting the right light level to improve mood and ambiance. Screw-in compact fluorescent lamps (CFLs) and screw-in light emitting diode bulbs (LEDs) are a great energy-saving alternative to incandescent or halogen light sources; however, dimming them may be difficult. Lutrons new CL Dimmers for dimmable CFL and LED bulbs have HED Technology which helps alleviate your CFL and LED dimming challenges. Compared to standard dimmers, Lutrons new CL Dimmers keep the lights on as they are dimmed, make sure the lights turn on at all light levels, eliminate or reduce excessive flicker and keep the lights on even with line voltage fluctuations. Lutron CL dimmers are available in Maestro®, Diva®, Skylark Contour, Luméa®, Ariadni®/Toggler® and Credenza® product families. Click here to see all Lutron CL Dimmer Light Switches and Wall Plates. Typical Applications Typical applications for these PAR20 LEDs include exterior security and soffit light fixtures in residential, office, retail, restaurant, school, hospital and hotel/motel locations. Satco 7 Watt 500 Lumen 25 Degree Beam Dimmable LED PAR20 Spot Flood Light Bulb 3500K | 3500 | 82 | 525 | 75 | 25000 | 7 | 1 | 6.95 | 6.95 | 8.1665 | 2020Q2 | https://www.greenelectricalsupply.com/satco-s9402-7-watt-dimming-led-par20-spot-3500k.aspx | Green Electrical Supply | 2020 | Yes
LED Lighting | Reflector | Manufacturer: Satco | True |  | Reflector (Flood/Spot) | PAR20 | E26 (Medium) | Wet Location Rated,Recessed Fixtures Home > Energy Star Qualified Products > 7 Watt 550 Lumen 25 Degree Beam Dimmable LED PAR20 Spot Flood Light Bulb 4000K ** Non-CEC Compliant - NOT Lawful for Sale in California ** Product Specifications - Quick Reference Lamp Wattage: Working Voltage: 7 Watts 120 Volt Dimensions: Beam Angle: 2.5" Diam x 3 1/16" (MOL) 25 Degree Spot Lumen Output: 550 Lumens Rated Life: 25,000 Hours Light Color: 4000K CCT Rated: IP65 Outdoor Wet Location Familiar appearance. High Efficiency. Direct replacements. Satco High Performance LED ( Light Emitting Diode ) PAR20 lamps are a perfect retrofit bulb for your high use areas in both residential and commercial applications where you are currently using 45-50 watt halogen PAR20 lamps. LED light bulbs produce very little heat, reach full brightness instantly and last 25,000 hours. This Satco S9403 4000 Kelvin (K) cool white LED light operates on your existing 120V circuit and consumes just 7 watts. These PAR20 LED retrofit lights generate 550 lumens (or 71 Lumens Per Watt). These LED PAR20 bulbs have a 25 Degree Spot beam spread. Instant on at full brightness and mercury free - environmentally positive - generates no IR or UV - protects valuable objects - these Satco PAR20 LED bulbs are rated for 25,000 hours. These 120 volt LED light bulbs fit most fixtures with an E26 medium base. The bulb's dimensions are 2.5" diameter by 3 1/16" long MOL. This bulb is NOT for use in totally enclosed fixtures. These LED lights are compatible with many timers and dimmable using Lutron CL LED and CFL wall box dimmers. Dimming saves energy while setting the right light level to improve mood and ambiance. Screw-in compact fluorescent lamps (CFLs) and screw-in light emitting diode bulbs (LEDs) are a great energy-saving alternative to incandescent or halogen light sources; however, dimming them may be difficult. Lutrons new CL Dimmers for dimmable CFL and LED bulbs have HED Technology which helps alleviate your CFL and LED dimming challenges. Compared to standard dimmers, Lutrons new CL Dimmers keep the lights on as they are dimmed, make sure the lights turn on at all light levels, eliminate or reduce excessive flicker and keep the lights on even with line voltage fluctuations. Lutron CL dimmers are available in Maestro®, Diva®, Skylark Contour, Luméa®, Ariadni®/Toggler® and Credenza® product families. Click here to see all Lutron CL Dimmer Light Switches and Wall Plates. Typical Applications Typical applications for these PAR20 LEDs include exterior security and soffit light fixtures in residential, office, retail, restaurant, school, hospital and hotel/motel locations. Satco 7 Watt 550 Lumen 25 Degree Beam Dimmable LED PAR20 Spot Flood Light Bulb 4000K | 4000 | 82 | 525 | 75 | 25000 | 7 | 1 | 6.95 | 6.95 | 8.1665 | 2020Q2 | https://www.greenelectricalsupply.com/satco-s9403-7-watt-dimming-led-par20-spot-4000k.aspx | Green Electrical Supply | 2020 | Yes
LED Lighting | Reflector | Manufacturer: Satco | True | Daylighting/Photocell, | Reflector (Flood/Spot) | PAR20 | E26 (Medium) | Wet Location Rated,Recessed Fixtures Home > Energy Star Qualified Products > 7 Watt 550 Lumen 25 Degree Beam Dimmable LED PAR20 Spot Flood Light Bulb 5000K ** Non-CEC Compliant - NOT Lawful for Sale in California ** Product Specifications - Quick Reference Lamp Wattage: Working Voltage: 7 Watts 120 Volt Dimensions: Beam Angle: 2.5" Diam x 3 1/16" (MOL) 25 Degree Spot Lumen Output: 550 Lumens Rated Life: 25,000 Hours Light Color: 5000K CCT Rated: IP65 Outdoor Wet Location Familiar appearance. High Efficiency. Direct replacements. Satco High Performance LED ( Light Emitting Diode ) PAR20 lamps are a perfect retrofit bulb for your high use areas in both residential and commercial applications where you are currently using 45-50 watt halogen PAR20 lamps. LED light bulbs produce very little heat, reach full brightness instantly and last 25,000 hours. This Satco S9404 5000 Kelvin (K) daylight white LED light operates on your existing 120V circuit and consumes just 7 watts. These PAR20 LED retrofit lights generate 550 lumens (or 71 Lumens Per Watt). These LED PAR20 bulbs have a 25 Degree Spot beam spread. Instant on at full brightness and mercury free - environmentally positive - generates no IR or UV - protects valuable objects - these Satco PAR20 LED bulbs are rated for 25,000 hours. These 120 volt LED light bulbs fit most fixtures with an E26 medium base. The bulb's dimensions are 2.5" diameter by 3 1/16" long MOL. This bulb is NOT for use in totally enclosed fixtures. These LED lights are compatible with many timers and dimmable using Lutron CL LED and CFL wall box dimmers. Dimming saves energy while setting the right light level to improve mood and ambiance. Screw-in compact fluorescent lamps (CFLs) and screw-in light emitting diode bulbs (LEDs) are a great energy-saving alternative to incandescent or halogen light sources; however, dimming them may be difficult. Lutrons new CL Dimmers for dimmable CFL and LED bulbs have HED Technology which helps alleviate your CFL and LED dimming challenges. Compared to standard dimmers, Lutrons new CL Dimmers keep the lights on as they are dimmed, make sure the lights turn on at all light levels, eliminate or reduce excessive flicker and keep the lights on even with line voltage fluctuations. Lutron CL dimmers are available in Maestro®, Diva®, Skylark Contour, Luméa®, Ariadni®/Toggler® and Credenza® product families. Click here to see all Lutron CL Dimmer Light Switches and Wall Plates. Typical Applications Typical applications for these PAR20 LEDs include exterior security and soffit light fixtures in residential, office, retail, restaurant, school, hospital and hotel/motel locations. Satco 7 Watt 550 Lumen 25 Degree Beam Dimmable LED PAR20 Spot Flood Light Bulb 5000K | 5000 | 84 | 525 | 75 | 25000 | 7 | 1 | 6.95 | 6.95 | 8.1665 | 2020Q2 | https://www.greenelectricalsupply.com/satco-s9404-7-watt-dimming-led-par20-spot-5000k.aspx | Green Electrical Supply | 2020 | Yes
LED Lighting | Reflector | Manufacturer: Satco | True |  | Reflector (Flood/Spot) | PAR20 | E26 (Medium) | Wet Location Rated,Recessed Fixtures Home > LED Light Bulbs > LED PAR Bulbs > LED PAR20 > Flood (40 Degree) > 2700K Warm White > 7 Watt 500 Lumen 40 Degree Beam Dimmable LED PAR20 Flood Light Bulb 2700K ** Non-CEC Compliant - NOT Lawful for Sale in California ** Product Specifications - Quick Reference Lamp Wattage: Working Voltage: 7 Watts 120 Volt Dimensions: Beam Angle: 2.5" Diam x 3 1/16" (MOL) 40 Degree Lumen Output: 500 Lumens Rated Life: 25,000 Hours Light Color: 2700K CCT Rated: IP65 Outdoor Wet Location Familiar appearance. High Efficiency. Direct replacements. Satco High Performance LED ( Light Emitting Diode ) PAR20 lamps are a perfect retrofit bulb for your high use areas in both residential and commercial applications where you are currently using 45-50 watt halogen PAR20 lamps. LED light bulbs produce very little heat, reach full brightness instantly and last 25,000 hours. This Satco S9405 2700 Kelvin (K) warm white LED light operates on your existing 120V circuit and consumes just 7 watts. These PAR20 LED retrofit lights generate 500 lumens (or 71 Lumens Per Watt). These LED PAR20 bulbs have a 40 Degree Flood beam spread. Instant on at full brightness and mercury free - environmentally positive - generates no IR or UV - protects valuable objects - these Satco PAR20 LED bulbs are rated for 25,000 hours. These 120 volt LED light bulbs fit most fixtures with an E26 medium base. The bulb's dimensions are 2.5" diameter by 3 1/16" long MOL. This bulb is NOT for use in totally enclosed fixtures. These LED lights are compatible with many timers and dimmable using Lutron CL LED and CFL wall box dimmers. Dimming saves energy while setting the right light level to improve mood and ambiance. Screw-in compact fluorescent lamps (CFLs) and screw-in light emitting diode bulbs (LEDs) are a great energy-saving alternative to incandescent or halogen light sources; however, dimming them may be difficult. Lutrons new CL Dimmers for dimmable CFL and LED bulbs have HED Technology which helps alleviate your CFL and LED dimming challenges. Compared to standard dimmers, Lutrons new CL Dimmers keep the lights on as they are dimmed, make sure the lights turn on at all light levels, eliminate or reduce excessive flicker and keep the lights on even with line voltage fluctuations. Lutron CL dimmers are available in Maestro®, Diva®, Skylark Contour, Luméa®, Ariadni®/Toggler® and Credenza® product families. Click here to see all Lutron CL Dimmer Light Switches and Wall Plates. Typical Applications Typical applications for these PAR20 LEDs include exterior security and soffit light fixtures in residential, office, retail, restaurant, school, hospital and hotel/motel locations. Satco 7 Watt 500 Lumen 40 Degree Beam Dimmable LED PAR20 Flood Light Bulb 2700K | 2700 | 82 | 525 | 75 | 25000 | 7 | 1 | 6.95 | 6.95 | 8.1665 | 2020Q2 | https://www.greenelectricalsupply.com/satco-s9405-7-watt-dimming-led-par20-flood-2700k.aspx | Green Electrical Supply | 2020 | Yes
LED Lighting | Reflector | Manufacturer: Satco | True |  | Reflector (Flood/Spot) | PAR20 | E26 (Medium) | Wet Location Rated,Recessed Fixtures Home > Energy Star Qualified Products > 7 Watt 500 Lumen 40 Degree Beam Dimmable LED PAR20 Flood Light Bulb 3000K ** Non-CEC Compliant - NOT Lawful for Sale in California ** Product Specifications - Quick Reference Lamp Wattage: Working Voltage: 7 Watts 120 Volt Dimensions: Beam Angle: 2.5" Diam x 3 1/16" (MOL) 40 Degree Lumen Output: 500 Lumens Rated Life: 25,000 Hours Light Color: 3000K CCT Rated: IP65 Outdoor Wet Location Familiar appearance. High Efficiency. Direct replacements. Satco High Performance LED ( Light Emitting Diode ) PAR20 lamps are a perfect retrofit bulb for your high use areas in both residential and commercial applications where you are currently using 45-50 watt halogen PAR20 lamps. LED light bulbs produce very little heat, reach full brightness instantly and last 25,000 hours. This Satco S9406 3000 Kelvin (K) warm white LED light operates on your existing 120V circuit and consumes just 7 watts. These PAR20 LED retrofit lights generate 500 lumens (or 71 Lumens Per Watt). These LED PAR20 bulbs have a 40 Degree Flood beam spread. Instant on at full brightness and mercury free - environmentally positive - generates no IR or UV - protects valuable objects - these Satco PAR20 LED bulbs are rated for 25,000 hours. These 120 volt LED light bulbs fit most fixtures with an E26 medium base. The bulb's dimensions are 2.5" diameter by 3 1/16" long MOL. This bulb is NOT for use in totally enclosed fixtures. These LED lights are compatible with many timers and dimmable using Lutron CL LED and CFL wall box dimmers. Dimming saves energy while setting the right light level to improve mood and ambiance. Screw-in compact fluorescent lamps (CFLs) and screw-in light emitting diode bulbs (LEDs) are a great energy-saving alternative to incandescent or halogen light sources; however, dimming them may be difficult. Lutrons new CL Dimmers for dimmable CFL and LED bulbs have HED Technology which helps alleviate your CFL and LED dimming challenges. Compared to standard dimmers, Lutrons new CL Dimmers keep the lights on as they are dimmed, make sure the lights turn on at all light levels, eliminate or reduce excessive flicker and keep the lights on even with line voltage fluctuations. Lutron CL dimmers are available in Maestro®, Diva®, Skylark Contour, Luméa®, Ariadni®/Toggler® and Credenza® product families. Click here to see all Lutron CL Dimmer Light Switches and Wall Plates. Typical Applications Typical applications for these PAR20 LEDs include exterior security and soffit light fixtures in residential, office, retail, restaurant, school, hospital and hotel/motel locations. Satco 7 Watt 500 Lumen 40 Degree Beam Dimmable LED PAR20 Flood Light Bulb 3000K | 3000 | 81 | 525 | 75 | 25000 | 7 | 1 | 6.95 | 6.95 | 8.1665 | 2020Q2 | https://www.greenelectricalsupply.com/satco-s9406-7-watt-dimming-led-par20-flood-3000k.aspx | Green Electrical Supply | 2020 | Yes
LED Lighting | Reflector | Manufacturer: Satco | True |  | Reflector (Flood/Spot) | PAR20 | E26 (Medium) | Wet Location Rated,Recessed Fixtures Home > Energy Star Qualified Products > 7 Watt 500 Lumen 40 Degree Beam Dimmable LED PAR20 Flood Light Bulb 3500K ** Non-CEC Compliant - NOT Lawful for Sale in California ** Product Specifications - Quick Reference Lamp Wattage: Working Voltage: 7 Watts 120 Volt Dimensions: Beam Angle: 2.5" Diam x 3 1/16" (MOL) 40 Degree Lumen Output: 500 Lumens Rated Life: 25,000 Hours Light Color: 3500K CCT Rated: IP65 Outdoor Wet Location Familiar appearance. High Efficiency. Direct replacements. Satco High Performance LED ( Light Emitting Diode ) PAR20 lamps are a perfect retrofit bulb for your high use areas in both residential and commercial applications where you are currently using 45-50 watt halogen PAR20 lamps. LED light bulbs produce very little heat, reach full brightness instantly and last 25,000 hours. This Satco S9407 3500 Kelvin (K) bright white LED light operates on your existing 120V circuit and consumes just 7 watts. These PAR20 LED retrofit lights generate 500 lumens (or 71 Lumens Per Watt). These LED PAR20 bulbs have a 40 Degree Flood beam spread. Instant on at full brightness and mercury free - environmentally positive - generates no IR or UV - protects valuable objects - these Satco PAR20 LED bulbs are rated for 25,000 hours. These 120 volt LED light bulbs fit most fixtures with an E26 medium base. The bulb's dimensions are 2.5" diameter by 3 1/16" long MOL. This bulb is NOT for use in totally enclosed fixtures. These LED lights are compatible with many timers and dimmable using Lutron CL LED and CFL wall box dimmers. Dimming saves energy while setting the right light level to improve mood and ambiance. Screw-in compact fluorescent lamps (CFLs) and screw-in light emitting diode bulbs (LEDs) are a great energy-saving alternative to incandescent or halogen light sources; however, dimming them may be difficult. Lutrons new CL Dimmers for dimmable CFL and LED bulbs have HED Technology which helps alleviate your CFL and LED dimming challenges. Compared to standard dimmers, Lutrons new CL Dimmers keep the lights on as they are dimmed, make sure the lights turn on at all light levels, eliminate or reduce excessive flicker and keep the lights on even with line voltage fluctuations. Lutron CL dimmers are available in Maestro®, Diva®, Skylark Contour, Luméa®, Ariadni®/Toggler® and Credenza® product families. Click here to see all Lutron CL Dimmer Light Switches and Wall Plates. Typical Applications Typical applications for these PAR20 LEDs include exterior security and soffit light fixtures in residential, office, retail, restaurant, school, hospital and hotel/motel locations. Satco 7 Watt 500 Lumen 40 Degree Beam Dimmable LED PAR20 Flood Light Bulb 3500K | 3500 | 82 | 525 | 75 | 25000 | 7 | 1 | 6.95 | 6.95 | 8.1665 | 2020Q2 | https://www.greenelectricalsupply.com/satco-s9407-7-watt-dimming-led-par20-flood-3500k.aspx | Green Electrical Supply | 2020 | Yes
LED Lighting | Reflector | Manufacturer: Satco | True |  | Reflector (Flood/Spot) | PAR20 | E26 (Medium) | Wet Location Rated,Recessed Fixtures Home > Energy Star Qualified Products > 7 Watt 550 Lumen 40 Degree Beam Dimmable LED PAR20 Flood Light Bulb 4000K ** Non-CEC Compliant - NOT Lawful for Sale in California ** Product Specifications - Quick Reference Lamp Wattage: Working Voltage: 7 Watts 120 Volt Dimensions: Beam Angle: 2.5" Diam x 3 1/16" (MOL) 40 Degree; Lumen Output: 550 Lumens Rated Life: 25,000 Hours Light Color: 4000K CCT Rated: IP65 Outdoor Wet Location Familiar appearance. High Efficiency. Direct replacements. Satco High Performance LED ( Light Emitting Diode ) PAR20 lamps are a perfect retrofit bulb for your high use areas in both residential and commercial applications where you are currently using 45-50 watt halogen PAR20 lamps. LED light bulbs produce very little heat, reach full brightness instantly and last 25,000 hours. This Satco S9408 4000 Kelvin (K) cool white LED light operates on your existing 120V circuit and consumes just 7 watts. These PAR20 LED retrofit lights generate 550 lumens (or 71 Lumens Per Watt). These LED PAR20 bulbs have a 40 Degree Flood beam spread. Instant on at full brightness and mercury free - environmentally positive - generates no IR or UV - protects valuable objects - these Satco PAR20 LED bulbs are rated for 25,000 hours. These 120 volt LED light bulbs fit most fixtures with an E26 medium base. The bulb's dimensions are 2.5" diameter by 3 1/16" long MOL. This bulb is NOT for use in totally enclosed fixtures. These LED lights are compatible with many timers and dimmable using Lutron CL LED and CFL wall box dimmers. Dimming saves energy while setting the right light level to improve mood and ambiance. Screw-in compact fluorescent lamps (CFLs) and screw-in light emitting diode bulbs (LEDs) are a great energy-saving alternative to incandescent or halogen light sources; however, dimming them may be difficult. Lutrons new CL Dimmers for dimmable CFL and LED bulbs have HED Technology which helps alleviate your CFL and LED dimming challenges. Compared to standard dimmers, Lutrons new CL Dimmers keep the lights on as they are dimmed, make sure the lights turn on at all light levels, eliminate or reduce excessive flicker and keep the lights on even with line voltage fluctuations. Lutron CL dimmers are available in Maestro®, Diva®, Skylark Contour, Luméa®, Ariadni®/Toggler® and Credenza® product families. Click here to see all Lutron CL Dimmer Light Switches and Wall Plates. Typical Applications Typical applications for these PAR20 LEDs include exterior security and soffit light fixtures in residential, office, retail, restaurant, school, hospital and hotel/motel locations. Satco 7 Watt 550 Lumen 40 Degree Beam Dimmable LED PAR20 Flood Light Bulb 4000K | 4000 | 82 | 525 | 75 | 25000 | 7 | 1 | 6.95 | 6.95 | 8.1665 | 2020Q2 | https://www.greenelectricalsupply.com/satco-s9408-7-watt-dimming-led-par20-flood-4000K.aspx | Green Electrical Supply | 2020 | Yes
LED Lighting | Reflector | Manufacturer: Satco | True | Daylighting/Photocell, | Reflector (Flood/Spot) | PAR20 | E26 (Medium) | Wet Location Rated,Recessed Fixtures Home > Energy Star Qualified Products > 7 Watt 550 Lumen 40 Degree Beam Dimmable LED PAR20 Flood Light Bulb 5000K ** Non-CEC Compliant - NOT Lawful for Sale in California ** Product Specifications - Quick Reference Lamp Wattage: Working Voltage: 7 Watts 120 Volt Dimensions: Beam Angle: 2.5" Diam x 3 1/16" (MOL) 40 Degree Lumen Output: 550 Lumens Rated Life: 25,000 Hours Light Color: 5000K CCT Rated: IP65 Outdoor Wet Location Familiar appearance. High Efficiency. Direct replacements. Satco High Performance LED ( Light Emitting Diode ) PAR20 lamps are a perfect retrofit bulb for your high use areas in both residential and commercial applications where you are currently using 45-50 watt halogen PAR20 lamps. LED light bulbs produce very little heat, reach full brightness instantly and last 25,000 hours. This Satco S9409 5000 Kelvin (K) daylight white LED light operates on your existing 120V circuit and consumes just 7 watts. These PAR20 LED retrofit lights generate 550 lumens (or 71 Lumens Per Watt). These LED PAR20 bulbs have a 40 Degree Flood beam spread. Instant on at full brightness and mercury free - environmentally positive - generates no IR or UV - protects valuable objects - these Satco PAR20 LED bulbs are rated for 25,000 hours. These 120 volt LED light bulbs fit most fixtures with an E26 medium base. The bulb's dimensions are 2.5" diameter by 3 1/16" long MOL. This bulb is NOT for use in totally enclosed fixtures. These LED lights are compatible with many timers and dimmable using Lutron CL LED and CFL wall box dimmers. Dimming saves energy while setting the right light level to improve mood and ambiance. Screw-in compact fluorescent lamps (CFLs) and screw-in light emitting diode bulbs (LEDs) are a great energy-saving alternative to incandescent or halogen light sources; however, dimming them may be difficult. Lutrons new CL Dimmers for dimmable CFL and LED bulbs have HED Technology which helps alleviate your CFL and LED dimming challenges. Compared to standard dimmers, Lutrons new CL Dimmers keep the lights on as they are dimmed, make sure the lights turn on at all light levels, eliminate or reduce excessive flicker and keep the lights on even with line voltage fluctuations. Lutron CL dimmers are available in Maestro®, Diva®, Skylark Contour, Luméa®, Ariadni®/Toggler® and Credenza® product families. Click here to see all Lutron CL Dimmer Light Switches and Wall Plates. Typical Applications Typical applications for these PAR20 LEDs include exterior security and soffit light fixtures in residential, office, retail, restaurant, school, hospital and hotel/motel locations. Satco 7 Watt 550 Lumen 40 Degree Beam Dimmable LED PAR20 Flood Light Bulb 5000K | 5000 | 84 | 525 | 75 | 25000 | 7 | 1 | 6.95 | 6.95 | 8.1665 | 2020Q2 | https://www.greenelectricalsupply.com/satco-s9409-7-watt-dimming-led-par20-flood-5000k.aspx | Green Electrical Supply | 2020 | Yes
LED Lighting | Reflector | Manufacturer: Satco | True |  | Reflector (Flood/Spot) | PAR30S | E26 (Medium) | Wet Location Rated,Recessed Fixtures Home > Energy Star Qualified Products > 13 Watt 950 Lumen 25 Degree Beam Short Neck LED PAR30 Spot Flood Light Bulb 2700K ** Non-CEC Compliant - NOT Lawful for Sale in California ** Product Specifications - Quick Reference Lamp Wattage: Working Voltage: 13 Watts 120 Volt Dimensions: Beam Angle: 3.75" Diam x 3 5/8" (MOL) 25 Degree Spot Lumen Output: 950 Lumens Rated Life: 25,000 Hours Light Color: 2700K CCT Rated: IP65 Outdoor Wet Location Familiar appearance. High Efficiency. Direct replacements. Satco High Performance LED ( Light Emitting Diode ) PAR30 lamps are a perfect retrofit bulb for your high use areas in both residential and commercial applications where you are currently using 50 watt halogen PAR30 lamps. LED light bulbs produce very little heat, reach full brightness instantly and last 25,000 hours. This Satco S9410 2700 Kelvin (K) warm white LED light operates on your existing 120V circuit and consumes just 13 watts. These PAR30 LED retrofit lights generate 950 lumens (or 73 Lumens Per Watt). These Shortneck LED PAR30 bulbs have a 25 Degree Spot beam spread. Instant on at full brightness and mercury free - environmentally positive - generates no IR or UV - protects valuable objects - these Satco PAR30 LED bulbs are rated for 25,000 hours. These 120 volt LED light bulbs fit most fixtures with an E26 medium base. The bulb's dimensions are 3.75" diameter by 3 5/8" long MOL. This bulb is NOT for use in totally enclosed fixtures. These LED lights are compatible with many timers and dimmable using Lutron CL LED and CFL wall box dimmers. Dimming saves energy while setting the right light level to improve mood and ambiance. Screw-in compact fluorescent lamps (CFLs) and screw-in light emitting diode bulbs (LEDs) are a great energy-saving alternative to incandescent or halogen light sources; however, dimming them may be difficult. Lutrons new CL Dimmers for dimmable CFL and LED bulbs have HED Technology which helps alleviate your CFL and LED dimming challenges. Compared to standard dimmers, Lutrons new CL Dimmers keep the lights on as they are dimmed, make sure the lights turn on at all light levels, eliminate or reduce excessive flicker and keep the lights on even with line voltage fluctuations. Lutron CL dimmers are available in Maestro®, Diva®, Skylark Contour, Luméa®, Ariadni®/Toggler® and Credenza® product families. Click here to see all Lutron CL Dimmer Light Switches and Wall Plates. Typical Applications Typical applications for these PAR30 LEDs include exterior security and soffit light fixtures in residential, office, retail, restaurant, school, hospital and hotel/motel locations. Satco 13 Watt 950 Lumen 25 Degree Beam Short Neck LED PAR30 Spot Flood Light Bulb 2700K | 2700 | 82 | 1000 | 76.9231 | 25000 | 13 | 1 | 9.95 | 9.95 | 11.6916 | 2020Q2 | https://www.greenelectricalsupply.com/satco-s9410-13-watt-dimming-led-par30-spot-2700k-short-neck.aspx | Green Electrical Supply | 2020 | Yes
LED Lighting | Reflector | Manufacturer: Satco | True |  | Reflector (Flood/Spot) | PAR30S | E26 (Medium) | Wet Location Rated,Recessed Fixtures Home > Energy Star Qualified Products > 13 Watt 950 Lumen 25 Degree Beam Short Neck LED PAR30 Spot Flood Light Bulb 3000K ** Non-CEC Compliant - NOT Lawful for Sale in California ** Product Specifications - Quick Reference Lamp Wattage: Working Voltage: 13 Watts 120 Volt Dimensions: Beam Angle: 3.75" Diam x 3 5/8" (MOL) 25 Degree Spot Lumen Output: 950 Lumens Rated Life: 25,000 Hours Light Color: 3000K CCT Rated: IP65 Outdoor Wet Location Familiar appearance. High Efficiency. Direct replacements. Satco High Performance LED ( Light Emitting Diode ) PAR30 lamps are a perfect retrofit bulb for your high use areas in both residential and commercial applications where you are currently using 50 watt halogen PAR30 lamps. LED light bulbs produce very little heat, reach full brightness instantly and last 25,000 hours. This Satco S9411 3000 Kelvin (K) warm white LED light operates on your existing 120V circuit and consumes just 13 watts. These PAR30 LED retrofit lights generate 950 lumens (or 73 Lumens Per Watt). These Shortneck LED PAR30 bulbs have a 25 Degree Spot beam spread. Instant on at full brightness and mercury free - environmentally positive - generates no IR or UV - protects valuable objects - these Satco PAR30 LED bulbs are rated for 25,000 hours. These 120 volt LED light bulbs fit most fixtures with an E26 medium base. The bulb's dimensions are 3.75" diameter by 3 5/8" long MOL. This bulb is NOT for use in totally enclosed fixtures. These LED lights are compatible with many timers and dimmable using Lutron CL LED and CFL wall box dimmers. Dimming saves energy while setting the right light level to improve mood and ambiance. Screw-in compact fluorescent lamps (CFLs) and screw-in light emitting diode bulbs (LEDs) are a great energy-saving alternative to incandescent or halogen light sources; however, dimming them may be difficult. Lutrons new CL Dimmers for dimmable CFL and LED bulbs have HED Technology which helps alleviate your CFL and LED dimming challenges. Compared to standard dimmers, Lutrons new CL Dimmers keep the lights on as they are dimmed, make sure the lights turn on at all light levels, eliminate or reduce excessive flicker and keep the lights on even with line voltage fluctuations. Lutron CL dimmers are available in Maestro®, Diva®, Skylark Contour, Luméa®, Ariadni®/Toggler® and Credenza® product families. Click here to see all Lutron CL Dimmer Light Switches and Wall Plates. Typical Applications Typical applications for these PAR30 LEDs include exterior security and soffit light fixtures in residential, office, retail, restaurant, school, hospital and hotel/motel locations. Satco 13 Watt 950 Lumen 25 Degree Beam Short Neck LED PAR30 Spot Flood Light Bulb 3000K | 3000 | 83 | 1000 | 76.9231 | 25000 | 13 | 1 | 9.95 | 9.95 | 11.6916 | 2020Q2 | https://www.greenelectricalsupply.com/satco-s9411-13-watt-dimming-led-par30-flood-3000k-short-neck.aspx | Green Electrical Supply | 2020 | Yes
LED Lighting | Reflector | Manufacturer: Satco | True |  | Reflector (Flood/Spot) | PAR30S | E26 (Medium) | Wet Location Rated,Recessed Fixtures Home > Energy Star Qualified Products > 13 Watt 950 Lumen 25 Degree Beam Short Neck LED PAR30 Spot Flood Light Bulb 3500K ** Non-CEC Compliant - NOT Lawful for Sale in California ** Product Specifications - Quick Reference Lamp Wattage: Working Voltage: 13 Watts 120 Volt Dimensions: Beam Angle: 3.75" Diam x 3 5/8" (MOL) 25 Degree Spot Lumen Output: 950 Lumens Rated Life: 25,000 Hours Light Color: 3500K CCT Rated: IP65 Outdoor Wet Location Familiar appearance. High Efficiency. Direct replacements. Satco High Performance LED ( Light Emitting Diode ) PAR30 lamps are a perfect retrofit bulb for your high use areas in both residential and commercial applications where you are currently using 50 watt halogen PAR30 lamps. LED light bulbs produce very little heat, reach full brightness instantly and last 25,000 hours. This Satco S9412 3500 Kelvin (K) bright white LED light operates on your existing 120V circuit and consumes just 13 watts. These PAR30 LED retrofit lights generate 950 lumens (or 73 Lumens Per Watt). These Shortneck LED PAR30 bulbs have a 25 Degree Spot beam spread. Instant on at full brightness and mercury free - environmentally positive - generates no IR or UV - protects valuable objects - these Satco PAR30 LED bulbs are rated for 25,000 hours. These 120 volt LED light bulbs fit most fixtures with an E26 medium base. The bulb's dimensions are 3.75" diameter by 3 5/8" long MOL. This bulb is NOT for use in totally enclosed fixtures. These LED lights are compatible with many timers and dimmable using Lutron CL LED and CFL wall box dimmers. Dimming saves energy while setting the right light level to improve mood and ambiance. Screw-in compact fluorescent lamps (CFLs) and screw-in light emitting diode bulbs (LEDs) are a great energy-saving alternative to incandescent or halogen light sources; however, dimming them may be difficult. Lutrons new CL Dimmers for dimmable CFL and LED bulbs have HED Technology which helps alleviate your CFL and LED dimming challenges. Compared to standard dimmers, Lutrons new CL Dimmers keep the lights on as they are dimmed, make sure the lights turn on at all light levels, eliminate or reduce excessive flicker and keep the lights on even with line voltage fluctuations. Lutron CL dimmers are available in Maestro®, Diva®, Skylark Contour, Luméa®, Ariadni®/Toggler® and Credenza® product families. Click here to see all Lutron CL Dimmer Light Switches and Wall Plates. Typical Applications Typical applications for these PAR30 LEDs include exterior security and soffit light fixtures in residential, office, retail, restaurant, school, hospital and hotel/motel locations. Satco 13 Watt 950 Lumen 25 Degree Beam Short Neck LED PAR30 Spot Flood Light Bulb 3500K | 3500 | 82 | 1000 | 76.9231 | 25000 | 13 | 1 | 9.95 | 9.95 | 11.6916 | 2020Q2 | https://www.greenelectricalsupply.com/satco-s9412-13-watt-dimming-led-par30-flood-3500k-short-neck.aspx | Green Electrical Supply | 2020 | Yes
LED Lighting | Reflector | Manufacturer: Satco | True |  | Reflector (Flood/Spot) | PAR30S | E26 (Medium) | Wet Location Rated,Recessed Fixtures Home > Energy Star Qualified Products > 13 Watt 1000 Lumen 25 Degree Beam Short Neck LED PAR30 Spot Flood Light Bulb 4000K ** Non-CEC Compliant - NOT Lawful for Sale in California ** Product Specifications - Quick Reference Lamp Wattage: Working Voltage: 13 Watts 120 Volt Dimensions: Beam Angle: 3.75" Diam x 3 5/8" (MOL) 25 Degree Spot Lumen Output: 1000 Lumens Rated Life: 25,000 Hours Light Color: 4000K CCT Rated: IP65 Outdoor Wet Location Familiar appearance. High Efficiency. Direct replacements. Satco High Performance LED ( Light Emitting Diode ) PAR30 lamps are a perfect retrofit bulb for your high use areas in both residential and commercial applications where you are currently using 50 watt halogen PAR30 lamps. LED light bulbs produce very little heat, reach full brightness instantly and last 25,000 hours. This Satco S9413 4000 Kelvin (K) cool white LED light operates on your existing 120V circuit and consumes just 13 watts. These PAR30 LED retrofit lights generate 1000 lumens (or 73 Lumens Per Watt). These Shortneck LED PAR30 bulbs have a 25 Degree Spot beam spread. Instant on at full brightness and mercury free - environmentally positive - generates no IR or UV - protects valuable objects - these Satco PAR30 LED bulbs are rated for 25,000 hours. These 120 volt LED light bulbs fit most fixtures with an E26 medium base. The bulb's dimensions are 3.75" diameter by 3 5/8" long MOL. This bulb is NOT for use in totally enclosed fixtures. These LED lights are compatible with many timers and dimmable using Lutron CL LED and CFL wall box dimmers. Dimming saves energy while setting the right light level to improve mood and ambiance. Screw-in compact fluorescent lamps (CFLs) and screw-in light emitting diode bulbs (LEDs) are a great energy-saving alternative to incandescent or halogen light sources; however, dimming them may be difficult. Lutrons new CL Dimmers for dimmable CFL and LED bulbs have HED Technology which helps alleviate your CFL and LED dimming challenges. Compared to standard dimmers, Lutrons new CL Dimmers keep the lights on as they are dimmed, make sure the lights turn on at all light levels, eliminate or reduce excessive flicker and keep the lights on even with line voltage fluctuations. Lutron CL dimmers are available in Maestro®, Diva®, Skylark Contour, Luméa®, Ariadni®/Toggler® and Credenza® product families. Click here to see all Lutron CL Dimmer Light Switches and Wall Plates. Typical Applications Typical applications for these PAR30 LEDs include exterior security and soffit light fixtures in residential, office, retail, restaurant, school, hospital and hotel/motel locations. Satco 13 Watt 1000 Lumen 25 Degree Beam Short Neck LED PAR30 Spot Flood Light Bulb 4000K | 4000 | 83 | 1000 | 76.9231 | 25000 | 13 | 1 | 9.95 | 9.95 | 11.6916 | 2020Q2 | https://www.greenelectricalsupply.com/satco-s9413-13-watt-dimming-led-par30-spot-4000k-short-neck.aspx | Green Electrical Supply | 2020 | Yes
LED Lighting | Reflector | Manufacturer: Satco | True | Daylighting/Photocell, | Reflector (Flood/Spot) | PAR30S | E26 (Medium) | Wet Location Rated,Recessed Fixtures Home > Energy Star Qualified Products > 13 Watt 1000 Lumen 25 Degree Beam Short Neck LED PAR30 Spot Flood Light Bulb 5000K ** Non-CEC Compliant - NOT Lawful for Sale in California ** Product Specifications - Quick Reference Lamp Wattage: Working Voltage: 13 Watts 120 Volt Dimensions: Beam Angle: 3.75" Diam x 3 5/8" (MOL) 25 Degree Spot Lumen Output: 1000 Lumens Rated Life: 25,000 Hours Light Color: 5000K CCT Rated: IP65 Outdoor Wet Location Familiar appearance. High Efficiency. Direct replacements. Satco High Performance LED ( Light Emitting Diode ) PAR30 lamps are a perfect retrofit bulb for your high use areas in both residential and commercial applications where you are currently using 50 watt halogen PAR30 lamps. LED light bulbs produce very little heat, reach full brightness instantly and last 25,000 hours. This Satco S9414 5000 Kelvin (K) daylight white LED light operates on your existing 120V circuit and consumes just 13 watts. These PAR30 LED retrofit lights generate 1000 lumens (or 73 Lumens Per Watt). These Shortneck LED PAR30 bulbs have a 25 Degree Spot beam spread. Instant on at full brightness and mercury free - environmentally positive - generates no IR or UV - protects valuable objects - these Satco PAR30 LED bulbs are rated for 25,000 hours. These 120 volt LED light bulbs fit most fixtures with an E26 medium base. The bulb's dimensions are 3.75" diameter by 3 5/8" long MOL. This bulb is NOT for use in totally enclosed fixtures. These LED lights are compatible with many timers and dimmable using Lutron CL LED and CFL wall box dimmers. Dimming saves energy while setting the right light level to improve mood and ambiance. Screw-in compact fluorescent lamps (CFLs) and screw-in light emitting diode bulbs (LEDs) are a great energy-saving alternative to incandescent or halogen light sources; however, dimming them may be difficult. Lutrons new CL Dimmers for dimmable CFL and LED bulbs have HED Technology which helps alleviate your CFL and LED dimming challenges. Compared to standard dimmers, Lutrons new CL Dimmers keep the lights on as they are dimmed, make sure the lights turn on at all light levels, eliminate or reduce excessive flicker and keep the lights on even with line voltage fluctuations. Lutron CL dimmers are available in Maestro®, Diva®, Skylark Contour, Luméa®, Ariadni®/Toggler® and Credenza® product families. Click here to see all Lutron CL Dimmer Light Switches and Wall Plates. Typical Applications Typical applications for these PAR30 LEDs include exterior security and soffit light fixtures in residential, office, retail, restaurant, school, hospital and hotel/motel locations. Satco 13 Watt 1000 Lumen 25 Degree Beam Short Neck LED PAR30 Spot Flood Light Bulb 5000K | 5000 | 83 | 1000 | 76.9231 | 25000 | 13 | 1 | 9.95 | 9.95 | 11.6916 | 2020Q2 | https://www.greenelectricalsupply.com/satco-s9414-13-watt-dimming-led-par30-spot-5000k-short-neck.aspx | Green Electrical Supply | 2020 | Yes
LED Lighting | Reflector | Manufacturer: Satco | True |  | Reflector (Flood/Spot) | PAR30S | E26 (Medium) | Wet Location Rated,Recessed Fixtures Home > Energy Star Qualified Products > 13 Watt 950 Lumen 40 Degree Beam Short Neck LED PAR30 Flood Light Bulb 2700K ** Non-CEC Compliant - NOT Lawful for Sale in California ** Product Specifications - Quick Reference Lamp Wattage: Working Voltage: 13 Watts 120 Volt Dimensions: Beam Angle: 3.75" Diam x 3 5/8" (MOL) 40 Degree Flood Lumen Output: 950 Lumens Rated Life: 25,000 Hours Light Color: 2700K CCT Rated: IP65 Outdoor Wet Location Familiar appearance. High Efficiency. Direct replacements. Satco High Performance LED ( Light Emitting Diode ) PAR30 lamps are a perfect retrofit bulb for your high use areas in both residential and commercial applications where you are currently using 50 watt halogen PAR30 lamps. LED light bulbs produce very little heat, reach full brightness instantly and last 25,000 hours. This Satco S9415 2700 Kelvin (K) warm white LED light operates on your existing 120V circuit and consumes just 13 watts. These PAR30 LED retrofit lights generate 950 lumens (or 73 Lumens Per Watt). These Shortneck LED PAR30 bulbs have a 40 Degree Flood beam spread. Instant on at full brightness and mercury free - environmentally positive - generates no IR or UV - protects valuable objects - these Satco PAR30 LED bulbs are rated for 25,000 hours. These 120 volt LED light bulbs fit most fixtures with an E26 medium base. The bulb's dimensions are 3.75" diameter by 3 5/8" long MOL. This bulb is NOT for use in totally enclosed fixtures. These LED lights are compatible with many timers and dimmable using Lutron CL LED and CFL wall box dimmers. Dimming saves energy while setting the right light level to improve mood and ambiance. Screw-in compact fluorescent lamps (CFLs) and screw-in light emitting diode bulbs (LEDs) are a great energy-saving alternative to incandescent or halogen light sources; however, dimming them may be difficult. Lutrons new CL Dimmers for dimmable CFL and LED bulbs have HED Technology which helps alleviate your CFL and LED dimming challenges. Compared to standard dimmers, Lutrons new CL Dimmers keep the lights on as they are dimmed, make sure the lights turn on at all light levels, eliminate or reduce excessive flicker and keep the lights on even with line voltage fluctuations. Lutron CL dimmers are available in Maestro®, Diva®, Skylark Contour, Luméa®, Ariadni®/Toggler® and Credenza® product families. Click here to see all Lutron CL Dimmer Light Switches and Wall Plates. Typical Applications Typical applications for these PAR30 LEDs include exterior security and soffit light fixtures in residential, office, retail, restaurant, school, hospital and hotel/motel locations. Satco 13 Watt 950 Lumen 40 Degree Beam Short Neck LED PAR30 Flood Light Bulb 2700K | 2700 | 82 | 1000 | 76.9231 | 25000 | 13 | 1 | 9.95 | 9.95 | 11.6916 | 2020Q2 | https://www.greenelectricalsupply.com/satco-s9415-13-watt-dimming-led-par30-flood-2700k-short-neck.aspx | Green Electrical Supply | 2020 | Yes
LED Lighting | Reflector | Manufacturer: Satco | True |  | Reflector (Flood/Spot) | PAR30S | E26 (Medium) | Wet Location Rated,Recessed Fixtures Home > Energy Star Qualified Products > 13 Watt 950 Lumen 40 Degree Beam Short Neck LED PAR30 Flood Light Bulb 3000K ** Non-CEC Compliant - NOT Lawful for Sale in California ** Product Specifications - Quick Reference Lamp Wattage: Working Voltage: 13 Watts 120 Volt Dimensions: Beam Angle: 3.75" Diam x 3 5/8" (MOL) 40 Degree Flood Lumen Output: 950 Lumens Rated Life: 25,000 Hours Light Color: 3000K CCT Rated: IP65 Outdoor Wet Location Familiar appearance. High Efficiency. Direct replacements. Satco High Performance LED ( Light Emitting Diode ) PAR30 lamps are a perfect retrofit bulb for your high use areas in both residential and commercial applications where you are currently using 50 watt halogen PAR30 lamps. LED light bulbs produce very little heat, reach full brightness instantly and last 25,000 hours. This Satco S9416 3000 Kelvin (K) warm white LED light operates on your existing 120V circuit and consumes just 13 watts. These PAR30 LED retrofit lights generate 950 lumens (or 73 Lumens Per Watt). These Shortneck LED PAR30 bulbs have a 40 Degree Flood beam spread. Instant on at full brightness and mercury free - environmentally positive - generates no IR or UV - protects valuable objects - these Satco PAR30 LED bulbs are rated for 25,000 hours. These 120 volt LED light bulbs fit most fixtures with an E26 medium base. The bulb's dimensions are 3.75" diameter by 3 5/8" long MOL. This bulb is NOT for use in totally enclosed fixtures. These LED lights are compatible with many timers and dimmable using Lutron CL LED and CFL wall box dimmers. Dimming saves energy while setting the right light level to improve mood and ambiance. Screw-in compact fluorescent lamps (CFLs) and screw-in light emitting diode bulbs (LEDs) are a great energy-saving alternative to incandescent or halogen light sources; however, dimming them may be difficult. Lutrons new CL Dimmers for dimmable CFL and LED bulbs have HED Technology which helps alleviate your CFL and LED dimming challenges. Compared to standard dimmers, Lutrons new CL Dimmers keep the lights on as they are dimmed, make sure the lights turn on at all light levels, eliminate or reduce excessive flicker and keep the lights on even with line voltage fluctuations. Lutron CL dimmers are available in Maestro®, Diva®, Skylark Contour, Luméa®, Ariadni®/Toggler® and Credenza® product families. Click here to see all Lutron CL Dimmer Light Switches and Wall Plates. Typical Applications Typical applications for these PAR30 LEDs include exterior security and soffit light fixtures in residential, office, retail, restaurant, school, hospital and hotel/motel locations. Satco 13 Watt 950 Lumen 40 Degree Beam Short Neck LED PAR30 Flood Light Bulb 3000K | 3000 | 83 | 1000 | 76.9231 | 25000 | 13 | 1 | 9.95 | 9.95 | 11.6916 | 2020Q2 | https://www.greenelectricalsupply.com/satco-s9416-13-watt-dimming-led-par30-flood-2700k-short-neck.aspx | Green Electrical Supply | 2020 | Yes
LED Lighting | Reflector | Manufacturer: Satco | True |  | Reflector (Flood/Spot) | PAR30S | E26 (Medium) | Wet Location Rated,Recessed Fixtures Home > Energy Star Qualified Products > 13 Watt 950 Lumen 40 Degree Beam Short Neck LED PAR30 Flood Light Bulb 3500K ** Non-CEC Compliant - NOT Lawful for Sale in California ** Product Specifications - Quick Reference Lamp Wattage: Working Voltage: 13 Watts 120 Volt Dimensions: Beam Angle: 3.75" Diam x 3 5/8" (MOL) 40 Degree Flood Lumen Output: 950 Lumens Rated Life: 25,000 Hours Light Color: 3500K CCT Rated: IP65 Outdoor Wet Location Familiar appearance. High Efficiency. Direct replacements. Satco High Performance LED ( Light Emitting Diode ) PAR30 lamps are a perfect retrofit bulb for your high use areas in both residential and commercial applications where you are currently using 50 watt halogen PAR30 lamps. LED light bulbs produce very little heat, reach full brightness instantly and last 25,000 hours. This Satco S9417 3500 Kelvin (K) warm white LED light operates on your existing 120V circuit and consumes just 13 watts. These PAR30 LED retrofit lights generate 950 lumens (or 73 Lumens Per Watt). These Shortneck LED PAR30 bulbs have a 40 Degree Flood beam spread. Instant on at full brightness and mercury free - environmentally positive - generates no IR or UV - protects valuable objects - these Satco PAR30 LED bulbs are rated for 25,000 hours. These 120 volt LED light bulbs fit most fixtures with an E26 medium base. The bulb's dimensions are 3.75" diameter by 3 5/8" long MOL. This bulb is NOT for use in totally enclosed fixtures. These LED lights are compatible with many timers and dimmable using Lutron CL LED and CFL wall box dimmers. Dimming saves energy while setting the right light level to improve mood and ambiance. Screw-in compact fluorescent lamps (CFLs) and screw-in light emitting diode bulbs (LEDs) are a great energy-saving alternative to incandescent or halogen light sources; however, dimming them may be difficult. Lutrons new CL Dimmers for dimmable CFL and LED bulbs have HED Technology which helps alleviate your CFL and LED dimming challenges. Compared to standard dimmers, Lutrons new CL Dimmers keep the lights on as they are dimmed, make sure the lights turn on at all light levels, eliminate or reduce excessive flicker and keep the lights on even with line voltage fluctuations. Lutron CL dimmers are available in Maestro®, Diva®, Skylark Contour, Luméa®, Ariadni®/Toggler® and Credenza® product families. Click here to see all Lutron CL Dimmer Light Switches and Wall Plates. Typical Applications Typical applications for these PAR30 LEDs include exterior security and soffit light fixtures in residential, office, retail, restaurant, school, hospital and hotel/motel locations. Satco 13 Watt 950 Lumen 40 Degree Beam Short Neck LED PAR30 Flood Light Bulb 3500K | 3500 | 82 | 1000 | 76.9231 | 25000 | 13 | 1 | 9.95 | 9.95 | 11.6916 | 2020Q2 | https://www.greenelectricalsupply.com/satco-s9417-13-watt-dimming-led-par30-flood-3500k-short-neck.aspx | Green Electrical Supply | 2020 | Yes
LED Lighting | Reflector | Manufacturer: Satco | True |  | Reflector (Flood/Spot) | PAR30S | E26 (Medium) | Wet Location Rated,Recessed Fixtures Home > Energy Star Qualified Products > 13 Watt 1000 Lumen 40 Degree Beam Short Neck LED PAR30 Flood Light Bulb 4000K ** Non-CEC Compliant - NOT Lawful for Sale in California ** Product Specifications - Quick Reference Lamp Wattage: Working Voltage: 13 Watts 120 Volt Dimensions: Beam Angle: 3.75" Diam x 3 5/8" (MOL) 40 Degree Flood Lumen Output: 1000 Lumens Rated Life: 25,000 Hours Light Color: 4000K CCT Rated: IP65 Outdoor Wet Location Familiar appearance. High Efficiency. Direct replacements. Satco High Performance LED ( Light Emitting Diode ) PAR30 lamps are a perfect retrofit bulb for your high use areas in both residential and commercial applications where you are currently using 50 watt halogen PAR30 lamps. LED light bulbs produce very little heat, reach full brightness instantly and last 25,000 hours. This Satco S9418 4000 Kelvin (K) warm white LED light operates on your existing 120V circuit and consumes just 13 watts. These PAR30 LED retrofit lights generate 1000 lumens (or 73 Lumens Per Watt). These Shortneck LED PAR30 bulbs have a 40 Degree Flood beam spread. Instant on at full brightness and mercury free - environmentally positive - generates no IR or UV - protects valuable objects - these Satco PAR30 LED bulbs are rated for 25,000 hours. These 120 volt LED light bulbs fit most fixtures with an E26 medium base. The bulb's dimensions are 3.75" diameter by 3 5/8" long MOL. This bulb is NOT for use in totally enclosed fixtures. These LED lights are compatible with many timers and dimmable using Lutron CL LED and CFL wall box dimmers. Dimming saves energy while setting the right light level to improve mood and ambiance. Screw-in compact fluorescent lamps (CFLs) and screw-in light emitting diode bulbs (LEDs) are a great energy-saving alternative to incandescent or halogen light sources; however, dimming them may be difficult. Lutrons new CL Dimmers for dimmable CFL and LED bulbs have HED Technology which helps alleviate your CFL and LED dimming challenges. Compared to standard dimmers, Lutrons new CL Dimmers keep the lights on as they are dimmed, make sure the lights turn on at all light levels, eliminate or reduce excessive flicker and keep the lights on even with line voltage fluctuations. Lutron CL dimmers are available in Maestro®, Diva®, Skylark Contour, Luméa®, Ariadni®/Toggler® and Credenza® product families. Click here to see all Lutron CL Dimmer Light Switches and Wall Plates. Typical Applications Typical applications for these PAR30 LEDs include exterior security and soffit light fixtures in residential, office, retail, restaurant, school, hospital and hotel/motel locations. Satco 13 Watt 1000 Lumen 40 Degree Beam Short Neck LED PAR30 Flood Light Bulb 4000K | 4000 | 83 | 1000 | 76.9231 | 25000 | 13 | 1 | 9.95 | 9.95 | 11.6916 | 2020Q2 | https://www.greenelectricalsupply.com/satco-s9418-13-watt-dimming-led-par30-flood-40000k-short-neck.aspx | Green Electrical Supply | 2020 | Yes
LED Lighting | Reflector | Manufacturer: Satco | True | Daylighting/Photocell, | Reflector (Flood/Spot) | PAR30S | E26 (Medium) | Wet Location Rated,Recessed Fixtures Home > Energy Star Qualified Products > 13 Watt 1000 Lumen 40 Degree Beam Short Neck LED PAR30 Flood Light Bulb 5000K ** Non-CEC Compliant - NOT Lawful for Sale in California ** Product Specifications - Quick Reference Lamp Wattage: Working Voltage: 13 Watts 120 Volt Dimensions: Beam Angle: 3.75" Diam x 3 5/8" (MOL) 40 Degree Flood Lumen Output: 1000 Lumens Rated Life: 25,000 Hours Light Color: 5000K CCT Rated: IP65 Outdoor Wet Location Familiar appearance. High Efficiency. Direct replacements. Satco High Performance LED ( Light Emitting Diode ) PAR30 lamps are a perfect retrofit bulb for your high use areas in both residential and commercial applications where you are currently using 50 watt halogen PAR30 lamps. LED light bulbs produce very little heat, reach full brightness instantly and last 25,000 hours. This Satco S9419 5000 Kelvin (K) daylight LED light operates on your existing 120V circuit and consumes just 13 watts. These PAR30 LED retrofit lights generate 1000 lumens (or 73 Lumens Per Watt). These Shortneck LED PAR30 bulbs have a 40 Degree Flood beam spread. Instant on at full brightness and mercury free - environmentally positive - generates no IR or UV - protects valuable objects - these Satco PAR30 LED bulbs are rated for 25,000 hours. These 120 volt LED light bulbs fit most fixtures with an E26 medium base. The bulb's dimensions are 3.75" diameter by 3 5/8" long MOL. This bulb is NOT for use in totally enclosed fixtures. These LED lights are compatible with many timers and dimmable using Lutron CL LED and CFL wall box dimmers. Dimming saves energy while setting the right light level to improve mood and ambiance. Screw-in compact fluorescent lamps (CFLs) and screw-in light emitting diode bulbs (LEDs) are a great energy-saving alternative to incandescent or halogen light sources; however, dimming them may be difficult. Lutrons new CL Dimmers for dimmable CFL and LED bulbs have HED Technology which helps alleviate your CFL and LED dimming challenges. Compared to standard dimmers, Lutrons new CL Dimmers keep the lights on as they are dimmed, make sure the lights turn on at all light levels, eliminate or reduce excessive flicker and keep the lights on even with line voltage fluctuations. Lutron CL dimmers are available in Maestro®, Diva®, Skylark Contour, Luméa®, Ariadni®/Toggler® and Credenza® product families. Click here to see all Lutron CL Dimmer Light Switches and Wall Plates. Typical Applications Typical applications for these PAR30 LEDs include exterior security and soffit light fixtures in residential, office, retail, restaurant, school, hospital and hotel/motel locations. Satco 13 Watt 1000 Lumen 40 Degree Beam Short Neck LED PAR30 Flood Light Bulb 5000K | 5000 | 83 | 1000 | 76.9231 | 25000 | 13 | 1 | 9.95 | 9.95 | 11.6916 | 2020Q2 | https://www.greenelectricalsupply.com/satco-s9419-13-watt-dimming-led-par30-flood-5000k-short-neck.aspx | Green Electrical Supply | 2020 | Yes
LED Lighting | Reflector | Manufacturer: Satco | True |  | Reflector (Flood/Spot) | PAR30S | E26 (Medium) | Wet Location Rated,Recessed Fixtures Home > Energy Star Qualified Products > 13 Watt 950 Lumen 60 Degree Beam Short Neck LED PAR30 Wide Flood Light Bulb 2700K ** Non-CEC Compliant - NOT Lawful for Sale in California ** Product Specifications - Quick Reference Lamp Wattage: Working Voltage: 13 Watts 120 Volt Dimensions: Beam Angle: 3.75" Diam x 3 5/8" (MOL) 60 Degree Wide Flood Lumen Output: 950 Lumens Rated Life: 25,000 Hours Light Color: 2700K CCT Rated: IP65 Outdoor Wet Location Familiar appearance. High Efficiency. Direct replacements. Satco High Performance LED ( Light Emitting Diode ) PAR30 lamps are a perfect retrofit bulb for your high use areas in both residential and commercial applications where you are currently using 50 watt halogen PAR30 lamps. LED light bulbs produce very little heat, reach full brightness instantly and last 25,000 hours. This Satco S9420 2700 Kelvin (K) warm white LED light operates on your existing 120V circuit and consumes just 13 watts. These PAR30 LED retrofit lights generate 950 lumens (or 73 Lumens Per Watt). These Shortneck LED PAR30 bulbs have a 60 Degree Wide Flood beam spread. Instant on at full brightness and mercury free - environmentally positive - generates no IR or UV - protects valuable objects - these Satco PAR30 LED bulbs are rated for 25,000 hours. These 120 volt LED light bulbs fit most fixtures with an E26 medium base. The bulb's dimensions are 3.75" diameter by 3 5/8" long MOL. This bulb is NOT for use in totally enclosed fixtures. These LED lights are compatible with many timers and dimmable using Lutron CL LED and CFL wall box dimmers. Dimming saves energy while setting the right light level to improve mood and ambiance. Screw-in compact fluorescent lamps (CFLs) and screw-in light emitting diode bulbs (LEDs) are a great energy-saving alternative to incandescent or halogen light sources; however, dimming them may be difficult. Lutrons new CL Dimmers for dimmable CFL and LED bulbs have HED Technology which helps alleviate your CFL and LED dimming challenges. Compared to standard dimmers, Lutrons new CL Dimmers keep the lights on as they are dimmed, make sure the lights turn on at all light levels, eliminate or reduce excessive flicker and keep the lights on even with line voltage fluctuations. Lutron CL dimmers are available in Maestro®, Diva®, Skylark Contour, Luméa®, Ariadni®/Toggler® and Credenza® product families. Click here to see all Lutron CL Dimmer Light Switches and Wall Plates. Typical Applications Typical applications for these PAR30 LEDs include exterior security and soffit light fixtures in residential, office, retail, restaurant, school, hospital and hotel/motel locations. Satco 13 Watt 950 Lumen 60 Degree Beam Short Neck LED PAR30 Wide Flood Light Bulb 2700K | 2700 | 82 | 1000 | 76.9231 | 25000 | 13 | 1 | 9.95 | 9.95 | 11.6916 | 2020Q2 | https://www.greenelectricalsupply.com/satco-s9420-13-watt-dimming-led-par30-wide-flood-2700k-short-neck.aspx | Green Electrical Supply | 2020 | Yes
LED Lighting | Reflector | Manufacturer: Satco | True |  | Reflector (Flood/Spot) | PAR30S | E26 (Medium) | Wet Location Rated,Recessed Fixtures Home > Energy Star Qualified Products > 13 Watt 950 Lumen 60 Degree Beam Short Neck LED PAR30 Wide Flood Light Bulb 3000K ** Non-CEC Compliant - NOT Lawful for Sale in California ** Product Specifications - Quick Reference Lamp Wattage: Working Voltage: 13 Watts 120 Volt Dimensions: Beam Angle: 3.75" Diam x 3 5/8" (MOL) 60 Degree Wide Flood Lumen Output: 950 Lumens Rated Life: 25,000 Hours Light Color: 3000K CCT Rated: IP65 Outdoor Wet Location Familiar appearance. High Efficiency. Direct replacements. Satco High Performance LED ( Light Emitting Diode ) PAR30 lamps are a perfect retrofit bulb for your high use areas in both residential and commercial applications where you are currently using 50 watt halogen PAR30 lamps. LED light bulbs produce very little heat, reach full brightness instantly and last 25,000 hours. This Satco S9421 3000 Kelvin (K) warm white LED light operates on your existing 120V circuit and consumes just 13 watts. These PAR30 LED retrofit lights generate 950 lumens (or 73 Lumens Per Watt). These Shortneck LED PAR30 bulbs have a 60 Degree Wide Flood beam spread. Instant on at full brightness and mercury free - environmentally positive - generates no IR or UV - protects valuable objects - these Satco PAR30 LED bulbs are rated for 25,000 hours. These 120 volt LED light bulbs fit most fixtures with an E26 medium base. The bulb's dimensions are 3.75" diameter by 3 5/8" long MOL. This bulb is NOT for use in totally enclosed fixtures. These LED lights are compatible with many timers and dimmable using Lutron CL LED and CFL wall box dimmers. Dimming saves energy while setting the right light level to improve mood and ambiance. Screw-in compact fluorescent lamps (CFLs) and screw-in light emitting diode bulbs (LEDs) are a great energy-saving alternative to incandescent or halogen light sources; however, dimming them may be difficult. Lutrons new CL Dimmers for dimmable CFL and LED bulbs have HED Technology which helps alleviate your CFL and LED dimming challenges. Compared to standard dimmers, Lutrons new CL Dimmers keep the lights on as they are dimmed, make sure the lights turn on at all light levels, eliminate or reduce excessive flicker and keep the lights on even with line voltage fluctuations. Lutron CL dimmers are available in Maestro®, Diva®, Skylark Contour, Luméa®, Ariadni®/Toggler® and Credenza® product families. Click here to see all Lutron CL Dimmer Light Switches and Wall Plates. Typical Applications Typical applications for these PAR30 LEDs include exterior security and soffit light fixtures in residential, office, retail, restaurant, school, hospital and hotel/motel locations. Satco 13 Watt 950 Lumen 60 Degree Beam Short Neck LED PAR30 Wide Flood Light Bulb 3000K | 3000 | 83 | 1000 | 76.9231 | 25000 | 13 | 1 | 9.95 | 9.95 | 11.6916 | 2020Q2 | https://www.greenelectricalsupply.com/satco-s9421-13-watt-dimming-led-par30-wide-flood-3000k-short-neck.aspx | Green Electrical Supply | 2020 | Yes
LED Lighting | Reflector | Manufacturer: Satco | True |  | Reflector (Flood/Spot) | PAR30S | E26 (Medium) | Wet Location Rated,Recessed Fixtures Home > Energy Star Qualified Products > 13 Watt 950 Lumen 60 Degree Beam Short Neck LED PAR30 Wide Flood Light Bulb 3500K ** Non-CEC Compliant - NOT Lawful for Sale in California ** Product Specifications - Quick Reference Lamp Wattage: Working Voltage: 13 Watts 120 Volt Dimensions: Beam Angle: 3.75" Diam x 3 5/8" (MOL) 60 Degree Wide Flood Lumen Output: 950 Lumens Rated Life: 25,000 Hours Light Color: 3500K CCT Rated: IP65 Outdoor Wet Location Familiar appearance. High Efficiency. Direct replacements. Satco High Performance LED ( Light Emitting Diode ) PAR30 lamps are a perfect retrofit bulb for your high use areas in both residential and commercial applications where you are currently using 50 watt halogen PAR30 lamps. LED light bulbs produce very little heat, reach full brightness instantly and last 25,000 hours. This Satco S9422 3500 Kelvin (K) bright white LED light operates on your existing 120V circuit and consumes just 13 watts. These PAR30 LED retrofit lights generate 950 lumens (or 73 Lumens Per Watt). These Shortneck LED PAR30 bulbs have a 60 Degree Wide Flood beam spread. Instant on at full brightness and mercury free - environmentally positive - generates no IR or UV - protects valuable objects - these Satco PAR30 LED bulbs are rated for 25,000 hours. These 120 volt LED light bulbs fit most fixtures with an E26 medium base. The bulb's dimensions are 3.75" diameter by 3 5/8" long MOL. This bulb is NOT for use in totally enclosed fixtures. These LED lights are compatible with many timers and dimmable using Lutron CL LED and CFL wall box dimmers. Dimming saves energy while setting the right light level to improve mood and ambiance. Screw-in compact fluorescent lamps (CFLs) and screw-in light emitting diode bulbs (LEDs) are a great energy-saving alternative to incandescent or halogen light sources; however, dimming them may be difficult. Lutrons new CL Dimmers for dimmable CFL and LED bulbs have HED Technology which helps alleviate your CFL and LED dimming challenges. Compared to standard dimmers, Lutrons new CL Dimmers keep the lights on as they are dimmed, make sure the lights turn on at all light levels, eliminate or reduce excessive flicker and keep the lights on even with line voltage fluctuations. Lutron CL dimmers are available in Maestro®, Diva®, Skylark Contour, Luméa®, Ariadni®/Toggler® and Credenza® product families. Click here to see all Lutron CL Dimmer Light Switches and Wall Plates. Typical Applications Typical applications for these PAR30 LEDs include exterior security and soffit light fixtures in residential, office, retail, restaurant, school, hospital and hotel/motel locations. Satco 13 Watt 950 Lumen 60 Degree Beam Short Neck LED PAR30 Wide Flood Light Bulb 3500K | 3500 | 82 | 1000 | 76.9231 | 25000 | 13 | 1 | 9.95 | 9.95 | 11.6916 | 2020Q2 | https://www.greenelectricalsupply.com/satco-s9422-13-watt-dimming-led-par30-wide-flood-3500k-short-neck.aspx | Green Electrical Supply | 2020 | Yes
LED Lighting | Reflector | Manufacturer: Satco | True |  | Reflector (Flood/Spot) | PAR30S | E26 (Medium) | Wet Location Rated,Recessed Fixtures Home > Energy Star Qualified Products > 13 Watt 1000 Lumen 60 Degree Beam Short Neck LED PAR30 Wide Flood Light Bulb 4000K ** Non-CEC Compliant - NOT Lawful for Sale in California ** Product Specifications - Quick Reference Lamp Wattage: Working Voltage: 13 Watts 120 Volt Dimensions: Beam Angle: 3.75" Diam x 3 5/8" (MOL) 60 Degree Wide Flood Lumen Output: 1000 Lumens Rated Life: 25,000 Hours Light Color: 4000K CCT Rated: IP65 Outdoor Wet Location Familiar appearance. High Efficiency. Direct replacements. Satco High Performance LED ( Light Emitting Diode ) PAR30 lamps are a perfect retrofit bulb for your high use areas in both residential and commercial applications where you are currently using 50 watt halogen PAR30 lamps. LED light bulbs produce very little heat, reach full brightness instantly and last 25,000 hours. This Satco S9423 4000 Kelvin (K) cool white LED light operates on your existing 120V circuit and consumes just 13 watts. These PAR30 LED retrofit lights generate 1000 lumens (or 77 Lumens Per Watt). These Shortneck LED PAR30 bulbs have a 60 Degree Wide Flood beam spread. Instant on at full brightness and mercury free - environmentally positive - generates no IR or UV - protects valuable objects - these Satco PAR30 LED bulbs are rated for 25,000 hours. These 120 volt LED light bulbs fit most fixtures with an E26 medium base. The bulb's dimensions are 3.75" diameter by 3 5/8" long MOL. This bulb is NOT for use in totally enclosed fixtures. These LED lights are compatible with many timers and dimmable using Lutron CL LED and CFL wall box dimmers. Dimming saves energy while setting the right light level to improve mood and ambiance. Screw-in compact fluorescent lamps (CFLs) and screw-in light emitting diode bulbs (LEDs) are a great energy-saving alternative to incandescent or halogen light sources; however, dimming them may be difficult. Lutrons new CL Dimmers for dimmable CFL and LED bulbs have HED Technology which helps alleviate your CFL and LED dimming challenges. Compared to standard dimmers, Lutrons new CL Dimmers keep the lights on as they are dimmed, make sure the lights turn on at all light levels, eliminate or reduce excessive flicker and keep the lights on even with line voltage fluctuations. Lutron CL dimmers are available in Maestro®, Diva®, Skylark Contour, Luméa®, Ariadni®/Toggler® and Credenza® product families. Click here to see all Lutron CL Dimmer Light Switches and Wall Plates. Typical Applications Typical applications for these PAR30 LEDs include exterior security and soffit light fixtures in residential, office, retail, restaurant, school, hospital and hotel/motel locations. Satco 13 Watt 1000 Lumen 60 Degree Beam Short Neck LED PAR30 Wide Flood Light Bulb 4000K | 4000 | 83 | 1000 | 76.9231 | 25000 | 13 | 1 | 9.95 | 9.95 | 11.6916 | 2020Q2 | https://www.greenelectricalsupply.com/satco-s9423-13-watt-dimming-led-par30-wide-flood-4000k-short-neck.aspx | Green Electrical Supply | 2020 | Yes
LED Lighting | Reflector | Manufacturer: Satco | True |  | Reflector (Flood/Spot) | PAR30S | E26 (Medium) | Wet Location Rated,Recessed Fixtures Home > Energy Star Qualified Products > 13 Watt 1000 Lumen 60 Degree Beam Short Neck LED PAR30 Wide Flood Light Bulb 5000K ** Non-CEC Compliant - NOT Lawful for Sale in California ** Product Specifications - Quick Reference Lamp Wattage: Working Voltage: 13 Watts 120 Volt Dimensions: Beam Angle: 3.75" Diam x 3 5/8" (MOL) 60 Degree Wide Flood Lumen Output: 1000 Lumens Rated Life: 25,000 Hours Light Color: 5000K CCT Rated: IP65 Outdoor Wet Location Familiar appearance. High Efficiency. Direct replacements. Satco High Performance LED ( Light Emitting Diode ) PAR30 lamps are a perfect retrofit bulb for your high use areas in both residential and commercial applications where you are currently using 50 watt halogen PAR30 lamps. LED light bulbs produce very little heat, reach full brightness instantly and last 25,000 hours. This Satco S9424 5000 Kelvin (K) warm white LED light operates on your existing 120V circuit and consumes just 13 watts. These PAR30 LED retrofit lights generate 1000 lumens (or 77 Lumens Per Watt). These Shortneck LED PAR30 bulbs have a 60 Degree Wide Flood beam spread. Instant on at full brightness and mercury free - environmentally positive - generates no IR or UV - protects valuable objects - these Satco PAR30 LED bulbs are rated for 25,000 hours. These 120 volt LED light bulbs fit most fixtures with an E26 medium base. The bulb's dimensions are 3.75" diameter by 3 5/8" long MOL. This bulb is NOT for use in totally enclosed fixtures. These LED lights are compatible with many timers and dimmable using Lutron CL LED and CFL wall box dimmers. Dimming saves energy while setting the right light level to improve mood and ambiance. Screw-in compact fluorescent lamps (CFLs) and screw-in light emitting diode bulbs (LEDs) are a great energy-saving alternative to incandescent or halogen light sources; however, dimming them may be difficult. Lutrons new CL Dimmers for dimmable CFL and LED bulbs have HED Technology which helps alleviate your CFL and LED dimming challenges. Compared to standard dimmers, Lutrons new CL Dimmers keep the lights on as they are dimmed, make sure the lights turn on at all light levels, eliminate or reduce excessive flicker and keep the lights on even with line voltage fluctuations. Lutron CL dimmers are available in Maestro®, Diva®, Skylark Contour, Luméa®, Ariadni®/Toggler® and Credenza® product families. Click here to see all Lutron CL Dimmer Light Switches and Wall Plates. Typical Applications Typical applications for these PAR30 LEDs include exterior security and soffit light fixtures in residential, office, retail, restaurant, school, hospital and hotel/motel locations. Satco 13 Watt 1000 Lumen 60 Degree Beam Short Neck LED PAR30 Wide Flood Light Bulb 5000K | 5000 | 83 | 1000 | 76.9231 | 25000 | 13 | 1 | 9.95 | 9.95 | 11.6916 | 2020Q2 | https://www.greenelectricalsupply.com/satco-s9424-13-watt-dimming-led-par30-wide-flood-5000k-short-neck.aspx | Green Electrical Supply | 2020 | Yes
LED Lighting | Reflector | Manufacturer: Satco | True |  | Reflector (Flood/Spot) | PAR30L | E26 (Medium) | Wet Location Rated,Recessed Fixtures Home > Energy Star Qualified Products > 13 Watt 950 Lumen 25 Degree Beam Long Neck LED PAR30 Spot Flood Light Bulb 2700K ** Non-CEC Compliant - NOT Lawful for Sale in California ** Product Specifications - Quick Reference Lamp Wattage: Working Voltage: 13 Watts 120 Volt Dimensions: Beam Angle: 3.75" Diam x 4.6" (MOL) 25 Degree Spot Lumen Output: 950 Lumens Rated Life: 25,000 Hours Light Color: 2700K CCT Rated: IP65 Outdoor Wet Location Familiar appearance. High Efficiency. Direct replacements. Satco High Performance LED ( Light Emitting Diode ) PAR30 lamps are a perfect retrofit bulb for your high use areas in both residential and commercial applications where you are currently using 60-75 watt halogen PAR30 lamps. LED light bulbs produce very little heat, reach full brightness instantly and last 25,000 hours. This Satco S9425 2700 Kelvin (K) warm white LED light operates on your existing 120V circuit and consumes just 13 watts. These PAR30 LED retrofit lights generate 950 lumens (or 73 Lumens Per Watt). These Longneck LED PAR30 bulbs have a 25 Degree Spot beam spread. Instant on at full brightness and mercury free - environmentally positive - generates no IR or UV - protects valuable objects - these Satco PAR30 LED bulbs are rated for 25,000 hours. These 120 volt LED light bulbs fit most fixtures with an E26 medium base. The bulb's dimensions are 3.75" diameter by 4.6" long MOL. This bulb is NOT for use in totally enclosed fixtures. These LED lights are compatible with many timers and dimmable using Lutron CL LED and CFL wall box dimmers. Dimming saves energy while setting the right light level to improve mood and ambiance. Screw-in compact fluorescent lamps (CFLs) and screw-in light emitting diode bulbs (LEDs) are a great energy-saving alternative to incandescent or halogen light sources; however, dimming them may be difficult. Lutrons new CL Dimmers for dimmable CFL and LED bulbs have HED Technology which helps alleviate your CFL and LED dimming challenges. Compared to standard dimmers, Lutrons new CL Dimmers keep the lights on as they are dimmed, make sure the lights turn on at all light levels, eliminate or reduce excessive flicker and keep the lights on even with line voltage fluctuations. Lutron CL dimmers are available in Maestro®, Diva®, Skylark Contour, Luméa®, Ariadni®/Toggler® and Credenza® product families. Click here to see all Lutron CL Dimmer Light Switches and Wall Plates. Typical Applications Typical applications for these PAR30 LEDs include exterior security and soffit light fixtures in residential, office, retail, restaurant, school, hospital and hotel/motel locations. Satco 13 Watt 950 Lumen 25 Degree Beam Long Neck LED PAR30 Spot Flood Light Bulb 2700K | 2700 | 82 | 1000 | 76.9231 | 25000 | 13 | 1 | 9.95 | 9.95 | 11.6916 | 2020Q2 | https://www.greenelectricalsupply.com/satco-s9425-13-watt-dimming-led-par30-spot-2700k-long-neck.aspx | Green Electrical Supply | 2020 | Yes
LED Lighting | Reflector | Manufacturer: Satco | True |  | Reflector (Flood/Spot) | PAR30L | E26 (Medium) | Wet Location Rated,Recessed Fixtures Home > Energy Star Qualified Products > 13 Watt 950 Lumen 25 Degree Beam Long Neck LED PAR30 Spot Flood Light Bulb 3000K ** Non-CEC Compliant - NOT Lawful for Sale in California ** Product Specifications - Quick Reference Lamp Wattage: Working Voltage: 13 Watts 120 Volt Dimensions: Beam Angle: 3.75" Diam x 4.6" (MOL) 25 Degree Spot Lumen Output: 950 Lumens Rated Life: 25,000 Hours Light Color: 3000K CCT Rated: IP65 Outdoor Wet Location Familiar appearance. High Efficiency. Direct replacements. Satco High Performance LED ( Light Emitting Diode ) PAR30 lamps are a perfect retrofit bulb for your high use areas in both residential and commercial applications where you are currently using 60-75 watt halogen PAR30 lamps. LED light bulbs produce very little heat, reach full brightness instantly and last 25,000 hours. This Satco S9426 3000 Kelvin (K) warm white LED light operates on your existing 120V circuit and consumes just 13 watts. These PAR30 LED retrofit lights generate 950 lumens (or 73 Lumens Per Watt). These Longneck LED PAR30 bulbs have a 25 Degree Spot beam spread. Instant on at full brightness and mercury free - environmentally positive - generates no IR or UV - protects valuable objects - these Satco PAR30 LED bulbs are rated for 25,000 hours. These 120 volt LED light bulbs fit most fixtures with an E26 medium base. The bulb's dimensions are 3.75" diameter by 4.6" long MOL. This bulb is NOT for use in totally enclosed fixtures. These LED lights are compatible with many timers and dimmable using Lutron CL LED and CFL wall box dimmers. Dimming saves energy while setting the right light level to improve mood and ambiance. Screw-in compact fluorescent lamps (CFLs) and screw-in light emitting diode bulbs (LEDs) are a great energy-saving alternative to incandescent or halogen light sources; however, dimming them may be difficult. Lutrons new CL Dimmers for dimmable CFL and LED bulbs have HED Technology which helps alleviate your CFL and LED dimming challenges. Compared to standard dimmers, Lutrons new CL Dimmers keep the lights on as they are dimmed, make sure the lights turn on at all light levels, eliminate or reduce excessive flicker and keep the lights on even with line voltage fluctuations. Lutron CL dimmers are available in Maestro®, Diva®, Skylark Contour, Luméa®, Ariadni®/Toggler® and Credenza® product families. Click here to see all Lutron CL Dimmer Light Switches and Wall Plates. Typical Applications Typical applications for these PAR30 LEDs include exterior security and soffit light fixtures in residential, office, retail, restaurant, school, hospital and hotel/motel locations. Satco 13 Watt 950 Lumen 25 Degree Beam Long Neck LED PAR30 Spot Flood Light Bulb 3000K | 3000 | 83 | 1000 | 76.9231 | 25000 | 13 | 1 | 9.95 | 9.95 | 11.6916 | 2020Q2 | https://www.greenelectricalsupply.com/satco-s9426-13-watt-dimming-led-par30-spot-3000k-long-neck.aspx | Green Electrical Supply | 2020 | Yes
LED Lighting | Reflector | Manufacturer: Satco | True |  | Reflector (Flood/Spot) | PAR30L | E26 (Medium) | Wet Location Rated,Recessed Fixtures Home > Energy Star Qualified Products > 13 Watt 950 Lumen 25 Degree Beam Long Neck LED PAR30 Spot Flood Light Bulb 3500K ** Non-CEC Compliant - NOT Lawful for Sale in California ** Product Specifications - Quick Reference Lamp Wattage: Working Voltage: 13 Watts 120 Volt Dimensions: Beam Angle: 3.75" Diam x 4.6" (MOL) 25 Degree Spot Lumen Output: 950 Lumens Rated Life: 25,000 Hours Light Color: 3500K CCT Rated: IP65 Outdoor Wet Location Familiar appearance. High Efficiency. Direct replacements. Satco High Performance LED ( Light Emitting Diode ) PAR30 lamps are a perfect retrofit bulb for your high use areas in both residential and commercial applications where you are currently using 60-75 watt halogen PAR30 lamps. LED light bulbs produce very little heat, reach full brightness instantly and last 25,000 hours. This Satco S9427 3500 Kelvin (K) bright white LED light operates on your existing 120V circuit and consumes just 13 watts. These PAR30 LED retrofit lights generate 950 lumens (or 73 Lumens Per Watt). These Longneck LED PAR30 bulbs have a 25 Degree Spot beam spread. Instant on at full brightness and mercury free - environmentally positive - generates no IR or UV - protects valuable objects - these Satco PAR30 LED bulbs are rated for 25,000 hours. These 120 volt LED light bulbs fit most fixtures with an E26 medium base. The bulb's dimensions are 3.75" diameter by 4.6" long MOL. This bulb is NOT for use in totally enclosed fixtures. These LED lights are compatible with many timers and dimmable using Lutron CL LED and CFL wall box dimmers. Dimming saves energy while setting the right light level to improve mood and ambiance. Screw-in compact fluorescent lamps (CFLs) and screw-in light emitting diode bulbs (LEDs) are a great energy-saving alternative to incandescent or halogen light sources; however, dimming them may be difficult. Lutrons new CL Dimmers for dimmable CFL and LED bulbs have HED Technology which helps alleviate your CFL and LED dimming challenges. Compared to standard dimmers, Lutrons new CL Dimmers keep the lights on as they are dimmed, make sure the lights turn on at all light levels, eliminate or reduce excessive flicker and keep the lights on even with line voltage fluctuations. Lutron CL dimmers are available in Maestro®, Diva®, Skylark Contour, Luméa®, Ariadni®/Toggler® and Credenza® product families. Click here to see all Lutron CL Dimmer Light Switches and Wall Plates. Typical Applications Typical applications for these PAR30 LEDs include exterior security and soffit light fixtures in residential, office, retail, restaurant, school, hospital and hotel/motel locations. Satco 13 Watt 950 Lumen 25 Degree Beam Long Neck LED PAR30 Spot Flood Light Bulb 3500K | 3500 | 83 | 1000 | 76.9231 | 25000 | 13 | 1 | 9.95 | 9.95 | 11.6916 | 2020Q2 | https://www.greenelectricalsupply.com/satco-s9427-13-watt-dimming-led-par30-spot-3500k-long-neck.aspx | Green Electrical Supply | 2020 | Yes
LED Lighting | Reflector | Manufacturer: Satco | True |  | Reflector (Flood/Spot) | PAR30L | E26 (Medium) | Wet Location Rated,Recessed Fixtures Home > Energy Star Qualified Products > 13 Watt 1000 Lumen 25 Degree Beam Long Neck LED PAR30 Spot Flood Light Bulb 4000K ** Non-CEC Compliant - NOT Lawful for Sale in California ** Product Specifications - Quick Reference Lamp Wattage: Working Voltage: 13 Watts 120 Volt Dimensions: Beam Angle: 3.75" Diam x 4.6" (MOL) 25 Degree Spot Lumen Output: 1000 Lumens Rated Life: 25,000 Hours Light Color: 4000K CCT Rated: IP65 Outdoor Wet Location Familiar appearance. High Efficiency. Direct replacements. Satco High Performance LED ( Light Emitting Diode ) PAR30 lamps are a perfect retrofit bulb for your high use areas in both residential and commercial applications where you are currently using 60-75 watt halogen PAR30 lamps. LED light bulbs produce very little heat, reach full brightness instantly and last 25,000 hours. This Satco S9428 4000 Kelvin (K) warm white LED light operates on your existing 120V circuit and consumes just 13 watts. These PAR30 LED retrofit lights generate 1000 lumens (or 73 Lumens Per Watt). These Longneck LED PAR30 bulbs have a 25 Degree Spot beam spread. Instant on at full brightness and mercury free - environmentally positive - generates no IR or UV - protects valuable objects - these Satco PAR30 LED bulbs are rated for 25,000 hours. These 120 volt LED light bulbs fit most fixtures with an E26 medium base. The bulb's dimensions are 3.75" diameter by 4.6" long MOL. This bulb is NOT for use in totally enclosed fixtures. These LED lights are compatible with many timers and dimmable using Lutron CL LED and CFL wall box dimmers. Dimming saves energy while setting the right light level to improve mood and ambiance. Screw-in compact fluorescent lamps (CFLs) and screw-in light emitting diode bulbs (LEDs) are a great energy-saving alternative to incandescent or halogen light sources; however, dimming them may be difficult. Lutrons new CL Dimmers for dimmable CFL and LED bulbs have HED Technology which helps alleviate your CFL and LED dimming challenges. Compared to standard dimmers, Lutrons new CL Dimmers keep the lights on as they are dimmed, make sure the lights turn on at all light levels, eliminate or reduce excessive flicker and keep the lights on even with line voltage fluctuations. Lutron CL dimmers are available in Maestro®, Diva®, Skylark Contour, Luméa®, Ariadni®/Toggler® and Credenza® product families. Click here to see all Lutron CL Dimmer Light Switches and Wall Plates. Typical Applications Typical applications for these PAR30 LEDs include exterior security and soffit light fixtures in residential, office, retail, restaurant, school, hospital and hotel/motel locations. Satco 13 Watt 1000 Lumen 25 Degree Beam Long Neck LED PAR30 Spot Flood Light Bulb 4000K | 4000 | 83 | 1000 | 76.9231 | 25000 | 13 | 1 | 9.95 | 9.95 | 11.6916 | 2020Q2 | https://www.greenelectricalsupply.com/satco-s9428-13-watt-dimming-led-par30-spot-4000k-long-neck.aspx | Green Electrical Supply | 2020 | Yes
LED Lighting | Reflector | Manufacturer: Satco | True | Daylighting/Photocell, | Reflector (Flood/Spot) | PAR30L | E26 (Medium) | Wet Location Rated,Recessed Fixtures Home > Energy Star Qualified Products > 13 Watt 1000 Lumen 25 Degree Beam Long Neck LED PAR30 Spot Flood Light Bulb 5000K ** Non-CEC Compliant - NOT Lawful for Sale in California ** Product Specifications - Quick Reference Lamp Wattage: Working Voltage: 13 Watts 120 Volt Dimensions: Beam Angle: 3.75" Diam x 4.6" (MOL) 25 Degree Spot Lumen Output: 1000 Lumens Rated Life: 25,000 Hours Light Color: 5000K CCT Rated: IP65 Outdoor Wet Location Familiar appearance. High Efficiency. Direct replacements. Satco High Performance LED ( Light Emitting Diode ) PAR30 lamps are a perfect retrofit bulb for your high use areas in both residential and commercial applications where you are currently using 60-75 watt halogen PAR30 lamps. LED light bulbs produce very little heat, reach full brightness instantly and last 25,000 hours. This Satco S9429 5000 Kelvin (K) daylight LED light operates on your existing 120V circuit and consumes just 13 watts. These PAR30 LED retrofit lights generate 1000 lumens (or 73 Lumens Per Watt). These Longneck LED PAR30 bulbs have a 25 Degree Spot beam spread. Instant on at full brightness and mercury free - environmentally positive - generates no IR or UV - protects valuable objects - these Satco PAR30 LED bulbs are rated for 25,000 hours. These 120 volt LED light bulbs fit most fixtures with an E26 medium base. The bulb's dimensions are 3.75" diameter by 4.6" long MOL. This bulb is NOT for use in totally enclosed fixtures. These LED lights are compatible with many timers and dimmable using Lutron CL LED and CFL wall box dimmers. Dimming saves energy while setting the right light level to improve mood and ambiance. Screw-in compact fluorescent lamps (CFLs) and screw-in light emitting diode bulbs (LEDs) are a great energy-saving alternative to incandescent or halogen light sources; however, dimming them may be difficult. Lutrons new CL Dimmers for dimmable CFL and LED bulbs have HED Technology which helps alleviate your CFL and LED dimming challenges. Compared to standard dimmers, Lutrons new CL Dimmers keep the lights on as they are dimmed, make sure the lights turn on at all light levels, eliminate or reduce excessive flicker and keep the lights on even with line voltage fluctuations. Lutron CL dimmers are available in Maestro®, Diva®, Skylark Contour, Luméa®, Ariadni®/Toggler® and Credenza® product families. Click here to see all Lutron CL Dimmer Light Switches and Wall Plates. Typical Applications Typical applications for these PAR30 LEDs include exterior security and soffit light fixtures in residential, office, retail, restaurant, school, hospital and hotel/motel locations. Satco 13 Watt 1000 Lumen 25 Degree Beam Long Neck LED PAR30 Spot Flood Light Bulb 5000K | 5000 | 83 | 1000 | 76.9231 | 25000 | 13 | 1 | 9.95 | 9.95 | 11.6916 | 2020Q2 | https://www.greenelectricalsupply.com/satco-s9429-13-watt-dimming-led-par30-spot-5000k-long-neck.aspx | Green Electrical Supply | 2020 | Yes
LED Lighting | Reflector | Manufacturer: Satco | True |  | Reflector (Flood/Spot) | PAR30L | E26 (Medium) | Wet Location Rated,Recessed Fixtures Home > Energy Star Qualified Products > 13 Watt 950 Lumen 40 Degree Beam Long Neck LED PAR30 Flood Light Bulb 2700K ** Non-CEC Compliant - NOT Lawful for Sale in California ** Product Specifications - Quick Reference Lamp Wattage: Working Voltage: 13 Watts 120 Volt Dimensions: Beam Angle: 3.75" Diam x 4.6" (MOL) 40 Degree Flood Lumen Output: 950 Lumens Rated Life: 25,000 Hours Light Color: 2700K CCT Rated: IP65 Outdoor Wet Location Familiar appearance. High Efficiency. Direct replacements. Satco High Performance LED ( Light Emitting Diode ) PAR30 lamps are a perfect retrofit bulb for your high use areas in both residential and commercial applications where you are currently using 60-75 watt halogen PAR30 lamps. LED light bulbs produce very little heat, reach full brightness instantly and last 25,000 hours. This Satco S9430 2700 Kelvin (K) warm white LED light operates on your existing 120V circuit and consumes just 13 watts. These PAR30 LED retrofit lights generate 950 lumens (or 73 Lumens Per Watt). These Longneck LED PAR30 bulbs have a 40 Degree Flood beam spread. Instant on at full brightness and mercury free - environmentally positive - generates no IR or UV - protects valuable objects - these Satco PAR30 LED bulbs are rated for 25,000 hours. These 120 volt LED light bulbs fit most fixtures with an E26 medium base. The bulb's dimensions are 3.75" diameter by 4.6" long MOL. This bulb is NOT for use in totally enclosed fixtures. These LED lights are compatible with many timers and dimmable using Lutron CL LED and CFL wall box dimmers. Dimming saves energy while setting the right light level to improve mood and ambiance. Screw-in compact fluorescent lamps (CFLs) and screw-in light emitting diode bulbs (LEDs) are a great energy-saving alternative to incandescent or halogen light sources; however, dimming them may be difficult. Lutrons new CL Dimmers for dimmable CFL and LED bulbs have HED Technology which helps alleviate your CFL and LED dimming challenges. Compared to standard dimmers, Lutrons new CL Dimmers keep the lights on as they are dimmed, make sure the lights turn on at all light levels, eliminate or reduce excessive flicker and keep the lights on even with line voltage fluctuations. Lutron CL dimmers are available in Maestro®, Diva®, Skylark Contour, Luméa®, Ariadni®/Toggler® and Credenza® product families. Click here to see all Lutron CL Dimmer Light Switches and Wall Plates. Typical Applications Typical applications for these PAR30 LEDs include exterior security and soffit light fixtures in residential, office, retail, restaurant, school, hospital and hotel/motel locations. Satco 13 Watt 950 Lumen 40 Degree Beam Long Neck LED PAR30 Flood Light Bulb 2700K | 2700 | 82 | 1000 | 76.9231 | 25000 | 13 | 1 | 9.95 | 9.95 | 11.6916 | 2020Q2 | https://www.greenelectricalsupply.com/satco-s9430-13-watt-dimming-led-par30-flood-2700k-long-neck.aspx | Green Electrical Supply | 2020 | Yes
LED Lighting | Reflector | Manufacturer: Satco | True |  | Reflector (Flood/Spot) | PAR30L | E26 (Medium) | Wet Location Rated,Recessed Fixtures Home > Energy Star Qualified Products > 13 Watt 950 Lumen 40 Degree Beam Long Neck LED PAR30 Flood Light Bulb 3000K ** Non-CEC Compliant - NOT Lawful for Sale in California ** Product Specifications - Quick Reference Lamp Wattage: Working Voltage: 13 Watts 120 Volt Dimensions: Beam Angle: 3.75" Diam x 4.6" (MOL) 40 Degree Flood Lumen Output: 950 Lumens Rated Life: 25,000 Hours Light Color: 3000K CCT Rated: IP65 Outdoor Wet Location Familiar appearance. High Efficiency. Direct replacements. Satco High Performance LED ( Light Emitting Diode ) PAR30 lamps are a perfect retrofit bulb for your high use areas in both residential and commercial applications where you are currently using 60-75 watt halogen PAR30 lamps. LED light bulbs produce very little heat, reach full brightness instantly and last 25,000 hours. This Satco S9431 3000 Kelvin (K) warm white LED light operates on your existing 120V circuit and consumes just 13 watts. These PAR30 LED retrofit lights generate 950 lumens (or 73 Lumens Per Watt). These Longneck LED PAR30 bulbs have a 40 Degree Flood beam spread. Instant on at full brightness and mercury free - environmentally positive - generates no IR or UV - protects valuable objects - these Satco PAR30 LED bulbs are rated for 25,000 hours. These 120 volt LED light bulbs fit most fixtures with an E26 medium base. The bulb's dimensions are 3.75" diameter by 4.6" long MOL. This bulb is NOT for use in totally enclosed fixtures. These LED lights are compatible with many timers and dimmable using Lutron CL LED and CFL wall box dimmers. Dimming saves energy while setting the right light level to improve mood and ambiance. Screw-in compact fluorescent lamps (CFLs) and screw-in light emitting diode bulbs (LEDs) are a great energy-saving alternative to incandescent or halogen light sources; however, dimming them may be difficult. Lutrons new CL Dimmers for dimmable CFL and LED bulbs have HED Technology which helps alleviate your CFL and LED dimming challenges. Compared to standard dimmers, Lutrons new CL Dimmers keep the lights on as they are dimmed, make sure the lights turn on at all light levels, eliminate or reduce excessive flicker and keep the lights on even with line voltage fluctuations. Lutron CL dimmers are available in Maestro®, Diva®, Skylark Contour, Luméa®, Ariadni®/Toggler® and Credenza® product families. Click here to see all Lutron CL Dimmer Light Switches and Wall Plates. Typical Applications Typical applications for these PAR30 LEDs include exterior security and soffit light fixtures in residential, office, retail, restaurant, school, hospital and hotel/motel locations. Satco 13 Watt 950 Lumen 40 Degree Beam Long Neck LED PAR30 Flood Light Bulb 3000K | 3000 | 83 | 1000 | 76.9231 | 25000 | 13 | 1 | 9.95 | 9.95 | 11.6916 | 2020Q2 | https://www.greenelectricalsupply.com/satco-s9431-13-watt-dimming-led-par30-flood-3000k-long-neck.aspx | Green Electrical Supply | 2020 | Yes
LED Lighting | Reflector | Manufacturer: Satco | True |  | Reflector (Flood/Spot) | PAR30L | E26 (Medium) | Wet Location Rated,Recessed Fixtures Home > Energy Star Qualified Products > 13 Watt 950 Lumen 40 Degree Beam Long Neck LED PAR30 Flood Light Bulb 3500K ** Non-CEC Compliant - NOT Lawful for Sale in California ** Product Specifications - Quick Reference Lamp Wattage: Working Voltage: 13 Watts 120 Volt Dimensions: Beam Angle: 3.75" Diam x 4.6" (MOL) 40 Degree Flood Lumen Output: 950 Lumens Rated Life: 25,000 Hours Light Color: 3500K CCT Rated: IP65 Outdoor Wet Location Familiar appearance. High Efficiency. Direct replacements. Satco High Performance LED ( Light Emitting Diode ) PAR30 lamps are a perfect retrofit bulb for your high use areas in both residential and commercial applications where you are currently using 60-75 watt halogen PAR30 lamps. LED light bulbs produce very little heat, reach full brightness instantly and last 25,000 hours. This Satco S9432 3500 Kelvin (K) bright white LED light operates on your existing 120V circuit and consumes just 13 watts. These PAR30 LED retrofit lights generate 950 lumens (or 73 Lumens Per Watt). These Longneck LED PAR30 bulbs have a 40 Degree Flood beam spread. Instant on at full brightness and mercury free - environmentally positive - generates no IR or UV - protects valuable objects - these Satco PAR30 LED bulbs are rated for 25,000 hours. These 120 volt LED light bulbs fit most fixtures with an E26 medium base. The bulb's dimensions are 3.75" diameter by 4.6" long MOL. This bulb is NOT for use in totally enclosed fixtures. These LED lights are compatible with many timers and dimmable using Lutron CL LED and CFL wall box dimmers. Dimming saves energy while setting the right light level to improve mood and ambiance. Screw-in compact fluorescent lamps (CFLs) and screw-in light emitting diode bulbs (LEDs) are a great energy-saving alternative to incandescent or halogen light sources; however, dimming them may be difficult. Lutrons new CL Dimmers for dimmable CFL and LED bulbs have HED Technology which helps alleviate your CFL and LED dimming challenges. Compared to standard dimmers, Lutrons new CL Dimmers keep the lights on as they are dimmed, make sure the lights turn on at all light levels, eliminate or reduce excessive flicker and keep the lights on even with line voltage fluctuations. Lutron CL dimmers are available in Maestro®, Diva®, Skylark Contour, Luméa®, Ariadni®/Toggler® and Credenza® product families. Click here to see all Lutron CL Dimmer Light Switches and Wall Plates. Typical Applications Typical applications for these PAR30 LEDs include exterior security and soffit light fixtures in residential, office, retail, restaurant, school, hospital and hotel/motel locations. Satco 13 Watt 950 Lumen 40 Degree Beam Long Neck LED PAR30 Flood Light Bulb 3500K | 3500 | 82 | 1000 | 76.9231 | 25000 | 13 | 1 | 9.95 | 9.95 | 11.6916 | 2020Q2 | https://www.greenelectricalsupply.com/satco-s9432-13-watt-dimming-led-par30-flood-3500k-long-neck.aspx | Green Electrical Supply | 2020 | Yes
LED Lighting | Reflector | Manufacturer: Satco | True |  | Reflector (Flood/Spot) | PAR30L | E26 (Medium) | Wet Location Rated,Recessed Fixtures Home > Energy Star Qualified Products > 13 Watt 1000 Lumen 40 Degree Beam Long Neck LED PAR30 Flood Light Bulb 4000K ** Non-CEC Compliant - NOT Lawful for Sale in California ** Product Specifications - Quick Reference Lamp Wattage: Working Voltage: 13 Watts 120 Volt Dimensions: Beam Angle: 3.75" Diam x 4.6" (MOL) 40 Degree Flood Lumen Output: 1000 Lumens Rated Life: 25,000 Hours Light Color: 4000K CCT Rated: IP65 Outdoor Wet Location Familiar appearance. High Efficiency. Direct replacements. Satco High Performance LED ( Light Emitting Diode ) PAR30 lamps are a perfect retrofit bulb for your high use areas in both residential and commercial applications where you are currently using 60-75 watt halogen PAR30 lamps. LED light bulbs produce very little heat, reach full brightness instantly and last 25,000 hours. This Satco S9433 4000 Kelvin (K) cool white LED light operates on your existing 120V circuit and consumes just 13 watts. These PAR30 LED retrofit lights generate 1000 lumens (or 77 Lumens Per Watt). These Longneck LED PAR30 bulbs have a 40 Degree Flood beam spread. Instant on at full brightness and mercury free - environmentally positive - generates no IR or UV - protects valuable objects - these Satco PAR30 LED bulbs are rated for 25,000 hours. These 120 volt LED light bulbs fit most fixtures with an E26 medium base. The bulb's dimensions are 3.75" diameter by 4.6" long MOL. This bulb is NOT for use in totally enclosed fixtures. These LED lights are compatible with many timers and dimmable using Lutron CL LED and CFL wall box dimmers. Dimming saves energy while setting the right light level to improve mood and ambiance. Screw-in compact fluorescent lamps (CFLs) and screw-in light emitting diode bulbs (LEDs) are a great energy-saving alternative to incandescent or halogen light sources; however, dimming them may be difficult. Lutrons new CL Dimmers for dimmable CFL and LED bulbs have HED Technology which helps alleviate your CFL and LED dimming challenges. Compared to standard dimmers, Lutrons new CL Dimmers keep the lights on as they are dimmed, make sure the lights turn on at all light levels, eliminate or reduce excessive flicker and keep the lights on even with line voltage fluctuations. Lutron CL dimmers are available in Maestro®, Diva®, Skylark Contour, Luméa®, Ariadni®/Toggler® and Credenza® product families. Click here to see all Lutron CL Dimmer Light Switches and Wall Plates. Typical Applications Typical applications for these PAR30 LEDs include exterior security and soffit light fixtures in residential, office, retail, restaurant, school, hospital and hotel/motel locations. Satco 13 Watt 1000 Lumen 40 Degree Beam Long Neck LED PAR30 Flood Light Bulb 4000K | 4000 | 82 | 1000 | 76.9231 | 25000 | 13 | 1 | 9.95 | 9.95 | 11.6916 | 2020Q2 | https://www.greenelectricalsupply.com/satco-s9433-13-watt-dimming-led-par30-flood-4000k-long-neck.aspx | Green Electrical Supply | 2020 | Yes
LED Lighting | Reflector | Manufacturer: Satco | True |  | Reflector (Flood/Spot) | PAR30L | E26 (Medium) | Wet Location Rated,Recessed Fixtures Home > Energy Star Qualified Products > 13 Watt 1000 Lumen 40 Degree Beam Long Neck LED PAR30 Flood Light Bulb 5000K ** Non-CEC Compliant - NOT Lawful for Sale in California ** Product Specifications - Quick Reference Lamp Wattage: Working Voltage: 13 Watts 120 Volt Dimensions: Beam Angle: 3.75" Diam x 4.6" (MOL) 40 Degree Flood Lumen Output: 1000 Lumens Rated Life: 25,000 Hours Light Color: 5000K CCT Rated: IP65 Outdoor Wet Location Familiar appearance. High Efficiency. Direct replacements. Satco High Performance LED ( Light Emitting Diode ) PAR30 lamps are a perfect retrofit bulb for your high use areas in both residential and commercial applications where you are currently using 60-75 watt halogen PAR30 lamps. LED light bulbs produce very little heat, reach full brightness instantly and last 25,000 hours. This Satco S9434 5000 Kelvin (K) cool white LED light operates on your existing 120V circuit and consumes just 13 watts. These PAR30 LED retrofit lights generate 1000 lumens (or 77 Lumens Per Watt). These Longneck LED PAR30 bulbs have a 40 Degree Flood beam spread. Instant on at full brightness and mercury free - environmentally positive - generates no IR or UV - protects valuable objects - these Satco PAR30 LED bulbs are rated for 25,000 hours. These 120 volt LED light bulbs fit most fixtures with an E26 medium base. The bulb's dimensions are 3.75" diameter by 4.6" long MOL. This bulb is NOT for use in totally enclosed fixtures. These LED lights are compatible with many timers and dimmable using Lutron CL LED and CFL wall box dimmers. Dimming saves energy while setting the right light level to improve mood and ambiance. Screw-in compact fluorescent lamps (CFLs) and screw-in light emitting diode bulbs (LEDs) are a great energy-saving alternative to incandescent or halogen light sources; however, dimming them may be difficult. Lutrons new CL Dimmers for dimmable CFL and LED bulbs have HED Technology which helps alleviate your CFL and LED dimming challenges. Compared to standard dimmers, Lutrons new CL Dimmers keep the lights on as they are dimmed, make sure the lights turn on at all light levels, eliminate or reduce excessive flicker and keep the lights on even with line voltage fluctuations. Lutron CL dimmers are available in Maestro®, Diva®, Skylark Contour, Luméa®, Ariadni®/Toggler® and Credenza® product families. Click here to see all Lutron CL Dimmer Light Switches and Wall Plates. Typical Applications Typical applications for these PAR30 LEDs include exterior security and soffit light fixtures in residential, office, retail, restaurant, school, hospital and hotel/motel locations. Satco 13 Watt 1000 Lumen 40 Degree Beam Long Neck LED PAR30 Flood Light Bulb 5000K | 5000 | 83 | 1000 | 76.9231 | 25000 | 13 | 1 | 9.95 | 9.95 | 11.6916 | 2020Q2 | https://www.greenelectricalsupply.com/satco-s9434-13-watt-dimming-led-par30-flood-5000k-long-neck.aspx | Green Electrical Supply | 2020 | Yes
LED Lighting | Reflector | Manufacturer: Satco | True |  | Reflector (Flood/Spot) | PAR30L | E26 (Medium) | Wet Location Rated,Recessed Fixtures Home > Energy Star Qualified Products > 13 Watt 950 Lumen 60 Degree Beam Long Neck LED PAR30 Wide Flood Light Bulb 2700K ** Non-CEC Compliant - NOT Lawful for Sale in California ** Product Specifications - Quick Reference Lamp Wattage: Working Voltage: 13 Watts 120 Volt Dimensions: Beam Angle: 3.75" Diam x 4.6" (MOL) 60 Degree Wide Flood Lumen Output: 950 Lumens Rated Life: 25,000 Hours Light Color: 2700K CCT Rated: IP65 Outdoor Wet Location Familiar appearance. High Efficiency. Direct replacements. Satco High Performance LED ( Light Emitting Diode ) PAR30 lamps are a perfect retrofit bulb for your high use areas in both residential and commercial applications where you are currently using 60-75 watt halogen PAR30 lamps. LED light bulbs produce very little heat, reach full brightness instantly and last 25,000 hours. This Satco S9435 2700 Kelvin (K) warm white LED light operates on your existing 120V circuit and consumes just 13 watts. These PAR30 LED retrofit lights generate 950 lumens (or 73 Lumens Per Watt). These long neck LED PAR30 bulbs have a 60 Degree Wide Flood beam spread. Instant on at full brightness and mercury free - environmentally positive - generates no IR or UV - protects valuable objects - these Satco PAR30 LED bulbs are rated for 25,000 hours. These 120 volt LED light bulbs fit most fixtures with an E26 medium base. The bulb's dimensions are 3.75" diameter by 4.6" long MOL. This bulb is NOT for use in totally enclosed fixtures. These LED lights are compatible with many timers and dimmable using Lutron CL LED and CFL wall box dimmers. Dimming saves energy while setting the right light level to improve mood and ambiance. Screw-in compact fluorescent lamps (CFLs) and screw-in light emitting diode bulbs (LEDs) are a great energy-saving alternative to incandescent or halogen light sources; however, dimming them may be difficult. Lutrons new CL Dimmers for dimmable CFL and LED bulbs have HED Technology which helps alleviate your CFL and LED dimming challenges. Compared to standard dimmers, Lutrons new CL Dimmers keep the lights on as they are dimmed, make sure the lights turn on at all light levels, eliminate or reduce excessive flicker and keep the lights on even with line voltage fluctuations. Lutron CL dimmers are available in Maestro®, Diva®, Skylark Contour, Luméa®, Ariadni®/Toggler® and Credenza® product families. Click here to see all Lutron CL Dimmer Light Switches and Wall Plates. Typical Applications Typical applications for these PAR30 LEDs include exterior security and soffit light fixtures in residential, office, retail, restaurant, school, hospital and hotel/motel locations. Satco 13 Watt 950 Lumen 60 Degree Beam Long Neck LED PAR30 Wide Flood Light Bulb 2700K | 2700 | 82 | 1000 | 76.9231 | 25000 | 13 | 1 | 9.95 | 9.95 | 11.6916 | 2020Q2 | https://www.greenelectricalsupply.com/satco-s9435-13-watt-dimming-led-par30-wide-flood-2700k-long-neck.aspx | Green Electrical Supply | 2020 | Yes
LED Lighting | Reflector | Manufacturer: Satco | True |  | Reflector (Flood/Spot) | PAR30L | E26 (Medium) | Wet Location Rated,Recessed Fixtures Home > Energy Star Qualified Products > 13 Watt 950 Lumen 60 Degree Beam Long Neck LED PAR30 Wide Flood Light Bulb 3000K ** Non-CEC Compliant - NOT Lawful for Sale in California ** Product Specifications - Quick Reference Lamp Wattage: Working Voltage: 13 Watts 120 Volt Dimensions: Beam Angle: 3.75" Diam x 4.6" (MOL) 60 Degree Wide Flood Lumen Output: 950 Lumens Rated Life: 25,000 Hours Light Color: 3000K CCT Rated: IP65 Outdoor Wet Location Familiar appearance. High Efficiency. Direct replacements. Satco High Performance LED ( Light Emitting Diode ) PAR30 lamps are a perfect retrofit bulb for your high use areas in both residential and commercial applications where you are currently using 60-75 watt halogen PAR30 lamps. LED light bulbs produce very little heat, reach full brightness instantly and last 25,000 hours. This Satco S9436 3000 Kelvin (K) warm white LED light operates on your existing 120V circuit and consumes just 13 watts. These PAR30 LED retrofit lights generate 950 lumens (or 73 Lumens Per Watt). These long neck LED PAR30 bulbs have a 60 Degree Wide Flood beam spread. Instant on at full brightness and mercury free - environmentally positive - generates no IR or UV - protects valuable objects - these Satco PAR30 LED bulbs are rated for 25,000 hours. These 120 volt LED light bulbs fit most fixtures with an E26 medium base. The bulb's dimensions are 3.75" diameter by 4.6" long MOL. This bulb is NOT for use in totally enclosed fixtures. These LED lights are compatible with many timers and dimmable using Lutron CL LED and CFL wall box dimmers. Dimming saves energy while setting the right light level to improve mood and ambiance. Screw-in compact fluorescent lamps (CFLs) and screw-in light emitting diode bulbs (LEDs) are a great energy-saving alternative to incandescent or halogen light sources; however, dimming them may be difficult. Lutrons new CL Dimmers for dimmable CFL and LED bulbs have HED Technology which helps alleviate your CFL and LED dimming challenges. Compared to standard dimmers, Lutrons new CL Dimmers keep the lights on as they are dimmed, make sure the lights turn on at all light levels, eliminate or reduce excessive flicker and keep the lights on even with line voltage fluctuations. Lutron CL dimmers are available in Maestro®, Diva®, Skylark Contour, Luméa®, Ariadni®/Toggler® and Credenza® product families. Click here to see all Lutron CL Dimmer Light Switches and Wall Plates. Typical Applications Typical applications for these PAR30 LEDs include exterior security and soffit light fixtures in residential, office, retail, restaurant, school, hospital and hotel/motel locations. Satco 13 Watt 950 Lumen 60 Degree Beam Long Neck LED PAR30 Wide Flood Light Bulb 3000K | 3000 | 83 | 1000 | 76.9231 | 25000 | 13 | 1 | 9.95 | 9.95 | 11.6916 | 2020Q2 | https://www.greenelectricalsupply.com/satco-s9436-13-watt-dimming-led-par30-wide-flood-3000k-long-neck.aspx | Green Electrical Supply | 2020 | Yes
LED Lighting | Reflector | Manufacturer: Satco | True |  | Reflector (Flood/Spot) | PAR30L | E26 (Medium) | Wet Location Rated,Recessed Fixtures Home > Energy Star Qualified Products > 13 Watt 950 Lumen 60 Degree Beam Long Neck LED PAR30 Wide Flood Light Bulb 3500K ** Non-CEC Compliant - NOT Lawful for Sale in California ** Product Specifications - Quick Reference Lamp Wattage: Working Voltage: 13 Watts 120 Volt Dimensions: Beam Angle: 3.75" Diam x 4.6" (MOL) 60 Degree Wide Flood Lumen Output: 950 Lumens Rated Life: 25,000 Hours Light Color: 3500K CCT Rated: IP65 Outdoor Wet Location Familiar appearance. High Efficiency. Direct replacements. Satco High Performance LED ( Light Emitting Diode ) PAR30 lamps are a perfect retrofit bulb for your high use areas in both residential and commercial applications where you are currently using 60-75 watt halogen PAR30 lamps. LED light bulbs produce very little heat, reach full brightness instantly and last 25,000 hours. This Satco S9437 3500 Kelvin (K) bright white LED light operates on your existing 120V circuit and consumes just 13 watts. These PAR30 LED retrofit lights generate 950 lumens (or 73 Lumens Per Watt). These long neck LED PAR30 bulbs have a 60 Degree Wide Flood beam spread. Instant on at full brightness and mercury free - environmentally positive - generates no IR or UV - protects valuable objects - these Satco PAR30 LED bulbs are rated for 25,000 hours. These 120 volt LED light bulbs fit most fixtures with an E26 medium base. The bulb's dimensions are 3.75" diameter by 4.6" long MOL. This bulb is NOT for use in totally enclosed fixtures. These LED lights are compatible with many timers and dimmable using Lutron CL LED and CFL wall box dimmers. Dimming saves energy while setting the right light level to improve mood and ambiance. Screw-in compact fluorescent lamps (CFLs) and screw-in light emitting diode bulbs (LEDs) are a great energy-saving alternative to incandescent or halogen light sources; however, dimming them may be difficult. Lutrons new CL Dimmers for dimmable CFL and LED bulbs have HED Technology which helps alleviate your CFL and LED dimming challenges. Compared to standard dimmers, Lutrons new CL Dimmers keep the lights on as they are dimmed, make sure the lights turn on at all light levels, eliminate or reduce excessive flicker and keep the lights on even with line voltage fluctuations. Lutron CL dimmers are available in Maestro®, Diva®, Skylark Contour, Luméa®, Ariadni®/Toggler® and Credenza® product families. Click here to see all Lutron CL Dimmer Light Switches and Wall Plates. Typical Applications Typical applications for these PAR30 LEDs include exterior security and soffit light fixtures in residential, office, retail, restaurant, school, hospital and hotel/motel locations. Satco 13 Watt 950 Lumen 60 Degree Beam Long Neck LED PAR30 Wide Flood Light Bulb 3500K | 3500 | 82 | 1000 | 76.9231 | 25000 | 13 | 1 | 9.95 | 9.95 | 11.6916 | 2020Q2 | https://www.greenelectricalsupply.com/satco-s9437-13-watt-dimming-led-par30-wide-flood-3500k-long-neck.aspx | Green Electrical Supply | 2020 | Yes
LED Lighting | Reflector | Manufacturer: Satco | True |  | Reflector (Flood/Spot) | PAR30L | E26 (Medium) | Wet Location Rated,Recessed Fixtures Home > Energy Star Qualified Products > 13 Watt 1000 Lumen 60 Degree Beam Long Neck LED PAR30 Wide Flood Light Bulb 4000K ** Non-CEC Compliant - NOT Lawful for Sale in California ** Product Specifications - Quick Reference Lamp Wattage: Working Voltage: 13 Watts 120 Volt Dimensions: Beam Angle: 3.75" Diam x 4.6" (MOL) 60 Degree Wide Flood Lumen Output: 1000 Lumens Rated Life: 25,000 Hours Light Color: 4000K CCT Rated: IP65 Outdoor Wet Location Familiar appearance. High Efficiency. Direct replacements. Satco High Performance LED ( Light Emitting Diode ) PAR30 lamps are a perfect retrofit bulb for your high use areas in both residential and commercial applications where you are currently using 60-75 watt halogen PAR30 lamps. LED light bulbs produce very little heat, reach full brightness instantly and last 25,000 hours. This Satco S9438 4000 Kelvin (K) bright white LED light operates on your existing 120V circuit and consumes just 13 watts. These PAR30 LED retrofit lights generate 1000 lumens (or 77 Lumens Per Watt). These long neck LED PAR30 bulbs have a 60 Degree Wide Flood beam spread. Instant on at full brightness and mercury free - environmentally positive - generates no IR or UV - protects valuable objects - these Satco PAR30 LED bulbs are rated for 25,000 hours. These 120 volt LED light bulbs fit most fixtures with an E26 medium base. The bulb's dimensions are 3.75" diameter by 4.6" long MOL. This bulb is NOT for use in totally enclosed fixtures. These LED lights are compatible with many timers and dimmable using Lutron CL LED and CFL wall box dimmers. Dimming saves energy while setting the right light level to improve mood and ambiance. Screw-in compact fluorescent lamps (CFLs) and screw-in light emitting diode bulbs (LEDs) are a great energy-saving alternative to incandescent or halogen light sources; however, dimming them may be difficult. Lutrons new CL Dimmers for dimmable CFL and LED bulbs have HED Technology which helps alleviate your CFL and LED dimming challenges. Compared to standard dimmers, Lutrons new CL Dimmers keep the lights on as they are dimmed, make sure the lights turn on at all light levels, eliminate or reduce excessive flicker and keep the lights on even with line voltage fluctuations. Lutron CL dimmers are available in Maestro®, Diva®, Skylark Contour, Luméa®, Ariadni®/Toggler® and Credenza® product families. Click here to see all Lutron CL Dimmer Light Switches and Wall Plates. Typical Applications Typical applications for these PAR30 LEDs include exterior security and soffit light fixtures in residential, office, retail, restaurant, school, hospital and hotel/motel locations. Satco 13 Watt 1000 Lumen 60 Degree Beam Long Neck LED PAR30 Wide Flood Light Bulb 4000K | 4000 | 83 | 1000 | 76.9231 | 25000 | 13 | 1 | 9.95 | 9.95 | 11.6916 | 2020Q2 | https://www.greenelectricalsupply.com/satco-s9438-13-watt-dimming-led-par30-wide-flood-4000k-long-neck.aspx | Green Electrical Supply | 2020 | Yes
LED Lighting | Reflector | Manufacturer: Satco | True | Daylighting/Photocell, | Reflector (Flood/Spot) | PAR30L | E26 (Medium) | Wet Location Rated,Recessed Fixtures Home > Energy Star Qualified Products > 13 Watt 1000 Lumen 60 Degree Beam Long Neck LED PAR30 Wide Flood Light Bulb 5000K ** Non-CEC Compliant - NOT Lawful for Sale in California ** Product Specifications - Quick Reference Lamp Wattage: Working Voltage: 13 Watts 120 Volt Dimensions: Beam Angle: 3.75" Diam x 4.6" (MOL) 60 Degree Wide Flood Lumen Output: 1000 Lumens Rated Life: 25,000 Hours Light Color: 5000K CCT Rated: IP65 Outdoor Wet Location Familiar appearance. High Efficiency. Direct replacements. Satco High Performance LED ( Light Emitting Diode ) PAR30 lamps are a perfect retrofit bulb for your high use areas in both residential and commercial applications where you are currently using 60-75 watt halogen PAR30 lamps. LED light bulbs produce very little heat, reach full brightness instantly and last 25,000 hours. This Satco S9439 5000 Kelvin (K) daylight LED light operates on your existing 120V circuit and consumes just 13 watts. These PAR30 LED retrofit lights generate 1000 lumens (or 77 Lumens Per Watt). These long neck LED PAR30 bulbs have a 60 Degree Wide Flood beam spread. Instant on at full brightness and mercury free - environmentally positive - generates no IR or UV - protects valuable objects - these Satco PAR30 LED bulbs are rated for 25,000 hours. These 120 volt LED light bulbs fit most fixtures with an E26 medium base. The bulb's dimensions are 3.75" diameter by 4.6" long MOL. This bulb is NOT for use in totally enclosed fixtures. These LED lights are compatible with many timers and dimmable using Lutron CL LED and CFL wall box dimmers. Dimming saves energy while setting the right light level to improve mood and ambiance. Screw-in compact fluorescent lamps (CFLs) and screw-in light emitting diode bulbs (LEDs) are a great energy-saving alternative to incandescent or halogen light sources; however, dimming them may be difficult. Lutrons new CL Dimmers for dimmable CFL and LED bulbs have HED Technology which helps alleviate your CFL and LED dimming challenges. Compared to standard dimmers, Lutrons new CL Dimmers keep the lights on as they are dimmed, make sure the lights turn on at all light levels, eliminate or reduce excessive flicker and keep the lights on even with line voltage fluctuations. Lutron CL dimmers are available in Maestro®, Diva®, Skylark Contour, Luméa®, Ariadni®/Toggler® and Credenza® product families. Click here to see all Lutron CL Dimmer Light Switches and Wall Plates. Typical Applications Typical applications for these PAR30 LEDs include exterior security and soffit light fixtures in residential, office, retail, restaurant, school, hospital and hotel/motel locations. Satco 13 Watt 1000 Lumen 60 Degree Beam Long Neck LED PAR30 Wide Flood Light Bulb 5000K | 5000 | 83 | 1000 | 76.9231 | 25000 | 13 | 1 | 9.95 | 9.95 | 11.6916 | 2020Q2 | https://www.greenelectricalsupply.com/satco-s9439-13-watt-dimming-led-par30-wide-flood-5000k-long-neck.aspx | Green Electrical Supply | 2020 | Yes
LED Lighting | Reflector | Manufacturer: Satco | True |  | Reflector (Flood/Spot) | PAR38 | E26 (Medium) | Wet Location Rated,Recessed Fixtures Home > Energy Star Qualified Products > 15 Watt 1100 Lumen 25 Degree Beam Dimmable LED PAR38 Spot Flood Light Bulb 2700K ** Non-CEC Compliant - NOT Lawful for Sale in California ** Product Specifications - Quick Reference Lamp Wattage: Working Voltage: 15 Watts 120 Volt Dimensions: Beam Angle: 4.75" Diam x 5 3/16" (MOL) 25 Degree Spot Lumen Output: 1100 Lumens Rated Life: 25,000 Hours Light Color: 2700K CCT Rated: IP65 Outdoor Wet Location Familiar appearance. High Efficiency. Direct replacements. Satco High Performance LED ( Light Emitting Diode ) PAR38 lamps are a perfect retrofit bulb for your high use areas in both residential and commercial applications where you are currently using 90 watt halogen PAR38 lamps. LED light bulbs produce very little heat, reach full brightness instantly and last 25,000 hours. This Satco S9440 2700 Kelvin (K) warm white LED light operates on your existing 120V circuit and consumes just 15 watts. These PAR38 LED retrofit lights generate 1100 lumens (or 73 Lumens Per Watt). These LED PAR38 bulbs have a 25 Degree Spot beam spread. Instant on at full brightness and mercury free - environmentally positive - generates no IR or UV - protects valuable objects - these Satco PAR38 LED bulbs are rated for 25,000 hours. These 120 volt LED light bulbs fit most fixtures with an E26 medium base. The bulb's dimensions are 3.75" diameter by 5 3/16" long MOL. This bulb is NOT for use in totally enclosed fixtures. These LED lights are compatible with many timers and dimmable using Lutron CL LED and CFL wall box dimmers. Dimming saves energy while setting the right light level to improve mood and ambiance. Screw-in compact fluorescent lamps (CFLs) and screw-in light emitting diode bulbs (LEDs) are a great energy-saving alternative to incandescent or halogen light sources; however, dimming them may be difficult. Lutrons new CL Dimmers for dimmable CFL and LED bulbs have HED Technology which helps alleviate your CFL and LED dimming challenges. Compared to standard dimmers, Lutrons new CL Dimmers keep the lights on as they are dimmed, make sure the lights turn on at all light levels, eliminate or reduce excessive flicker and keep the lights on even with line voltage fluctuations. Lutron CL dimmers are available in Maestro®, Diva®, Skylark Contour, Luméa®, Ariadni®/Toggler® and Credenza® product families. Click here to see all Lutron CL Dimmer Light Switches and Wall Plates. Typical Applications Typical applications for these PAR38 LEDs include exterior security and soffit light fixtures in residential, office, retail, restaurant, school, hospital and hotel/motel locations. Satco 15 Watt 1100 Lumen 25 Degree Beam Dimmable LED PAR38 Spot Flood Light Bulb 2700K | 2700 | 83 | 1200 | 80 | 25000 | 15 | 1 | 12.95 | 12.95 | 15.2168 | 2020Q2 | https://www.greenelectricalsupply.com/satco-s9440-15-watt-dimming-led-par38-spot-2700k.aspx | Green Electrical Supply | 2020 | Yes
LED Lighting | Reflector | Manufacturer: Satco | True |  | Reflector (Flood/Spot) | PAR38 | E26 (Medium) | Wet Location Rated,Recessed Fixtures Home > Energy Star Qualified Products > 15 Watt 1150 Lumen 25 Degree Beam Dimmable LED PAR38 Spot Flood Light Bulb 3000K ** Non-CEC Compliant - NOT Lawful for Sale in California ** Product Specifications - Quick Reference Lamp Wattage: Working Voltage: 15 Watts 120 Volt Dimensions: Beam Angle: 4.75" Diam x 5 3/16" (MOL) 25 Degree Spot Lumen Output: 1150 Lumens Rated Life: 25,000 Hours Light Color: 3000K CCT Rated: IP65 Outdoor Wet Location Familiar appearance. High Efficiency. Direct replacements. Satco High Performance LED ( Light Emitting Diode ) PAR38 lamps are a perfect retrofit bulb for your high use areas in both residential and commercial applications where you are currently using 90 watt halogen PAR38 lamps. LED light bulbs produce very little heat, reach full brightness instantly and last 25,000 hours. This Satco S9441 3000 Kelvin (K) warm white LED light operates on your existing 120V circuit and consumes just 15 watts. These PAR38 LED retrofit lights generate 1150 lumens (or 73 Lumens Per Watt). These LED PAR38 bulbs have a 25 Degree Spot beam spread. Instant on at full brightness and mercury free - environmentally positive - generates no IR or UV - protects valuable objects - these Satco PAR38 LED bulbs are rated for 25,000 hours. These 120 volt LED light bulbs fit most fixtures with an E26 medium base. The bulb's dimensions are 3.75" diameter by 5 3/16" long MOL. This bulb is NOT for use in totally enclosed fixtures. These LED lights are compatible with many timers and dimmable using Lutron CL LED and CFL wall box dimmers. Dimming saves energy while setting the right light level to improve mood and ambiance. Screw-in compact fluorescent lamps (CFLs) and screw-in light emitting diode bulbs (LEDs) are a great energy-saving alternative to incandescent or halogen light sources; however, dimming them may be difficult. Lutrons new CL Dimmers for dimmable CFL and LED bulbs have HED Technology which helps alleviate your CFL and LED dimming challenges. Compared to standard dimmers, Lutrons new CL Dimmers keep the lights on as they are dimmed, make sure the lights turn on at all light levels, eliminate or reduce excessive flicker and keep the lights on even with line voltage fluctuations. Lutron CL dimmers are available in Maestro®, Diva®, Skylark Contour, Luméa®, Ariadni®/Toggler® and Credenza® product families. Click here to see all Lutron CL Dimmer Light Switches and Wall Plates. Typical Applications Typical applications for these PAR38 LEDs include exterior security and soffit light fixtures in residential, office, retail, restaurant, school, hospital and hotel/motel locations. Satco 15 Watt 1150 Lumen 25 Degree Beam Dimmable LED PAR38 Spot Flood Light Bulb 3000K | 3000 | 82 | 1200 | 80 | 25000 | 15 | 1 | 12.95 | 12.95 | 15.2168 | 2020Q2 | https://www.greenelectricalsupply.com/satco-s9441-15-watt-dimming-led-par38-spot-3000k.aspx | Green Electrical Supply | 2020 | Yes
LED Lighting | Reflector | Manufacturer: Satco | True |  | Reflector (Flood/Spot) | PAR38 | E26 (Medium) | Wet Location Rated,Recessed Fixtures Home > Energy Star Qualified Products > 15 Watt 1150 Lumen 25 Degree Beam Dimmable LED PAR38 Spot Flood Light Bulb 3500K ** Non-CEC Compliant - NOT Lawful for Sale in California ** Product Specifications - Quick Reference Lamp Wattage: Working Voltage: 15 Watts 120 Volt Dimensions: Beam Angle: 4.75" Diam x 5 3/16" (MOL) 25 Degree Spot Lumen Output: 1150 Lumens Rated Life: 25,000 Hours Light Color: 3500K CCT Rated: IP65 Outdoor Wet Location Familiar appearance. High Efficiency. Direct replacements. Satco High Performance LED ( Light Emitting Diode ) PAR38 lamps are a perfect retrofit bulb for your high use areas in both residential and commercial applications where you are currently using 90 watt halogen PAR38 lamps. LED light bulbs produce very little heat, reach full brightness instantly and last 25,000 hours. This Satco S9442 3500 Kelvin (K) bright white LED light operates on your existing 120V circuit and consumes just 15 watts. These PAR38 LED retrofit lights generate 1150 lumens (or 77 Lumens Per Watt). These LED PAR38 bulbs have a 25 Degree Spot beam spread. Instant on at full brightness and mercury free - environmentally positive - generates no IR or UV - protects valuable objects - these Satco PAR38 LED bulbs are rated for 25,000 hours. These 120 volt LED light bulbs fit most fixtures with an E26 medium base. The bulb's dimensions are 3.75" diameter by 5 3/16" long MOL. This bulb is NOT for use in totally enclosed fixtures. These LED lights are compatible with many timers and dimmable using Lutron CL LED and CFL wall box dimmers. Dimming saves energy while setting the right light level to improve mood and ambiance. Screw-in compact fluorescent lamps (CFLs) and screw-in light emitting diode bulbs (LEDs) are a great energy-saving alternative to incandescent or halogen light sources; however, dimming them may be difficult. Lutrons new CL Dimmers for dimmable CFL and LED bulbs have HED Technology which helps alleviate your CFL and LED dimming challenges. Compared to standard dimmers, Lutrons new CL Dimmers keep the lights on as they are dimmed, make sure the lights turn on at all light levels, eliminate or reduce excessive flicker and keep the lights on even with line voltage fluctuations. Lutron CL dimmers are available in Maestro®, Diva®, Skylark Contour, Luméa®, Ariadni®/Toggler® and Credenza® product families. Click here to see all Lutron CL Dimmer Light Switches and Wall Plates. Typical Applications Typical applications for these PAR38 LEDs include exterior security and soffit light fixtures in residential, office, retail, restaurant, school, hospital and hotel/motel locations. Satco 15 Watt 1150 Lumen 25 Degree Beam Dimmable LED PAR38 Spot Flood Light Bulb 3500K | 3500 | 82 | 1200 | 80 | 25000 | 15 | 1 | 12.95 | 12.95 | 15.2168 | 2020Q2 | https://www.greenelectricalsupply.com/satco-s9442-15-watt-dimming-led-par38-spot-3500k.aspx | Green Electrical Supply | 2020 | Yes
LED Lighting | Reflector | Manufacturer: Satco | True |  | Reflector (Flood/Spot) | PAR38 | E26 (Medium) | Wet Location Rated,Recessed Fixtures Home > Energy Star Qualified Products > 15 Watt 1200 Lumen 25 Degree Beam Dimmable LED PAR38 Spot Flood Light Bulb 4000K ** Non-CEC Compliant - NOT Lawful for Sale in California ** Product Specifications - Quick Reference Lamp Wattage: Working Voltage: 15 Watts 120 Volt Dimensions: Beam Angle: 4.75" Diam x 5 3/16" (MOL) 25 Degree Spot Lumen Output: 1200 Lumens Rated Life: 25,000 Hours Light Color: 4000K CCT Rated: IP65 Outdoor Wet Location Familiar appearance. High Efficiency. Direct replacements. Satco High Performance LED ( Light Emitting Diode ) PAR38 lamps are a perfect retrofit bulb for your high use areas in both residential and commercial applications where you are currently using 90 watt halogen PAR38 lamps. LED light bulbs produce very little heat, reach full brightness instantly and last 25,000 hours. This Satco S9443 4000 Kelvin (K) cool white LED light operates on your existing 120V circuit and consumes just 15 watts. These PAR38 LED retrofit lights generate 1200 lumens (or 80 Lumens Per Watt). These LED PAR38 bulbs have a 25 Degree Spot beam spread. Instant on at full brightness and mercury free - environmentally positive - generates no IR or UV - protects valuable objects - these Satco PAR38 LED bulbs are rated for 25,000 hours. These 120 volt LED light bulbs fit most fixtures with an E26 medium base. The bulb's dimensions are 3.75" diameter by 5 3/16" long MOL. This bulb is NOT for use in totally enclosed fixtures. These LED lights are compatible with many timers and dimmable using Lutron CL LED and CFL wall box dimmers. Dimming saves energy while setting the right light level to improve mood and ambiance. Screw-in compact fluorescent lamps (CFLs) and screw-in light emitting diode bulbs (LEDs) are a great energy-saving alternative to incandescent or halogen light sources; however, dimming them may be difficult. Lutrons new CL Dimmers for dimmable CFL and LED bulbs have HED Technology which helps alleviate your CFL and LED dimming challenges. Compared to standard dimmers, Lutrons new CL Dimmers keep the lights on as they are dimmed, make sure the lights turn on at all light levels, eliminate or reduce excessive flicker and keep the lights on even with line voltage fluctuations. Lutron CL dimmers are available in Maestro®, Diva®, Skylark Contour, Luméa®, Ariadni®/Toggler® and Credenza® product families. Click here to see all Lutron CL Dimmer Light Switches and Wall Plates. Typical Applications Typical applications for these PAR38 LEDs include exterior security and soffit light fixtures in residential, office, retail, restaurant, school, hospital and hotel/motel locations. Satco 15 Watt 1200 Lumen 25 Degree Beam Dimmable LED PAR38 Spot Flood Light Bulb 4000K | 4000 | 83 | 1200 | 80 | 25000 | 15 | 1 | 12.95 | 12.95 | 15.2168 | 2020Q2 | https://www.greenelectricalsupply.com/satco-s9443-15-watt-dimming-led-par38-spot-4000k.aspx | Green Electrical Supply | 2020 | Yes
LED Lighting | Reflector | Manufacturer: Satco | True |  | Reflector (Flood/Spot) | PAR38 | E26 (Medium) | Wet Location Rated,Recessed Fixtures Home > Energy Star Qualified Products > 15 Watt 1200 Lumen 25 Degree Beam Dimmable LED PAR38 Spot Flood Light Bulb 5000K ** Non-CEC Compliant - NOT Lawful for Sale in California ** Product Specifications - Quick Reference Lamp Wattage: Working Voltage: 15 Watts 120 Volt Dimensions: Beam Angle: 4.75" Diam x 5 3/16" (MOL) 25 Degree Spot Lumen Output: 1200 Lumens Rated Life: 25,000 Hours Light Color: 5000K CCT Rated: IP65 Outdoor Wet Location Familiar appearance. High Efficiency. Direct replacements. Satco High Performance LED ( Light Emitting Diode ) PAR38 lamps are a perfect retrofit bulb for your high use areas in both residential and commercial applications where you are currently using 90 watt halogen PAR38 lamps. LED light bulbs produce very little heat, reach full brightness instantly and last 25,000 hours. This Satco S944 5000 Kelvin (K) cool white LED light operates on your existing 120V circuit and consumes just 15 watts. These PAR38 LED retrofit lights generate 1200 lumens (or 80 Lumens Per Watt). These LED PAR38 bulbs have a 25 Degree Spot beam spread. Instant on at full brightness and mercury free - environmentally positive - generates no IR or UV - protects valuable objects - these Satco PAR38 LED bulbs are rated for 25,000 hours. These 120 volt LED light bulbs fit most fixtures with an E26 medium base. The bulb's dimensions are 3.75" diameter by 5 3/16" long MOL. This bulb is NOT for use in totally enclosed fixtures. These LED lights are compatible with many timers and dimmable using Lutron CL LED and CFL wall box dimmers. Dimming saves energy while setting the right light level to improve mood and ambiance. Screw-in compact fluorescent lamps (CFLs) and screw-in light emitting diode bulbs (LEDs) are a great energy-saving alternative to incandescent or halogen light sources; however, dimming them may be difficult. Lutrons new CL Dimmers for dimmable CFL and LED bulbs have HED Technology which helps alleviate your CFL and LED dimming challenges. Compared to standard dimmers, Lutrons new CL Dimmers keep the lights on as they are dimmed, make sure the lights turn on at all light levels, eliminate or reduce excessive flicker and keep the lights on even with line voltage fluctuations. Lutron CL dimmers are available in Maestro®, Diva®, Skylark Contour, Luméa®, Ariadni®/Toggler® and Credenza® product families. Click here to see all Lutron CL Dimmer Light Switches and Wall Plates. Typical Applications Typical applications for these PAR38 LEDs include exterior security and soffit light fixtures in residential, office, retail, restaurant, school, hospital and hotel/motel locations. Satco 15 Watt 1200 Lumen 25 Degree Beam Dimmable LED PAR38 Spot Flood Light Bulb 5000K | 5000 | 83 | 1200 | 80 | 25000 | 15 | 1 | 12.95 | 12.95 | 15.2168 | 2020Q2 | https://www.greenelectricalsupply.com/satco-s9444-15-watt-dimming-led-par38-spot-5000k.aspx | Green Electrical Supply | 2020 | Yes
LED Lighting | Reflector | Manufacturer: Satco | True |  | Reflector (Flood/Spot) | PAR38 | E26 (Medium) | Wet Location Rated,Recessed Fixtures Home > Energy Star Qualified Products > 15 Watt 1100 Lumen 40 Degree Beam Dimmable LED PAR38 Flood Light Bulb 2700K ** Non-CEC Compliant - NOT Lawful for Sale in California ** Product Specifications - Quick Reference Lamp Wattage: Working Voltage: 15 Watts 120 Volt Dimensions: Beam Angle: 4.75" Diam x 5 3/16" (MOL) 40 Degree Flood Lumen Output: 1100 Lumens Rated Life: 25,000 Hours Light Color: 2700K CCT Rated: Energy Star, IP65 Wet Location Familiar appearance. High Efficiency. Direct replacements. Satco High Performance LED ( Light Emitting Diode ) PAR38 lamps are a perfect retrofit bulb for your high use areas in both residential and commercial applications where you are currently using 90 watt halogen PAR38 lamps. LED light bulbs produce very little heat, reach full brightness instantly and last 25,000 hours. This Satco S9445 2700 Kelvin (K) warm white LED light operates on your existing 120V circuit and consumes just 15 watts. These PAR38 LED retrofit lights generate 1100 lumens (or 73 Lumens Per Watt). These LED PAR38 bulbs have a 40 Degree Flood beam spread. Instant on at full brightness and mercury free - environmentally positive - generates no IR or UV - protects valuable objects - these Satco PAR38 LED bulbs are rated for 25,000 hours. These 120 volt LED light bulbs fit most fixtures with an E26 medium base. The bulb's dimensions are 3.75" diameter by 5 3/16" long MOL. This bulb is NOT for use in totally enclosed fixtures. These LED lights are compatible with many timers and dimmable using Lutron CL LED and CFL wall box dimmers. Dimming saves energy while setting the right light level to improve mood and ambiance. Screw-in compact fluorescent lamps (CFLs) and screw-in light emitting diode bulbs (LEDs) are a great energy-saving alternative to incandescent or halogen light sources; however, dimming them may be difficult. Lutrons new CL Dimmers for dimmable CFL and LED bulbs have HED Technology which helps alleviate your CFL and LED dimming challenges. Compared to standard dimmers, Lutrons new CL Dimmers keep the lights on as they are dimmed, make sure the lights turn on at all light levels, eliminate or reduce excessive flicker and keep the lights on even with line voltage fluctuations. Lutron CL dimmers are available in Maestro®, Diva®, Skylark Contour, Luméa®, Ariadni®/Toggler® and Credenza® product families. Click here to see all Lutron CL Dimmer Light Switches and Wall Plates. Typical Applications Typical applications for these PAR38 LEDs include exterior security and soffit light fixtures in residential, office, retail, restaurant, school, hospital and hotel/motel locations. Satco 15 Watt 1100 Lumen 40 Degree Beam Dimmable LED PAR38 Flood Light Bulb 2700K | 2700 | 83 | 1200 | 80 | 25000 | 15 | 1 | 12.95 | 12.95 | 15.2168 | 2020Q2 | https://www.greenelectricalsupply.com/satco-s9445-15-watt-dimming-led-par38-flood-2700k.aspx | Green Electrical Supply | 2020 | Yes
LED Lighting | Reflector | Manufacturer: Satco | True |  | Reflector (Flood/Spot) | PAR38 | E26 (Medium) | Wet Location Rated,Recessed Fixtures Home > Energy Star Qualified Products > 15 Watt 1150 Lumen 40 Degree Beam Dimmable LED PAR38 Flood Light Bulb 3000K ** Non-CEC Compliant - NOT Lawful for Sale in California ** Product Specifications - Quick Reference Lamp Wattage: Working Voltage: 15 Watts 120 Volt Dimensions: Beam Angle: 4.75" Diam x 5 3/16" (MOL) 40 Degree Flood Lumen Output: 1150 Lumens Rated Life: 25,000 Hours Light Color: 3000K CCT Rated: IP65 Outdoor Wet Location Familiar appearance. High Efficiency. Direct replacements. Satco High Performance LED ( Light Emitting Diode ) PAR38 lamps are a perfect retrofit bulb for your high use areas in both residential and commercial applications where you are currently using 90 watt halogen PAR38 lamps. LED light bulbs produce very little heat, reach full brightness instantly and last 25,000 hours. This Satco S9446 3000 Kelvin (K) warm white LED light operates on your existing 120V circuit and consumes just 15 watts. These PAR38 LED retrofit lights generate 1150 lumens (or 77 Lumens Per Watt). These LED PAR38 bulbs have a 40 Degree Flood beam spread. Instant on at full brightness and mercury free - environmentally positive - generates no IR or UV - protects valuable objects - these Satco PAR38 LED bulbs are rated for 25,000 hours. These 120 volt LED light bulbs fit most fixtures with an E26 medium base. The bulb's dimensions are 3.75" diameter by 5 3/16" long MOL. This bulb is NOT for use in totally enclosed fixtures. These LED lights are compatible with many timers and dimmable using Lutron CL LED and CFL wall box dimmers. Dimming saves energy while setting the right light level to improve mood and ambiance. Screw-in compact fluorescent lamps (CFLs) and screw-in light emitting diode bulbs (LEDs) are a great energy-saving alternative to incandescent or halogen light sources; however, dimming them may be difficult. Lutrons new CL Dimmers for dimmable CFL and LED bulbs have HED Technology which helps alleviate your CFL and LED dimming challenges. Compared to standard dimmers, Lutrons new CL Dimmers keep the lights on as they are dimmed, make sure the lights turn on at all light levels, eliminate or reduce excessive flicker and keep the lights on even with line voltage fluctuations. Lutron CL dimmers are available in Maestro®, Diva®, Skylark Contour, Luméa®, Ariadni®/Toggler® and Credenza® product families. Click here to see all Lutron CL Dimmer Light Switches and Wall Plates. Typical Applications Typical applications for these PAR38 LEDs include exterior security and soffit light fixtures in residential, office, retail, restaurant, school, hospital and hotel/motel locations. Satco 15 Watt 1150 Lumen 40 Degree Beam Dimmable LED PAR38 Flood Light Bulb 3000K | 3000 | 82 | 1200 | 80 | 25000 | 15 | 1 | 12.95 | 12.95 | 15.2168 | 2020Q2 | https://www.greenelectricalsupply.com/satco-s9446-15-watt-dimming-led-par38-flood-3000k.aspx | Green Electrical Supply | 2020 | Yes
LED Lighting | Reflector | Manufacturer: Satco | True |  | Reflector (Flood/Spot) | PAR38 | E26 (Medium) | Wet Location Rated,Recessed Fixtures Home > Energy Star Qualified Products > 15 Watt 1150 Lumen 40 Degree Beam Dimmable LED PAR38 Flood Light Bulb 3500K ** Non-CEC Compliant - NOT Lawful for Sale in California ** Product Specifications - Quick Reference Lamp Wattage: Working Voltage: 15 Watts 120 Volt Dimensions: Beam Angle: 4.75" Diam x 5 3/16" (MOL) 40 Degree Flood Lumen Output: 1150 Lumens Rated Life: 25,000 Hours Light Color: 3500K CCT Rated: IP65 Outdoor Wet Location Familiar appearance. High Efficiency. Direct replacements. Satco High Performance LED ( Light Emitting Diode ) PAR38 lamps are a perfect retrofit bulb for your high use areas in both residential and commercial applications where you are currently using 90 watt halogen PAR38 lamps. LED light bulbs produce very little heat, reach full brightness instantly and last 25,000 hours. This Satco S9447 3500 Kelvin (K) bright white LED light operates on your existing 120V circuit and consumes just 15 watts. These PAR38 LED retrofit lights generate 1150 lumens (or 77 Lumens Per Watt). These LED PAR38 bulbs have a 40 Degree Flood beam spread. Instant on at full brightness and mercury free - environmentally positive - generates no IR or UV - protects valuable objects - these Satco PAR38 LED bulbs are rated for 25,000 hours. These 120 volt LED light bulbs fit most fixtures with an E26 medium base. The bulb's dimensions are 3.75" diameter by 5 3/16" long MOL. This bulb is NOT for use in totally enclosed fixtures. These LED lights are compatible with many timers and dimmable using Lutron CL LED and CFL wall box dimmers. Dimming saves energy while setting the right light level to improve mood and ambiance. Screw-in compact fluorescent lamps (CFLs) and screw-in light emitting diode bulbs (LEDs) are a great energy-saving alternative to incandescent or halogen light sources; however, dimming them may be difficult. Lutrons new CL Dimmers for dimmable CFL and LED bulbs have HED Technology which helps alleviate your CFL and LED dimming challenges. Compared to standard dimmers, Lutrons new CL Dimmers keep the lights on as they are dimmed, make sure the lights turn on at all light levels, eliminate or reduce excessive flicker and keep the lights on even with line voltage fluctuations. Lutron CL dimmers are available in Maestro®, Diva®, Skylark Contour, Luméa®, Ariadni®/Toggler® and Credenza® product families. Click here to see all Lutron CL Dimmer Light Switches and Wall Plates. Typical Applications Typical applications for these PAR38 LEDs include exterior security and soffit light fixtures in residential, office, retail, restaurant, school, hospital and hotel/motel locations. Satco 15 Watt 1150 Lumen 40 Degree Beam Dimmable LED PAR38 Flood Light Bulb 3500K | 3500 | 82 | 1200 | 80 | 25000 | 15 | 1 | 12.95 | 12.95 | 15.2168 | 2020Q2 | https://www.greenelectricalsupply.com/satco-s9447-15-watt-dimming-led-par38-flood-3500K.aspx | Green Electrical Supply | 2020 | Yes
LED Lighting | Reflector | Manufacturer: Satco | True |  | Reflector (Flood/Spot) | PAR38 | E26 (Medium) | Wet Location Rated,Recessed Fixtures Home > Energy Star Qualified Products > 15 Watt 1200 Lumen 40 Degree Beam Dimmable LED PAR38 Flood Light Bulb 4000K ** Non-CEC Compliant - NOT Lawful for Sale in California ** Product Specifications - Quick Reference Lamp Wattage: Working Voltage: 15 Watts 120 Volt Dimensions: Beam Angle: 4.75" Diam x 5 3/16" (MOL) 40 Degree Flood Lumen Output: 1200 Lumens Rated Life: 25,000 Hours Light Color: 4000K CCT Rated: IP65 Outdoor Wet Location Familiar appearance. High Efficiency. Direct replacements. Satco High Performance LED ( Light Emitting Diode ) PAR38 lamps are a perfect retrofit bulb for your high use areas in both residential and commercial applications where you are currently using 90 watt halogen PAR38 lamps. LED light bulbs produce very little heat, reach full brightness instantly and last 25,000 hours. This Satco S9448 4000 Kelvin (K) cool white LED light operates on your existing 120V circuit and consumes just 15 watts. These PAR38 LED retrofit lights generate 1200 lumens (or 80 Lumens Per Watt). These LED PAR38 bulbs have a 40 Degree Flood beam spread. Instant on at full brightness and mercury free - environmentally positive - generates no IR or UV - protects valuable objects - these Satco PAR38 LED bulbs are rated for 25,000 hours. These 120 volt LED light bulbs fit most fixtures with an E26 medium base. The bulb's dimensions are 3.75" diameter by 5 3/16" long MOL. This bulb is NOT for use in totally enclosed fixtures. These LED lights are compatible with many timers and dimmable using Lutron CL LED and CFL wall box dimmers. Dimming saves energy while setting the right light level to improve mood and ambiance. Screw-in compact fluorescent lamps (CFLs) and screw-in light emitting diode bulbs (LEDs) are a great energy-saving alternative to incandescent or halogen light sources; however, dimming them may be difficult. Lutrons new CL Dimmers for dimmable CFL and LED bulbs have HED Technology which helps alleviate your CFL and LED dimming challenges. Compared to standard dimmers, Lutrons new CL Dimmers keep the lights on as they are dimmed, make sure the lights turn on at all light levels, eliminate or reduce excessive flicker and keep the lights on even with line voltage fluctuations. Lutron CL dimmers are available in Maestro®, Diva®, Skylark Contour, Luméa®, Ariadni®/Toggler® and Credenza® product families. Click here to see all Lutron CL Dimmer Light Switches and Wall Plates. Typical Applications Typical applications for these PAR38 LEDs include exterior security and soffit light fixtures in residential, office, retail, restaurant, school, hospital and hotel/motel locations. Satco 15 Watt 1200 Lumen 40 Degree Beam Dimmable LED PAR38 Flood Light Bulb 4000K | 4000 | 83 | 1200 | 80 | 25000 | 15 | 1 | 12.95 | 12.95 | 15.2168 | 2020Q2 | https://www.greenelectricalsupply.com/satco-s9448-15-watt-dimming-led-par38-flood-4000k.aspx | Green Electrical Supply | 2020 | Yes
LED Lighting | Reflector | Manufacturer: Satco | True | Daylighting/Photocell, | Reflector (Flood/Spot) | PAR38 | E26 (Medium) | Wet Location Rated,Recessed Fixtures Home > Energy Star Qualified Products > 15 Watt 1200 Lumen 40 Degree Beam Dimmable LED PAR38 Flood Light Bulb 5000K ** Non-CEC Compliant - NOT Lawful for Sale in California ** Product Specifications - Quick Reference Lamp Wattage: Working Voltage: 15 Watts 120 Volt Dimensions: Beam Angle: 4.75" Diam x 5 3/16" (MOL) 40 Degree Flood Lumen Output: 1200 Lumens Rated Life: 25,000 Hours Light Color: 5000K CCT Rated: IP65 Outdoor Wet Location Familiar appearance. High Efficiency. Direct replacements. Satco High Performance LED ( Light Emitting Diode ) PAR38 lamps are a perfect retrofit bulb for your high use areas in both residential and commercial applications where you are currently using 90 watt halogen PAR38 lamps. LED light bulbs produce very little heat, reach full brightness instantly and last 25,000 hours. This Satco S9449 1200 Kelvin (K) daylight LED light operates on your existing 120V circuit and consumes just 15 watts. These PAR38 LED retrofit lights generate 1200 lumens (or 80 Lumens Per Watt). These LED PAR38 bulbs have a 40 Degree Flood beam spread. Instant on at full brightness and mercury free - environmentally positive - generates no IR or UV - protects valuable objects - these Satco PAR38 LED bulbs are rated for 25,000 hours. These 120 volt LED light bulbs fit most fixtures with an E26 medium base. The bulb's dimensions are 3.75" diameter by 5 3/16" long MOL. This bulb is NOT for use in totally enclosed fixtures. These LED lights are compatible with many timers and dimmable using Lutron CL LED and CFL wall box dimmers. Dimming saves energy while setting the right light level to improve mood and ambiance. Screw-in compact fluorescent lamps (CFLs) and screw-in light emitting diode bulbs (LEDs) are a great energy-saving alternative to incandescent or halogen light sources; however, dimming them may be difficult. Lutrons new CL Dimmers for dimmable CFL and LED bulbs have HED Technology which helps alleviate your CFL and LED dimming challenges. Compared to standard dimmers, Lutrons new CL Dimmers keep the lights on as they are dimmed, make sure the lights turn on at all light levels, eliminate or reduce excessive flicker and keep the lights on even with line voltage fluctuations. Lutron CL dimmers are available in Maestro®, Diva®, Skylark Contour, Luméa®, Ariadni®/Toggler® and Credenza® product families. Click here to see all Lutron CL Dimmer Light Switches and Wall Plates. Typical Applications Typical applications for these PAR38 LEDs include exterior security and soffit light fixtures in residential, office, retail, restaurant, school, hospital and hotel/motel locations. Satco 15 Watt 1200 Lumen 40 Degree Beam Dimmable LED PAR38 Flood Light Bulb 5000K | 5000 | 83 | 1200 | 80 | 25000 | 15 | 1 | 12.95 | 12.95 | 15.2168 | 2020Q2 | https://www.greenelectricalsupply.com/satco-s9449-15-watt-dimming-led-par38-flood-5000k.aspx | Green Electrical Supply | 2020 | Yes
LED Lighting | Reflector | Manufacturer: Satco | True |  | Reflector (Flood/Spot) | PAR38 | E26 (Medium) | Wet Location Rated,Recessed Fixtures Home > Energy Star Qualified Products > 15 Watt 1100 Lumen 60 Degree Beam Dimmable LED PAR38 Wide Flood Light Bulb 2700K ** Non-CEC Compliant - NOT Lawful for Sale in California ** Product Specifications - Quick Reference Lamp Wattage: Working Voltage: 15 Watts 120 Volt Dimensions: Beam Angle: 4.75" Diam x 5 3/16" (MOL) 60 Degree Wide Flood Lumen Output: 1100 Lumens Rated Life: 25,000 Hours Light Color: 2700K CCT Rated: IP65 Outdoor Wet Location Familiar appearance. High Efficiency. Direct replacements. Satco High Performance LED ( Light Emitting Diode ) PAR38 lamps are a perfect retrofit bulb for your high use areas in both residential and commercial applications where you are currently using 90 watt halogen PAR38 lamps. LED light bulbs produce very little heat, reach full brightness instantly and last 25,000 hours. This Satco S9450 2700 Kelvin (K) warm white LED light operates on your existing 120V circuit and consumes just 15 watts. These PAR38 LED retrofit lights generate 1100 lumens (or 73 Lumens Per Watt). These LED PAR38 bulbs have a 60 Degree Wide Flood beam spread. Instant on at full brightness and mercury free - environmentally positive - generates no IR or UV - protects valuable objects - these Satco PAR38 LED bulbs are rated for 25,000 hours. These 120 volt LED light bulbs fit most fixtures with an E26 medium base. The bulb's dimensions are 4.75" diameter by 5 3/16" long MOL. This bulb is NOT for use in totally enclosed fixtures. These LED lights are compatible with many timers and dimmable using Lutron CL LED and CFL wall box dimmers. Dimming saves energy while setting the right light level to improve mood and ambiance. Screw-in compact fluorescent lamps (CFLs) and screw-in light emitting diode bulbs (LEDs) are a great energy-saving alternative to incandescent or halogen light sources; however, dimming them may be difficult. Lutrons new CL Dimmers for dimmable CFL and LED bulbs have HED Technology which helps alleviate your CFL and LED dimming challenges. Compared to standard dimmers, Lutrons new CL Dimmers keep the lights on as they are dimmed, make sure the lights turn on at all light levels, eliminate or reduce excessive flicker and keep the lights on even with line voltage fluctuations. Lutron CL dimmers are available in Maestro®, Diva®, Skylark Contour, Luméa®, Ariadni®/Toggler® and Credenza® product families. Click here to see all Lutron CL Dimmer Light Switches and Wall Plates. Typical Applications Typical applications for these PAR38 LEDs include exterior security and soffit light fixtures in residential, office, retail, restaurant, school, hospital and hotel/motel locations. Satco 15 Watt 1100 Lumen 60 Degree Beam Dimmable LED PAR38 Wide Flood Light Bulb 2700K | 2700 | 83 | 1200 | 80 | 25000 | 15 | 1 | 12.95 | 12.95 | 15.2168 | 2020Q2 | https://www.greenelectricalsupply.com/satco-s9450-15-watt-dimming-led-par38-wide-flood-2700k.aspx | Green Electrical Supply | 2020 | Yes
LED Lighting | Reflector | Manufacturer: Satco | True |  | Reflector (Flood/Spot) | PAR38 | E26 (Medium) | Wet Location Rated,Recessed Fixtures Home > Energy Star Qualified Products > 15 Watt 1150 Lumen 60 Degree Beam Dimmable LED PAR38 Wide Flood Light Bulb 3000K ** Non-CEC Compliant - NOT Lawful for Sale in California ** Product Specifications - Quick Reference Lamp Wattage: Working Voltage: 15 Watts 120 Volt Dimensions: Beam Angle: 4.75" Diam x 5 3/16" (MOL) 60 Degree Wide Flood Lumen Output: 1150 Lumens Rated Life: 25,000 Hours Light Color: 3000K CCT Rated: IP65 Outdoor Wet Location Familiar appearance. High Efficiency. Direct replacements. Satco High Performance LED ( Light Emitting Diode ) PAR38 lamps are a perfect retrofit bulb for your high use areas in both residential and commercial applications where you are currently using 90 watt halogen PAR38 lamps. LED light bulbs produce very little heat, reach full brightness instantly and last 25,000 hours. This Satco S9451 3000 Kelvin (K) warm white LED light operates on your existing 120V circuit and consumes just 15 watts. These PAR38 LED retrofit lights generate 1150 lumens (or 77 Lumens Per Watt). These LED PAR38 bulbs have a 60 Degree Wide Flood beam spread. Instant on at full brightness and mercury free - environmentally positive - generates no IR or UV - protects valuable objects - these Satco PAR38 LED bulbs are rated for 25,000 hours. These 120 volt LED light bulbs fit most fixtures with an E26 medium base. The bulb's dimensions are 4.75" diameter by 5 3/16" long MOL. This bulb is NOT for use in totally enclosed fixtures. These LED lights are compatible with many timers and dimmable using Lutron CL LED and CFL wall box dimmers. Dimming saves energy while setting the right light level to improve mood and ambiance. Screw-in compact fluorescent lamps (CFLs) and screw-in light emitting diode bulbs (LEDs) are a great energy-saving alternative to incandescent or halogen light sources; however, dimming them may be difficult. Lutrons new CL Dimmers for dimmable CFL and LED bulbs have HED Technology which helps alleviate your CFL and LED dimming challenges. Compared to standard dimmers, Lutrons new CL Dimmers keep the lights on as they are dimmed, make sure the lights turn on at all light levels, eliminate or reduce excessive flicker and keep the lights on even with line voltage fluctuations. Lutron CL dimmers are available in Maestro®, Diva®, Skylark Contour, Luméa®, Ariadni®/Toggler® and Credenza® product families. Click here to see all Lutron CL Dimmer Light Switches and Wall Plates. Typical Applications Typical applications for these PAR38 LEDs include exterior security and soffit light fixtures in residential, office, retail, restaurant, school, hospital and hotel/motel locations. Satco 15 Watt 1150 Lumen 60 Degree Beam Dimmable LED PAR38 Wide Flood Light Bulb 3000K | 3000 | 82 | 1200 | 80 | 25000 | 15 | 1 | 12.95 | 12.95 | 15.2168 | 2020Q2 | https://www.greenelectricalsupply.com/satco-s9451-15-watt-dimming-led-par38-wide-flood-3000k.aspx | Green Electrical Supply | 2020 | Yes
LED Lighting | Reflector | Manufacturer: Satco | True |  | Reflector (Flood/Spot) | PAR38 | E26 (Medium) | Wet Location Rated,Recessed Fixtures Home > Energy Star Qualified Products > 15 Watt 1150 Lumen 60 Degree Beam Dimmable LED PAR38 Wide Flood Light Bulb 3500K ** Non-CEC Compliant - NOT Lawful for Sale in California ** Product Specifications - Quick Reference Lamp Wattage: Working Voltage: 15 Watts 120 Volt Dimensions: Beam Angle: 4.75" Diam x 5 3/16" (MOL) 60 Degree Wide Flood Lumen Output: 1150 Lumens Rated Life: 25,000 Hours Light Color: 3500K CCT Rated: IP65 Outdoor Wet Location Familiar appearance. High Efficiency. Direct replacements. Satco High Performance LED ( Light Emitting Diode ) PAR38 lamps are a perfect retrofit bulb for your high use areas in both residential and commercial applications where you are currently using 90 watt halogen PAR38 lamps. LED light bulbs produce very little heat, reach full brightness instantly and last 25,000 hours. This Satco S9452 3500 Kelvin (K) bright white LED light operates on your existing 120V circuit and consumes just 15 watts. These PAR38 LED retrofit lights generate 1150 lumens (or 77 Lumens Per Watt). These LED PAR38 bulbs have a 60 Degree Wide Flood beam spread. Instant on at full brightness and mercury free - environmentally positive - generates no IR or UV - protects valuable objects - these Satco PAR38 LED bulbs are rated for 25,000 hours. These 120 volt LED light bulbs fit most fixtures with an E26 medium base. The bulb's dimensions are 4.75" diameter by 5 3/16" long MOL. This bulb is NOT for use in totally enclosed fixtures. These LED lights are compatible with many timers and dimmable using Lutron CL LED and CFL wall box dimmers. Dimming saves energy while setting the right light level to improve mood and ambiance. Screw-in compact fluorescent lamps (CFLs) and screw-in light emitting diode bulbs (LEDs) are a great energy-saving alternative to incandescent or halogen light sources; however, dimming them may be difficult. Lutrons new CL Dimmers for dimmable CFL and LED bulbs have HED Technology which helps alleviate your CFL and LED dimming challenges. Compared to standard dimmers, Lutrons new CL Dimmers keep the lights on as they are dimmed, make sure the lights turn on at all light levels, eliminate or reduce excessive flicker and keep the lights on even with line voltage fluctuations. Lutron CL dimmers are available in Maestro®, Diva®, Skylark Contour, Luméa®, Ariadni®/Toggler® and Credenza® product families. Click here to see all Lutron CL Dimmer Light Switches and Wall Plates. Typical Applications Typical applications for these PAR38 LEDs include exterior security and soffit light fixtures in residential, office, retail, restaurant, school, hospital and hotel/motel locations. Satco 15 Watt 1150 Lumen 60 Degree Beam Dimmable LED PAR38 Wide Flood Light Bulb 3500K | 3500 | 82 | 1200 | 80 | 25000 | 15 | 1 | 12.95 | 12.95 | 15.2168 | 2020Q2 | https://www.greenelectricalsupply.com/satco-s9452-15-watt-dimming-led-par38-wide-flood-3500k.aspx | Green Electrical Supply | 2020 | Yes
LED Lighting | Reflector | Manufacturer: Satco | True |  | Reflector (Flood/Spot) | PAR38 | E26 (Medium) | Wet Location Rated,Recessed Fixtures Home > Energy Star Qualified Products > 15 Watt 1200 Lumen 60 Degree Beam Dimmable LED PAR38 Wide Flood Light Bulb 4000K ** Non-CEC Compliant - NOT Lawful for Sale in California ** Product Specifications - Quick Reference Lamp Wattage: Working Voltage: 15 Watts 120 Volt Dimensions: Beam Angle: 4.75" Diam x 5 3/16" (MOL) 60 Degree Wide Flood Lumen Output: 1200 Lumens Rated Life: 25,000 Hours Light Color: 4000K CCT Rated: IP65 Outdoor Wet Location Familiar appearance. High Efficiency. Direct replacements. Satco High Performance LED ( Light Emitting Diode ) PAR38 lamps are a perfect retrofit bulb for your high use areas in both residential and commercial applications where you are currently using 90 watt halogen PAR38 lamps. LED light bulbs produce very little heat, reach full brightness instantly and last 25,000 hours. This Satco S9453 4000 Kelvin (K) cool white LED light operates on your existing 120V circuit and consumes just 15 watts. These PAR38 LED retrofit lights generate 1200 lumens (or 80 Lumens Per Watt). These LED PAR38 bulbs have a 60 Degree Wide Flood beam spread. Instant on at full brightness and mercury free - environmentally positive - generates no IR or UV - protects valuable objects - these Satco PAR38 LED bulbs are rated for 25,000 hours. These 120 volt LED light bulbs fit most fixtures with an E26 medium base. The bulb's dimensions are 4.75" diameter by 5 3/16" long MOL. This bulb is NOT for use in totally enclosed fixtures. These LED lights are compatible with many timers and dimmable using Lutron CL LED and CFL wall box dimmers. Dimming saves energy while setting the right light level to improve mood and ambiance. Screw-in compact fluorescent lamps (CFLs) and screw-in light emitting diode bulbs (LEDs) are a great energy-saving alternative to incandescent or halogen light sources; however, dimming them may be difficult. Lutrons new CL Dimmers for dimmable CFL and LED bulbs have HED Technology which helps alleviate your CFL and LED dimming challenges. Compared to standard dimmers, Lutrons new CL Dimmers keep the lights on as they are dimmed, make sure the lights turn on at all light levels, eliminate or reduce excessive flicker and keep the lights on even with line voltage fluctuations. Lutron CL dimmers are available in Maestro®, Diva®, Skylark Contour, Luméa®, Ariadni®/Toggler® and Credenza® product families. Click here to see all Lutron CL Dimmer Light Switches and Wall Plates. Typical Applications Typical applications for these PAR38 LEDs include exterior security and soffit light fixtures in residential, office, retail, restaurant, school, hospital and hotel/motel locations. Satco 15 Watt 1200 Lumen 60 Degree Beam Dimmable LED PAR38 Wide Flood Light Bulb 4000K | 4000 | 83 | 1200 | 80 | 25000 | 15 | 1 | 12.95 | 12.95 | 15.2168 | 2020Q2 | https://www.greenelectricalsupply.com/satco-s9453-15-watt-dimming-led-par38-wide-flood-4000k.aspx | Green Electrical Supply | 2020 | Yes
LED Lighting | Reflector | Manufacturer: Satco | True | Daylighting/Photocell, | Reflector (Flood/Spot) | PAR38 | E26 (Medium) | Wet Location Rated,Recessed Fixtures Home > Energy Star Qualified Products > 15 Watt 1200 Lumen 60 Degree Beam Dimmable LED PAR38 Wide Flood Light Bulb 5000K ** Non-CEC Compliant - NOT Lawful for Sale in California ** Product Specifications - Quick Reference Lamp Wattage: Working Voltage: 15 Watts 120 Volt Dimensions: Beam Angle: 4.75" Diam x 5 3/16" (MOL) 60 Degree Wide Flood Lumen Output: 1200 Lumens Rated Life: 25,000 Hours Light Color: 5000K CCT Rated: IP65 Outdoor Wet Location Familiar appearance. High Efficiency. Direct replacements. Satco High Performance LED ( Light Emitting Diode ) PAR38 lamps are a perfect retrofit bulb for your high use areas in both residential and commercial applications where you are currently using 90 watt halogen PAR38 lamps. LED light bulbs produce very little heat, reach full brightness instantly and last 25,000 hours. This Satco S9454 5000 Kelvin (K) daylight LED light operates on your existing 120V circuit and consumes just 15 watts. These PAR38 LED retrofit lights generate 1200 lumens (or 80 Lumens Per Watt). These LED PAR38 bulbs have a 60 Degree Wide Flood beam spread. Instant on at full brightness and mercury free - environmentally positive - generates no IR or UV - protects valuable objects - these Satco PAR38 LED bulbs are rated for 25,000 hours. These 120 volt LED light bulbs fit most fixtures with an E26 medium base. The bulb's dimensions are 4.75" diameter by 5 3/16" long MOL. This bulb is NOT for use in totally enclosed fixtures. These LED lights are compatible with many timers and dimmable using Lutron CL LED and CFL wall box dimmers. Dimming saves energy while setting the right light level to improve mood and ambiance. Screw-in compact fluorescent lamps (CFLs) and screw-in light emitting diode bulbs (LEDs) are a great energy-saving alternative to incandescent or halogen light sources; however, dimming them may be difficult. Lutrons new CL Dimmers for dimmable CFL and LED bulbs have HED Technology which helps alleviate your CFL and LED dimming challenges. Compared to standard dimmers, Lutrons new CL Dimmers keep the lights on as they are dimmed, make sure the lights turn on at all light levels, eliminate or reduce excessive flicker and keep the lights on even with line voltage fluctuations. Lutron CL dimmers are available in Maestro®, Diva®, Skylark Contour, Luméa®, Ariadni®/Toggler® and Credenza® product families. Click here to see all Lutron CL Dimmer Light Switches and Wall Plates. Typical Applications Typical applications for these PAR38 LEDs include exterior security and soffit light fixtures in residential, office, retail, restaurant, school, hospital and hotel/motel locations. Satco 15 Watt 1200 Lumen 60 Degree Beam Dimmable LED PAR38 Wide Flood Light Bulb 5000K | 5000 | 83 | 1200 | 80 | 25000 | 15 | 1 | 12.95 | 12.95 | 15.2168 | 2020Q2 | https://www.greenelectricalsupply.com/satco-s9454-15-watt-dimming-led-par38-wide-flood-5000k.aspx | Green Electrical Supply | 2020 | Yes
LED Lighting | Reflector | Manufacturer: Satco | True |  | Reflector (Flood/Spot) | PAR38 | E26 (Medium) | Wet Location Rated,Recessed Fixtures Home > Energy Star Qualified Products > 18 Watt 1400 Lumen 40 Degree Beam Dimmable LED PAR38 Flood Light Bulb 3000K ** Non-CEC Compliant - NOT Lawful for Sale in California ** Product Specifications - Quick Reference Lamp Wattage: Working Voltage: 18 Watts 120 Volt Dimensions: Beam Angle: 3.75" Diam x 5 3/16" (MOL) 40 Degree Flood Lumen Output: 1400 Lumens Rated Life: 25,000 Hours Light Color: 3000K CCT Rated: IP65 Outdoor Wet Location Familiar appearance. High Efficiency. Direct replacements. Satco High Performance LED ( Light Emitting Diode ) PAR38 lamps are a perfect retrofit bulb for your high use areas in both residential and commercial applications where you are currently using 120 watt halogen PAR38 lamps. LED light bulbs produce very little heat, reach full brightness instantly and last 25,000 hours. This Satco S9455 3000 Kelvin (K) warm white LED light operates on your existing 120V circuit and consumes just 18 watts. These PAR38 LED retrofit lights generate 1400 lumens (or 77 Lumens Per Watt). These LED PAR38 bulbs have a 40 Degree Flood beam spread. Instant on at full brightness and mercury free - environmentally positive - generates no IR or UV - protects valuable objects - these Satco PAR38 LED bulbs are rated for 25,000 hours. These 120 volt LED light bulbs fit most fixtures with an E26 medium base. The bulb's dimensions are 3.75" diameter by 5 3/16" long MOL. This bulb is NOT for use in totally enclosed fixtures. These LED lights are compatible with many timers and dimmable using Lutron CL LED and CFL wall box dimmers. Dimming saves energy while setting the right light level to improve mood and ambiance. Screw-in compact fluorescent lamps (CFLs) and screw-in light emitting diode bulbs (LEDs) are a great energy-saving alternative to incandescent or halogen light sources; however, dimming them may be difficult. Lutrons new CL Dimmers for dimmable CFL and LED bulbs have HED Technology which helps alleviate your CFL and LED dimming challenges. Compared to standard dimmers, Lutrons new CL Dimmers keep the lights on as they are dimmed, make sure the lights turn on at all light levels, eliminate or reduce excessive flicker and keep the lights on even with line voltage fluctuations. Lutron CL dimmers are available in Maestro®, Diva®, Skylark Contour, Luméa®, Ariadni®/Toggler® and Credenza® product families. Click here to see all Lutron CL Dimmer Light Switches and Wall Plates. Typical Applications Typical applications for these PAR38 LEDs include exterior security and soffit light fixtures in residential, office, retail, restaurant, school, hospital and hotel/motel locations. Satco 18 Watt 1400 Lumen 40 Degree Beam Dimmable LED PAR38 Flood Light Bulb 3000K | 3000 | 81 | 1400 | 77.7778 | 25000 | 18 | 1 | 13.95 | 13.95 | 16.3918 | 2020Q2 | https://www.greenelectricalsupply.com/satco-s9455-18-watt-dimming-led-par38-flood-3000k.aspx | Green Electrical Supply | 2020 | Yes
LED Lighting | Reflector | Manufacturer: Satco | True |  | Reflector (Flood/Spot) | PAR38 | E26 (Medium) | Wet Location Rated,Recessed Fixtures Home > Energy Star Qualified Products > 18 Watt 1400 Lumen 40 Degree Beam Dimmable LED PAR38 Flood Light Bulb 4000K ** Non-CEC Compliant - NOT Lawful for Sale in California ** Product Specifications - Quick Reference Lamp Wattage: Working Voltage: 18 Watts 120 Volt Dimensions: Beam Angle: 3.75" Diam x 5 3/16" (MOL) 40 Degree Flood Lumen Output: 1400 Lumens Rated Life: 25,000 Hours Light Color: 4000K CCT Rated: IP65 Outdoor Wet Location Familiar appearance. High Efficiency. Direct replacements. Satco High Performance LED ( Light Emitting Diode ) PAR38 lamps are a perfect retrofit bulb for your high use areas in both residential and commercial applications where you are currently using 120 watt halogen PAR38 lamps. LED light bulbs produce very little heat, reach full brightness instantly and last 25,000 hours. This Satco S9456 4000 Kelvin (K) cool white LED light operates on your existing 120V circuit and consumes just 18 watts. These PAR38 LED retrofit lights generate 1400 lumens (or 77 Lumens Per Watt). These LED PAR38 bulbs have a 40 Degree Flood beam spread. Instant on at full brightness and mercury free - environmentally positive - generates no IR or UV - protects valuable objects - these Satco PAR38 LED bulbs are rated for 25,000 hours. These 120 volt LED light bulbs fit most fixtures with an E26 medium base. The bulb's dimensions are 3.75" diameter by 5 3/16" long MOL. This bulb is NOT for use in totally enclosed fixtures. These LED lights are compatible with many timers and dimmable using Lutron CL LED and CFL wall box dimmers. Dimming saves energy while setting the right light level to improve mood and ambiance. Screw-in compact fluorescent lamps (CFLs) and screw-in light emitting diode bulbs (LEDs) are a great energy-saving alternative to incandescent or halogen light sources; however, dimming them may be difficult. Lutrons new CL Dimmers for dimmable CFL and LED bulbs have HED Technology which helps alleviate your CFL and LED dimming challenges. Compared to standard dimmers, Lutrons new CL Dimmers keep the lights on as they are dimmed, make sure the lights turn on at all light levels, eliminate or reduce excessive flicker and keep the lights on even with line voltage fluctuations. Lutron CL dimmers are available in Maestro®, Diva®, Skylark Contour, Luméa®, Ariadni®/Toggler® and Credenza® product families. Click here to see all Lutron CL Dimmer Light Switches and Wall Plates. Typical Applications Typical applications for these PAR38 LEDs include exterior security and soffit light fixtures in residential, office, retail, restaurant, school, hospital and hotel/motel locations. Satco 18 Watt 1400 Lumen 40 Degree Beam Dimmable LED PAR38 Flood Light Bulb 4000K | 4000 | 82 | 1400 | 77.7778 | 25000 | 18 | 1 | 13.95 | 13.95 | 16.3918 | 2020Q2 | https://www.greenelectricalsupply.com/satco-s9456-18-watt-dimming-led-par38-flood-4000k.aspx | Green Electrical Supply | 2020 | Yes
LED Lighting | A-Type | Satco | True |  | General Purpose Replacement | A19 | GU24 | Damp Location Rated,Recessed Fixtures Home / Light Bulbs / LED / Satco - S29840 - 9.8A19/OMNI/220/LED/27K/GU24 Approved for Totally Enclosed Fixtures; Damp Location Rated; Energy Star Rated 9.8W A19 LED Lamp - Universal - 800 Lumens - Warm White (2700K) - 80 CRI - 25000 Hours - GU24 (Bi-Pin / Twist & Lock) - 120 to 130V - Frost Satco - S29840 - 9.8A19/OMNI/220/LED/27K/GU24 | 2700 | 83 | 800 | 81.6327 | 25000 | 9.8 | 1 | 3.95 | 3.95 | 4.6414 | 2020Q2 | https://shop.regencylighting.com/lamps/led/9-8a19-omni-220-led-27k-gu24-s29840.html | Regency Lighting | 2020 | Yes
LED Lighting | A-Type | Satco | True |  | General Purpose Replacement | A19 | E26 (Medium) | Damp Location Rated,Recessed Fixtures Home / Light Bulbs / LED / Satco - S29835 - 9.8A19/OMNI/220/LED/27K Approved for Totally Enclosed Fixtures; Damp Location Rated; Energy Star Rated 9.8W A19 LED Lamp - Universal - 800 Lumens - Warm White (2700K) - 80 CRI - 25000 Hours - E26 (Medium) - 120 to 130V - Frost Satco - S29835 - 9.8A19/OMNI/220/LED/27K | 2700 | 83 | 800 | 81.6327 | 25000 | 9.8 | 1 | 4.83 | 4.83 | 5.6754 | 2020Q2 | https://shop.regencylighting.com/lamps/led/9-8a19-omni-220-led-27k-s29835.html | Regency Lighting | 2020 | Yes
LED Lighting | A-Type | Satco | True |  | General Purpose Replacement | A19 | E26 (Medium) | Damp Location Rated,Recessed Fixtures Home / Light Bulbs / LED / Satco - S29836 - 9.8A19/OMNI/220/LED/30K Approved for Enclosed Fixtures; Damp Location Rated; Energy Star Rated 9.8W A19 LED Lamp - Universal - 800 Lumens - Warm White (3000K) - 80 CRI - 25000 Hours - E26 (Medium) - 120 to 130V - Frost Satco - S29836 - 9.8A19/OMNI/220/LED/30K | 3000 | 83 | 800 | 81.6327 | 25000 | 9.8 | 24 | 111.6 | 4.65 | 5.4639 | 2020Q2 | https://shop.regencylighting.com/lamps/led/9-8a19-omni-220-led-30k-s29836.html | Regency Lighting | 2020 | Yes
LED Lighting | A-Type | Satco | True |  | General Purpose Replacement | A19 | GU24 | Damp Location Rated,Recessed Fixtures Home / Light Bulbs / LED / Satco - S29841 - 9.8A19/OMNI/220/LED/35K/GU24 Damp Location Rated; Energy Star Certified 9.8W A19 LED Lamp - Universal - 800 Lumens - Neutral White (3500K) - 80 CRI - 25000 Hours - GU24 (Bi-Pin / Twist & Lock) - 120 to 130V - Frost Satco - S29841 - 9.8A19/OMNI/220/LED/35K/GU24 | 3500 | 84 | 800 | 81.6327 | 25000 | 9.8 | 24 | 124.32 | 5.18 | 6.0867 | 2020Q2 | https://shop.regencylighting.com/lamps/led/9-8a19-omni-220-led-35k-gu24-s29841.html | Regency Lighting | 2020 | Yes
LED Lighting | A-Type | Satco | True |  | General Purpose Replacement | A19 | GU24 | Damp Location Rated,Recessed Fixtures Home / Light Bulbs / LED / Satco - S29842 - 9.8A19/OMNI/220/LED/40K/GU24 Approved for Totally Enclosed Fixtures; Damp Location Rated; Energy Star Rated 9.8W A19 LED Lamp - Universal - 800 Lumens - Cool White (4000K) - 80 CRI - 25000 Hours - GU24 (Bi-Pin / Twist & Lock) - 120 to 130V - Frost Satco - S29842 - 9.8A19/OMNI/220/LED/40K/GU24 | 4000 | 86 | 800 | 81.6327 | 25000 | 9.8 | 1 | 5.18 | 5.18 | 6.0867 | 2020Q2 | https://shop.regencylighting.com/lamps/led/9-8a19-omni-220-led-40k-gu24-s29842.html | Regency Lighting | 2020 | Yes
LED Lighting | A-Type | Satco | True |  | General Purpose Replacement | A19 | GU24 | Damp Location Rated,Recessed Fixtures Home / Light Bulbs / LED / LED A-Line / Satco - S29840 - 9.8A19/OMNI/220/LED/27K/GU24 Approved for Totally Enclosed Fixtures; Damp Location Rated; Energy Star Rated 9.8W A19 LED Lamp - Universal - 800 Lumens - Warm White (2700K) - 80 CRI - 25000 Hours - GU24 (Bi-Pin / Twist & Lock) - 120 to 130V - Frost Satco - S29840 - 9.8A19/OMNI/220/LED/27K/GU24 | 2700 | 83 | 800 | 81.6327 | 25000 | 9.8 | 1 | 3.95 | 3.95 | 4.6414 | 2020Q2 | https://shop.regencylighting.com/lamps/led/a-line/9-8a19-omni-220-led-27k-gu24-s29840.html | Regency Lighting | 2020 | Yes
LED Lighting | A-Type | Satco | True |  | General Purpose Replacement | A19 | E26 (Medium) | Damp Location Rated,Recessed Fixtures Home / Light Bulbs / LED / LED A-Line / Satco - S29835 - 9.8A19/OMNI/220/LED/27K Approved for Totally Enclosed Fixtures; Damp Location Rated; Energy Star Rated 9.8W A19 LED Lamp - Universal - 800 Lumens - Warm White (2700K) - 80 CRI - 25000 Hours - E26 (Medium) - 120 to 130V - Frost Satco - S29835 - 9.8A19/OMNI/220/LED/27K | 2700 | 83 | 800 | 81.6327 | 25000 | 9.8 | 1 | 4.83 | 4.83 | 5.6754 | 2020Q2 | https://shop.regencylighting.com/lamps/led/a-line/9-8a19-omni-220-led-27k-s29835.html | Regency Lighting | 2020 | Yes
LED Lighting | A-Type | Satco | True |  | General Purpose Replacement | A19 | E26 (Medium) | Damp Location Rated,Recessed Fixtures Home / Light Bulbs / LED / LED A-Line / Satco - S29836 - 9.8A19/OMNI/220/LED/30K Approved for Enclosed Fixtures; Damp Location Rated; Energy Star Rated 9.8W A19 LED Lamp - Universal - 800 Lumens - Warm White (3000K) - 80 CRI - 25000 Hours - E26 (Medium) - 120 to 130V - Frost Satco - S29836 - 9.8A19/OMNI/220/LED/30K | 3000 | 83 | 800 | 81.6327 | 25000 | 9.8 | 24 | 111.6 | 4.65 | 5.4639 | 2020Q2 | https://shop.regencylighting.com/lamps/led/a-line/9-8a19-omni-220-led-30k-s29836.html | Regency Lighting | 2020 | Yes
LED Lighting | A-Type | Satco | True |  | General Purpose Replacement | A19 | GU24 | Damp Location Rated,Recessed Fixtures Home / Light Bulbs / LED / LED A-Line / Satco - S29841 - 9.8A19/OMNI/220/LED/35K/GU24 Damp Location Rated; Energy Star Certified 9.8W A19 LED Lamp - Universal - 800 Lumens - Neutral White (3500K) - 80 CRI - 25000 Hours - GU24 (Bi-Pin / Twist & Lock) - 120 to 130V - Frost Satco - S29841 - 9.8A19/OMNI/220/LED/35K/GU24 | 3500 | 84 | 800 | 81.6327 | 25000 | 9.8 | 24 | 124.32 | 5.18 | 6.0867 | 2020Q2 | https://shop.regencylighting.com/lamps/led/a-line/9-8a19-omni-220-led-35k-gu24-s29841.html | Regency Lighting | 2020 | Yes
LED Lighting | Reflector | Manufacturer: TCP | False |  | Reflector (Flood/Spot) | BR30 | E26 (Medium) | Damp Location Rated,Recessed Fixtures Home > Energy Star Qualified Products > 10W Non-Dimming LED BR30 2700K Product Specifications - Quick Reference Input Voltage: Lumens: 120 Volt AC 650 Lumens Dimensions: Dimmable: 3.8" W x 5.4" MOL No LED Color: 2700 K Warm White Life Time: 25,000 Hours Power Consumption: Luminous Efficacy: 10 Watts 65.0 lm/W CRI: Certifications: 82 CRI UL Damp Locations Built off a 20-year history of producing energy efficient lighting, Technical Consumer Products, Inc. (TCP) is excited to announce its most advanced and comprehensive lineup of LED lamps: the LED Elite Series. With TCPs dedication to manufacturing high quality, state-of-the-art lighting, combined with excellent high color rendering index (CRI), smooth dimming capabilities and new shatterproof smooth housing (which gives the appearance of traditional halogen bulbs), the LED Elite Series bulbs are a perfect choice to transform nearly every lighted environment into something extraordinary. TCPs design results in world class LED lamps with industry leading dimming performance and best-in-class efficiencies! TCPs precision-designed full face optic lens offers extremely accurate light pattern control, with no washouts, color shifting or hot spots. This results in better overall light levels delivered right where it is needed. This is the TCP, LED Elite NON-Dimmable BR30 lamp and it comes with a color temperature of 2700 Kelvin (K). UL approved, the TCP LED10BR3027K offers a very durable, solid state lighting technology that significantly reduces lighting service and maintenance costs. These Energy Star Rated Non Dimmable LED BR30 bulbs consume up to 80% LESS energy than a standard 65BR30 65-watt incandescent. These LED BR30 bulbs do not contain Mercury or any other harmful substance, generate no IR or UV rays and carry a 5 Year Limited Warranty. TCPs LED BR30 lamps have the highest light output and are the most efficient LED BR30 lamps available today. Consuming just 10 watts of 120 volt energy, this BR30 lamp generates 650 lumens thats 65.0 Lumens per watt. This LED BR30 lamp is rated for 25,000 hours with a minimum starting temperature of -30 degrees Celsius and measures 5.4" MOL and 3.8" in diameter. Click here to see the TCP LED Elite BR Series Specification Sheet. Typical Applications Typical applications for the TCP LED10BR3027K, Elite Non-Dimmable BR30 LED light bulbs include recessed downlights, track lights, display lights, and outdoor fixtures that protect the lamps from the elements. TCP 10W Non-Dimming LED BR30 2700K | 2700 | 82 | 650 | 76.4706 | 25000 | 8.5 | 1 | 5.63 | 5.63 | 6.6155 | 2020Q2 | https://www.greenelectricalsupply.com/tcp-led10br3027k-elite-non-dimmable-led-br30-light-bulbs-2700k.aspx | Green Electrical Supply | 2020 | Yes
LED Lighting | Reflector | Manufacturer: TCP | False |  | Reflector (Flood/Spot) | BR30 | E26 (Medium) | Damp Location Rated,Recessed Fixtures Home > Energy Star Qualified Products > 10W Non-Dimming LED BR30 3000K Product Specifications - Quick Reference Input Voltage: Lumens: 120 Volt AC 675 Lumens Dimensions: Dimmable: 3.8" W x 5.4" MOL No LED Color: 3000 K Warm White Life Time: 25,000 Hours Power Consumption: Luminous Efficacy: 10 Watts 67.5 lm/W CRI: Certifications: 82 CRI UL Damp Locations Built off a 20-year history of producing energy efficient lighting, Technical Consumer Products, Inc. (TCP) is excited to announce its most advanced and comprehensive lineup of LED lamps: the LED Elite Series. With TCPs dedication to manufacturing high quality, state-of-the-art lighting, combined with excellent high color rendering index (CRI), smooth dimming capabilities and new shatterproof smooth housing (which gives the appearance of traditional halogen bulbs), the LED Elite Series bulbs are a perfect choice to transform nearly every lighted environment into something extraordinary. TCPs design results in world class LED lamps with industry leading dimming performance and best-in-class efficiencies! TCPs precision-designed full face optic lens offers extremely accurate light pattern control, with no washouts, color shifting or hot spots. This results in better overall light levels delivered right where it is needed. This is the TCP, LED Elite NON-Dimmable BR30 lamp and it comes with a color temperature of 3000 Kelvin (K). UL approved, the TCP LED10BR3030K offers a very durable, solid state lighting technology that significantly reduces lighting service and maintenance costs. These Non Dimmable LED BR30 bulbs consume up to 80% LESS energy than a standard 65BR30 65-watt incandescent. These LED BR30 bulbs do not contain Mercury or any other harmful substance, generate no IR or UV rays and carry a 5 Year Limited Warranty. TCPs LED BR30 lamps have the highest light output and are the most efficient LED BR30 lamps available today. Consuming just 10 watts of 120 volt energy, this BR30 lamp generates 675 lumens thats 67.5 Lumens per watt. This LED BR30 lamp is rated for 25,000 hours with a minimum starting temperature of -30 degrees Celsius and measures 5.4" MOL and 3.8" in diameter. Click here to see the TCP LED Elite BR Series Specification Sheet. Typical Applications Typical applications for the TCP LED10BR3030K, Elite Non-Dimmable BR30 LED light bulbs include recessed downlights, track lights, display lights, and outdoor fixtures that protect the lamps from the elements. TCP 10W Non-Dimming LED BR30 3000K | 3000 | 84 | 650 | 76.4706 | 25000 | 8.5 | 1 | 5.63 | 5.63 | 6.6155 | 2020Q2 | https://www.greenelectricalsupply.com/tcp-led10br3030k-elite-non-dimmable-led-br30-light-bulbs-3000k.aspx | Green Electrical Supply | 2020 | Yes
LED Lighting | Reflector | Manufacturer: TCP | False |  | Reflector (Flood/Spot) | BR30 | E26 (Medium) | Damp Location Rated,Recessed Fixtures Home > Energy Star Qualified Products > 10W Non-Dimming LED BR30 4100K Product Specifications - Quick Reference Input Voltage: Lumens: 120 Volt AC 700 Lumens Dimensions: Dimmable: 3.8" W x 5.4" MOL No LED Color: 4100 K Cool White Life Time: 25,000 Hours Power Consumption: Luminous Efficacy: 10 Watts 70.0 lm/W CRI: Certifications: 82 CRI UL Damp Locations Built off a 20-year history of producing energy efficient lighting, Technical Consumer Products, Inc. (TCP) is excited to announce its most advanced and comprehensive lineup of LED lamps: the LED Elite Series. With TCPs dedication to manufacturing high quality, state-of-the-art lighting, combined with excellent high color rendering index (CRI), smooth dimming capabilities and new shatterproof smooth housing (which gives the appearance of traditional halogen bulbs), the LED Elite Series bulbs are a perfect choice to transform nearly every lighted environment into something extraordinary. TCPs design results in world class LED lamps with industry leading dimming performance and best-in-class efficiencies! TCPs precision-designed full face optic lens offers extremely accurate light pattern control, with no washouts, color shifting or hot spots. This results in better overall light levels delivered right where it is needed. This is the TCP, LED Elite NON-Dimmable BR30 lamp and it comes with a color temperature of 4100 Kelvin (K). UL approved, the TCP LED10BR3041K offers a very durable, solid state lighting technology that significantly reduces lighting service and maintenance costs. These Non Dimmable LED BR30 bulbs consume up to 80% LESS energy than a standard 65BR30 65-watt incandescent. These LED BR30 bulbs do not contain Mercury or any other harmful substance, generate no IR or UV rays and carry a 5 Year Limited Warranty. TCPs LED BR30 lamps have the highest light output and are the most efficient LED BR30 lamps available today. Consuming just 10 watts of 120 volt energy, this BR30 lamp generates 700 lumens thats 70.0 Lumens per watt. This LED BR30 lamp is rated for 25,000 hours with a minimum starting temperature of -30 degrees Celsius and measures 5.4" MOL and 3.8" in diameter. Click here to see the TCP LED Elite BR Series Specification Sheet. Typical Applications Typical applications for the TCP LED10BR3041K, Elite Non-Dimmable BR30 LED light bulbs include recessed downlights, track lights, display lights, and outdoor fixtures that protect the lamps from the elements. TCP 10W Non-Dimming LED BR30 4100K | 4000 | 82 | 700 | 82.3529 | 25000 | 8.5 | 1 | 5.63 | 5.63 | 6.6155 | 2020Q2 | https://www.greenelectricalsupply.com/tcp-led10br3041k-elite-non-dimmable-led-br30-light-bulbs-4100k.aspx | Green Electrical Supply | 2020 | Yes
LED Lighting | Downlight | Manufacturer: TCP | True |  |  | LED Retrofit Kit | LED Retrofit Kit | Downlight Solid State Retrofit 4" Recessed Home > LED Indoor Light Fixtures > LED Downlights and Trims > 4 Inch Retrofits > Round > 2700K Soft White > 4 Inch 10 Watt 600 Lumen Dimmable LED Downlight Retrofit Kit 2700K - E26 Adapter Included Product Specifications - Quick Reference Lamp Wattage: Working Voltage: 10 Watts 120 Volt Dimensions: Rated Life: 5" W x 3.8" (MOL) 35,000 Hours Incandescent Equivalent: 60 Watts (600 Lumens) Dimmable: YES - 100% - 0.5% Light Color: CRI: 2700K 82 CRI Certifications: Warranty: RoHS, UL, Energy Star 5 Year Limited High Performance LED ( Light Emitting Diode ), 4" Recessed Retrofit Can Lights. These retrofits are a perfect choice for use in your existing 4" recessed can applications. LED lights produce very little heat, reach full brightness instantly and last 35,000 hours. Exceeding all industry standards and smooth, uniform dimming from 100% down to 0.5%, the TCP LED recessed retrofits are a superb, energy saving option for your existing 60 watt PAR20 bulbs. Click here to see the complete TCP 4" Recessed Retrofit Fixture Specification Sheet. This TCP LED10DR427K 2700 Kelvin (K) warm white LED light operates on your existing 120V circuit and consumes just 10 watts. These Energy Star Rated LED retrofit lights generate 600 delivered lumens (or 60 Lumens Per Watt) and has a Color Rendering Index (CRI) of 82. Designed to replace your current 60 watt R20 incandescent or halogen light bulb, the TCP LED10DR427K 4" LED retrofit bulb is fully dimmable, suitable for damp locations and they carry a 5 year limited warranty. Instant on at full brightness these 4" recessed can retrofit LED fixtures are rated for 35,000 hours. The dimensions of the LED fixture are 5" wide by 3.8 inches MOL. The LED driver is self contained and the finish on the integral baffle and trim is White. These 120 volt LED light bulbs fit most 4" recessed can fixtures with an E26 medium base. There is an adapter with every retrofit can where one end has a standard E26 medium base socket and the other end has a disconnect connector. With the electricity turned off at your circuit breaker, simply screw the E26 socket into your existing recessed can. Then connect the TCP LED retrofit at the disconnect point. Install the LED fixture like you would install your current trim. You have now converted your recessed can to LED. Dimming saves energy while setting the right light level to improve mood and ambiance. Screw-in compact fluorescent lamps (CFLs) and screw-in light emitting diode bulbs (LEDs) are a great energy-saving alternative to incandescent or halogen light sources; however, dimming them may be difficult. Lutrons new CL Dimmers for dimmable CFL and LED bulbs have HED Technology which helps alleviate your CFL and LED dimming challenges. Compared to standard dimmers, Lutrons new CL Dimmers keep the lights on as they are dimmed, make sure the lights turn on at all light levels, eliminate or reduce excessive flicker and keep the lights on even with line voltage fluctuations. Lutron CL dimmers are available in Maestro®, Diva®, Skylark Contour, Luméa®, Ariadni®/Toggler® and Credenza® product families. Click here to see all Lutron CL Dimmer Light Switches and Wall Plates. TCP 4 Inch 10 Watt 600 Lumen Dimmable LED Downlight Retrofit Kit 2700K - E26 Adapter Included | 2700 | 82 | 750 | 75 | 35000 | 10 | 1 | 11.13 | 11.13 | 13.0782 | 2020Q2 | https://www.greenelectricalsupply.com/tcp-led10dr427k-white-4-inch-led-recessed-retrofit-can-lights-2700k.aspx | Green Electrical Supply | 2020 | Yes
LED Lighting | Reflector | Manufacturer: TCP | True |  | Reflector (Flood/Spot) | R20 | E26 (Medium) | Damp Location Rated,Recessed Fixtures Home > Energy Star Qualified Products > 10W Elite Dimmable LED R20 27K Product Specifications - Quick Reference Input Voltage: Lumens: 120 Volt AC 650 Lumens Dimensions: Dimmable: 2.5" W x 3.5" MOL Yes LED Color: 2700 K Warm White Life Time: 25,000 Hours Power Consumption: Luminous Efficacy: 10 Watts 65.0 lm/W CRI: Certifications: 82 CRI UL Damp Locations Built off a 20-year history of producing energy efficient lighting, Technical Consumer Products, Inc. (TCP) is excited to announce its most advanced and comprehensive lineup of LED lamps: the LED Elite Series. With TCPs dedication to manufacturing high quality, state-of-the-art lighting, combined with excellent high color rendering index (CRI), smooth dimming capabilities and new shatterproof smooth housing (which gives the appearance of traditional halogen bulbs), the LED Elite Series bulbs are a perfect choice to transform nearly every lighted environment into something extraordinary. TCPs design results in world class LED lamps with industry leading dimming performance and best-in-class efficiencies! TCPs precision-designed full face optic lens offers extremely accurate light pattern control, with no washouts, color shifting or hot spots. This results in better overall light levels delivered right where it is needed. This is the TCP, LED Elite Dimmable R20 lamp and it comes with a color temperature of 2700 Kelvin (K). UL approved, the TCP LED10R20D27K offers a very durable, solid state lighting technology that significantly reduces lighting service and maintenance costs. These Energy Star Rated Dimmable LED R20 bulbs consume up to 80% LESS energy than a standard 65R20 65-watt incandescent. These LED R20 bulbs do not contain Mercury or any other harmful substance, generate no IR or UV rays and carry a 5 Year Limited Warranty. TCPs LED R20 lamps have the highest light output, best dimmability (100% down to 5%) and are the most efficient LED R20 lamps available today. Consuming just 10 watts of 120 volt energy, this R20 lamp generates 650 lumens thats 65.0 Lumens per watt. This LED R20 lamp is rated for 25,000 hours with a minimum starting temperature of -30 degrees Celsius and measures 3.5" MOL and 2.5" in diameter. Click here to see the TCP LED Elite BR Series Specification Sheet. Typical Applications Typical applications for the TCP LED10R20D27K, Elite Dimmable R20 LED light bulbs include dimmable recessed downlights, track lights, display lights, and outdoor fixtures that protect the lamps from the elements. TCP 10W Elite Dimmable LED R20 27K | 2700 | 80 | 660 | 73.3333 | 25000 | 9 | 1 | 6.56 | 6.56 | 7.7083 | 2020Q2 | https://www.greenelectricalsupply.com/tcp-led10r20d27k-elite-dimmable-led-r20-light-bulbs-2700k.aspx | Green Electrical Supply | 2020 | Yes
LED Lighting | Reflector | Manufacturer: TCP | True |  | Reflector (Flood/Spot) | R20 | E26 (Medium) | Damp Location Rated,Recessed Fixtures Home > Energy Star Qualified Products > 10W Elite Dimmable LED R20 30K Product Specifications - Quick Reference Input Voltage: Lumens: 120 Volt AC 675 Lumens Dimensions: Dimmable: 2.5" W x 3.5" MOL Yes LED Color: 3000 K Warm White Life Time: 25,000 Hours Power Consumption: Luminous Efficacy: 10 Watts 67.5 lm/W CRI: Certifications: 82 CRI UL Damp Locations Built off a 20-year history of producing energy efficient lighting, Technical Consumer Products, Inc. (TCP) is excited to announce its most advanced and comprehensive lineup of LED lamps: the LED Elite Series. With TCPs dedication to manufacturing high quality, state-of-the-art lighting, combined with excellent high color rendering index (CRI), smooth dimming capabilities and new shatterproof smooth housing (which gives the appearance of traditional halogen bulbs), the LED Elite Series bulbs are a perfect choice to transform nearly every lighted environment into something extraordinary. TCPs design results in world class LED lamps with industry leading dimming performance and best-in-class efficiencies! TCPs precision-designed full face optic lens offers extremely accurate light pattern control, with no washouts, color shifting or hot spots. This results in better overall light levels delivered right where it is needed. This is the TCP, LED Elite Dimmable R20 lamp and it comes with a color temperature of 3000 Kelvin (K). UL approved, the TCP LED10R20D30K offers a very durable, solid state lighting technology that significantly reduces lighting service and maintenance costs. These Dimmable LED R20 bulbs consume up to 80% LESS energy than a standard 65R20 65-watt incandescent. These LED R20 bulbs do not contain Mercury or any other harmful substance, generate no IR or UV rays and carry a 5 Year Limited Warranty. TCPs LED R20 lamps have the highest light output, best dimmability (100% down to 5%) and are the most efficient LED R20 lamps available today. Consuming just 10 watts of 120 volt energy, this R20 lamp generates 675 lumens thats 67.5 Lumens per watt. This LED R20 lamp is rated for 25,000 hours with a minimum starting temperature of -30 degrees Celsius and measures 3.5" MOL and 2.5" in diameter. Click here to see the TCP LED Elite BR Series Specification Sheet. Typical Applications Typical applications for the TCP LED10R20D30K, Elite Dimmable R20 LED light bulbs include dimmable recessed downlights, track lights, display lights, and outdoor fixtures that protect the lamps from the elements. TCP 10W Elite Dimmable LED R20 30K | 3000 | 84 | 660 | 73.3333 | 25000 | 9 | 1 | 6.56 | 6.56 | 7.7083 | 2020Q2 | https://www.greenelectricalsupply.com/tcp-led10r20d30k-elite-dimmable-led-r20-light-bulbs-3000k.aspx | Green Electrical Supply | 2020 | Yes
LED Lighting | Reflector | Manufacturer: TCP | False |  | Reflector (Flood/Spot) | BR30 | E26 (Medium) | Damp Location Rated,Recessed Fixtures Home > Energy Star Qualified Products > 12W Non-Dimming LED BR30 2700K Product Specifications - Quick Reference Input Voltage: Lumens: 120 Volt AC 850 Lumens Dimensions: Dimmable: 3.8" W x 5.4" MOL No LED Color: 2700 K Warm White Life Time: 25,000 Hours Power Consumption: Luminous Efficacy: 12 Watts 70.8 lm/W CRI: Certifications: 82 CRI UL Damp Locations Built off a 20-year history of producing energy efficient lighting, Technical Consumer Products, Inc. (TCP) is excited to announce its most advanced and comprehensive lineup of LED lamps: the LED Elite Series. With TCPs dedication to manufacturing high quality, state-of-the-art lighting, combined with excellent high color rendering index (CRI), smooth dimming capabilities and new shatterproof smooth housing (which gives the appearance of traditional halogen bulbs), the LED Elite Series bulbs are a perfect choice to transform nearly every lighted environment into something extraordinary. TCPs design results in world class LED lamps with industry leading dimming performance and best-in-class efficiencies! TCPs precision-designed full face optic lens offers extremely accurate light pattern control, with no washouts, color shifting or hot spots. This results in better overall light levels delivered right where it is needed. This is the TCP, LED Elite NON-Dimmable BR30 lamp and it comes with a color temperature of 2700 Kelvin (K). UL approved, the TCP LED12BR3027K offers a very durable, solid state lighting technology that significantly reduces lighting service and maintenance costs. These Energy Star Rated Dimmable LED BR30 bulbs consume up to 80% LESS energy than a standard 85BR30 85-watt incandescent. These LED BR30 bulbs do not contain Mercury or any other harmful substance, generate no IR or UV rays and carry a 5 Year Limited Warranty. TCPs LED BR30 lamps have the highest light output and are the most efficient LED BR30 lamps available today. Consuming just 12 watts of 120 volt energy, this BR30 lamp generates 850 lumens thats 70.8 Lumens per watt. This LED BR30 lamp is rated for 25,000 hours with a minimum starting temperature of -30 degrees Celsius and measures 5.4" MOL and 3.8" in diameter. Click here to see the TCP LED Elite BR Series Specification Sheet. Typical Applications Typical applications for the TCP LED12BR3027K, Elite Non-Dimmable BR30 LED light bulbs include recessed downlights, track lights, display lights, and outdoor fixtures that protect the lamps from the elements. TCP 12W Non-Dimming LED BR30 2700K | 2700 | 83 | 850 | 80.9524 | 25000 | 10.5 | 1 | 6.98 | 6.98 | 8.2018 | 2020Q2 | https://www.greenelectricalsupply.com/tcp-led12br3027k-elite-non-dimmable-led-br30-light-bulbs-2700k.aspx | Green Electrical Supply | 2020 | Yes
LED Lighting | Reflector | Manufacturer: TCP | False |  | Reflector (Flood/Spot) | BR30 | E26 (Medium) | Damp Location Rated,Recessed Fixtures Home > Energy Star Qualified Products > 12W Non-Dimming LED BR30 4100K Product Specifications - Quick Reference Input Voltage: Lumens: 120 Volt AC 900 Lumens Dimensions: Dimmable: 3.8" W x 5.4" MOL No LED Color: 4100 K Cool White Life Time: 25,000 Hours Power Consumption: Luminous Efficacy: 12 Watts 75.0 lm/W CRI: Certifications: 82 CRI UL Damp Locations Built off a 20-year history of producing energy efficient lighting, Technical Consumer Products, Inc. (TCP) is excited to announce its most advanced and comprehensive lineup of LED lamps: the LED Elite Series. With TCPs dedication to manufacturing high quality, state-of-the-art lighting, combined with excellent high color rendering index (CRI), smooth dimming capabilities and new shatterproof smooth housing (which gives the appearance of traditional halogen bulbs), the LED Elite Series bulbs are a perfect choice to transform nearly every lighted environment into something extraordinary. TCPs design results in world class LED lamps with industry leading dimming performance and best-in-class efficiencies! TCPs precision-designed full face optic lens offers extremely accurate light pattern control, with no washouts, color shifting or hot spots. This results in better overall light levels delivered right where it is needed. This is the TCP, LED Elite NON-Dimmable BR30 lamp and it comes with a color temperature of 4100 Kelvin (K). UL approved, the TCP LED12BR3041K offers a very durable, solid state lighting technology that significantly reduces lighting service and maintenance costs. These Non Dimmable LED BR30 bulbs consume up to 80% LESS energy than a standard 85BR30 85-watt incandescent. These LED BR30 bulbs do not contain Mercury or any other harmful substance, generate no IR or UV rays and carry a 5 Year Limited Warranty. TCPs LED BR30 lamps have the highest light output and are the most efficient LED BR30 lamps available today. Consuming just 12 watts of 120 volt energy, this BR30 lamp generates 900 lumens thats 75.0 Lumens per watt. This LED BR30 lamp is rated for 25,000 hours with a minimum starting temperature of -30 degrees Celsius and measures 5.4" MOL and 3.8" in diameter. Click here to see the TCP LED Elite BR Series Specification Sheet. Typical Applications Typical applications for the TCP LED12BR3041K, Elite Non-Dimmable BR30 LED light bulbs include recessed downlights, track lights, display lights, and outdoor fixtures that protect the lamps from the elements. TCP 12W Non-Dimming LED BR30 4100K | 4000 | 83 | 850 | 80.9524 | 25000 | 10.5 | 1 | 6.98 | 6.98 | 8.2018 | 2020Q2 | https://www.greenelectricalsupply.com/tcp-led12br3041k-elite-non-dimmable-led-br30-light-bulbs-4100k.aspx | Green Electrical Supply | 2020 | Yes
LED Lighting | Reflector | Manufacturer: TCP | True |  | Reflector (Flood/Spot) | BR30 | E26 (Medium) | Damp Location Rated,Recessed Fixtures Home > Energy Star Qualified Products > 12W Elite Dimmable LED BR30 27K Product Specifications - Quick Reference Input Voltage: Lumens: 120 Volt AC 850 Lumens Dimensions: Dimmable: 3.8" W x 5.4" MOL Yes LED Color: 2700 K Warm White Life Time: 25,000 Hours Power Consumption: Luminous Efficacy: 12 Watts 70.8 lm/W CRI: Certifications: 82 CRI UL Damp Locations Built off a 20-year history of producing energy efficient lighting, Technical Consumer Products, Inc. (TCP) is excited to announce its most advanced and comprehensive lineup of LED lamps: the LED Elite Series. With TCPs dedication to manufacturing high quality, state-of-the-art lighting, combined with excellent high color rendering index (CRI), smooth dimming capabilities and new shatterproof smooth housing (which gives the appearance of traditional halogen bulbs), the LED Elite Series bulbs are a perfect choice to transform nearly every lighted environment into something extraordinary. TCPs design results in world class LED lamps with industry leading dimming performance and best-in-class efficiencies! TCPs precision-designed full face optic lens offers extremely accurate light pattern control, with no washouts, color shifting or hot spots. This results in better overall light levels delivered right where it is needed. This is the TCP, LED Elite Dimmable BR30 lamp and it comes with a color temperature of 2700 Kelvin (K). UL approved, the TCP LED12BR30D27K offers a very durable, solid state lighting technology that significantly reduces lighting service and maintenance costs. These Energy Star Rated Dimmable LED BR30 bulbs consume up to 80% LESS energy than a standard 85BR30 85-watt incandescent. These LED BR30 bulbs do not contain Mercury or any other harmful substance, generate no IR or UV rays and carry a 5 Year Limited Warranty. TCPs LED BR30 lamps have the highest light output, best dimmability (100% down to 5%) and are the most efficient LED BR30 lamps available today. Consuming just 12 watts of 120 volt energy, this BR30 lamp generates 850 lumens thats 70.8 Lumens per watt. This LED BR30 lamp is rated for 25,000 hours with a minimum starting temperature of -30 degrees Celsius and measures 5.4" MOL and 3.8" in diameter. Click here to see the TCP LED Elite BR Series Specification Sheet. Typical Applications Typical applications for the TCP LED12BR30D27K, Elite Dimmable BR30 LED light bulbs include dimmable recessed downlights, track lights, display lights, and outdoor fixtures that protect the lamps from the elements. TCP 12W Elite Dimmable LED BR30 27K | 2700 | 83 | 850 | 80.9524 | 25000 | 10.5 | 1 | 4.8 | 4.8 | 5.6402 | 2020Q2 | https://www.greenelectricalsupply.com/tcp-led12br30d27k-elite-dimmable-led-br30-light-bulbs-2700k.aspx | Green Electrical Supply | 2020 | Yes
LED Lighting | Reflector | Manufacturer: TCP | True |  | Reflector (Flood/Spot) | BR30 | E26 (Medium) | Damp Location Rated,Recessed Fixtures Home > Energy Star Qualified Products > 12W Elite Dimmable LED BR30 30K Product Specifications - Quick Reference Input Voltage: Lumens: 120 Volt AC 875 Lumens Dimensions: Dimmable: 3.8" W x 5.4" MOL Yes LED Color: 3000 K Warm White Life Time: 25,000 Hours Power Consumption: Luminous Efficacy: 12 Watts 72.9 lm/W CRI: Certifications: 82 CRI UL Damp Locations Built off a 20-year history of producing energy efficient lighting, Technical Consumer Products, Inc. (TCP) is excited to announce its most advanced and comprehensive lineup of LED lamps: the LED Elite Series. With TCPs dedication to manufacturing high quality, state-of-the-art lighting, combined with excellent high color rendering index (CRI), smooth dimming capabilities and new shatterproof smooth housing (which gives the appearance of traditional halogen bulbs), the LED Elite Series bulbs are a perfect choice to transform nearly every lighted environment into something extraordinary. TCPs design results in world class LED lamps with industry leading dimming performance and best-in-class efficiencies! TCPs precision-designed full face optic lens offers extremely accurate light pattern control, with no washouts, color shifting or hot spots. This results in better overall light levels delivered right where it is needed. This is the TCP, LED Elite Dimmable BR30 lamp and it comes with a color temperature of 3000 Kelvin (K). UL approved, the TCP LED12BR30D30K offers a very durable, solid state lighting technology that significantly reduces lighting service and maintenance costs. These Dimmable LED BR30 bulbs consume up to 80% LESS energy than a standard 85BR30 85-watt incandescent. These LED BR30 bulbs do not contain Mercury or any other harmful substance, generate no IR or UV rays and carry a 5 Year Limited Warranty. TCPs LED BR30 lamps have the highest light output, best dimmability (100% down to 5%) and are the most efficient LED BR30 lamps available today. Consuming just 12 watts of 120 volt energy, this BR30 lamp generates 875 lumens thats 72.9 Lumens per watt. This LED BR30 lamp is rated for 25,000 hours with a minimum starting temperature of -30 degrees Celsius and measures 5.4" MOL and 3.8" in diameter. Click here to see the TCP LED Elite BR Series Specification Sheet. Typical Applications Typical applications for the TCP LED12BR30D30K, Elite Dimmable BR30 LED light bulbs include dimmable recessed downlights, track lights, display lights, and outdoor fixtures that protect the lamps from the elements. TCP 12W Elite Dimmable LED BR30 30K | 3000 | 85 | 850 | 80.9524 | 25000 | 10.5 | 1 | 4.8 | 4.8 | 5.6402 | 2020Q2 | https://www.greenelectricalsupply.com/tcp-led12br30d30k-elite-dimmable-led-br30-light-bulbs-3000k.aspx | Green Electrical Supply | 2020 | Yes
LED Lighting | Reflector | Manufacturer: TCP | True |  | Reflector (Flood/Spot) | BR30 | E26 (Medium) | Damp Location Rated,Recessed Fixtures Home > Energy Star Qualified Products > 12W Elite Dimmable LED BR30 41K Product Specifications - Quick Reference Input Voltage: Lumens: 120 Volt AC 900 Lumens Dimensions: Dimmable: 3.8" W x 5.4" MOL Yes LED Color: 4100 K Cool White Life Time: 25,000 Hours Power Consumption: Luminous Efficacy: 12 Watts 75.0 lm/W CRI: Certifications: 82 CRI UL Damp Locations Built off a 20-year history of producing energy efficient lighting, Technical Consumer Products, Inc. (TCP) is excited to announce its most advanced and comprehensive lineup of LED lamps: the LED Elite Series. With TCPs dedication to manufacturing high quality, state-of-the-art lighting, combined with excellent high color rendering index (CRI), smooth dimming capabilities and new shatterproof smooth housing (which gives the appearance of traditional halogen bulbs), the LED Elite Series bulbs are a perfect choice to transform nearly every lighted environment into something extraordinary. TCPs design results in world class LED lamps with industry leading dimming performance and best-in-class efficiencies! TCPs precision-designed full face optic lens offers extremely accurate light pattern control, with no washouts, color shifting or hot spots. This results in better overall light levels delivered right where it is needed. This is the TCP, LED Elite Dimmable BR30 lamp and it comes with a color temperature of 4100 Kelvin (K). UL approved, the TCP LED12BR30D41K offers a very durable, solid state lighting technology that significantly reduces lighting service and maintenance costs. These Dimmable LED BR30 bulbs consume up to 80% LESS energy than a standard 85BR30 85-watt incandescent. These LED BR30 bulbs do not contain Mercury or any other harmful substance, generate no IR or UV rays and carry a 5 Year Limited Warranty. TCPs LED BR30 lamps have the highest light output, best dimmability (100% down to 5%) and are the most efficient LED BR30 lamps available today. Consuming just 12 watts of 120 volt energy, this BR30 lamp generates 900 lumens thats 75.0 Lumens per watt. This LED BR30 lamp is rated for 25,000 hours with a minimum starting temperature of -30 degrees Celsius and measures 5.4" MOL and 3.8" in diameter. Click here to see the TCP LED Elite BR Series Specification Sheet. Typical Applications Typical applications for the TCP LED12BR30D41K, Elite Dimmable BR30 LED light bulbs include dimmable recessed downlights, track lights, display lights, and outdoor fixtures that protect the lamps from the elements. TCP 12W Elite Dimmable LED BR30 41K | 4000 | 83 | 900 | 85.7143 | 25000 | 10.5 | 1 | 4.8 | 4.8 | 5.6402 | 2020Q2 | https://www.greenelectricalsupply.com/tcp-led12br30d41k-elite-dimmable-led-br30-light-bulbs-4100k.aspx | Green Electrical Supply | 2020 | Yes
LED Lighting | Reflector | Manufacturer: TCP | True | Daylighting/Photocell, | Reflector (Flood/Spot) | BR30 | E26 (Medium) | Damp Location Rated,Recessed Fixtures Home > LED Light Bulbs > LED Reflector Bulbs > LED BR30 > 5000K Daylight > 12W Elite Dimmable LED BR30 50K Product Specifications - Quick Reference Input Voltage: Lumens: 120 Volt AC 900 Lumens Dimensions: Dimmable: 3.8" W x 5.4" MOL Yes LED Color: 5000 K Daylight Life Time: 25,000 Hours Power Consumption: Luminous Efficacy: 12 Watts 75.0 lm/W CRI: Certifications: 82 CRI UL Damp Locations Built off a 20-year history of producing energy efficient lighting, Technical Consumer Products, Inc. (TCP) is excited to announce its most advanced and comprehensive lineup of LED lamps: the LED Elite Series. With TCPs dedication to manufacturing high quality, state-of-the-art lighting, combined with excellent high color rendering index (CRI), smooth dimming capabilities and new shatterproof smooth housing (which gives the appearance of traditional halogen bulbs), the LED Elite Series bulbs are a perfect choice to transform nearly every lighted environment into something extraordinary. TCPs design results in world class LED lamps with industry leading dimming performance and best-in-class efficiencies! TCPs precision-designed full face optic lens offers extremely accurate light pattern control, with no washouts, color shifting or hot spots. This results in better overall light levels delivered right where it is needed. This is the TCP, LED Elite Dimmable BR30 lamp and it comes with a color temperature of 5000 Kelvin (K). UL approved, the TCP LED12BR30D50K offers a very durable, solid state lighting technology that significantly reduces lighting service and maintenance costs. These Dimmable LED BR30 bulbs consume up to 80% LESS energy than a standard 85BR30 85-watt incandescent. These LED BR30 bulbs do not contain Mercury or any other harmful substance, generate no IR or UV rays and carry a 5 Year Limited Warranty. TCPs LED BR30 lamps have the highest light output, best dimmability (100% down to 5%) and are the most efficient LED BR30 lamps available today. Consuming just 12 watts of 120 volt energy, this BR30 lamp generates 900 lumens thats 75.0 Lumens per watt. This LED BR30 lamp is rated for 25,000 hours with a minimum starting temperature of -30 degrees Celsius and measures 5.4" MOL and 3.8" in diameter. Click here to see the TCP LED Elite BR Series Specification Sheet. Typical Applications Typical applications for the TCP LED12BR30D50K, Elite Dimmable BR30 LED light bulbs include dimmable recessed downlights, track lights, display lights, and outdoor fixtures that protect the lamps from the elements. TCP 12W Elite Dimmable LED BR30 50K | 5000 | 83 | 900 | 85.7143 | 25000 | 10.5 | 1 | 4.8 | 4.8 | 5.6402 | 2020Q2 | https://www.greenelectricalsupply.com/tcp-led12br30d50k-elite-dimmable-led-br30-light-bulbs-5000k.aspx | Green Electrical Supply | 2020 | Yes
LED Lighting | Reflector | Manufacturer: TCP | True |  | Reflector (Flood/Spot) | PAR30L | E26 (Medium) | Wet Location Rated,Recessed Fixtures Home > Energy Star Qualified Products > 10.5 Watt 850 Lumen 40 Degree Beam Dimmable LED PAR30 Flood Light Bulb 2700K Product Specifications - Quick Reference Input Voltage: Lumens: 120 Volt AC 850 Lumens Dimensions: Dimmable: 3.8" W x 4.6" MOL Yes LED Color: 2700 K Warm White Beam Angle: 40 Degree Beam Power Consumption: Luminous Efficacy: 10.5 Watts 81 lm/W CRI: Certifications: 80 CRI UL Damp Locations Built off a 20-year history of producing energy efficient lighting, Technical Consumer Products, Inc. (TCP) is excited to announce its most advanced and comprehensive lineup of LED lamps: the LED Elite Series. With TCPs dedication to manufacturing high quality, state-of-the-art lighting, combined with excellent high color rendering index (CRI), smooth dimming capabilities and new shatterproof smooth housing (which gives the appearance of traditional halogen bulbs), the LED Elite Series bulbs are a perfect choice to transform nearly every lighted environment into something extraordinary. TCPs design results in world class LED lamps with industry leading dimming performance and best-in-class efficiencies! TCPs precision-designed full face optic lens offers extremely accurate light pattern control, with no washouts, color shifting or hot spots. This results in better overall light levels delivered right where it is needed. This is the TCP, LED Elite Dimmable PAR30 lamp and it comes with a color temperature of 2700 Kelvin (K). UL approved, the TCP LED12P30D27KFL offers a very durable, solid state lighting technology that significantly reduces lighting service and maintenance costs. These Dimmable LED PAR30 bulbs consume up to 85% LESS energy than a standard 75PAR30 75-watt incandescent. These LED PAR30 bulbs do not contain Mercury or any other harmful substance, generate no IR or UV rays and carry a 5 Year Limited Warranty. TCPs LED PAR30 lamps have the highest light output, best dimmability (100% down to 5%) and are the most efficient LED PAR30 lamps available today. Previously a 12 watt bulb, now consuming just 10.5 watts of 120 volt energy, this PAR30 lamp generates 850 lumens- that's 81 Lumens per watt. This LED PAR30 40 degree beam angle flood lamp is rated for 25,000 hours with a minimum starting temperature of -30 degrees Celsius and measures 4.6" MOL and 3.8" in diameter. Click here to see the TCP LED Elite PAR Series Specification Sheet. Typical Applications Typical applications for the TCP LED12P30D27KFL, Elite Dimmable LED flood light bulbs include dimmable recessed downlights, track lights, display lights, and outdoor fixtures that protect the lamps from the elements. TCP 10.5 Watt 850 Lumen 40 Degree Beam Dimmable LED PAR30 Flood Light Bulb 2700K | 2700 | 83 | 850 | 80.9524 | 25000 | 10.5 | 1 | 13.27 | 13.27 | 15.5928 | 2020Q2 | https://www.greenelectricalsupply.com/tcp-led12p30d27kfl-elite-dimmable-led-par30-light-bulbs-2700k.aspx | Green Electrical Supply | 2020 | Yes
LED Lighting | Reflector | Manufacturer: TCP | True |  | Reflector (Flood/Spot) | PAR30L | E26 (Medium) | Wet Location Rated,Recessed Fixtures Home > Energy Star Qualified Products > 10.5 Watt 850 Lumen 25 Degree Beam Dimmable LED PAR30 Narrow Flood Light Bulb 2700K Product Specifications - Quick Reference Input Voltage: Lumens: 120 Volt AC 850 Lumens Dimensions: Dimmable: 3.8" W x 4.6" MOL Yes LED Color: 2700 K Warm White Beam Angle: 25 Degree Beam Power Consumption: Luminous Efficacy: 10.5 Watts 81 lm/W CRI: Certifications: 80 CRI UL Damp Locations Built off a 20-year history of producing energy efficient lighting, Technical Consumer Products, Inc. (TCP) is excited to announce its most advanced and comprehensive lineup of LED lamps: the LED Elite Series. With TCPs dedication to manufacturing high quality, state-of-the-art lighting, combined with excellent high color rendering index (CRI), smooth dimming capabilities and new shatterproof smooth housing (which gives the appearance of traditional halogen bulbs), the LED Elite Series bulbs are a perfect choice to transform nearly every lighted environment into something extraordinary. TCPs design results in world class LED lamps with industry leading dimming performance and best-in-class efficiencies! TCPs precision-designed full face optic lens offers extremely accurate light pattern control, with no washouts, color shifting or hot spots. This results in better overall light levels delivered right where it is needed. This is the TCP, LED Elite Dimmable PAR30 lamp and it comes with a color temperature of 2700 Kelvin (K). UL approved, the TCP LED12P30D27KNFL offers a very durable, solid state lighting technology that significantly reduces lighting service and maintenance costs. These Dimmable LED PAR30 bulbs consume up to 85% LESS energy than a standard 75PAR30 75-watt incandescent. These LED PAR30 bulbs do not contain Mercury or any other harmful substance, generate no IR or UV rays and carry a 5 Year Limited Warranty. TCPs LED PAR30 lamps have the highest light output, best dimmability (100% down to 5%) and are the most efficient LED PAR30 lamps available today. Previously a 12 watt bulb, now consuming just 10.5 watts of 120 volt energy, this PAR30 lamp generates 850 lumens- that's 81 Lumens per watt. This LED PAR30 25 degree beam angle narrow flood lamp is rated for 25,000 hours with a minimum starting temperature of -30 degrees Celsius and measures 4.6" MOL and 3.8" in diameter. Click here to see the TCP LED Elite PAR Series Specification Sheet. Typical Applications Typical applications for the TCP LED12P30D27KNFL, Elite Dimmable LED flood light bulbs include dimmable recessed downlights, track lights, display lights, and outdoor fixtures that protect the lamps from the elements. TCP 10.5 Watt 850 Lumen 25 Degree Beam Dimmable LED PAR30 Narrow Flood Light Bulb 2700K | 2700 | 83 | 850 | 80.9524 | 25000 | 10.5 | 1 | 13.27 | 13.27 | 15.5928 | 2020Q2 | https://www.greenelectricalsupply.com/tcp-led12p30d27knfl-elite-dimmable-led-par30-light-bulbs-2700k.aspx | Green Electrical Supply | 2020 | Yes
LED Lighting | Reflector | Manufacturer: TCP | True |  | Reflector (Flood/Spot) | PAR30L | E26 (Medium) | Wet Location Rated,Recessed Fixtures Home > Energy Star Qualified Products > 10.5 Watt 850 Lumen 40 Degree Beam Dimmable LED PAR30 Flood Light Bulb 3000K Product Specifications - Quick Reference Input Voltage: Lumens: 120 Volt AC 850 Lumens Dimensions: Dimmable: 3.8" W x 4.6" MOL Yes LED Color: 3000 K Warm White Beam Angle: 40 Degree Beam Power Consumption: Luminous Efficacy: 10.5 Watts 81 lm/W CRI: Certifications: 80 CRI UL Damp Locations Built off a 20-year history of producing energy efficient lighting, Technical Consumer Products, Inc. (TCP) is excited to announce its most advanced and comprehensive lineup of LED lamps: the LED Elite Series. With TCPs dedication to manufacturing high quality, state-of-the-art lighting, combined with excellent high color rendering index (CRI), smooth dimming capabilities and new shatterproof smooth housing (which gives the appearance of traditional halogen bulbs), the LED Elite Series bulbs are a perfect choice to transform nearly every lighted environment into something extraordinary. TCPs design results in world class LED lamps with industry leading dimming performance and best-in-class efficiencies! TCPs precision-designed full face optic lens offers extremely accurate light pattern control, with no washouts, color shifting or hot spots. This results in better overall light levels delivered right where it is needed. This is the TCP, LED Elite Dimmable PAR30 lamp and it comes with a color temperature of 3000 Kelvin (K). UL approved, the TCP LED12P30D30KFL offers a very durable, solid state lighting technology that significantly reduces lighting service and maintenance costs. These Dimmable LED PAR30 bulbs consume up to 85% LESS energy than a standard 75PAR30 75-watt incandescent. These LED PAR30 bulbs do not contain Mercury or any other harmful substance, generate no IR or UV rays and carry a 5 Year Limited Warranty. TCPs LED PAR30 lamps have the highest light output, best dimmability (100% down to 5%) and are the most efficient LED PAR30 lamps available today. Previously a 12 watt bulb, now consuming just 10.5 watts of 120 volt energy, this PAR30 lamp generates 850 lumens- that's 81 Lumens per watt. This LED PAR30 40 degree beam angle flood lamp is rated for 25,000 hours with a minimum starting temperature of -30 degrees Celsius and measures 4.6" MOL and 3.8" in diameter. Click here to see the TCP LED Elite PAR Series Specification Sheet. Typical Applications Typical applications for the TCP LED12P30D30KFL, Elite Dimmable LED flood light bulbs include dimmable recessed downlights, track lights, display lights, and outdoor fixtures that protect the lamps from the elements. TCP 10.5 Watt 850 Lumen 40 Degree Beam Dimmable LED PAR30 Flood Light Bulb 3000K | 3000 | 83 | 850 | 80.9524 | 25000 | 10.5 | 1 | 13.27 | 13.27 | 15.5928 | 2020Q2 | https://www.greenelectricalsupply.com/tcp-led12p30d30kfl-elite-dimmable-led-par30-light-bulbs-3000k.aspx | Green Electrical Supply | 2020 | Yes
LED Lighting | Reflector | Manufacturer: TCP | True |  | Reflector (Flood/Spot) | PAR30L | E26 (Medium) | Wet Location Rated,Recessed Fixtures Home > Energy Star Qualified Products > 10.5 Watt 850 Lumen 25 Degree Beam Dimmable LED PAR30 Narrow Flood Light Bulb 3000K Product Specifications - Quick Reference Input Voltage: Lumens: 120 Volt AC 850 Lumens Dimensions: Dimmable: 3.8" W x 4.6" MOL Yes LED Color: 3000K Warm White Beam Angle: 25 Degree Beam Power Consumption: Luminous Efficacy: 10.5 Watts 81 lm/W CRI: Certifications: 80 CRI UL Damp Locations Built off a 20-year history of producing energy efficient lighting, Technical Consumer Products, Inc. (TCP) is excited to announce its most advanced and comprehensive lineup of LED lamps: the LED Elite Series. With TCPs dedication to manufacturing high quality, state-of-the-art lighting, combined with excellent high color rendering index (CRI), smooth dimming capabilities and new shatterproof smooth housing (which gives the appearance of traditional halogen bulbs), the LED Elite Series bulbs are a perfect choice to transform nearly every lighted environment into something extraordinary. TCPs design results in world class LED lamps with industry leading dimming performance and best-in-class efficiencies! TCPs precision-designed full face optic lens offers extremely accurate light pattern control, with no washouts, color shifting or hot spots. This results in better overall light levels delivered right where it is needed. This is the TCP, LED Elite Dimmable PAR30 lamp and it comes with a color temperature of 3000 Kelvin (K). UL approved, the TCP LED12P30D30KNFL offers a very durable, solid state lighting technology that significantly reduces lighting service and maintenance costs. These Dimmable LED PAR30 bulbs consume up to 85% LESS energy than a standard 75PAR30 75-watt incandescent. These LED PAR30 bulbs do not contain Mercury or any other harmful substance, generate no IR or UV rays and carry a 5 Year Limited Warranty. TCPs LED PAR30 lamps have the highest light output, best dimmability (100% down to 5%) and are the most efficient LED PAR30 lamps available today. Previously a 12 watt bulb, now consuming just 10.5 watts of 120 volt energy, this PAR30 lamp generates 850 lumens- that's 81 Lumens per watt. This LED PAR30 25 degree beam angle narrow flood lamp is rated for 25,000 hours with a minimum starting temperature of -30 degrees Celsius and measures 4.6" MOL and 3.8" in diameter. Click here to see the TCP LED Elite PAR Series Specification Sheet. Typical Applications Typical applications for the TCP LED12P30D30KNFL, Elite Dimmable LED flood light bulbs include dimmable recessed downlights, track lights, display lights, and outdoor fixtures that protect the lamps from the elements. TCP 10.5 Watt 850 Lumen 25 Degree Beam Dimmable LED PAR30 Narrow Flood Light Bulb 3000K | 3000 | 83 | 850 | 80.9524 | 25000 | 10.5 | 1 | 13.27 | 13.27 | 15.5928 | 2020Q2 | https://www.greenelectricalsupply.com/tcp-led12p30d30knfl-elite-dimmable-led-par30-light-bulbs-3000k.aspx | Green Electrical Supply | 2020 | Yes
LED Lighting | Reflector | Manufacturer: TCP | True |  | Reflector (Flood/Spot) | PAR30L | E26 (Medium) | Wet Location Rated,Recessed Fixtures Home > Energy Star Qualified Products > 10.5 Watt 850 Lumen 40 Degree Beam Dimmable LED PAR30 Flood Light Bulb 4100K Product Specifications - Quick Reference Input Voltage: Lumens: 120 Volt AC 850 Lumens Dimensions: Dimmable: 3.8" W x 4.6" MOL Yes LED Color: 4100 K Cool White Beam Angle: 40 Degree Beam Power Consumption: Luminous Efficacy: 10.5 Watts 81 lm/W CRI: Certifications: 80 CRI UL Damp Locations Built off a 20-year history of producing energy efficient lighting, Technical Consumer Products, Inc. (TCP) is excited to announce its most advanced and comprehensive lineup of LED lamps: the LED Elite Series. With TCPs dedication to manufacturing high quality, state-of-the-art lighting, combined with excellent high color rendering index (CRI), smooth dimming capabilities and new shatterproof smooth housing (which gives the appearance of traditional halogen bulbs), the LED Elite Series bulbs are a perfect choice to transform nearly every lighted environment into something extraordinary. TCPs design results in world class LED lamps with industry leading dimming performance and best-in-class efficiencies! TCPs precision-designed full face optic lens offers extremely accurate light pattern control, with no washouts, color shifting or hot spots. This results in better overall light levels delivered right where it is needed. This is the TCP, LED Elite Dimmable PAR30 lamp and it comes with a color temperature of 4100 Kelvin (K). UL approved, the TCP LED12P30D41KFL offers a very durable, solid state lighting technology that significantly reduces lighting service and maintenance costs. These Dimmable LED PAR30 bulbs consume up to 85% LESS energy than a standard 75PAR30 75-watt incandescent. These LED PAR30 bulbs do not contain Mercury or any other harmful substance, generate no IR or UV rays and carry a 5 Year Limited Warranty. TCPs LED PAR30 lamps have the highest light output, best dimmability (100% down to 5%) and are the most efficient LED PAR30 lamps available today. Previously a 12 watt bulb, now consuming just 10.5 watts of 120 volt energy, this PAR30 lamp generates 850 lumens- that's 81 Lumens per watt. This LED PAR30 40 degree beam angle flood lamp is rated for 25,000 hours with a minimum starting temperature of -30 degrees Celsius and measures 4.8" MOL and 3.8" in diameter. Click here to see the TCP LED Elite PAR Series Specification Sheet. Typical Applications Typical applications for the TCP LED12P30D41KFL, Elite Dimmable LED flood light bulbs include dimmable recessed downlights, track lights, display lights, and outdoor fixtures that protect the lamps from the elements. TCP 10.5 Watt 850 Lumen 40 Degree Beam Dimmable LED PAR30 Flood Light Bulb 4100K | 4000 | 85 | 850 | 80.9524 | 25000 | 10.5 | 1 | 13.27 | 13.27 | 15.5928 | 2020Q2 | https://www.greenelectricalsupply.com/tcp-led12p30d41kfl-elite-dimmable-led-par30-light-bulbs-4100k.aspx | Green Electrical Supply | 2020 | Yes
LED Lighting | Reflector | Manufacturer: TCP | True |  | Reflector (Flood/Spot) | PAR30L | E26 (Medium) | Wet Location Rated,Recessed Fixtures Home > Energy Star Qualified Products > 10.5 Watt 850 Lumen 25 Degree Beam Dimmable LED PAR30 Narrow Flood Light Bulb 4100K Product Specifications - Quick Reference Input Voltage: Lumens: 120 Volt AC 850 Lumens Dimensions: Dimmable: 3.8" W x 4.6" MOL Yes LED Color: 4100 K Cool White Beam Angle: 25 Degree Beam Power Consumption: Luminous Efficacy: 10.5 Watts 81 lm/W CRI: Certifications: 80 CRI UL Damp Locations Built off a 20-year history of producing energy efficient lighting, Technical Consumer Products, Inc. (TCP) is excited to announce its most advanced and comprehensive lineup of LED lamps: the LED Elite Series. With TCPs dedication to manufacturing high quality, state-of-the-art lighting, combined with excellent high color rendering index (CRI), smooth dimming capabilities and new shatterproof smooth housing (which gives the appearance of traditional halogen bulbs), the LED Elite Series bulbs are a perfect choice to transform nearly every lighted environment into something extraordinary. TCPs design results in world class LED lamps with industry leading dimming performance and best-in-class efficiencies! TCPs precision-designed full face optic lens offers extremely accurate light pattern control, with no washouts, color shifting or hot spots. This results in better overall light levels delivered right where it is needed. This is the TCP, LED Elite Dimmable PAR30 lamp and it comes with a color temperature of 4100 Kelvin (K). UL approved, the TCP LED12P30D41KNFL offers a very durable, solid state lighting technology that significantly reduces lighting service and maintenance costs. These Dimmable LED PAR30 bulbs consume up to 85% LESS energy than a standard 75PAR30 75-watt incandescent. These LED PAR30 bulbs do not contain Mercury or any other harmful substance, generate no IR or UV rays and carry a 5 Year Limited Warranty. TCPs LED PAR30 lamps have the highest light output, best dimmability (100% down to 5%) and are the most efficient LED PAR30 lamps available today. Previously a 12 watt bulb, now consuming just 10.5 watts of 120 volt energy, this PAR30 lamp generates 850 lumens- that's 81 Lumens per watt. This LED PAR30 25 degree beam angle narrow flood lamp is rated for 25,000 hours with a minimum starting temperature of -30 degrees Celsius and measures 4.6" MOL and 3.8" in diameter. Click here to see the TCP LED Elite PAR Series Specification Sheet. Typical Applications Typical applications for the TCP LED12P30D41KNFL, Elite Dimmable LED flood light bulbs include dimmable recessed downlights, track lights, display lights, and outdoor fixtures that protect the lamps from the elements. TCP 10.5 Watt 850 Lumen 25 Degree Beam Dimmable LED PAR30 Narrow Flood Light Bulb 4100K | 4000 | 85 | 850 | 80.9524 | 25000 | 10.5 | 1 | 13.27 | 13.27 | 15.5928 | 2020Q2 | https://www.greenelectricalsupply.com/tcp-led12p30d41knfl-elite-dimmable-led-par30-light-bulbs-4100k.aspx | Green Electrical Supply | 2020 | Yes
LED Lighting | Reflector | Manufacturer: TCP | True | Daylighting/Photocell, | Reflector (Flood/Spot) | PAR30 | E26 (Medium) | Wet Location Rated,Recessed Fixtures Home > LED Light Bulbs > LED PAR Bulbs > LED PAR30 Long Neck > Flood (40 Degree) > 5000K Daylight > 10.5 Watt 850 Lumen 40 Degree Beam Dimmable LED PAR30 Flood Light Bulb 5000K Product Specifications - Quick Reference Input Voltage: Lumens: 120 Volt AC 850 Lumens Dimensions: Dimmable: 3.8" W x 4.6" MOL Yes LED Color: 5000 K Daylight Beam Angle: 40 Degree Beam Power Consumption: Luminous Efficacy: 10.5 Watts 81 lm/W CRI: Certifications: 80 CRI UL Damp Locations Built off a 20-year history of producing energy efficient lighting, Technical Consumer Products, Inc. (TCP) is excited to announce its most advanced and comprehensive lineup of LED lamps: the LED Elite Series. With TCPs dedication to manufacturing high quality, state-of-the-art lighting, combined with excellent high color rendering index (CRI), smooth dimming capabilities and new shatterproof smooth housing (which gives the appearance of traditional halogen bulbs), the LED Elite Series bulbs are a perfect choice to transform nearly every lighted environment into something extraordinary. TCPs design results in world class LED lamps with industry leading dimming performance and best-in-class efficiencies! TCPs precision-designed full face optic lens offers extremely accurate light pattern control, with no washouts, color shifting or hot spots. This results in better overall light levels delivered right where it is needed. This is the TCP, LED Elite Dimmable PAR30 lamp and it comes with a color temperature of 5000 Kelvin (K). UL approved, the TCP LED12P30D50KFL offers a very durable, solid state lighting technology that significantly reduces lighting service and maintenance costs. These Dimmable LED PAR30 bulbs consume up to 85% LESS energy than a standard 75PAR30 75-watt incandescent. These LED PAR30 bulbs do not contain Mercury or any other harmful substance, generate no IR or UV rays and carry a 5 Year Limited Warranty. TCPs LED PAR30 lamps have the highest light output, best dimmability (100% down to 5%) and are the most efficient LED PAR30 lamps available today. Previously a 12 watt bulb, now consuming just 10.5 watts of 120 volt energy, this PAR30 lamp generates 850 lumens- that's 81 Lumens per watt. This LED PAR30 40 degree beam angle flood lamp is rated for 25,000 hours with a minimum starting temperature of -30 degrees Celsius and measures 4.6" MOL and 3.8" in diameter. Click here to see the TCP LED Elite PAR Series Specification Sheet. Typical Applications Typical applications for the TCP LED12P30D50KFL, Elite Dimmable LED flood light bulbs include dimmable recessed downlights, track lights, display lights, and outdoor fixtures that protect the lamps from the elements. TCP 10.5 Watt 850 Lumen 40 Degree Beam Dimmable LED PAR30 Flood Light Bulb 5000K | 5000 | 83 | 850 | 80.9524 | 25000 | 10.5 | 1 | 13.27 | 13.27 | 15.5928 | 2020Q2 | https://www.greenelectricalsupply.com/tcp-led12p30d50kfl-elite-dimmable-led-par30-light-bulbs-5000k.aspx | Green Electrical Supply | 2020 | Yes
LED Lighting | Downlight | Manufacturer: TCP | True |  |  | LED Retrofit Kit |  | Downlight Solid State Retrofit 6" Recessed Home > Energy Star Qualified Products > 5 Inch to 6 Inch 14 Watt 800 Lumen LED Recessed Downlight Retrofit 2700K - E26 Adapter Included Product Specifications - Quick Reference Lamp Wattage: Working Voltage: 14 Watts 120 Volt Dimensions: Rated Life: 7.5" W x 3.8" (MOL) 35,000 Hours (L70) Incandescent Equivalent: 85 Watts (800 Lumens) Dimmable: YES - 100% - 0.5% Light Color: CRI: 2700K 82 CRI Certifications: Warranty: ENERGY STAR, UL 5 Year Limited High Performance LED ( Light Emitting Diode ), dual rated for 5" or 6" Recessed Cans. These retrofits are a perfect choice for use in your existing 5 inch or 6 inch recessed can applications. LED lights produce very little heat, reach full brightness instantly and last 35,000 hours. Exceeding all industry standards and smooth, uniform dimming from 100% down to 0.5%, the TCP LED recessed retrofits are a superb, energy saving option for your existing 65BR30 or 85BR30 bulbs. Click here to see the complete TCP 6" Recessed Retrofit Fixture Specification Sheet. This TCP LED14DR5627K 2700 Kelvin (K) warm white LED light operates on your existing 120V circuit and consumes just 14 watts. These LED retrofit lights generate 800 delivered lumens (or 57 Lumens Per Watt) and has a Color Rendering Index (CRI) of 82. The TCP LED14DR5627K 5"-6" LED retrofit bulb is fully dimmable and suitable for damp locations and they carry a 5 year limited warranty. Instant on at full brightness these 5" or 6" recessed can retrofit LED fixtures are rated for 35,000 hours (based on L70 standards). The stated 35,000 Hour life is based on functional light quality. After 30% lumen depreciation the functionality of the lamp is deemed to be at end-of life, even though the lamp is still at 70% of initial lumens (the L70 standard). The dimensions of the LED fixture are 7.5" wide by 3.8 inches MOL. The LED driver is self contained and the finish on the integral baffle and trim is White. These 120 volt LED light bulbs fit most 5"-6" recessed can fixtures with an E26 medium base. There is an adapter with every retrofit can where one end has a standard E26 medium base socket and the other end has a disconnect connector. With the electricity turned off at your circuit breaker, simply screw the E26 socket into your existing recessed can. Then connect the TCP LED retrofit at the disconnect point. Install the LED fixture like you would install your current trim. You have now converted your recessed can to LED. Dimming saves energy while setting the right light level to improve mood and ambiance. Screw-in compact fluorescent lamps (CFLs) and screw-in light emitting diode bulbs (LEDs) are a great energy-saving alternative to incandescent or halogen light sources; however, dimming them may be difficult. Lutrons new CL Dimmers for dimmable CFL and LED bulbs have HED Technology which helps alleviate your CFL and LED dimming challenges. Compared to standard dimmers, Lutrons new CL Dimmers keep the lights on as they are dimmed, make sure the lights turn on at all light levels, eliminate or reduce excessive flicker and keep the lights on even with line voltage fluctuations. Lutron CL dimmers are available in Maestro®, Diva®, Skylark Contour, Luméa®, Ariadni®/Toggler® and Credenza® product families. Click here to see all Lutron CL Dimmer Light Switches and Wall Plates. TCP 5 Inch to 6 Inch 14 Watt 800 Lumen LED Recessed Downlight Retrofit 2700K - E26 Adapter Included | 2700 | 82 | 1250 | 104.1667 | 35000 | 12 | 1 | 13.32 | 13.32 | 15.6515 | 2020Q2 | https://www.greenelectricalsupply.com/tcp-led14dr5627k-white-5-or-6-inch-led-recessed-retrofit-downlight-2700k.aspx | Green Electrical Supply | 2020 | Yes
LED Lighting | Reflector | Manufacturer: TCP | True |  | Reflector (Flood/Spot) | PAR38 | E26 (Medium) | Wet Location Rated,Recessed Fixtures Home > Energy Star Qualified Products > 13.5 Watt 1050 Lumen 40 Degree Beam Long Neck LED PAR38 Flood Light Bulb 2700K Product Specifications - Quick Reference Input Voltage: Lumens: 120 Volt AC 1050 Lumens Dimensions: Dimmable: 4.8" W x 5.3" MOL Yes LED Color: 2700 K Warm White Beam Angle: 40 Degree Beam Power Consumption: Luminous Efficacy: 13.5 Watts 77.8 lm/W CRI: Certifications: 80 CRI UL Damp Locations Built off a 20-year history of producing energy efficient lighting, Technical Consumer Products, Inc. (TCP) is excited to announce its most advanced and comprehensive lineup of LED lamps: the LED Elite Series. With TCPs dedication to manufacturing high quality, state-of-the-art lighting, combined with excellent high color rendering index (CRI), smooth dimming capabilities and new shatterproof smooth housing (which gives the appearance of traditional halogen bulbs), the LED Elite Series bulbs are a perfect choice to transform nearly every lighted environment into something extraordinary. TCPs design results in world class LED lamps with industry leading dimming performance and best-in-class efficiencies! TCPs precision-designed full face optic lens offers extremely accurate light pattern control, with no washouts, color shifting or hot spots. This results in better overall light levels delivered right where it is needed. This is the TCP, LED Elite Dimmable PAR38 lamp and it comes with a color temperature of 2700 Kelvin (K). UL approved, the TCP LED14P38D27KFL offers a very durable, solid state lighting technology that significantly reduces lighting service and maintenance costs. These Dimmable LED PAR38 bulbs consume up to 85% LESS energy than a standard 90PAR38 90-watt incandescent. These LED PAR38 bulbs do not contain Mercury or any other harmful substance, generate no IR or UV rays and carry a 5 Year Limited Warranty. TCPs LED PAR38 lamps have the highest light output, best dimmability (100% down to 5%) and are the most efficient LED PAR38 lamps available today. Previously a 14 watt bulb, now consuming just 13.5 watts of 120 volt energy, this PAR38 lamp generates 1050 lumens- that's 77.8 Lumens per watt. This LED PAR38 40 degree beam angle flood lamp is rated for 25,000 hours with a minimum starting temperature of -30 degrees Celsius and measures 5.3" MOL and 4.8" in diameter. Click here to see the TCP LED Elite PAR Series Specification Sheet. Typical Applications Typical applications for the TCP LED14P38D27KFL, Elite Dimmable LED flood light bulbs include dimmable recessed downlights, track lights, display lights, and outdoor fixtures that protect the lamps from the elements. TCP 13.5 Watt 1050 Lumen 40 Degree Beam Long Neck LED PAR38 Flood Light Bulb 2700K | 2700 | 83 | 1050 | 77.7778 | 25000 | 13.5 | 1 | 13.95 | 13.95 | 16.3918 | 2020Q2 | https://www.greenelectricalsupply.com/tcp-led14p38d27kfl-elite-dimmable-led-par38-light-bulbs-2700k.aspx | Green Electrical Supply | 2020 | Yes
LED Lighting | Reflector | Manufacturer: TCP | True |  | Reflector (Flood/Spot) | PAR38 | E26 (Medium) | Wet Location Rated,Recessed Fixtures Home > Energy Star Qualified Products > 13.5 Watt 1050 Lumen 40 Degree Beam Long Neck LED PAR38 Flood Light Bulb 3000K Product Specifications - Quick Reference Input Voltage: Lumens: 120 Volt AC 1050 Lumens Dimensions: Dimmable: 4.8" W x 5.3" MOL Yes LED Color: 3000 K Warm White Beam Angle: 40 Degree Beam Power Consumption: Luminous Efficacy: 13.5 Watts 77.8 lm/W CRI: Certifications: 80 CRI UL Damp Locations Built off a 20-year history of producing energy efficient lighting, Technical Consumer Products, Inc. (TCP) is excited to announce its most advanced and comprehensive lineup of LED lamps: the LED Elite Series. With TCPs dedication to manufacturing high quality, state-of-the-art lighting, combined with excellent high color rendering index (CRI), smooth dimming capabilities and new shatterproof smooth housing (which gives the appearance of traditional halogen bulbs), the LED Elite Series bulbs are a perfect choice to transform nearly every lighted environment into something extraordinary. TCPs design results in world class LED lamps with industry leading dimming performance and best-in-class efficiencies! TCPs precision-designed full face optic lens offers extremely accurate light pattern control, with no washouts, color shifting or hot spots. This results in better overall light levels delivered right where it is needed. This is the TCP, LED Elite Dimmable PAR38 lamp and it comes with a color temperature of 3000 Kelvin (K). UL approved, the TCP LED14P38D30KFL offers a very durable, solid state lighting technology that significantly reduces lighting service and maintenance costs. These Dimmable LED PAR38 bulbs consume up to 85% LESS energy than a standard 90PAR38 90-watt incandescent. These LED PAR38 bulbs do not contain Mercury or any other harmful substance, generate no IR or UV rays and carry a 5 Year Limited Warranty. TCPs LED PAR38 lamps have the highest light output, best dimmability (100% down to 5%) and are the most efficient LED PAR38 lamps available today. PReviously a 14 watt bulb, now consuming just 13.5 watts of 120 volt energy, this PAR38 lamp generates 1050 lumens- that's 77.8 Lumens per watt. This LED PAR38 40 degree beam angle flood lamp is rated for 25,000 hours with a minimum starting temperature of -30 degrees Celsius and measures 5.3" MOL and 4.8" in diameter. Click here to see the TCP LED Elite PAR Series Specification Sheet. Typical Applications Typical applications for the TCP LED14P38D30KFL, Elite Dimmable LED flood light bulbs include dimmable recessed downlights, track lights, display lights, and outdoor fixtures that protect the lamps from the elements. TCP 13.5 Watt 1050 Lumen 40 Degree Beam Long Neck LED PAR38 Flood Light Bulb 3000K | 3000 | 82 | 1050 | 77.7778 | 25000 | 13.5 | 1 | 13.95 | 13.95 | 16.3918 | 2020Q2 | https://www.greenelectricalsupply.com/tcp-led14p38d30kfl-elite-dimmable-led-par38-light-bulbs-3000k.aspx | Green Electrical Supply | 2020 | Yes
LED Lighting | Reflector | Manufacturer: TCP | True |  | Reflector (Flood/Spot) | PAR38 | E26 (Medium) | Wet Location Rated,Recessed Fixtures Home > Energy Star Qualified Products > 13.5 Watt 1050 Lumen 40 Degree Beam Long Neck LED PAR38 Flood Light Bulb 4100K Product Specifications - Quick Reference Input Voltage: Lumens: 120 Volt AC 1050 Lumens Dimensions: Dimmable: 4.8" W x 5.3" MOL Yes LED Color: 4100 K Cool White Beam Angle: 40 Degree Beam Power Consumption: Luminous Efficacy: 13.5 Watts 77.8 lm/W CRI: Certifications: 80 CRI UL Damp Locations Built off a 20-year history of producing energy efficient lighting, Technical Consumer Products, Inc. (TCP) is excited to announce its most advanced and comprehensive lineup of LED lamps: the LED Elite Series. With TCPs dedication to manufacturing high quality, state-of-the-art lighting, combined with excellent high color rendering index (CRI), smooth dimming capabilities and new shatterproof smooth housing (which gives the appearance of traditional halogen bulbs), the LED Elite Series bulbs are a perfect choice to transform nearly every lighted environment into something extraordinary. TCPs design results in world class LED lamps with industry leading dimming performance and best-in-class efficiencies! TCPs precision-designed full face optic lens offers extremely accurate light pattern control, with no washouts, color shifting or hot spots. This results in better overall light levels delivered right where it is needed. This is the TCP, LED Elite Dimmable PAR38 lamp and it comes with a color temperature of 4100 Kelvin (K). UL approved, the TCP LED14P38D41KFL offers a very durable, solid state lighting technology that significantly reduces lighting service and maintenance costs. These Dimmable LED PAR38 bulbs consume up to 85% LESS energy than a standard 90PAR38 90-watt incandescent. These LED PAR38 bulbs do not contain Mercury or any other harmful substance, generate no IR or UV rays and carry a 5 Year Limited Warranty. TCPs LED PAR38 lamps have the highest light output, best dimmability (100% down to 5%) and are the most efficient LED PAR38 lamps available today. Previously a 14 watt bulb, now consuming just 13.5 watts of 120 volt energy, this PAR38 lamp generates 1050 lumens- that's 77.8 Lumens per watt. This LED PAR38 40 degree beam angle flood lamp is rated for 25,000 hours with a minimum starting temperature of -30 degrees Celsius and measures 5.3" MOL and 4.8" in diameter. Click here to see the TCP LED Elite PAR Series Specification Sheet. Typical Applications Typical applications for the TCP LED14P38D41KFL, Elite Dimmable LED flood light bulbs include dimmable recessed downlights, track lights, display lights, and outdoor fixtures that protect the lamps from the elements. TCP 13.5 Watt 1050 Lumen 40 Degree Beam Long Neck LED PAR38 Flood Light Bulb 4100K | 4000 | 84 | 1050 | 77.7778 | 25000 | 13.5 | 1 | 13.95 | 13.95 | 16.3918 | 2020Q2 | https://www.greenelectricalsupply.com/tcp-led14p38d41kfl-elite-dimmable-led-par38-light-bulbs-4100k.aspx | Green Electrical Supply | 2020 | Yes
LED Lighting | Reflector | Manufacturer: TCP | True |  | Reflector (Flood/Spot) | PAR38 | E26 (Medium) | Wet Location Rated,Recessed Fixtures Home > Closeout Fixtures and Light Bulbs > 14W Elite LED PAR38 NFL 4100K Product Specifications - Quick Reference Input Voltage: Lumens: 120 Volt AC 1150 Lumens Dimensions: Dimmable: 4.8" W x 5.3" MOL Yes LED Color: 4100 K Warm White Beam Angle: 25 Degree Beam Power Consumption: Luminous Efficacy: 14 Watts 82.1 lm/W CRI: Certifications: 82 CRI UL Damp Locations Built off a 20-year history of producing energy efficient lighting, Technical Consumer Products, Inc. (TCP) is excited to announce its most advanced and comprehensive lineup of LED lamps: the LED Elite Series. With TCPs dedication to manufacturing high quality, state-of-the-art lighting, combined with excellent high color rendering index (CRI), smooth dimming capabilities and new shatterproof smooth housing (which gives the appearance of traditional halogen bulbs), the LED Elite Series bulbs are a perfect choice to transform nearly every lighted environment into something extraordinary. TCPs design results in world class LED lamps with industry leading dimming performance and best-in-class efficiencies! TCPs precision-designed full face optic lens offers extremely accurate light pattern control, with no washouts, color shifting or hot spots. This results in better overall light levels delivered right where it is needed. This is the TCP, LED Elite Dimmable PAR38 lamp and it comes with a color temperature of 4100 Kelvin (K). UL approved, the TCP LED14P38D41KNFL offers a very durable, solid state lighting technology that significantly reduces lighting service and maintenance costs. These Dimmable LED PAR38 bulbs consume up to 85% LESS energy than a standard 90PAR38 90-watt incandescent. These LED PAR38 bulbs do not contain Mercury or any other harmful substance, generate no IR or UV rays and carry a 5 Year Limited Warranty. TCPs LED PAR38 lamps have the highest light output, best dimmability (100% down to 5%) and are the most efficient LED PAR38 lamps available today. Consuming just 14 watts of 120 volt energy, this PAR38 lamp generates 1150 lumens thats 82.1 Lumens per watt. This LED PAR38 25 degree beam angle narrow flood lamp is rated for 25,000 hours with a minimum starting temperature of -30 degrees Celsius and measures 5.3" MOL and 4.8" in diameter. Click here to see the TCP LED Elite PAR Series Specification Sheet. Typical Applications Typical applications for the TCP LED14P38D41KNFL, Elite Dimmable LED flood light bulbs include dimmable recessed downlights, track lights, display lights, and outdoor fixtures that protect the lamps from the elements. TCP 14W Elite LED PAR38 NFL 4100K | 4000 | 84 | 1050 | 77.7778 | 25000 | 13.5 | 1 | 13.95 | 13.95 | 16.3918 | 2020Q2 | https://www.greenelectricalsupply.com/tcp-led14p38d41knfl-elite-dimmable-led-par38-light-bulbs-4100k.aspx | Green Electrical Supply | 2020 | Yes
LED Lighting | Reflector | Manufacturer: TCP | True | Daylighting/Photocell, | Reflector (Flood/Spot) | PAR38 | E26 (Medium) | Wet Location Rated,Recessed Fixtures Home > LED Light Bulbs > LED PAR Bulbs > LED PAR38 > Flood (40 Degree) > 5000K Daylight > 13.5 Watt 1050 Lumen 40 Degree Beam Long Neck LED PAR38 Flood Light Bulb 5000K Product Specifications - Quick Reference Input Voltage: Lumens: 120 Volt AC 1050 Lumens Dimensions: Dimmable: 4.8" W x 5.3" MOL Yes LED Color: 5000 K Daylight Beam Angle: 40 Degree Beam Power Consumption: Luminous Efficacy: 13.5 Watts 77.8 lm/W CRI: Certifications: 80 CRI UL Damp Locations Built off a 20-year history of producing energy efficient lighting, Technical Consumer Products, Inc. (TCP) is excited to announce its most advanced and comprehensive lineup of LED lamps: the LED Elite Series. With TCPs dedication to manufacturing high quality, state-of-the-art lighting, combined with excellent high color rendering index (CRI), smooth dimming capabilities and new shatterproof smooth housing (which gives the appearance of traditional halogen bulbs), the LED Elite Series bulbs are a perfect choice to transform nearly every lighted environment into something extraordinary. TCPs design results in world class LED lamps with industry leading dimming performance and best-in-class efficiencies! TCPs precision-designed full face optic lens offers extremely accurate light pattern control, with no washouts, color shifting or hot spots. This results in better overall light levels delivered right where it is needed. This is the TCP, LED Elite Dimmable PAR38 lamp and it comes with a color temperature of 5000 Kelvin (K). UL approved, the TCP LED14P38D50KFL offers a very durable, solid state lighting technology that significantly reduces lighting service and maintenance costs. These Dimmable LED PAR38 bulbs consume up to 85% LESS energy than a standard 90PAR38 90-watt incandescent. These LED PAR38 bulbs do not contain Mercury or any other harmful substance, generate no IR or UV rays and carry a 5 Year Limited Warranty. TCPs LED PAR38 lamps have the highest light output, best dimmability (100% down to 5%) and are the most efficient LED PAR38 lamps available today. Previously a 14 watt bulb, now consuming just 13.5 watts of 120 volt energy, this PAR38 lamp generates 1050 lumens- that's 77.8 Lumens per watt. This LED PAR38 40 degree beam angle flood lamp is rated for 25,000 hours with a minimum starting temperature of -30 degrees Celsius and measures 5.3" MOL and 4.8" in diameter. Click here to see the TCP LED Elite PAR Series Specification Sheet. Typical Applications Typical applications for the TCP LED14P38D50KFL, Elite Dimmable LED flood light bulbs include dimmable recessed downlights, track lights, display lights, and outdoor fixtures that protect the lamps from the elements. TCP 13.5 Watt 1050 Lumen 40 Degree Beam Long Neck LED PAR38 Flood Light Bulb 5000K | 5000 | 83 | 1050 | 77.7778 | 25000 | 13.5 | 1 | 13.95 | 13.95 | 16.3918 | 2020Q2 | https://www.greenelectricalsupply.com/tcp-led14p38d50kfl-elite-dimmable-led-par38-light-bulbs-5000k.aspx | Green Electrical Supply | 2020 | Yes
LED Lighting | Reflector | Manufacturer: TCP | False |  | Reflector (Flood/Spot) | BR40 | E26 (Medium) | Damp Location Rated,Recessed Fixtures Home > Energy Star Qualified Products > 17W Non-Dimming LED BR40 2700K Product Specifications - Quick Reference Input Voltage: Lumens: 120 Volt AC 1200 Lumens Dimensions: Dimmable: 5.0" W x 6.6" MOL No LED Color: 2700 K Warm White Life Time: 25,000 Hours Power Consumption: Luminous Efficacy: 17 Watts 70.6 lm/W CRI: Certifications: 82 CRI UL Damp Locations Built off a 20-year history of producing energy efficient lighting, Technical Consumer Products, Inc. (TCP) is excited to announce its most advanced and comprehensive lineup of LED lamps: the LED Elite Series. With TCPs dedication to manufacturing high quality, state-of-the-art lighting, combined with excellent high color rendering index (CRI), smooth dimming capabilities and new shatterproof smooth housing (which gives the appearance of traditional halogen bulbs), the LED Elite Series bulbs are a perfect choice to transform nearly every lighted environment into something extraordinary. TCPs design results in world class LED lamps with industry leading dimming performance and best-in-class efficiencies! TCPs precision-designed full face optic lens offers extremely accurate light pattern control, with no washouts, color shifting or hot spots. This results in better overall light levels delivered right where it is needed. This is the TCP, LED Elite NON-Dimmable BR40 lamp and it comes with a color temperature of 2700 Kelvin (K). UL approved, the TCP LED17BR4027K offers a very durable, solid state lighting technology that significantly reduces lighting service and maintenance costs. These Energy Star Rated Non Dimmable LED BR40 bulbs consume up to 80% LESS energy than a standard 120BR40 120-watt incandescent. These LED BR40 bulbs do not contain Mercury or any other harmful substance, generate no IR or UV rays and carry a 5 Year Limited Warranty. TCPs LED BR40 lamps have the highest light output and are the most efficient LED BR40 lamps available today. Consuming just 17 watts of 120 volt energy, this BR40 lamp generates 1200 lumens thats 70.6 Lumens per watt. This LED BR40 lamp is rated for 25,000 hours with a minimum starting temperature of -30 degrees Celsius and measures 6.6" MOL and 5.0" in diameter. Click here to see the TCP LED Elite BR Series Specification Sheet. Typical Applications Typical applications for the TCP LED17BR4027K, Elite Non-Dimmable BR40 LED light bulbs include recessed downlights, track lights, display lights, and outdoor fixtures that protect the lamps from the elements. TCP 17W Non-Dimming LED BR40 2700K | 2700 | 83 | 1200 | 70.5882 | 25000 | 17 | 1 | 10.69 | 10.69 | 12.5612 | 2020Q2 | https://www.greenelectricalsupply.com/tcp-led17br4027k-elite-non-dimmable-led-br40-light-bulbs-2700k.aspx | Green Electrical Supply | 2020 | Yes
LED Lighting | Reflector | Manufacturer: TCP | False |  | Reflector (Flood/Spot) | BR40 | E26 (Medium) | Damp Location Rated,Recessed Fixtures Home > Energy Star Qualified Products > 17W Non-Dimming LED BR40 4100K Product Specifications - Quick Reference Input Voltage: Lumens: 120 Volt AC 1300 Lumens Dimensions: Dimmable: 5.0" W x 6.6" MOL No LED Color: 4100 K Cool White Life Time: 25,000 Hours Power Consumption: Luminous Efficacy: 17 Watts 76.5 lm/W CRI: Certifications: 82 CRI UL Damp Locations Built off a 20-year history of producing energy efficient lighting, Technical Consumer Products, Inc. (TCP) is excited to announce its most advanced and comprehensive lineup of LED lamps: the LED Elite Series. With TCPs dedication to manufacturing high quality, state-of-the-art lighting, combined with excellent high color rendering index (CRI), smooth dimming capabilities and new shatterproof smooth housing (which gives the appearance of traditional halogen bulbs), the LED Elite Series bulbs are a perfect choice to transform nearly every lighted environment into something extraordinary. TCPs design results in world class LED lamps with industry leading dimming performance and best-in-class efficiencies! TCPs precision-designed full face optic lens offers extremely accurate light pattern control, with no washouts, color shifting or hot spots. This results in better overall light levels delivered right where it is needed. This is the TCP, LED Elite NON-Dimmable BR40 lamp and it comes with a color temperature of 4100 Kelvin (K). UL approved, the TCP LED17BR4041K offers a very durable, solid state lighting technology that significantly reduces lighting service and maintenance costs. These Non Dimmable LED BR40 bulbs consume up to 80% LESS energy than a standard 120BR40 120-watt incandescent. These LED BR40 bulbs do not contain Mercury or any other harmful substance, generate no IR or UV rays and carry a 5 Year Limited Warranty. TCPs LED BR40 lamps have the highest light output and are the most efficient LED BR40 lamps available today. Consuming just 17 watts of 120 volt energy, this BR40 lamp generates 1300 lumens thats 76.5 Lumens per watt. This LED BR40 lamp is rated for 25,000 hours with a minimum starting temperature of -30 degrees Celsius and measures 6.6" MOL and 5.0" in diameter. Click here to see the TCP LED Elite BR Series Specification Sheet. Typical Applications Typical applications for the TCP LED17BR4041K, Elite Non-Dimmable BR40 LED light bulbs include recessed downlights, track lights, display lights, and outdoor fixtures that protect the lamps from the elements. TCP 17W Non-Dimming LED BR40 4100K | 4000 | 82 | 1300 | 76.4706 | 25000 | 17 | 1 | 10.69 | 10.69 | 12.5612 | 2020Q2 | https://www.greenelectricalsupply.com/tcp-led17br4041k-elite-non-dimmable-led-br40-light-bulbs-4100k.aspx | Green Electrical Supply | 2020 | Yes
LED Lighting | Reflector | Manufacturer: TCP | True |  | Reflector (Flood/Spot) | BR40 | E26 (Medium) | Damp Location Rated,Recessed Fixtures Home > Energy Star Qualified Products > 17W Elite Dimmable LED BR40 27K Product Specifications - Quick Reference Input Voltage: Lumens: 120 Volt AC 1200 Lumens Dimensions: Dimmable: 5.0" W x 6.6" MOL Yes LED Color: 2700 K Warm White Life Time: 25,000 Hours Power Consumption: Luminous Efficacy: 17 Watts 70.6 lm/W CRI: Certifications: 82 CRI UL Damp Locations Built off a 20-year history of producing energy efficient lighting, Technical Consumer Products, Inc. (TCP) is excited to announce its most advanced and comprehensive lineup of LED lamps: the LED Elite Series. With TCPs dedication to manufacturing high quality, state-of-the-art lighting, combined with excellent high color rendering index (CRI), smooth dimming capabilities and new shatterproof smooth housing (which gives the appearance of traditional halogen bulbs), the LED Elite Series bulbs are a perfect choice to transform nearly every lighted environment into something extraordinary. TCPs design results in world class LED lamps with industry leading dimming performance and best-in-class efficiencies! TCPs precision-designed full face optic lens offers extremely accurate light pattern control, with no washouts, color shifting or hot spots. This results in better overall light levels delivered right where it is needed. This is the TCP, LED Elite Dimmable BR40 lamp and it comes with a color temperature of 2700 Kelvin (K). UL approved, the TCP LED17BR40D27K offers a very durable, solid state lighting technology that significantly reduces lighting service and maintenance costs. These Dimmable LED BR40 bulbs consume up to 80% LESS energy than a standard 120BR40 120-watt incandescent. These LED BR40 bulbs do not contain Mercury or any other harmful substance, generate no IR or UV rays and carry a 5 Year Limited Warranty. TCPs LED BR40 lamps have the highest light output, best dimmability (100% down to 5%) and are the most efficient LED BR40 lamps available today. Consuming just 17 watts of 120 volt energy, this BR40 lamp generates 1200 lumens thats 70.6 Lumens per watt. This LED BR40 lamp is rated for 25,000 hours with a minimum starting temperature of -30 degrees Celsius and measures 6.6" MOL and 5.0" in diameter. Click here to see the TCP LED Elite BR Series Specification Sheet. Typical Applications Typical applications for the TCP LED17BR40D27K, Elite Dimmable BR40 LED light bulbs include dimmable recessed downlights, track lights, display lights, and outdoor fixtures that protect the lamps from the elements. TCP 17W Elite Dimmable LED BR40 27K | 2700 | 83 | 1400 | 82.3529 | 25000 | 17 | 1 | 5.67 | 5.67 | 6.6625 | 2020Q2 | https://www.greenelectricalsupply.com/tcp-led17br40d27k-elite-dimmable-led-br40-light-bulbs-2700k.aspx | Green Electrical Supply | 2020 | Yes
LED Lighting | Reflector | Manufacturer: TCP | True |  | Reflector (Flood/Spot) | BR40 | E26 (Medium) | Damp Location Rated,Recessed Fixtures Home > Energy Star Qualified Products > 17W Elite Dimmable LED BR40 30K Product Specifications - Quick Reference Input Voltage: Lumens: 120 Volt AC 1250 Lumens Dimensions: Dimmable: 5.0" W x 6.6" MOL Yes LED Color: 3000 K Warm White Life Time: 25,000 Hours Power Consumption: Luminous Efficacy: 17 Watts 73.5 lm/W CRI: Certifications: 82 CRI UL Damp Locations Built off a 20-year history of producing energy efficient lighting, Technical Consumer Products, Inc. (TCP) is excited to announce its most advanced and comprehensive lineup of LED lamps: the LED Elite Series. With TCPs dedication to manufacturing high quality, state-of-the-art lighting, combined with excellent high color rendering index (CRI), smooth dimming capabilities and new shatterproof smooth housing (which gives the appearance of traditional halogen bulbs), the LED Elite Series bulbs are a perfect choice to transform nearly every lighted environment into something extraordinary. TCPs design results in world class LED lamps with industry leading dimming performance and best-in-class efficiencies! TCPs precision-designed full face optic lens offers extremely accurate light pattern control, with no washouts, color shifting or hot spots. This results in better overall light levels delivered right where it is needed. This is the TCP, LED Elite Dimmable BR40 lamp and it comes with a color temperature of 3000 Kelvin (K). UL approved, the TCP LED17BR40D30K offers a very durable, solid state lighting technology that significantly reduces lighting service and maintenance costs. These Dimmable LED BR40 bulbs consume up to 80% LESS energy than a standard 120BR40 120-watt incandescent. These LED BR40 bulbs do not contain Mercury or any other harmful substance, generate no IR or UV rays and carry a 5 Year Limited Warranty. TCPs LED BR40 lamps have the highest light output, best dimmability (100% down to 5%) and are the most efficient LED BR40 lamps available today. Consuming just 17 watts of 120 volt energy, this BR40 lamp generates 1250 lumens thats 73.5 Lumens per watt. This LED BR40 lamp is rated for 25,000 hours with a minimum starting temperature of -30 degrees Celsius and measures 6.6" MOL and 5.0" in diameter. Click here to see the TCP LED Elite BR Series Specification Sheet. Typical Applications Typical applications for the TCP LED17BR40D30K, Elite Dimmable BR40 LED light bulbs include dimmable recessed downlights, track lights, display lights, and outdoor fixtures that protect the lamps from the elements. TCP 17W Elite Dimmable LED BR40 30K | 3000 | 84 | 1400 | 82.3529 | 25000 | 17 | 1 | 5.67 | 5.67 | 6.6625 | 2020Q2 | https://www.greenelectricalsupply.com/tcp-led17br40d30k-elite-dimmable-led-br40-light-bulbs-3000k.aspx | Green Electrical Supply | 2020 | Yes
LED Lighting | Reflector | Manufacturer: TCP | True |  | Reflector (Flood/Spot) | BR40 | E26 (Medium) | Damp Location Rated,Recessed Fixtures Home > Energy Star Qualified Products > 17W Elite Dimmable LED BR40 41K Product Specifications - Quick Reference Input Voltage: Lumens: 120 Volt AC 1300 Lumens Dimensions: Dimmable: 5.0" W x 6.6" MOL Yes LED Color: 4100 K Cool White Life Time: 25,000 Hours Power Consumption: Luminous Efficacy: 17 Watts 76.5 lm/W CRI: Certifications: 82 CRI UL Damp Locations Built off a 20-year history of producing energy efficient lighting, Technical Consumer Products, Inc. (TCP) is excited to announce its most advanced and comprehensive lineup of LED lamps: the LED Elite Series. With TCPs dedication to manufacturing high quality, state-of-the-art lighting, combined with excellent high color rendering index (CRI), smooth dimming capabilities and new shatterproof smooth housing (which gives the appearance of traditional halogen bulbs), the LED Elite Series bulbs are a perfect choice to transform nearly every lighted environment into something extraordinary. TCPs design results in world class LED lamps with industry leading dimming performance and best-in-class efficiencies! TCPs precision-designed full face optic lens offers extremely accurate light pattern control, with no washouts, color shifting or hot spots. This results in better overall light levels delivered right where it is needed. This is the TCP, LED Elite Dimmable BR40 lamp and it comes with a color temperature of 4100 Kelvin (K). UL approved, the TCP LED17BR40D41K offers a very durable, solid state lighting technology that significantly reduces lighting service and maintenance costs. These Dimmable LED BR40 bulbs consume up to 80% LESS energy than a standard 120BR40 120-watt incandescent. These LED BR40 bulbs do not contain Mercury or any other harmful substance, generate no IR or UV rays and carry a 5 Year Limited Warranty. TCPs LED BR40 lamps have the highest light output, best dimmability (100% down to 5%) and are the most efficient LED BR40 lamps available today. Consuming just 17 watts of 120 volt energy, this BR40 lamp generates 1300 lumens thats 76.5 Lumens per watt. This LED BR40 lamp is rated for 25,000 hours with a minimum starting temperature of -30 degrees Celsius and measures 6.6" MOL and 5.0" in diameter. Click here to see the TCP LED Elite BR Series Specification Sheet. Typical Applications Typical applications for the TCP LED17BR40D41K, Elite Dimmable BR40 LED light bulbs include dimmable recessed downlights, track lights, display lights, and outdoor fixtures that protect the lamps from the elements. TCP 17W Elite Dimmable LED BR40 41K | 4000 | 85 | 1400 | 82.3529 | 25000 | 17 | 1 | 5.67 | 5.67 | 6.6625 | 2020Q2 | https://www.greenelectricalsupply.com/tcp-led17br40d41k-elite-dimmable-led-br40-light-bulbs-4100k.aspx | Green Electrical Supply | 2020 | Yes
LED Lighting | Reflector | Manufacturer: TCP | True | Daylighting/Photocell, | Reflector (Flood/Spot) | BR40 | E26 (Medium) | Damp Location Rated,Recessed Fixtures Home > LED Light Bulbs > LED Reflector Bulbs > LED BR40 > 5000K Daylight > 17W Elite Dimmable LED BR40 50K Product Specifications - Quick Reference Input Voltage: Lumens: 120 Volt AC 1300 Lumens Dimensions: Dimmable: 5.0" W x 6.6" MOL Yes LED Color: 5000 K Daylight Life Time: 25,000 Hours Power Consumption: Luminous Efficacy: 17 Watts 76.5 lm/W CRI: Certifications: 82 CRI UL Damp Locations Built off a 20-year history of producing energy efficient lighting, Technical Consumer Products, Inc. (TCP) is excited to announce its most advanced and comprehensive lineup of LED lamps: the LED Elite Series. With TCPs dedication to manufacturing high quality, state-of-the-art lighting, combined with excellent high color rendering index (CRI), smooth dimming capabilities and new shatterproof smooth housing (which gives the appearance of traditional halogen bulbs), the LED Elite Series bulbs are a perfect choice to transform nearly every lighted environment into something extraordinary. TCPs design results in world class LED lamps with industry leading dimming performance and best-in-class efficiencies! TCPs precision-designed full face optic lens offers extremely accurate light pattern control, with no washouts, color shifting or hot spots. This results in better overall light levels delivered right where it is needed. This is the TCP, LED Elite Dimmable BR40 lamp and it comes with a color temperature of 5000 Kelvin (K). UL approved, the TCP LED17BR40D50K offers a very durable, solid state lighting technology that significantly reduces lighting service and maintenance costs. These Dimmable LED BR40 bulbs consume up to 80% LESS energy than a standard 120BR40 120-watt incandescent. These LED BR40 bulbs do not contain Mercury or any other harmful substance, generate no IR or UV rays and carry a 5 Year Limited Warranty. TCPs LED BR40 lamps have the highest light output, best dimmability (100% down to 5%) and are the most efficient LED BR40 lamps available today. Consuming just 17 watts of 120 volt energy, this BR40 lamp generates 1300 lumens thats 76.5 Lumens per watt. This LED BR40 lamp is rated for 25,000 hours with a minimum starting temperature of -30 degrees Celsius and measures 6.6" MOL and 5.0" in diameter. Click here to see the TCP LED Elite BR Series Specification Sheet. Typical Applications Typical applications for the TCP LED17BR40D50K, Elite Dimmable BR40 LED light bulbs include dimmable recessed downlights, track lights, display lights, and outdoor fixtures that protect the lamps from the elements. TCP 17W Elite Dimmable LED BR40 50K | 5000 | 86 | 1400 | 82.3529 | 25000 | 17 | 1 | 5.67 | 5.67 | 6.6625 | 2020Q2 | https://www.greenelectricalsupply.com/tcp-led17br40d50k-elite-dimmable-led-br40-light-bulbs-5000k.aspx | Green Electrical Supply | 2020 | Yes
LED Lighting | Reflector | Manufacturer: TCP | True |  | Reflector (Flood/Spot) | PAR38 | E26 (Medium) | Wet Location Rated,Recessed Fixtures Home > Energy Star Qualified Products > 15 Watt 1200 Lumen 40 Degree Beam Dimmable Elite LED PAR38 Flood Light Bulb 2700K Product Specifications - Quick Reference Input Voltage: Lumens: 120 Volt AC 1200 Lumens Dimensions: Dimmable: 4.8" W x 5.3" MOL Yes LED Color: 2700 K Warm White Beam Angle: 40 Degree Beam Power Consumption: Luminous Efficacy: 15 Watts 80 lm/W CRI: Certifications: 80 CRI UL Damp Locations Built off a 20-year history of producing energy efficient lighting, Technical Consumer Products, Inc. (TCP) is excited to announce its most advanced and comprehensive lineup of LED lamps: the LED Elite Series. With TCPs dedication to manufacturing high quality, state-of-the-art lighting, combined with excellent high color rendering index (CRI), smooth dimming capabilities and new shatterproof smooth housing (which gives the appearance of traditional halogen bulbs), the LED Elite Series bulbs are a perfect choice to transform nearly every lighted environment into something extraordinary. TCPs design results in world class LED lamps with industry leading dimming performance and best-in-class efficiencies! TCPs precision-designed full face optic lens offers extremely accurate light pattern control, with no washouts, color shifting or hot spots. This results in better overall light levels delivered right where it is needed. This is the TCP, LED Elite Dimmable PAR38 lamp and it comes with a color temperature of 2700 Kelvin (K). UL approved, the TCP LED17P38D27KFL offers a very durable, solid state lighting technology that significantly reduces lighting service and maintenance costs. These Dimmable LED PAR38 bulbs consume up to 85% LESS energy than a standard 120PAR38 120-watt incandescent. These LED PAR38 bulbs do not contain Mercury or any other harmful substance, generate no IR or UV rays and carry a 5 Year Limited Warranty. TCPs LED PAR38 lamps have the highest light output, best dimmability (100% down to 5%) and are the most efficient LED PAR38 lamps available today. Previously a 17 watt bulb, now consuming just 15 watts of 120 volt energy, this PAR38 lamp generates 1200 lumens- that's 80 Lumens per watt. This LED PAR38 40 degree beam angle flood lamp is rated for 25,000 hours with a minimum starting temperature of -30 degrees Celsius and measures 5.3" MOL and 4.8" in diameter. Click here to see the TCP LED Elite PAR Series Specification Sheet. Typical Applications Typical applications for the TCP LED17P38D27KFL, Elite Dimmable LED flood light bulbs include dimmable recessed downlights, track lights, display lights, and outdoor fixtures that protect the lamps from the elements. TCP 15 Watt 1200 Lumen 40 Degree Beam Dimmable Elite LED PAR38 Flood Light Bulb 2700K | 2700 | 84 | 1200 | 80 | 25000 | 15 | 1 | 14.4 | 14.4 | 16.9206 | 2020Q2 | https://www.greenelectricalsupply.com/tcp-led17p38d27kfl-elite-dimmable-led-par38-light-bulbs-2700k.aspx | Green Electrical Supply | 2020 | Yes
LED Lighting | Reflector | Manufacturer: TCP | True |  | Reflector (Flood/Spot) | PAR38 | E26 (Medium) | Wet Location Rated,Recessed Fixtures Home > Energy Star Qualified Products > 15 Watt 1200 Lumen 25 Degree Beam Dimmable Elite LED PAR38 Narrow Flood Light Bulb 2700K Product Specifications - Quick Reference Input Voltage: Lumens: 120 Volt AC 1200 Lumens Dimensions: Dimmable: 4.8" W x 5.3" MOL Yes LED Color: 2700 K Warm White Beam Angle: 25 Degree Beam Power Consumption: Luminous Efficacy: 15 Watts 80 lm/W CRI: Certifications: 80 CRI UL Damp Locations Built off a 20-year history of producing energy efficient lighting, Technical Consumer Products, Inc. (TCP) is excited to announce its most advanced and comprehensive lineup of LED lamps: the LED Elite Series. With TCPs dedication to manufacturing high quality, state-of-the-art lighting, combined with excellent high color rendering index (CRI), smooth dimming capabilities and new shatterproof smooth housing (which gives the appearance of traditional halogen bulbs), the LED Elite Series bulbs are a perfect choice to transform nearly every lighted environment into something extraordinary. TCPs design results in world class LED lamps with industry leading dimming performance and best-in-class efficiencies! TCPs precision-designed full face optic lens offers extremely accurate light pattern control, with no washouts, color shifting or hot spots. This results in better overall light levels delivered right where it is needed. This is the TCP, LED Elite Dimmable PAR38 lamp and it comes with a color temperature of 2700 Kelvin (K). UL approved, the TCP LED17P38D27KNFL offers a very durable, solid state lighting technology that significantly reduces lighting service and maintenance costs. These Energy Star rated Dimmable LED PAR38 bulbs consume up to 85% LESS energy than a standard 120PAR38 120-watt incandescent. These LED PAR38 bulbs do not contain Mercury or any other harmful substance, generate no IR or UV rays and carry a 5 Year Limited Warranty. TCPs LED PAR38 lamps have the highest light output, best dimmability (100% down to 5%) and are the most efficient LED PAR38 lamps available today. Previously a 17 watt bulb, now consuming just 15 watts of 120 volt energy, this PAR38 lamp generates 1200 lumens- that's 80 Lumens per watt. This LED PAR38 25 degree beam angle narrow flood lamp is rated for 25,000 hours with a minimum starting temperature of -30 degrees Celsius and measures 5.3" MOL and 4.8" in diameter. Click here to see the TCP LED Elite PAR Series Specification Sheet. Typical Applications Typical applications for the TCP LED17P38D27KNFL, Elite Dimmable PAR38 LED flood light bulbs include dimmable recessed downlights, track lights, display lights, and outdoor fixtures that protect the lamps from the elements. TCP 15 Watt 1200 Lumen 25 Degree Beam Dimmable Elite LED PAR38 Narrow Flood Light Bulb 2700K | 2700 | 84 | 1200 | 80 | 25000 | 15 | 1 | 14.4 | 14.4 | 16.9206 | 2020Q2 | https://www.greenelectricalsupply.com/tcp-led17p38d27knfl-elite-dimmable-led-par38-light-bulbs-2700k.aspx | Green Electrical Supply | 2020 | Yes
LED Lighting | Reflector | Manufacturer: TCP | True |  | Reflector (Flood/Spot) | PAR38 | E26 (Medium) | Wet Location Rated,Recessed Fixtures Home > Energy Star Qualified Products > 15 Watt 1200 Lumen 40 Degree Beam Dimmable Elite LED PAR38 Flood Light Bulb 3000K Product Specifications - Quick Reference Input Voltage: Lumens: 120 Volt AC 1200 Lumens Dimensions: Dimmable: 4.8" W x 5.3" MOL Yes LED Color: 3000 K Warm White Beam Angle: 40 Degree Beam Power Consumption: Luminous Efficacy: 15 Watts 80 lm/W CRI: Certifications: 80 CRI UL Damp Locations Built off a 20-year history of producing energy efficient lighting, Technical Consumer Products, Inc. (TCP) is excited to announce its most advanced and comprehensive lineup of LED lamps: the LED Elite Series. With TCPs dedication to manufacturing high quality, state-of-the-art lighting, combined with excellent high color rendering index (CRI), smooth dimming capabilities and new shatterproof smooth housing (which gives the appearance of traditional halogen bulbs), the LED Elite Series bulbs are a perfect choice to transform nearly every lighted environment into something extraordinary. TCPs design results in world class LED lamps with industry leading dimming performance and best-in-class efficiencies! TCPs precision-designed full face optic lens offers extremely accurate light pattern control, with no washouts, color shifting or hot spots. This results in better overall light levels delivered right where it is needed. This is the TCP, LED Elite Dimmable PAR38 lamp and it comes with a color temperature of 3000 Kelvin (K). UL approved, the TCP LED17P38D30KFL offers a very durable, solid state lighting technology that significantly reduces lighting service and maintenance costs. These Energy Star rated Dimmable LED PAR38 bulbs consume up to 85% LESS energy than a standard 120PAR38 120-watt incandescent. These LED PAR38 bulbs do not contain Mercury or any other harmful substance, generate no IR or UV rays and carry a 5 Year Limited Warranty. TCPs LED PAR38 lamps have the highest light output, best dimmability (100% down to 5%) and are the most efficient LED PAR38 lamps available today. Previously a 17 watt bulb, now consuming just 15 watts of 120 volt energy, this PAR38 lamp generates 1250 lumens- that's 80 Lumens per watt. This LED PAR38 40 degree beam angle flood lamp is rated for 25,000 hours with a minimum starting temperature of -30 degrees Celsius and measures 5.3" MOL and 4.8" in diameter. Click here to see the TCP LED Elite PAR Series Specification Sheet. Typical Applications Typical applications for the TCP LED17P38D30KFL, Elite Dimmable PAR38 LED flood light bulbs include dimmable recessed downlights, track lights, display lights, and outdoor fixtures that protect the lamps from the elements. TCP 15 Watt 1200 Lumen 40 Degree Beam Dimmable Elite LED PAR38 Flood Light Bulb 3000K | 3000 | 84 | 1200 | 80 | 25000 | 15 | 1 | 14.4 | 14.4 | 16.9206 | 2020Q2 | https://www.greenelectricalsupply.com/tcp-led17p38d30kfl-elite-dimmable-led-par38-light-bulbs-3000k.aspx | Green Electrical Supply | 2020 | Yes
LED Lighting | Reflector | Manufacturer: TCP | True |  | Reflector (Flood/Spot) | PAR38 | E26 (Medium) | Wet Location Rated,Recessed Fixtures Home > Energy Star Qualified Products > 15 Watt 1200 Lumen 25 Degree Beam Dimmable Elite LED PAR38 Narrow Flood Light Bulb 3000K Product Specifications - Quick Reference Input Voltage: Lumens: 120 Volt AC 1200 Lumens Dimensions: Dimmable: 4.8" W x 5.3" MOL Yes LED Color: 3000 K Warm White Beam Angle: 25 Degree Beam Power Consumption: Luminous Efficacy: 15 Watts 80 lm/W CRI: Certifications: 80 CRI UL Damp Locations Built off a 20-year history of producing energy efficient lighting, Technical Consumer Products, Inc. (TCP) is excited to announce its most advanced and comprehensive lineup of LED lamps: the LED Elite Series. With TCPs dedication to manufacturing high quality, state-of-the-art lighting, combined with excellent high color rendering index (CRI), smooth dimming capabilities and new shatterproof smooth housing (which gives the appearance of traditional halogen bulbs), the LED Elite Series bulbs are a perfect choice to transform nearly every lighted environment into something extraordinary. TCPs design results in world class LED lamps with industry leading dimming performance and best-in-class efficiencies! TCPs precision-designed full face optic lens offers extremely accurate light pattern control, with no washouts, color shifting or hot spots. This results in better overall light levels delivered right where it is needed. This is the TCP, LED Elite Dimmable PAR38 lamp and it comes with a color temperature of 3000 Kelvin (K). UL approved, the TCP LED17P38D30KNFL offers a very durable, solid state lighting technology that significantly reduces lighting service and maintenance costs. These Energy Star rated Dimmable LED PAR38 bulbs consume up to 85% LESS energy than a standard 120PAR38 120-watt incandescent. These LED PAR38 bulbs do not contain Mercury or any other harmful substance, generate no IR or UV rays and carry a 5 Year Limited Warranty. TCPs LED PAR38 lamps have the highest light output, best dimmability (100% down to 5%) and are the most efficient LED PAR38 lamps available today. Previously a 17 watt bulb, now consuming just 15 watts of 120 volt energy, this PAR38 lamp generates 1200 lumens- that's 80 Lumens per watt. This LED PAR38 25 degree beam angle narrow flood lamp is rated for 25,000 hours with a minimum starting temperature of -30 degrees Celsius and measures 5.3" MOL and 4.8" in diameter. Click here to see the TCP LED Elite PAR Series Specification Sheet. Typical Applications Typical applications for the TCP LED17P38D30KNFL, Elite Dimmable PAR38 LED flood light bulbs include dimmable recessed downlights, track lights, display lights, and outdoor fixtures that protect the lamps from the elements. TCP 15 Watt 1200 Lumen 25 Degree Beam Dimmable Elite LED PAR38 Narrow Flood Light Bulb 3000K | 3000 | 84 | 1200 | 80 | 25000 | 15 | 1 | 14.4 | 14.4 | 16.9206 | 2020Q2 | https://www.greenelectricalsupply.com/tcp-led17p38d30knfl-elite-dimmable-led-par38-light-bulbs-3000k.aspx | Green Electrical Supply | 2020 | Yes
LED Lighting | Reflector | Manufacturer: TCP | True |  | Reflector (Flood/Spot) | PAR38 | E26 (Medium) | Wet Location Rated,Recessed Fixtures Home > Energy Star Qualified Products > 15 Watt 1200 Lumen 40 Degree Beam Dimmable Elite LED PAR38 Flood Light Bulb 3500K Product Specifications - Quick Reference Input Voltage: Lumens: 120 Volt AC 1200 Lumens Dimensions: Dimmable: 4.8" W x 5.3" MOL Yes LED Color: 3500 K Bright White Beam Angle: 40 Degree Beam Power Consumption: Luminous Efficacy: 15 Watts 80 lm/W CRI: Certifications: 80 CRI UL Damp Locations Built off a 20-year history of producing energy efficient lighting, Technical Consumer Products, Inc. (TCP) is excited to announce its most advanced and comprehensive lineup of LED lamps: the LED Elite Series. With TCPs dedication to manufacturing high quality, state-of-the-art lighting, combined with excellent high color rendering index (CRI), smooth dimming capabilities and new shatterproof smooth housing (which gives the appearance of traditional halogen bulbs), the LED Elite Series bulbs are a perfect choice to transform nearly every lighted environment into something extraordinary. TCPs design results in world class LED lamps with industry leading dimming performance and best-in-class efficiencies! TCPs precision-designed full face optic lens offers extremely accurate light pattern control, with no washouts, color shifting or hot spots. This results in better overall light levels delivered right where it is needed. This is the TCP, LED Elite Dimmable PAR38 lamp and it comes with a color temperature of 3500 Kelvin (K). UL approved, the TCP LED17P38D35KFL offers a very durable, solid state lighting technology that significantly reduces lighting service and maintenance costs. These Dimmable LED PAR38 bulbs consume up to 85% LESS energy than a standard 120PAR38 120-watt incandescent. These LED PAR38 bulbs do not contain Mercury or any other harmful substance, generate no IR or UV rays and carry a 5 Year Limited Warranty. TCPs LED PAR38 lamps have the highest light output, best dimmability (100% down to 5%) and are the most efficient LED PAR38 lamps available today. Previously a 17 watt bulb, now consuming just 15 watts of 120 volt energy, this PAR38 lamp generates 1200 lumens- that's 80 Lumens per watt. This LED PAR38 40 degree beam angle flood lamp is rated for 25,000 hours with a minimum starting temperature of -30 degrees Celsius and measures 5.3" MOL and 4.8" in diameter. Click here to see the TCP LED Elite PAR Series Specification Sheet. Typical Applications Typical applications for the TCP LED17P38D35KFL, Elite Dimmable LED flood light bulbs include dimmable recessed downlights, track lights, display lights, and outdoor fixtures that protect the lamps from the elements. TCP 15 Watt 1200 Lumen 40 Degree Beam Dimmable Elite LED PAR38 Flood Light Bulb 3500K | 3500 | 85 | 1200 | 80 | 25000 | 15 | 1 | 14.4 | 14.4 | 16.9206 | 2020Q2 | https://www.greenelectricalsupply.com/tcp-led17p38d35kfl-elite-dimmable-led-par38-light-bulbs-3500k.aspx | Green Electrical Supply | 2020 | Yes
LED Lighting | Reflector | Manufacturer: TCP | True |  | Reflector (Flood/Spot) | PAR38 | E26 (Medium) | Wet Location Rated,Recessed Fixtures Home > Energy Star Qualified Products > 15 Watt 1200 Lumen 25 Degree Beam Dimmable Elite LED PAR38 Narrow Flood Light Bulb 3500K Product Specifications - Quick Reference Input Voltage: Lumens: 120 Volt AC 1200 Lumens Dimensions: Dimmable: 4.8" W x 5.3" MOL Yes LED Color: 3500 K Bright White Beam Angle: 25 Degree Beam Power Consumption: Luminous Efficacy: 15 Watts 80 lm/W CRI: Certifications: 80 CRI UL Damp Locations Built off a 20-year history of producing energy efficient lighting, Technical Consumer Products, Inc. (TCP) is excited to announce its most advanced and comprehensive lineup of LED lamps: the LED Elite Series. With TCPs dedication to manufacturing high quality, state-of-the-art lighting, combined with excellent high color rendering index (CRI), smooth dimming capabilities and new shatterproof smooth housing (which gives the appearance of traditional halogen bulbs), the LED Elite Series bulbs are a perfect choice to transform nearly every lighted environment into something extraordinary. TCPs design results in world class LED lamps with industry leading dimming performance and best-in-class efficiencies! TCPs precision-designed full face optic lens offers extremely accurate light pattern control, with no washouts, color shifting or hot spots. This results in better overall light levels delivered right where it is needed. This is the TCP, LED Elite Dimmable PAR38 lamp and it comes with a color temperature of 3500 Kelvin (K). UL approved, the TCP LED17P38D35KNFL offers a very durable, solid state lighting technology that significantly reduces lighting service and maintenance costs. These Energy Star rated Dimmable LED PAR38 bulbs consume up to 85% LESS energy than a standard 120PAR38 120-watt incandescent. These LED PAR38 bulbs do not contain Mercury or any other harmful substance, generate no IR or UV rays and carry a 5 Year Limited Warranty. TCPs LED PAR38 lamps have the highest light output, best dimmability (100% down to 5%) and are the most efficient LED PAR38 lamps available today. Previously a 17 watt bulb, now consuming just 15 watts of 120 volt energy, this PAR38 lamp generates 1200 lumens- that's 80 Lumens per watt. This LED PAR38 25 degree beam angle narrow flood lamp is rated for 25,000 hours with a minimum starting temperature of -30 degrees Celsius and measures 5.3" MOL and 4.8" in diameter. Click here to see the TCP LED Elite PAR Series Specification Sheet. Typical Applications Typical applications for the TCP LED17P38D35KNFL, Elite Dimmable PAR38 LED flood light bulbs include dimmable recessed downlights, track lights, display lights, and outdoor fixtures that protect the lamps from the elements. TCP 15 Watt 1200 Lumen 25 Degree Beam Dimmable Elite LED PAR38 Narrow Flood Light Bulb 3500K | 3500 | 85 | 1200 | 80 | 25000 | 15 | 1 | 14.4 | 14.4 | 16.9206 | 2020Q2 | https://www.greenelectricalsupply.com/tcp-led17p38d35knfl-elite-dimmable-led-par38-light-bulbs-3500k.aspx | Green Electrical Supply | 2020 | Yes
LED Lighting | Reflector | Manufacturer: TCP | True |  | Reflector (Flood/Spot) | PAR38 | E26 (Medium) | Wet Location Rated,Recessed Fixtures Home > Energy Star Qualified Products > 15 Watt 1200 Lumen 40 Degree Beam Dimmable Elite LED PAR38 Flood Light Bulb 4100K Product Specifications - Quick Reference Input Voltage: Lumens: 120 Volt AC 1200 Lumens Dimensions: Dimmable: 4.8" W x 5.3" MOL Yes LED Color: 4100 K Cool White Beam Angle: 40 Degree Beam Power Consumption: Luminous Efficacy: 15 Watts 80 lm/W CRI: Certifications: 80 CRI UL Damp Locations Built off a 20-year history of producing energy efficient lighting, Technical Consumer Products, Inc. (TCP) is excited to announce its most advanced and comprehensive lineup of LED lamps: the LED Elite Series. With TCPs dedication to manufacturing high quality, state-of-the-art lighting, combined with excellent high color rendering index (CRI), smooth dimming capabilities and new shatterproof smooth housing (which gives the appearance of traditional halogen bulbs), the LED Elite Series bulbs are a perfect choice to transform nearly every lighted environment into something extraordinary. TCPs design results in world class LED lamps with industry leading dimming performance and best-in-class efficiencies! TCPs precision-designed full face optic lens offers extremely accurate light pattern control, with no washouts, color shifting or hot spots. This results in better overall light levels delivered right where it is needed. This is the TCP, LED Elite Dimmable PAR38 lamp and it comes with a color temperature of 4100 Kelvin (K). UL approved, the TCP LED17P38D41KFL offers a very durable, solid state lighting technology that significantly reduces lighting service and maintenance costs. These Dimmable LED PAR38 bulbs consume up to 85% LESS energy than a standard 120PAR38 120-watt incandescent. These LED PAR38 bulbs do not contain Mercury or any other harmful substance, generate no IR or UV rays and carry a 5 Year Limited Warranty. TCPs LED PAR38 lamps have the highest light output, best dimmability (100% down to 5%) and are the most efficient LED PAR38 lamps available today. Previously a 17 watt bulb, now consuming just 15 watts of 120 volt energy, this PAR38 lamp generates 1200 lumens- that's 80 Lumens per watt. This LED PAR38 40 degree beam angle flood lamp is rated for 25,000 hours with a minimum starting temperature of -30 degrees Celsius and measures 5.3" MOL and 4.8" in diameter. Click here to see the TCP LED Elite PAR Series Specification Sheet. Typical Applications Typical applications for the TCP LED17P38D41KFL, Elite Dimmable LED flood light bulbs include dimmable recessed downlights, track lights, display lights, and outdoor fixtures that protect the lamps from the elements. TCP 15 Watt 1200 Lumen 40 Degree Beam Dimmable Elite LED PAR38 Flood Light Bulb 4100K | 4000 | 85 | 1200 | 80 | 25000 | 15 | 1 | 14.4 | 14.4 | 16.9206 | 2020Q2 | https://www.greenelectricalsupply.com/tcp-led17p38d41kfl-elite-dimmable-led-par38-light-bulbs-4100k.aspx | Green Electrical Supply | 2020 | Yes
LED Lighting | Reflector | Manufacturer: TCP | True |  | Reflector (Flood/Spot) | PAR38 | E26 (Medium) | Wet Location Rated,Recessed Fixtures Home > LED Light Bulbs > LED PAR Bulbs > LED PAR38 > Narrow Flood (25 Degree) > 4000K Cool White > 15 Watt 1200 Lumen 25 Degree Beam Dimmable Elite LED PAR38 Narrow Flood Light Bulb 4100K Product Specifications - Quick Reference Input Voltage: Lumens: 120 Volt AC 1200 Lumens Dimensions: Dimmable: 4.8" W x 5.3" MOL Yes LED Color: 4100K Cool White Beam Angle: 25 Degree Beam Power Consumption: Luminous Efficacy: 15 Watts 80 lm/W CRI: Certifications: 80 CRI UL Damp Locations Built off a 20-year history of producing energy efficient lighting, Technical Consumer Products, Inc. (TCP) is excited to announce its most advanced and comprehensive lineup of LED lamps: the LED Elite Series. With TCPs dedication to manufacturing high quality, state-of-the-art lighting, combined with excellent high color rendering index (CRI), smooth dimming capabilities and new shatterproof smooth housing (which gives the appearance of traditional halogen bulbs), the LED Elite Series bulbs are a perfect choice to transform nearly every lighted environment into something extraordinary. TCPs design results in world class LED lamps with industry leading dimming performance and best-in-class efficiencies! TCPs precision-designed full face optic lens offers extremely accurate light pattern control, with no washouts, color shifting or hot spots. This results in better overall light levels delivered right where it is needed. This is the TCP, LED Elite Dimmable PAR38 lamp and it comes with a color temperature of 4100 Kelvin (K). UL approved, the TCP LED17P38D41KNFL offers a very durable, solid state lighting technology that significantly reduces lighting service and maintenance costs. These Energy Star rated Dimmable LED PAR38 bulbs consume up to 85% LESS energy than a standard 120PAR38 120-watt incandescent. These LED PAR38 bulbs do not contain Mercury or any other harmful substance, generate no IR or UV rays and carry a 5 Year Limited Warranty. TCPs LED PAR38 lamps have the highest light output, best dimmability (100% down to 5%) and are the most efficient LED PAR38 lamps available today. Previously a 17 watt bulb, now consuming just 15 watts of 120 volt energy, this PAR38 lamp generates 1200 lumens- that's 80 Lumens per watt. This LED PAR38 25 degree beam angle narrow flood lamp is rated for 25,000 hours with a minimum starting temperature of -30 degrees Celsius and measures 5.3" MOL and 4.8" in diameter. Click here to see the TCP LED Elite PAR Series Specification Sheet. Typical Applications Typical applications for the TCP LED17P38D41KNFL, Elite Dimmable PAR38 LED flood light bulbs include dimmable recessed downlights, track lights, display lights, and outdoor fixtures that protect the lamps from the elements. TCP 15 Watt 1200 Lumen 25 Degree Beam Dimmable Elite LED PAR38 Narrow Flood Light Bulb 4100K | 4000 | 85 | 1200 | 80 | 25000 | 15 | 1 | 14.4 | 14.4 | 16.9206 | 2020Q2 | https://www.greenelectricalsupply.com/tcp-led17p38d41knfl-elite-dimmable-led-par38-light-bulbs-4100k.aspx | Green Electrical Supply | 2020 | Yes
LED Lighting | Reflector | Manufacturer: TCP | True | Daylighting/Photocell, | Reflector (Flood/Spot) | PAR38 | E26 (Medium) | Wet Location Rated,Recessed Fixtures Home > LED Light Bulbs > LED PAR Bulbs > LED PAR38 > Flood (40 Degree) > 5000K Daylight > 15 Watt 1200 Lumen 40 Degree Beam Dimmable Elite LED PAR38 Flood Light Bulb 5000K Product Specifications - Quick Reference Input Voltage: Lumens: 120 Volt AC 1200 Lumens Dimensions: Dimmable: 4.8" W x 5.3" MOL Yes LED Color: 5000 K Daylight Beam Angle: 40 Degree Beam Power Consumption: Luminous Efficacy: 15 Watts 80 lm/W CRI: Certifications: 80 CRI UL Damp Locations Built off a 20-year history of producing energy efficient lighting, Technical Consumer Products, Inc. (TCP) is excited to announce its most advanced and comprehensive lineup of LED lamps: the LED Elite Series. With TCPs dedication to manufacturing high quality, state-of-the-art lighting, combined with excellent high color rendering index (CRI), smooth dimming capabilities and new shatterproof smooth housing (which gives the appearance of traditional halogen bulbs), the LED Elite Series bulbs are a perfect choice to transform nearly every lighted environment into something extraordinary. TCPs design results in world class LED lamps with industry leading dimming performance and best-in-class efficiencies! TCPs precision-designed full face optic lens offers extremely accurate light pattern control, with no washouts, color shifting or hot spots. This results in better overall light levels delivered right where it is needed. This is the TCP, LED Elite Dimmable PAR38 lamp and it comes with a color temperature of 5000 Kelvin (K). UL approved, the TCP LED17P38D50KFL offers a very durable, solid state lighting technology that significantly reduces lighting service and maintenance costs. These Dimmable LED PAR38 bulbs consume up to 85% LESS energy than a standard 120PAR38 120-watt incandescent. These LED PAR38 bulbs do not contain Mercury or any other harmful substance, generate no IR or UV rays and carry a 5 Year Limited Warranty. TCPs LED PAR38 lamps have the highest light output, best dimmability (100% down to 5%) and are the most efficient LED PAR38 lamps available today. Previously a 17 watt bulb, now consuming just 15 watts of 120 volt energy, this PAR38 lamp generates 1200 lumens- that's 80 Lumens per watt. This LED PAR38 40 degree beam angle flood lamp is rated for 25,000 hours with a minimum starting temperature of -30 degrees Celsius and measures 5.3" MOL and 4.8" in diameter. Click here to see the TCP LED Elite PAR Series Specification Sheet. Typical Applications Typical applications for the TCP LED17P38D50KFL, Elite Dimmable LED flood light bulbs include dimmable recessed downlights, track lights, display lights, and outdoor fixtures that protect the lamps from the elements. TCP 15 Watt 1200 Lumen 40 Degree Beam Dimmable Elite LED PAR38 Flood Light Bulb 5000K | 5000 | 84 | 1200 | 80 | 25000 | 15 | 1 | 14.4 | 14.4 | 16.9206 | 2020Q2 | https://www.greenelectricalsupply.com/tcp-led17p38d50kfl-elite-dimmable-led-par38-light-bulbs-5000k.aspx | Green Electrical Supply | 2020 | Yes
LED Lighting | Reflector | Manufacturer: TCP | True | Daylighting/Photocell, | Reflector (Flood/Spot) | PAR38 | E26 (Medium) | Wet Location Rated,Recessed Fixtures Home > LED Light Bulbs > LED PAR Bulbs > LED PAR38 > Narrow Flood (25 Degree) > 5000K Daylight > 15 Watt 1200 Lumen 25 Degree Beam Dimmable Elite LED PAR38 Narrow Flood Light Bulb 5000K Product Specifications - Quick Reference Input Voltage: Lumens: 120 Volt AC 1200 Lumens Dimensions: Dimmable: 4.8" W x 5.3" MOL Yes LED Color: 5000 K Daylight Beam Angle: 25 Degree Beam Power Consumption: Luminous Efficacy: 15 Watts 80 lm/W CRI: Certifications: 80 CRI UL Damp Locations Built off a 20-year history of producing energy efficient lighting, Technical Consumer Products, Inc. (TCP) is excited to announce its most advanced and comprehensive lineup of LED lamps: the LED Elite Series. With TCPs dedication to manufacturing high quality, state-of-the-art lighting, combined with excellent high color rendering index (CRI), smooth dimming capabilities and new shatterproof smooth housing (which gives the appearance of traditional halogen bulbs), the LED Elite Series bulbs are a perfect choice to transform nearly every lighted environment into something extraordinary. TCPs design results in world class LED lamps with industry leading dimming performance and best-in-class efficiencies! TCPs precision-designed full face optic lens offers extremely accurate light pattern control, with no washouts, color shifting or hot spots. This results in better overall light levels delivered right where it is needed. This is the TCP, LED Elite Dimmable PAR38 lamp and it comes with a color temperature of 5000 Kelvin (K). UL approved, the TCP LED17P38D50KNFL offers a very durable, solid state lighting technology that significantly reduces lighting service and maintenance costs. These Energy Star rated Dimmable LED PAR38 bulbs consume up to 85% LESS energy than a standard 120PAR38 120-watt incandescent. These LED PAR38 bulbs do not contain Mercury or any other harmful substance, generate no IR or UV rays and carry a 5 Year Limited Warranty. TCPs LED PAR38 lamps have the highest light output, best dimmability (100% down to 5%) and are the most efficient LED PAR38 lamps available today. Previously a 17 watt bulb, now consuming just 15 watts of 120 volt energy, this PAR38 lamp generates 1200 lumens- that's 80 Lumens per watt. This LED PAR38 25 degree beam angle narrow flood lamp is rated for 25,000 hours with a minimum starting temperature of -30 degrees Celsius and measures 5.3" MOL and 4.8" in diameter. Click here to see the TCP LED Elite PAR Series Specification Sheet. Typical Applications Typical applications for the TCP LED17P38D50KNFL, Elite Dimmable PAR38 LED flood light bulbs include dimmable recessed downlights, track lights, display lights, and outdoor fixtures that protect the lamps from the elements. TCP 15 Watt 1200 Lumen 25 Degree Beam Dimmable Elite LED PAR38 Narrow Flood Light Bulb 5000K | 5000 | 84 | 1200 | 80 | 25000 | 15 | 1 | 14.4 | 14.4 | 16.9206 | 2020Q2 | https://www.greenelectricalsupply.com/tcp-led17p38d50knfl-elite-dimmable-led-par38-light-bulbs-5000k.aspx | Green Electrical Supply | 2020 | Yes
LED Lighting | A-Type | Satco | True |  | General Purpose Replacement | A19 | GU24 | Damp Location Rated,Recessed Fixtures Home / Light Bulbs / LED / LED A-Line / Satco - S29842 - 9.8A19/OMNI/220/LED/40K/GU24 Approved for Totally Enclosed Fixtures; Damp Location Rated; Energy Star Rated 9.8W A19 LED Lamp - Universal - 800 Lumens - Cool White (4000K) - 80 CRI - 25000 Hours - GU24 (Bi-Pin / Twist & Lock) - 120 to 130V - Frost Satco - S29842 - 9.8A19/OMNI/220/LED/40K/GU24 | 4000 | 86 | 800 | 81.6327 | 25000 | 9.8 | 1 | 5.18 | 5.18 | 6.0867 | 2020Q2 | https://shop.regencylighting.com/lamps/led/a-line/9-8a19-omni-220-led-40k-gu24-s29842.html | Regency Lighting | 2020 | Yes
LED Lighting | Decorative | Manufacturer: TCP | True |  | Other | B11 | E12 (Candelabra) | Damp Location Rated Home > LED Light Bulbs > LED Speciality Bulbs > 5W Dim LED E12 Candelabra 2700K Product Specifications - Quick Reference Wattage of Bulb: 5 Watt Dimensions: 1.4" (W) x 3.8" (H) Light Color: Rated Life: 2700K - Warm White 25,000 Hours Certifications: Warranty: UL, cUL TCP 3 Year Limited Lumen Output: Operating Voltage: 300 Lumens 120 Volt Equivalent: Dimmable: 40W Incandescent YES - DIMMABLE A dimmable LED decorative candle for multi-socket ornamental fixtures and decorative chandeliers, the 5-watt LED candelabra base bulbs, in a clear blunt tip (some call a torpedo) shape, replaces up to a 40-watt incandescent bulb. This results in up to 80 percent savings in energy over the 25,000 hour rated life. UL Damp Location rated and uniform, smooth dimming (NOTE: three or more lamps per dimming circuit is recommended for optimal dimming), make this LED Candelabra bulb a great option for chandeliers, ceiling fans and indoor/outdoor fixtures. The TCP LED5E12B1127K consumes just 5 watts of energy and generates 300 lumens (that's 60 lumens/watt). All LEDs are matched for color and CRI. This candelabra bulb is dimmable down to 10 percent, creates a 2700K color temperature and has a CRI of 82. The minimum starting temperature is -30 degrees C and has a maximum operating temperature of 40 degrees C. The physical dimensions are 1.4" wide by 3.8" high. The TCP LED5E12B1127K carrys a 3 year limited warranty. Click here to see the TCP 2013 DECO Dimmable LED Candelabra Specification Sheet. TCP 5W Dim LED E12 Candelabra 2700K | 2700 | 83 | 350 | 70 | 25000 | 5 | 1 | 5.3 | 5.3 | 6.2277 | 2020Q2 | https://www.greenelectricalsupply.com/tcp-led5e12b1127k-5-watt-dimmable-led-e12-candelabra-bulbs-2700k.aspx | Green Electrical Supply | 2020 | Yes
LED Lighting | Decorative | Manufacturer: TCP | True |  | Other | B11 | E12 (Candelabra) | Damp Location Rated Home > LED Light Bulbs > LED Speciality Bulbs > 5W Dim LED Frosted E12 2700K Product Specifications - Quick Reference Wattage of Bulb: 5 Watt Dimensions: 1.4" (W) x 3.8" (H) Light Color: Rated Life: 2700K - Warm White 25,000 Hours Certifications: Warranty: UL, cUL TCP 3 Year Limited Lumen Output: Operating Voltage: 300 Lumens 120 Volt Equivalent: Dimmable: 40W Incandescent YES - DIMMABLE A dimmable LED decorative candle for multi-socket ornamental fixtures and decorative chandeliers, the 5-watt LED candelabra base bulbs, in a Frosted blunt tip (some call a torpedo) shape, replaces up to a 40-watt incandescent bulb. This results in up to 80 percent savings in energy over the 25,000 hour rated life. UL Damp Location rated and uniform, smooth dimming (NOTE: three or more lamps per dimming circuit is recommended for optimal dimming), make this LED Candelabra bulb a great option for chandeliers, ceiling fans and indoor/outdoor fixtures. The TCP LED5E12B1127KF consumes just 5 watts of energy and generates 300 lumens (that's 60 lumens/watt). All LEDs are matched for color and CRI. This candelabra bulb is dimmable down to 10 percent, creates a 2700K color temperature and has a CRI of 82. The minimum starting temperature is -30 degrees C and has a maximum operating temperature of 40 degrees C. The physical dimensions are 1.4" wide by 3.8" high. The TCP LED5E12B1127KF carrys a 3 year limited warranty. Click here to see the TCP Dimmable LED Candelabra Specification Sheet. TCP 5W Dim LED Frosted E12 2700K | 2700 | 81 | 350 | 70 | 25000 | 5 | 1 | 5.3 | 5.3 | 6.2277 | 2020Q2 | https://www.greenelectricalsupply.com/tcp-led5e12b1127kf-5-watt-dimmable-led-e12-candelabra-bulbs-2700k.aspx | Green Electrical Supply | 2020 | Yes
LED Lighting | Decorative | Manufacturer: TCP | True |  | Globe | G25 | E26 (Medium) | Damp Location Rated Home > Energy Star Qualified Products > 5 Watt Dimmable Frosted LED G25 Globe 120V 2700K Product Specifications - Quick Reference Input Voltage: Lumens: 120 Volt AC 300 Lumens Dimensions: Dimmable: 3.1" W x 4.3" MOL Yes LED Color: 2700 K Warm White Life Time: 25,000 Hours Power Consumption: Luminous Efficacy: 5 Watts 60 lm/W CRI: Certifications: 82 CRI UL Damp Locations Built off a 20-year history of producing energy efficient lighting, Technical Consumer Products, Inc. (TCP) is excited to announce its most advanced and comprehensive lineup of LED lamps: the LED Elite Series. With TCPs dedication to manufacturing high quality, state-of-the-art lighting, combined with excellent high color rendering index (CRI), smooth dimming capabilities and new shatterproof smooth housing (which gives the appearance of traditional halogen bulbs), the LED Elite Series bulbs are a perfect choice to transform nearly every lighted environment into something extraordinary. TCPs design results in world class LED lamps with industry leading dimming performance and best-in-class efficiencies! TCPs precision-designed full face optic lens offers extremely accurate light pattern control, with no washouts, color shifting or hot spots. This results in better overall light levels delivered right where it is needed. This is the TCP, LED Elite Dimmable G25 lamp and it comes with a color temperature of 2700 Kelvin (K). UL approved, the TCP LED5G25D27KF offers a very durable, solid state lighting technology that significantly reduces lighting service and maintenance costs. These Dimmable LED G25 bulbs consume up to 80% LESS energy than a standard 40G25 40-watt incandescent. These LED G25 bulbs do not contain Mercury or any other harmful substance, generate no IR or UV rays and carry a 5 Year Limited Warranty. TCPs LED G25 lamps have the highest light output, best dimmability (100% down to 5%) and are the most efficient LED G25 lamps available today. Consuming just 5 watts of 120 volt energy, this G25 lamp generates 300 lumens thats 60 Lumens per watt. This LED G25 lamp is rated for 25,000 hours with a minimum starting temperature of -30 degrees Celsius and measures 4.3" MOL and 3.1" in diameter. Click here to see the TCP LED Elite G25 Globe Specification Sheet. Typical Applications Typical applications for the TCP LED5G25D27K, Elite Dimmable G25 globe LED light bulbs include dimmable vanity strips, pendant lighting, decorative and outdoor fixtures that protect the lamps from the elements. TCP 5 Watt Dimmable Frosted LED G25 Globe 120V 2700K | 2700 | 83 | 350 | 87.5 | 25000 | 4 | 1 | 5.56 | 5.56 | 6.5332 | 2020Q2 | https://www.greenelectricalsupply.com/tcp-led5g25d27k-elite-dimmable-led-g25-light-bulbs-2700k.aspx | Green Electrical Supply | 2020 | Yes
LED Lighting | Decorative | Manufacturer: TCP | True |  | Globe | G25 | E26 (Medium) | Damp Location Rated Home > LED Light Bulbs > LED Globe Bulbs > LED G25 Globe > 3000K Warm White > 5 Watt Frosted Dimmable LED G25 Globe Light Bulb 325 Lumens 3000K Product Specifications - Quick Reference Input Voltage: Lumens: 120 Volt AC 325 Lumens Dimensions: Dimmable: 3.1" W x 4.3" MOL Yes LED Color: 3000 K Warm White Life Time: 25,000 Hours Power Consumption: Luminous Efficacy: 5 Watts 65 lm/W CRI: Certifications: 82 CRI UL Damp Locations Built off a 20-year history of producing energy efficient lighting, Technical Consumer Products, Inc. (TCP) is excited to announce its most advanced and comprehensive lineup of LED lamps: the LED Elite Series. With TCPs dedication to manufacturing high quality, state-of-the-art lighting, combined with excellent high color rendering index (CRI), smooth dimming capabilities and new shatterproof smooth housing (which gives the appearance of traditional halogen bulbs), the LED Elite Series bulbs are a perfect choice to transform nearly every lighted environment into something extraordinary. TCPs design results in world class LED lamps with industry leading dimming performance and best-in-class efficiencies! TCPs precision-designed full face optic lens offers extremely accurate light pattern control, with no washouts, color shifting or hot spots. This results in better overall light levels delivered right where it is needed. This is the TCP, LED Elite Dimmable G25 lamp and it comes with a color temperature of 3000 Kelvin (K). UL approved, the TCP LED5G25D30KF offers a very durable, solid state lighting technology that significantly reduces lighting service and maintenance costs. These Dimmable LED G25 bulbs consume up to 80% LESS energy than a standard 40G25 40-watt incandescent. These LED G25 bulbs do not contain Mercury or any other harmful substance, generate no IR or UV rays and carry a 5 Year Limited Warranty. TCPs LED G25 lamps have the highest light output, best dimmability (100% down to 5%) and are the most efficient LED G25 lamps available today. Consuming just 5 watts of 120 volt energy, this G25 lamp generates 325 lumens thats 65 Lumens per watt. This LED G25 lamp is rated for 25,000 hours with a minimum starting temperature of -30 degrees Celsius and measures 4.3" MOL and 3.1" in diameter. Click here to see the TCP LED Elite G25 Globe Specification Sheet. Typical Applications Typical applications for the TCP LED4G25D30K, Elite Dimmable G25 globe LED light bulbs include dimmable vanity strips, pendant lighting, decorative and outdoor fixtures that protect the lamps from the elements. TCP 5 Watt Frosted Dimmable LED G25 Globe Light Bulb 325 Lumens 3000K | 3000 | 84 | 350 | 87.5 | 25000 | 4 | 1 | 5.56 | 5.56 | 6.5332 | 2020Q2 | https://www.greenelectricalsupply.com/tcp-led5g25d30k-elite-dimmable-led-g25-light-bulbs-3000k.aspx | Green Electrical Supply | 2020 | Yes
LED Lighting | Reflector | Manufacturer: TCP | True |  | Reflector (Flood/Spot) | PAR20 | E26 (Medium) | Wet Location Rated,Recessed Fixtures Home > Energy Star Qualified Products > 7 Watt 600 Lumen 40 Degree Beam Angle Elite LED PAR20 Flood Light Bulb 2700K Product Specifications - Quick Reference Input Voltage: Lumens: 120 Volt AC 600 Lumens Dimensions: Dimmable: 2.5" W x 3.5" MOL Yes LED Color: 2700 K Warm White Beam Angle: 40 Degree Beam Power Consumption: Luminous Efficacy: 7 Watts 85.7 lm/W CRI: Certifications: 80 CRI UL Damp Locations Built off a 20-year history of producing energy efficient lighting, Technical Consumer Products, Inc. (TCP) is excited to announce its most advanced and comprehensive lineup of LED lamps: the LED Elite Series. With TCPs dedication to manufacturing high quality, state-of-the-art lighting, combined with excellent high color rendering index (CRI), smooth dimming capabilities and new shatterproof smooth housing (which gives the appearance of traditional halogen bulbs), the LED Elite Series bulbs are a perfect choice to transform nearly every lighted environment into something extraordinary. TCPs design results in world class LED lamps with industry leading dimming performance and best-in-class efficiencies! TCPs precision-designed full face optic lens offers extremely accurate light pattern control, with no washouts, color shifting or hot spots. This results in better overall light levels delivered right where it is needed. This is the TCP, LED Elite Dimmable PAR20 lamp and it comes with a color temperature of 2700 Kelvin (K). UL approved, the TCP LED8P20D27KFL offers a very durable, solid state lighting technology that significantly reduces lighting service and maintenance costs. These Dimmable LED PAR20 bulbs consume up to 85% LESS energy than a standard 50PAR20 50-watt incandescent. These LED PAR20 bulbs do not contain Mercury or any other harmful substance, generate no IR or UV rays and carry a 5 Year Limited Warranty. TCPs LED PAR20 lamps have the highest light output, best dimmability (100% down to 5%) and are the most efficient LED PAR20 lamps available today. Previously an 8 watt bulb, now consuming just 7 watts of 120 volt energy, this PAR20 lamp generates 600 lumens- that's 85.7 Lumens per watt. This LED PAR20 40 degree beam angle flood lamp is rated for 25,000 hours with a minimum starting temperature of -30 degrees Celsius and measures 3.5" MOL and 2.5" in diameter. Click here to see the TCP LED Elite PAR Series Specification Sheet. Typical Applications Typical applications for the TCP LED8P20D27KFL, Elite Dimmable LED flood light bulbs include dimmable recessed downlights, track lights, display lights, and outdoor fixtures that protect the lamps from the elements. TCP 7 Watt 600 Lumen 40 Degree Beam Angle Elite LED PAR20 Flood Light Bulb 2700K | 2700 | 83 | 600 | 85.7143 | 25000 | 7 | 1 | 9.63 | 9.63 | 11.3156 | 2020Q2 | https://www.greenelectricalsupply.com/tcp-led8p20d27kfl-elite-dimmable-led-par20-light-bulbs-2700k.aspx | Green Electrical Supply | 2020 | Yes
LED Lighting | Reflector | Manufacturer: TCP | True |  | Reflector (Flood/Spot) | PAR20 | E26 (Medium) | Wet Location Rated,Recessed Fixtures Home > Energy Star Qualified Products > 7 Watt 600 Lumen 25 Degree Beam Angle Elite LED PAR20 Narrow Flood Light Bulb 2700K Product Specifications - Quick Reference Input Voltage: Lumens: 120 Volt AC 600 Lumens Dimensions: Dimmable: 2.5" W x 3.5" MOL Yes LED Color: 2700 K Warm White Beam Angle: 25 Degree Beam Power Consumption: Luminous Efficacy: 7 Watts 85.7 lm/W CRI: Certifications: 80 CRI UL Damp Locations Built off a 20-year history of producing energy efficient lighting, Technical Consumer Products, Inc. (TCP) is excited to announce its most advanced and comprehensive lineup of LED lamps: the LED Elite Series. With TCPs dedication to manufacturing high quality, state-of-the-art lighting, combined with excellent high color rendering index (CRI), smooth dimming capabilities and new shatterproof smooth housing (which gives the appearance of traditional halogen bulbs), the LED Elite Series bulbs are a perfect choice to transform nearly every lighted environment into something extraordinary. TCPs design results in world class LED lamps with industry leading dimming performance and best-in-class efficiencies! TCPs precision-designed full face optic lens offers extremely accurate light pattern control, with no washouts, color shifting or hot spots. This results in better overall light levels delivered right where it is needed. This is the TCP, LED Elite Dimmable PAR20 lamp and it comes with a color temperature of 2700 Kelvin (K). UL approved, the TCP LED8P20D27KNFL offers a very durable, solid state lighting technology that significantly reduces lighting service and maintenance costs. These Dimmable LED PAR20 bulbs consume up to 85% LESS energy than a standard 50PAR20 50-watt incandescent. These LED PAR20 bulbs do not contain Mercury or any other harmful substance, generate no IR or UV rays and carry a 5 Year Limited Warranty. TCPs LED PAR20 lamps have the highest light output, best dimmability (100% down to 5%) and are the most efficient LED PAR20 lamps available today. Previously an 8 watt bulb, now consuming just 7 watts of 120 volt energy, this PAR20 lamp generates 600 lumens- that's 85.7 Lumens per watt. This LED PAR20 25 degree beam angle narrow flood lamp is rated for 25,000 hours with a minimum starting temperature of -30 degrees Celsius and measures 3.5" MOL and 2.5" in diameter. Click here to see the TCP LED Elite PAR Series Specification Sheet. Typical Applications Typical applications for the TCP LED8P20D27KNFL, Elite Dimmable LED flood light bulbs include dimmable recessed downlights, track lights, display lights, and outdoor fixtures that protect the lamps from the elements. TCP 7 Watt 600 Lumen 25 Degree Beam Angle Elite LED PAR20 Narrow Flood Light Bulb 2700K | 2700 | 83 | 600 | 85.7143 | 25000 | 7 | 1 | 9.63 | 9.63 | 11.3156 | 2020Q2 | https://www.greenelectricalsupply.com/tcp-led8p20d27knfl-elite-dimmable-led-par20-light-bulbs-2700k.aspx | Green Electrical Supply | 2020 | Yes
LED Lighting | Reflector | Manufacturer: TCP | True |  | Reflector (Flood/Spot) | PAR20 | E26 (Medium) | Wet Location Rated,Recessed Fixtures Home > Energy Star Qualified Products > 7 Watt 625 Lumen 40 Degree Beam Angle Elite LED PAR20 Flood Light Bulb 3000K Product Specifications - Quick Reference Input Voltage: Lumens: 120 Volt AC 625 Lumens Dimensions: Dimmable: 2.5" W x 3.5" MOL Yes LED Color: 3000 K Warm White Beam Angle: 40 Degree Beam Power Consumption: Luminous Efficacy: 7 Watts 89.3 lm/W CRI: Certifications: 80 CRI UL Damp Locations Built off a 20-year history of producing energy efficient lighting, Technical Consumer Products, Inc. (TCP) is excited to announce its most advanced and comprehensive lineup of LED lamps: the LED Elite Series. With TCPs dedication to manufacturing high quality, state-of-the-art lighting, combined with excellent high color rendering index (CRI), smooth dimming capabilities and new shatterproof smooth housing (which gives the appearance of traditional halogen bulbs), the LED Elite Series bulbs are a perfect choice to transform nearly every lighted environment into something extraordinary. TCPs design results in world class LED lamps with industry leading dimming performance and best-in-class efficiencies! TCPs precision-designed full face optic lens offers extremely accurate light pattern control, with no washouts, color shifting or hot spots. This results in better overall light levels delivered right where it is needed. This is the TCP, LED Elite Dimmable PAR20 lamp and it comes with a color temperature of 3000 Kelvin (K). UL approved, the TCP LED8P20D30KFL offers a very durable, solid state lighting technology that significantly reduces lighting service and maintenance costs. These Dimmable LED PAR20 bulbs consume up to 85% LESS energy than a standard 50PAR20 50-watt incandescent. These LED PAR20 bulbs do not contain Mercury or any other harmful substance, generate no IR or UV rays and carry a 5 Year Limited Warranty. TCPs LED PAR20 lamps have the highest light output, best dimmability (100% down to 5%) and are the most efficient LED PAR20 lamps available today. Previously an 8 watt bulb, now consuming just 7 watts of 120 volt energy, this PAR20 lamp generates 625 lumens- that's 89.3 Lumens per watt. This LED PAR20 40 degree beam angle flood lamp is rated for 25,000 hours with a minimum starting temperature of -30 degrees Celsius and measures 3.5" MOL and 2.5" in diameter. Click here to see the TCP LED Elite PAR Series Specification Sheet. Typical Applications Typical applications for the TCP LED8P20D30KFL, Elite Dimmable LED flood light bulbs include dimmable recessed downlights, track lights, display lights, and outdoor fixtures that protect the lamps from the elements. TCP 7 Watt 625 Lumen 40 Degree Beam Angle Elite LED PAR20 Flood Light Bulb 3000K | 3000 | 83 | 625 | 89.2857 | 25000 | 7 | 1 | 9.63 | 9.63 | 11.3156 | 2020Q2 | https://www.greenelectricalsupply.com/tcp-led8p20d30kfl-elite-dimmable-led-par20-light-bulbs-3000k.aspx | Green Electrical Supply | 2020 | Yes
LED Lighting | Reflector | Manufacturer: TCP | True |  | Reflector (Flood/Spot) | PAR20 | E26 (Medium) | Wet Location Rated,Recessed Fixtures Home > Energy Star Qualified Products > 7 Watt 625 Lumen 25 Degree Beam Angle Elite LED PAR20 Narrow Flood Light Bulb 3000K Product Specifications - Quick Reference Input Voltage: Lumens: 120 Volt AC 625 Lumens Dimensions: Dimmable: 2.5" W x 3.5" MOL Yes LED Color: 3000 K Warm White Beam Angle: 25 Degree Beam Power Consumption: Luminous Efficacy: 7 Watts 89.3 lm/W CRI: Certifications: 80 CRI UL Damp Locations Built off a 20-year history of producing energy efficient lighting, Technical Consumer Products, Inc. (TCP) is excited to announce its most advanced and comprehensive lineup of LED lamps: the LED Elite Series. With TCPs dedication to manufacturing high quality, state-of-the-art lighting, combined with excellent high color rendering index (CRI), smooth dimming capabilities and new shatterproof smooth housing (which gives the appearance of traditional halogen bulbs), the LED Elite Series bulbs are a perfect choice to transform nearly every lighted environment into something extraordinary. TCPs design results in world class LED lamps with industry leading dimming performance and best-in-class efficiencies! TCPs precision-designed full face optic lens offers extremely accurate light pattern control, with no washouts, color shifting or hot spots. This results in better overall light levels delivered right where it is needed. This is the TCP, LED Elite Dimmable PAR20 lamp and it comes with a color temperature of 3000 Kelvin (K). UL approved, the TCP LED8P20D30KNFL offers a very durable, solid state lighting technology that significantly reduces lighting service and maintenance costs. These Dimmable LED PAR20 bulbs consume up to 85% LESS energy than a standard 50PAR20 50-watt incandescent. These LED PAR20 bulbs do not contain Mercury or any other harmful substance, generate no IR or UV rays and carry a 5 Year Limited Warranty. TCPs LED PAR20 lamps have the highest light output, best dimmability (100% down to 5%) and are the most efficient LED PAR20 lamps available today. Previously an 8 watt bulb, now consuming just 7 watts of 120 volt energy, this PAR20 lamp generates 625 lumens- that's 89.3 Lumens per watt. This LED PAR20 25 degree beam angle narrow flood lamp is rated for 25,000 hours with a minimum starting temperature of -30 degrees Celsius and measures 3.5" MOL and 2.5" in diameter. Click here to see the TCP LED Elite PAR Series Specification Sheet. Typical Applications Typical applications for the TCP LED8P20D30KNFL, Elite Dimmable LED flood light bulbs include dimmable recessed downlights, track lights, display lights, and outdoor fixtures that protect the lamps from the elements. TCP 7 Watt 625 Lumen 25 Degree Beam Angle Elite LED PAR20 Narrow Flood Light Bulb 3000K | 3000 | 83 | 625 | 89.2857 | 25000 | 7 | 1 | 9.63 | 9.63 | 11.3156 | 2020Q2 | https://www.greenelectricalsupply.com/tcp-led8p20d30knfl-elite-dimmable-led-par20-light-bulbs-3000k.aspx | Green Electrical Supply | 2020 | Yes
LED Lighting | Reflector | Manufacturer: TCP | True |  | Reflector (Flood/Spot) | PAR20 | E26 (Medium) | Wet Location Rated,Recessed Fixtures Home > Energy Star Qualified Products > 7 Watt 675 Lumen 40 Degree Beam Angle Elite LED PAR20 Flood Light Bulb 3500K Product Specifications - Quick Reference Input Voltage: Lumens: 120 Volt AC 675 Lumens Dimensions: Dimmable: 2.5" W x 3.5" MOL Yes LED Color: 3500 K Bright White Beam Angle: 40 Degree Beam Power Consumption: Luminous Efficacy: 7 Watts 96.4 lm/W CRI: Certifications: 80 CRI UL Damp Locations Built off a 20-year history of producing energy efficient lighting, Technical Consumer Products, Inc. (TCP) is excited to announce its most advanced and comprehensive lineup of LED lamps: the LED Elite Series. With TCPs dedication to manufacturing high quality, state-of-the-art lighting, combined with excellent high color rendering index (CRI), smooth dimming capabilities and new shatterproof smooth housing (which gives the appearance of traditional halogen bulbs), the LED Elite Series bulbs are a perfect choice to transform nearly every lighted environment into something extraordinary. TCPs design results in world class LED lamps with industry leading dimming performance and best-in-class efficiencies! TCPs precision-designed full face optic lens offers extremely accurate light pattern control, with no washouts, color shifting or hot spots. This results in better overall light levels delivered right where it is needed. This is the TCP, LED Elite Dimmable PAR20 lamp and it comes with a color temperature of 3500 Kelvin (K). UL approved, the TCP LED8P20D35KFL offers a very durable, solid state lighting technology that significantly reduces lighting service and maintenance costs. These Dimmable LED PAR20 bulbs consume up to 85% LESS energy than a standard 50PAR20 50-watt incandescent. These LED PAR20 bulbs do not contain Mercury or any other harmful substance, generate no IR or UV rays and carry a 5 Year Limited Warranty. TCPs LED PAR20 lamps have the highest light output, best dimmability (100% down to 5%) and are the most efficient LED PAR20 lamps available today. Previously an 8 watt bulb, now consuming just 7 watts of 120 volt energy, this PAR20 lamp generates 675 lumens- that's 96.4 Lumens per watt. This LED PAR20 40 degree beam angle flood lamp is rated for 25,000 hours with a minimum starting temperature of -30 degrees Celsius and measures 3.5" MOL and 2.5" in diameter. Click here to see the TCP LED Elite PAR Series Specification Sheet. Typical Applications Typical applications for the TCP LED8P20D35KFL, Elite Dimmable LED flood light bulbs include dimmable recessed downlights, track lights, display lights, and outdoor fixtures that protect the lamps from the elements. TCP 7 Watt 675 Lumen 40 Degree Beam Angle Elite LED PAR20 Flood Light Bulb 3500K | 3500 | 84 | 675 | 96.4286 | 25000 | 7 | 1 | 9.63 | 9.63 | 11.3156 | 2020Q2 | https://www.greenelectricalsupply.com/tcp-led8p20d35kfl-elite-dimmable-led-par20-light-bulbs-3500k.aspx | Green Electrical Supply | 2020 | Yes
LED Lighting | Reflector | Manufacturer: TCP | True |  | Reflector (Flood/Spot) | PAR20 | E26 (Medium) | Wet Location Rated,Recessed Fixtures Home > Energy Star Qualified Products > 7 Watt 675 Lumen 40 Degree Beam Angle Elite LED PAR20 Flood Light Bulb 4100K Product Specifications - Quick Reference Input Voltage: Lumens: 120 Volt AC 675 Lumens Dimensions: Dimmable: 2.5" W x 3.5" MOL Yes LED Color: 4100 K Cool White Beam Angle: 40 Degree Beam Power Consumption: Luminous Efficacy: 7 Watts 96.4 lm/W CRI: Certifications: 80 CRI UL Damp Locations Built off a 20-year history of producing energy efficient lighting, Technical Consumer Products, Inc. (TCP) is excited to announce its most advanced and comprehensive lineup of LED lamps: the LED Elite Series. With TCPs dedication to manufacturing high quality, state-of-the-art lighting, combined with excellent high color rendering index (CRI), smooth dimming capabilities and new shatterproof smooth housing (which gives the appearance of traditional halogen bulbs), the LED Elite Series bulbs are a perfect choice to transform nearly every lighted environment into something extraordinary. TCPs design results in world class LED lamps with industry leading dimming performance and best-in-class efficiencies! TCPs precision-designed full face optic lens offers extremely accurate light pattern control, with no washouts, color shifting or hot spots. This results in better overall light levels delivered right where it is needed. This is the TCP, LED Elite Dimmable PAR20 lamp and it comes with a color temperature of 4100 Kelvin (K). UL approved, the TCP LED8P20D41KFL offers a very durable, solid state lighting technology that significantly reduces lighting service and maintenance costs. These Dimmable LED PAR20 bulbs consume up to 85% LESS energy than a standard 50PAR20 50-watt incandescent. These LED PAR20 bulbs do not contain Mercury or any other harmful substance, generate no IR or UV rays and carry a 5 Year Limited Warranty. TCPs LED PAR20 lamps have the highest light output, best dimmability (100% down to 5%) and are the most efficient LED PAR20 lamps available today. Previously an 8 watt bulb, now consuming just 7 watts of 120 volt energy, this PAR20 lamp generates 675 lumens- that's 96.4 Lumens per watt. This LED PAR20 40 degree beam angle flood lamp is rated for 25,000 hours with a minimum starting temperature of -30 degrees Celsius and measures 3.5" MOL and 2.5" in diameter. Click here to see the TCP LED Elite PAR Series Specification Sheet. Typical Applications Typical applications for the TCP LED8P20D41KFL, Elite Dimmable LED flood light bulbs include dimmable recessed downlights, track lights, display lights, and outdoor fixtures that protect the lamps from the elements. TCP 7 Watt 675 Lumen 40 Degree Beam Angle Elite LED PAR20 Flood Light Bulb 4100K | 4000 | 86 | 675 | 96.4286 | 25000 | 7 | 1 | 9.63 | 9.63 | 11.3156 | 2020Q2 | https://www.greenelectricalsupply.com/tcp-led8p20d41kfl-elite-dimmable-led-par20-light-bulbs-4100k.aspx | Green Electrical Supply | 2020 | Yes
LED Lighting | Reflector | Manufacturer: TCP | True |  | Reflector (Flood/Spot) | PAR20 | E26 (Medium) | Wet Location Rated,Recessed Fixtures Home > Energy Star Qualified Products > 7 Watt 675 Lumen 25 Degree Beam Angle Elite LED PAR20 Narrow Flood Light Bulb 4100K Product Specifications - Quick Reference Input Voltage: Lumens: 120 Volt AC 675Lumens Dimensions: Dimmable: 2.5" W x 3.5" MOL Yes LED Color: 4100 K Cool White Beam Angle: 25 Degree Beam Power Consumption: Luminous Efficacy: 7 Watts 96.4 lm/W CRI: Certifications: 80 CRI UL Damp Locations Built off a 20-year history of producing energy efficient lighting, Technical Consumer Products, Inc. (TCP) is excited to announce its most advanced and comprehensive lineup of LED lamps: the LED Elite Series. With TCPs dedication to manufacturing high quality, state-of-the-art lighting, combined with excellent high color rendering index (CRI), smooth dimming capabilities and new shatterproof smooth housing (which gives the appearance of traditional halogen bulbs), the LED Elite Series bulbs are a perfect choice to transform nearly every lighted environment into something extraordinary. TCPs design results in world class LED lamps with industry leading dimming performance and best-in-class efficiencies! TCPs precision-designed full face optic lens offers extremely accurate light pattern control, with no washouts, color shifting or hot spots. This results in better overall light levels delivered right where it is needed. This is the TCP, LED Elite Dimmable PAR20 lamp and it comes with a color temperature of 4100 Kelvin (K). UL approved, the TCP LED8P20D41KNFL offers a very durable, solid state lighting technology that significantly reduces lighting service and maintenance costs. These Dimmable LED PAR20 bulbs consume up to 85% LESS energy than a standard 50PAR20 50-watt incandescent. These LED PAR20 bulbs do not contain Mercury or any other harmful substance, generate no IR or UV rays and carry a 5 Year Limited Warranty. TCPs LED PAR20 lamps have the highest light output, best dimmability (100% down to 5%) and are the most efficient LED PAR20 lamps available today. Previously an 8 watt bulb, no consuming just 7 watts of 120 volt energy, this PAR20 lamp generates 675 lumens- that's 96.4 Lumens per watt. This LED PAR20 25 degree beam angle narrow flood lamp is rated for 25,000 hours with a minimum starting temperature of -30 degrees Celsius and measures 3.5" MOL and 2.5" in diameter. Click here to see the TCP LED Elite PAR Series Specification Sheet. Typical Applications Typical applications for the TCP LED8P20D41KNFL, Elite Dimmable LED flood light bulbs include dimmable recessed downlights, track lights, display lights, and outdoor fixtures that protect the lamps from the elements. TCP 7 Watt 675 Lumen 25 Degree Beam Angle Elite LED PAR20 Narrow Flood Light Bulb 4100K | 4000 | 86 | 675 | 96.4286 | 25000 | 7 | 1 | 9.63 | 9.63 | 11.3156 | 2020Q2 | https://www.greenelectricalsupply.com/tcp-led8p20d41knfl-elite-dimmable-led-par20-light-bulbs-4100k.aspx | Green Electrical Supply | 2020 | Yes
LED Lighting | Reflector | Manufacturer: TCP | True | Daylighting/Photocell, | Reflector (Flood/Spot) | PAR20 | E26 (Medium) | Wet Location Rated,Recessed Fixtures Home > LED Light Bulbs > LED PAR Bulbs > LED PAR20 > Flood (40 Degree) > 5000K Daylight > 7 Watt 700 Lumen 40 Degree Beam Angle Elite LED PAR20 Flood Light Bulb 5000K Product Specifications - Quick Reference Input Voltage: Lumens: 120 Volt AC 700 Lumens Dimensions: Dimmable: 2.5" W x 3.5" MOL Yes LED Color: 5000 K Daylight Beam Angle: 40 Degree Beam Power Consumption: Luminous Efficacy: 7 Watts 100 lm/W CRI: Certifications: 80 CRI UL Damp Locations Built off a 20-year history of producing energy efficient lighting, Technical Consumer Products, Inc. (TCP) is excited to announce its most advanced and comprehensive lineup of LED lamps: the LED Elite Series. With TCPs dedication to manufacturing high quality, state-of-the-art lighting, combined with excellent high color rendering index (CRI), smooth dimming capabilities and new shatterproof smooth housing (which gives the appearance of traditional halogen bulbs), the LED Elite Series bulbs are a perfect choice to transform nearly every lighted environment into something extraordinary. TCPs design results in world class LED lamps with industry leading dimming performance and best-in-class efficiencies! TCPs precision-designed full face optic lens offers extremely accurate light pattern control, with no washouts, color shifting or hot spots. This results in better overall light levels delivered right where it is needed. This is the TCP, LED Elite Dimmable PAR20 lamp and it comes with a color temperature of 5000 Kelvin (K). UL approved, the TCP LED8P20D50KFL offers a very durable, solid state lighting technology that significantly reduces lighting service and maintenance costs. These Dimmable LED PAR20 bulbs consume up to 85% LESS energy than a standard 50PAR20 50-watt incandescent. These LED PAR20 bulbs do not contain Mercury or any other harmful substance, generate no IR or UV rays and carry a 5 Year Limited Warranty. TCPs LED PAR20 lamps have the highest light output, best dimmability (100% down to 5%) and are the most efficient LED PAR20 lamps available today. Previously an 8 watt bulb, now consuming just 7 watts of 120 volt energy, this PAR20 lamp generates 700 lumens- that's 100 Lumens per watt. This LED PAR20 40 degree beam angle flood lamp is rated for 25,000 hours with a minimum starting temperature of -30 degrees Celsius and measures 3.5" MOL and 2.5" in diameter. Click here to see the TCP LED Elite PAR Series Specification Sheet. Typical Applications Typical applications for the TCP LED8P20D50KFL, Elite Dimmable LED flood light bulbs include dimmable recessed downlights, track lights, display lights, and outdoor fixtures that protect the lamps from the elements. TCP 7 Watt 700 Lumen 40 Degree Beam Angle Elite LED PAR20 Flood Light Bulb 5000K | 5000 | 84 | 700 | 100 | 25000 | 7 | 1 | 9.63 | 9.63 | 11.3156 | 2020Q2 | https://www.greenelectricalsupply.com/tcp-led8p20d50kfl-elite-dimmable-led-par20-light-bulbs-5000k.aspx | Green Electrical Supply | 2020 | Yes
LED Lighting | Downlight | Green Creative | True |  |  |  |  | Downlight Solid State Retrofit Dimmable 85W incandescent replacement 55% lighter due to environmentally friendly construction Smooth dimming with existing installations More Information The BR40 CLOUD features an innovative design that provides more efficient light output than previous generations while using 35% less material. Features: Wattage: 14W LED Bulb Shape: BR40 Bulb Base: E26 Base Voltage: 120V Rated Life: 25,000 hours Color Temperature: 2700K Beam Angle: 110° CRI: 82 Lumens: 1100 Dimmable 85W incandescent replacement 55% lighter due to environmentally friendly construction Smooth dimming with existing installations Model: 40636 *MFG Part Number*: 40636 The BR40 CLOUD features an innovative design that provides more efficient light output than previous generations while using 35% less material. Green Creative 14W BR40 LED Bulb - E26 Base, 120V | 2700 | 82 | 650 | 72.2222 | 35000 | 9 | 1 | 5.82 | 5.82 | 6.8387 | 2020Q2 | https://www.lbclighting.com/led/light-bulb-led/grnc-40636.html | LBC Lighting | 2020 | Yes
LED Lighting | A-Type | Satco | True |  | General Purpose Replacement | A19 | GU24 | Damp Location Rated Bulb ShapeA19A21A23A25Base TypeGU24 Product Description The dome-shaped Satco 9.8A19/OMNI/220/LED/30K/GU24 bulb is an A19 shaped 60W incandescent replacement bulb. This A19 LED with GU24 base contains energy-saving solid-state brightness. Enjoy the 3000K soft white radiance, blanketing the room through a 220-degree beam angle spread. Approved for enclosed fixtures and comes with a 5-year limited manufacturer's warranty. Satco S29844 Features: 25,000 life hours Dimming option with a compatible device Frosted finish Satco S29844 Applications: Open and enclosed fixtures Dry and damp locations Indoor use Alternate Product Versions $6.56 EACASE of 6EA add Satco S8488 - 18W LED A21 - 4000K - GU24 - Frosted 18A21/LED/4K/90CRI/GU24 - 100W Incandescent Equivalent - 1,600 Lumens - 90 CRI - 220° - 120V $21.19 EACASE of 12EA add Satco S8779 - 20W LED A21 - 4000K - E26 - Frosted 20WA21/LED/4K/120-277V/E26 - 2,828 Lumens - 80 CRI - 150W Incandescent Equivalent - 280° - 120-277V $22.44 EACASE of 0EA add Satco S13102 - 25W LED A23 - 5000K - E26 - Frosted 25WA23/LED/50K/120-277V/E26 - 3,525 Lumens - 80 CRI - 200W Incandescent Equivalent - 280° - 120-277V $24.94 EACASE of 0EA add Satco S13110 - 35W LED A25 - 5000K - EX39 - Frosted 35WA25/LED/50K/120-277V/EX39 - 4,830 Lumens - 80 CRI - 300W Incandescent Equivalent / 150W HID Equivalent - 280° Beam Angle - 120-277V 9.8A19/OMNI/220/LED/30K/GU24 - 60W Incandescent Equivalent - 800 Lumens - 80 CRI - 220° - 120V Satco S29844 - 9.8W LED A19 - 3000K - GU24 - Frosted | 3000 | 82 | 800 | 81.6327 | 25000 | 9.8 | 1 | 2.19 | 2.19 | 2.5733 | 2020Q2 | https://www.energyavenue.com/Satco/S29844 | Energy Avenue | 2020 | Yes
LED Lighting | A-Type | Manufacturer: Satco | True |  | General Purpose Replacement | A19 | E26 (Medium) | Damp Location Rated,Recessed Fixtures Home > Energy Star Qualified Products > 10 Watt 800 Lumen Dimmable Enclosed Fixture Rated A19 LED Light Bulb 2700K ** Non-CEC Compliant - NOT Lawful for Sale in California ** Product Specifications - Quick Reference Input Voltage: Lumens: 120 Volt 800 Lumens Dimensions: Dimmable: 4-5/16" (MOL) x 2-3/8" (MOD) Yes LED Color: 2700K Warm White Life Time: 25,000 Hours Power Consumption: Luminous Efficacy: 9.8 Watts 81 lm/W CRI: Certifications: 80 CRI Energy Star, RoHS, cULus Satco's LED series of omni-directional LED A19 Lamps are here to replace your 40 watt and 60 watt incandescent light bulbs. Within this series, Satco is exhibiting their Solid State LED Lighting for these A shaped replacement lamps. This series of A19 LED lights bulbs are not only dimmable, but also are approved for totally enclosed fixtures. They have a long life of 25,000 hours and possess a 3 Year Limited Warranty. This series comes in either a 6 watt model or a 9.8 watt model and the following color temperatures: 2700K, 3000K, 3500K, 4000K and 5000K. This model is part number S29835, a replacement of S9835, which produces 800 lumens of a 2700K warm white color. This bulb consumes just 9.8 watts of 120 volt energy. This bulb is Energy Star certified, RoHS compliant, cULus - damp location rated, and enclosed fixture rated. This led light bulb is dimmable and has a CRI of 80, while producing zero UV or IR radiation. The innovative design of this A19 bulb features a smooth heat sink design to resemble traditional incandescent lamps. When you replace your 60A19 bulbs with these 9.8 watt A19 LED bulbs, your energy use decreases significantly while keeping the same look and feel of your old A19 bulbs. Click here for the complete Satco S29835 LED A19 Light Bulb Specification Sheet. Satco 10 Watt 800 Lumen Dimmable Enclosed Fixture Rated A19 LED Light Bulb 2700K | 2700 | 83 | 800 | 81.6327 | 25000 | 9.8 | 1 | 3.95 | 3.95 | 4.6414 | 2020Q2 | https://www.greenelectricalsupply.com/9-watt-enclosed-rated-led-a19-light-bulbs-2700k.aspx | Green Electrical Supply | 2020 | Yes
LED Lighting | Reflector | Green Creative | True |  | Reflector (Flood/Spot) | R20 | E26 (Medium) | Damp Location Rated,Recessed Fixtures Dimmable 45W incandescent replacement Smooth dimming with existing installations Suitable for use in totally enclosed fixtures Shatterproof More Information 7.5W R20 LED Bulb - E26 Base, 120V Features: Wattage: 7.5W LED Bulb Shape: R20 Bulb Base: E26 Base Voltage: 120V Rated Life: 25,000 hours Color Temperature: 2700K Beam Angle: 120° CRI: 82 Lumens: 525 Dimmable 45W incandescent replacement Smooth dimming with existing installations Suitable for use in totally enclosed fixtures Shatterproof Model: 98460 *MFG Part Number*: 98460 7.5W R20 LED Bulb - E26 Base, 120V Green Creative 7.5W R20 LED Bulb - E26 Base, 120V | 2700 | 81 | 525 | 70 | 25000 | 7.5 | 1 | 3.87 | 3.87 | 4.5474 | 2020Q2 | https://www.lbclighting.com/led/light-bulb-led/grnc-98460.html | LBC Lighting | 2020 | Yes
LED Lighting | Reflector | Green Creative | True |  | Reflector (Flood/Spot) | BR30 | E26 (Medium) | Damp Location Rated,Recessed Fixtures Dimmable 65W incandescent replacement Suitable for use in totally enclosed fixtures Smooth dimming with existing installations More Information 9W BR30 LED Bulb - E26 Base, 120V Features: Wattage: 9W LED Bulb Shape: BR30 Bulb Base: E26 Base Voltage: 120V Rated Life: 25,000 hours Color Temperature: 2700K, 3000K, 4000K Beam Angle: 120° CRI: 82 Lumens: 650 Dimmable 65W incandescent replacement Suitable for use in totally enclosed fixtures Smooth dimming with existing installations Models: 98461 , 98462 , 98463 *MFG Part Number*: 98461 , 98462 , 98463 9W BR30 LED Bulb - E26 Base, 120V Green Creative 9W BR30 LED Bulb - E26 Base, 120V | 2700 | 83 | 650 | 72.2222 | 25000 | 9 | 1 | 4.02 | 4.02 | 4.7237 | 2020Q2 | https://www.lbclighting.com/led/light-bulb-led/grnc-98461.html | LBC Lighting | 2020 | Yes
LED Lighting | Reflector | Green Creative | True |  | Reflector (Flood/Spot) | BR40 | E26 (Medium) | Damp Location Rated,Recessed Fixtures Dimmable 75W incandescent replacement Smooth dimming with existing installations Suitable for use in totally enclosed fixtures More Information 11W BR40 LED Bulb - E26 Base, 120V Features: Wattage: 11W LED Bulb Shape: BR40 Bulb Base: E26 Base Voltage: 120V Rated Life: 25,000 hours Color Temperature: 2700K, 3000K Beam Angle: 120° CRI: 82 Lumens: 950 Dimmable 75W incandescent replacement Smooth dimming with existing installations Suitable for use in totally enclosed fixtures Models: 98464 , 98465 *MFG Part Number*: 98464 , 98465 11W BR40 LED Bulb - E26 Base, 120V Green Creative 11W BR40 LED Bulb - E26 Base, 120V | 2700 | 82 | 950 | 86.3636 | 25000 | 11 | 1 | 7.02 | 7.02 | 8.2488 | 2020Q2 | https://www.lbclighting.com/led/light-bulb-led/grnc-98464.html | LBC Lighting | 2020 | Yes
LED Lighting | Reflector | Green Creative | True |  | Reflector (Flood/Spot) | BR40 | E26 (Medium) | Damp Location Rated,Recessed Fixtures Dimmable 85W incandescent replacement Not intended for use in totally enclosed fixtures Smooth dimming with existing installations More Information 15.5W BR40 LED Bulb - E26 Base, 120V Features: Wattage: 15.5W LED Bulb Shape: BR40 Bulb Base: E26 Base Voltage: 120V Rated Life: 25,000 hours Color Temperature: 2700K, 3000K Beam Angle: 120° CRI: 82 Lumens: 1100 Dimmable 85W incandescent replacement Not intended for use in totally enclosed fixtures Smooth dimming with existing installations Models: 98466 , 98467 *MFG Part Number*: 98466 , 98467 15.5W BR40 LED Bulb - E26 Base, 120V Green Creative 15.5W BR40 LED Bulb - E26 Base, 120V | 2700 | 82 | 1100 | 70.9677 | 25000 | 15.5 | 1 | 7.47 | 7.47 | 8.7775 | 2020Q2 | https://www.lbclighting.com/led/light-bulb-led/grnc-98466.html | LBC Lighting | 2020 | Yes
LED Lighting | Decorative | Satco | True |  | Decorative | B10 | E12 (Candelabra) | Damp Location Rated,Recessed Fixtures Dimmable Replaces up to 40 watt lamps Approved for enclosed fixtures More Information Satco 4W Dimmable C11 LED Bulb - E12 Base, 120V, Energy star Features: Wattage: 4W Type: LED Lamp Shape: C11 Base: E12 Candelabra Voltage: 120V Finish: Clear Initial Lumens: 350 Color Temperature: 2700K CRI: 80 Beam Spread: 360° Average Rated Hours: 15000 Dimmable Replaces up to 40 watt lamps Approved for enclosed fixtures *MFG Part Number*: S28613 4W CTC/LED/27K/CL/120V Satco 4W Dimmable C11 LED Bulb - E12 Base, 120V, Energy star Satco S28613 4W Dimmable C11 LED Bulb - E12 Base, 120V, Energy star | 2700 | 83 | 350 | 87.5 | 15000 | 4 | 1 | 5.95 | 5.95 | 6.9915 | 2020Q2 | https://www.lbclighting.com/led/light-bulb-led/stco-s28613.html | LBC Lighting | 2020 | Yes
LED Lighting | Decorative | Satco | True |  | Decorative | CA10 | E12 (Candelabra) | Damp Location Rated,Recessed Fixtures Dimmable Replaces up to 40 watt lamps Approved for enclosed fixtures More Information Satco 4W Dimmable CA11 LED Bulb - E12 Base, 120V, Energy star Features: Wattage: 4W Type: LED Lamp Shape: CA11 Base: E12 Candelabra Voltage: 120V Finish: Clear Initial Lumens: 350 Color Temperature: 2700K CRI: 80 Beam Spread: 360° Average Rated Hours: 15000 Dimmable Replaces up to 40 watt lamps Approved for enclosed fixtures *MFG Part Number*: S28614 4W CFC/LED/27K/CL/120V Satco 4W Dimmable CA11 LED Bulb - E12 Base, 120V, Energy star Satco S28614 4W Dimmable CA11 LED Bulb - E12 Base, 120V, Energy star | 2700 | 83 | 350 | 87.5 | 15000 | 4 | 1 | 5.95 | 5.95 | 6.9915 | 2020Q2 | https://www.lbclighting.com/led/light-bulb-led/stco-s28614.html | LBC Lighting | 2020 | Yes
LED Lighting | Decorative | Satco | True |  | Globe | G25 | E26 (Medium) | Damp Location Rated,Recessed Fixtures Dimmable Replaces up to 40 watt lamps Approved for enclosed fixtures More Information Satco 4.5W Dimmable G25 LED Filament Bulb - Clear, E26 Base, 120V, Energy Star Features: Wattage: 4.5W Type: LED Lamp Shape: G25 Base: E26 Medium Voltage: 120V Finish: Clear Initial Lumens: 450 Color Temperature: 2700K, 4000K CRI: 80 Beam Spread: 360° Average Rated Hours: 15000 Dimmable Replaces up to 40 watt lamps Approved for enclosed fixtures *MFG Part Number*: S29563 , S8849 Satco 4.5W Dimmable G25 LED Filament Bulb - Clear, E26 Base, 120V, Energy Star Satco 4.5W Dimmable G25 LED Filament Bulb - Clear, E26 Base, 120V, Energy Star | 2700 | 82 | 450 | 100 | 20000 | 4.5 | 1 | 6.95 | 6.95 | 8.1665 | 2020Q2 | https://www.lbclighting.com/led/light-bulb-led/stco-s29563.html | LBC Lighting | 2020 | Yes
LED Lighting | Decorative | Satco | True |  | Decorative | CA10 | E12 (Candelabra) | Damp Location Rated,Recessed Fixtures Dimmable Replaces up to 25 watt lamps Approved for enclosed fixtures More Information Satco 2.5W Dimmable C11 LED Filament Bulb - E12 Base, 120V, Energy star Features: Wattage: 2.5W Type: LED Lamp Shape: C11 Base: E12 Candelabra Voltage: 120V Finish: Clear Initial Lumens: 200 Color Temperature: 2700K CRI: 80 Beam Spread: 360° Average Rated Hours: 15000 Dimmable Replaces up to 25 watt lamps Approved for enclosed fixtures *MFG Part Number*: S29920 2.5W CTC/LED/27K/CL/120V Satco 2.5W Dimmable C11 LED Filament Bulb - E12 Base, 120V, Energy star Satco S29920 2.5W Dimmable C11 LED Filament Bulb - E12 Base, 120V, Energy star | 2700 | 84 | 200 | 80 | 15000 | 2.5 | 1 | 4.95 | 4.95 | 5.8164 | 2020Q2 | https://www.lbclighting.com/led/light-bulb-led/stco-s29920.html | LBC Lighting | 2020 | Yes
LED Lighting | Decorative | Satco | True |  | Decorative | B10 | E12 (Candelabra) | Damp Location Rated,Recessed Fixtures Dimmable Replaces up to 25 watt lamps Approved for enclosed fixtures More Information Satco 2.5W Dimmable CA11 LED Filament Bulb - E12 Base, 120V, Energy star Features: Wattage: 2.5W Type: LED Lamp Shape: CA11 Base: E12 Candelabra Voltage: 120V Finish: Clear Initial Lumens: 200 Color Temperature: 2700K CRI: 80 Beam Spread: 360° Average Rated Hours: 15000 Dimmable Replaces up to 25 watt lamps Approved for enclosed fixtures *MFG Part Number*: S29921 2.5W CFC/LED/27K/CL/120V Satco 2.5W Dimmable CA11 LED Filament Bulb - E12 Base, 120V, Energy star Satco S29921 2.5W Dimmable CA11 LED Filament Bulb - E12 Base, 120V, Energy star | 2700 | 84 | 200 | 80 | 15000 | 2.5 | 1 | 5.95 | 5.95 | 6.9915 | 2020Q2 | https://www.lbclighting.com/led/light-bulb-led/stco-s29921.html | LBC Lighting | 2020 | Yes
LED Lighting | Decorative | Satco | True |  | Decorative | B10 | E12 (Candelabra) | Damp Location Rated,Recessed Fixtures Dimmable Replaces up to 40 watt lamps Approved for enclosed fixtures More Information Satco 4W Dimmable C11 LED Filament Bulb - E12 Base, 120V, Energy star Features: Wattage: 4W Type: LED Lamp Shape: C11 Base: E12 Candelabra Voltage: 120V Finish: Clear Initial Lumens: 350 Color Temperature: 2700K, 3000K, 4000K, 5000K CRI: 80 Beam Spread: 360° Average Rated Hours: 15000 Dimmable Replaces up to 40 watt lamps Approved for enclosed fixtures Models: S29922, S29890, S8839, S29866 *MFG Part Number*: S29922 , S29890 , S8839 , S29866 Satco 4W Dimmable C11 LED Filament Bulb - E12 Base, 120V, Energy star Satco 4W Dimmable C11 LED Filament Bulb - E12 Base, 120V, Energy star | 2700 | 83 | 350 | 87.5 | 15000 | 4 | 1 | 5.95 | 5.95 | 6.9915 | 2020Q2 | https://www.lbclighting.com/led/light-bulb-led/stco-s29922.html | LBC Lighting | 2020 | Yes
LED Lighting | Decorative | Satco | True |  | Decorative | CA10 | E12 (Candelabra) | Damp Location Rated,Recessed Fixtures Dimmable Replaces up to 40 watt lamps Approved for enclosed fixtures More Information Satco 4W Dimmable CA11 LED Filament Bulb - E12 Base, 120V, Energy star Features: Wattage: 4W Type: LED Lamp Shape: CA11 Base: E12 Candelabra Voltage: 120V Finish: Clear Initial Lumens: 350 Color Temperature: 2700K, 3000K, 4000K, 5000K CRI: 80 Average Rated Hours: 15000 Dimmable Replaces up to 40 watt lamps Approved for enclosed fixtures *MFG Part Number*: S29923 , S29891 , S8840 , S29867 Satco 4W Dimmable CA11 LED Filament Bulb - E12 Base, 120V, Energy star Satco 4W Dimmable CA11 LED Filament Bulb - E12 Base, 120V, Energy star | 2700 | 83 | 350 | 87.5 | 15000 | 4 | 1 | 5.95 | 5.95 | 6.9915 | 2020Q2 | https://www.lbclighting.com/led/light-bulb-led/stco-s29923.html | LBC Lighting | 2020 | Yes
LED Lighting | Decorative | Satco | True |  | Decorative | B10 | E26 (Medium) | Damp Location Rated Dimmable Replaces up to 40 watt lamps Approved for enclosed fixtures More Information Satco 4.5W Dimmable C11 LED Bulb - E26 Base, 120V, Energy star Features: Wattage: 4.5W Type: LED Lamp Shape: C11 Base: E26 Medium Voltage: 120V Finish: Clear Initial Lumens: 450 Color Temperature: 2700K CRI: 80 Beam Spread: 360° Average Rated Hours: 15000 Dimmable Replaces up to 40 watt lamps Approved for enclosed fixtures *MFG Part Number*: S8609 4.5W ETC/LED/27K/120V Satco 4.5W Dimmable C11 LED Bulb - E26 Base, 120V, Energy star Satco S8609 4.5W Dimmable C11 LED Bulb - E26 Base, 120V, Energy star | 2700 | 82 | 450 | 100 | 15000 | 4.5 | 1 | 5.95 | 5.95 | 6.9915 | 2020Q2 | https://www.lbclighting.com/led/light-bulb-led/stco-s8609.html | LBC Lighting | 2020 | Yes
LED Lighting | A-Type | Manufacturer: Satco | True |  | General Purpose Replacement | A19 | E26 (Medium) | Damp Location Rated,Recessed Fixtures Home > Energy Star Qualified Products > 10 Watt 800 Lumen Dimmable Enclosed Fixture Rated A19 LED Light Bulb 3000K ** Non-CEC Compliant - NOT Lawful for Sale in California ** Product Specifications - Quick Reference Input Voltage: Lumens: 120 Volt 800 Lumens Dimensions: Dimmable: 4-5/16" (MOL) x 2-3/8" (MOD) Yes LED Color: 3000K Warm White Life Time: 25,000 Hours Power Consumption: Luminous Efficacy: 9.8 Watts 81 lm/W CRI: Certifications: 80 CRI Energy Star, RoHS, cULus Satco's LED series of omni-directional LED A19 Lamps are here to replace your 40 watt and 60 watt incandescent light bulbs. Within this series, Satco is exhibiting their Solid State LED Lighting for these A shaped replacement lamps. This series of A19 LED lights bulbs are not only dimmable, but also are approved for totally enclosed fixtures. They have a long life of 25,000 hours and possess a 3 Year Limited Warranty. This series comes in either a 6 watt model or a 9.8 watt model and the following color temperatures: 2700K, 3000K, 3500K, 4000K and 5000K. This model is part number S29836, a replacement of S9836, which produces 800 lumens of a 3000K warm white color. This bulb consumes just 9.8 watts of 120 volt energy. This bulb is Energy Star certified, RoHS compliant, cULus - damp location rated, and enclosed fixture rated. This led light bulb is dimmable and has a CRI of 80, while producing zero UV or IR radiation. The innovative design of this A19 bulb features a smooth heat sink design to resemble traditional incandescent lamps. When you replace your 60A19 bulbs with these 9.8 watt A19 LED bulbs, your energy use decreases significantly while keeping the same look and feel of your old A19 bulbs. Click here for the complete Satco S29836 LED A19 Light Bulb Specification Sheet. Satco 10 Watt 800 Lumen Dimmable Enclosed Fixture Rated A19 LED Light Bulb 3000K | 3000 | 83 | 800 | 81.6327 | 25000 | 9.8 | 1 | 3.95 | 3.95 | 4.6414 | 2020Q2 | https://www.greenelectricalsupply.com/9-watt-enclosed-rated-led-a19-light-bulbs-3000k.aspx | Green Electrical Supply | 2020 | Yes
LED Lighting | Reflector | Satco | True |  | Reflector (Flood/Spot) | MR16 | GU5.3 | Damp Location Rated,Recessed Fixtures Silver back MR16 reflector Direct replacements for 75 watt Halogen lamps - uses only 8 watts Dimmable More Information Satco 8W MR16 LED Bulb - 40° Beam Spread, GU5.3 Base Features: Wattage: 8W Voltage: 12V Incandescent Equivalent: 75W Lamp Shape: MR16 Base: GU5.3 Finish: Silver Back Initial Lumens: 490 Color Temperature: 2700K, 3000K, 3500K, 4000K, 5000K CRI: 90+ Beam Spread Deg: 40 Average Rated Hours: 25000 Silver back MR16 reflector Direct replacements for 75 watt Halogen lamps - uses only 8 watts Dimmable *MFG Part Number*: S8640 , S8641 , S8642 , S8643 , S8644 + More - Less Satco 8W MR16 LED Bulb - 40° Beam Spread, GU5.3 Base Satco 8W MR16 LED Bulb - 40° Beam Spread, GU5.3 Base | 2700 | 93 | 490 | 61.25 | 25000 | 8 | 1 | 10.95 | 10.95 | 12.8667 | 2020Q2 | https://www.lbclighting.com/led/light-bulb-led/stco-s8640.html | LBC Lighting | 2020 | Yes
LED Lighting | Reflector | Satco | False |  | Reflector (Flood/Spot) | PAR38 | E26 (Medium) | Damp Location Rated,Recessed Fixtures Non-Dimmable ABS Lens For Indoor and Outdoor use Replaces up to 90 watt lamps More Information Satco 15W PAR38 LED Reflector Bulb - E26 Base, 120V, Energy star (2 Pack) Features: Wattage: 15W Type: LED Lamp Shape: PAR38 Base: E26 Medium Voltage: 120V Finish: Silver Initial Lumens: 1150 Color Temperature: 3000K CRI: 80 Beam Spread: 60° Average Rated Hours: 25000 Non-Dimmable ABS Lens For Indoor and Outdoor use Replaces up to 90 watt lamps *MFG Part Number*: S9457 15PAR38/LED/60'/3K/120V/ND/2PK Satco 15W PAR38 LED Reflector Bulb - E26 Base, 120V, Energy star (2 Pack) Satco S9457 15W PAR38 LED Reflector Bulb - E26 Base, 120V, Energy star (2 Pack) | 3000 | 82 | 1200 | 80 | 25000 | 15 | 1 | 26.95 | 26.95 | 31.6673 | 2020Q2 | https://www.lbclighting.com/led/light-bulb-led/stco-s9457.html | LBC Lighting | 2020 | Yes
LED Lighting | Reflector | Satco | True |  | Reflector (Flood/Spot) | PAR38 | E26 (Medium) | Wet Location Rated,Recessed Fixtures Dimmable For Indoor and Outdoor use Replaces up to 90 watt lamps Approved for enclosed fixtures More Information Satco 15W Dimmable PAR38 LED Reflector Bulb - E26 Base, 120V, 90CRI Features: Wattage: 15W Type: LED Lamp Shape: PAR38 Base: E26 Medium Voltage: 120V Finish: Silver Initial Lumens: 1000 Color Temperature: 2700K CRI: 90 Beam Spread: 40° Average Rated Hours: 25000 Dimmable For Indoor and Outdoor use Replaces up to 90 watt lamps Approved for enclosed fixtures *MFG Part Number*: S9488 15PAR38/LED/40'/2700K/90CRI Satco 15W Dimmable PAR38 LED Reflector Bulb - E26 Base, 120V, 90CRI Satco S9488 15W Dimmable PAR38 LED Reflector Bulb - E26 Base, 120V, 90CRI | 2700 | 93 | 1000 | 66.6667 | 25000 | 15 | 1 | 14.95 | 14.95 | 17.5668 | 2020Q2 | https://www.lbclighting.com/led/light-bulb-led/stco-s9488.html | LBC Lighting | 2020 | Yes
LED Lighting | Reflector | Satco | True |  | Reflector (Flood/Spot) | MR16 | GU5.3 | Damp Location Rated,Recessed Fixtures Silver back MR16 reflector Direct replacement for 50watt Halogen lamps Approved for enclosed fixtures Dimmable More Information Satco 6.5W MR16 LED Bulb - 25° Beam Spread, GU5.3 Base Features: Wattage: 6.5W Voltage: 12V AC/DC Lamp Shape: MR16 Base: GU5.3 Finish: Silver Back Initial Lumens: 500 Color Temperature: 2700K, 3000K, 3500K, 4000K, 5000K CRI: 80 Beam Spread Deg: 25 Average Rated Hours: 25000 Silver back MR16 reflector Direct replacement for 50watt Halogen lamps Approved for enclosed fixtures Dimmable *MFG Part Number*: S9490 , S9491 , S9492 , S9493 , S9494 + More - Less Satco 6.5W MR16 LED Bulb - 25° Beam Spread, GU5.3 Base Satco 6.5W MR16 LED Bulb - 25° Beam Spread, GU5.3 Base | 2700 | 83 | 500 | 76.9231 | 25000 | 6.5 | 1 | 8.95 | 8.95 | 10.5166 | 2020Q2 | https://www.lbclighting.com/led/light-bulb-led/stco-s9490.html | LBC Lighting | 2020 | Yes
LED Lighting | Reflector | Satco | True |  | Reflector (Flood/Spot) | MR16 | GU5.3 | Damp Location Rated,Recessed Fixtures Dimmable Silver back MR16 reflector Direct replacement for 50watt Halogen lamps Approved for enclosed fixtures More Information Satco 6.5W MR16 LED Bulb - 40° Beam Spread, GU5.3 Base Features: Wattage: 6.5W Voltage: 12V AC/DC Lamp Shape: MR16 Base: GU5.3 Finish: Silver Back Initial Lumens: 500 Color Temperature: 2700K, 3000K, 3500, 4000K, 5000K CRI: 80 Beam Spread Deg: 40 Average Rated Hours: 25000 Dimmable Silver back MR16 reflector Direct replacement for 50watt Halogen lamps Approved for enclosed fixtures *MFG Part Number*: S9495 , S9496 , S9497 , S9498 , S9499 + More - Less Satco 6.5W MR16 LED Bulb - 40° Beam Spread, GU5.3 Base Satco 6.5W MR16 LED Bulb - 40° Beam Spread, GU5.3 Base | 2700 | 83 | 500 | 76.9231 | 25000 | 6.5 | 1 | 8.95 | 8.95 | 10.5166 | 2020Q2 | https://www.lbclighting.com/led/light-bulb-led/stco-s9495.html | LBC Lighting | 2020 | Yes
LED Lighting | Decorative | Satco | True |  | Decorative | B10 | E26 (Medium) | Damp Location Rated,Recessed Fixtures Dimmable Replaces up to 25 watt lamps Approved for enclosed fixtures More Information Satco 2.5W Dimmable C11 LED Filament Bulb - E26 Base, 120V, Energy star Features: Wattage: 2.5W Type: LED Lamp Shape: C11 Base: E26 Medium Voltage: 120V Finish: Clear Initial Lumens: 250 Color Temperature: 2700K CRI: 80 Beam Spread: 360° Average Rated Hours: 15000 Dimmable Replaces up to 25 watt lamps Approved for enclosed fixtures *MFG Part Number*: S9567 2.5W ETC/LED/27K/120V Satco 2.5W Dimmable C11 LED Filament Bulb - E26 Base, 120V, Energy star Satco S9567 2.5W Dimmable C11 LED Filament Bulb - E26 Base, 120V, Energy star | 2700 | 82 | 250 | 100 | 25000 | 2.5 | 1 | 4.95 | 4.95 | 5.8164 | 2020Q2 | https://www.lbclighting.com/led/light-bulb-led/stco-s9567.html | LBC Lighting | 2020 | Yes
LED Lighting | Decorative | Satco | True |  | Decorative | B10 | E26 (Medium) | Damp Location Rated Dimmable Replaces up to 40 watt lamps Approved for enclosed fixtures More Information Satco 4.5W Dimmable C11 LED Filament Bulb - E26 Base, 120V, Energy star Features: Wattage: 4.5W Type: LED Lamp Shape: C11 Base: E26 Medium Voltage: 120V Finish: Clear Initial Lumens: 450 Color Temperature: 2700K CRI: 80 Beam Spread: 360° Average Rated Hours: 15000 Dimmable Replaces up to 40 watt lamps Approved for enclosed fixtures *MFG Part Number*: S9569 4.5W ETC/LED/27K/120V Satco 4.5W Dimmable C11 LED Filament Bulb - E26 Base, 120V, Energy star Satco S9569 4.5W Dimmable C11 LED Filament Bulb - E26 Base, 120V, Energy star | 2700 | 82 | 450 | 100 | 20000 | 4.5 | 1 | 5.95 | 5.95 | 6.9915 | 2020Q2 | https://www.lbclighting.com/led/light-bulb-led/stco-s9569.html | LBC Lighting | 2020 | Yes
LED Lighting | Decorative | Satco | True |  | Decorative | B10 | E12 (Candelabra) | Damp Location Rated,Recessed Fixtures Dimmable Replaces up to 40 watt lamps Approved for enclosed fixtures More Information Satco 4.5W Dimmable C11 LED Filament Bulb - E12 Base, 120V Features: Wattage: 4.5W Type: LED Lamp Shape: C11 Base: E12 Candelabra Voltage: 120V Finish: Clear Initial Lumens: 470 Color Temperature: 2700K CRI: 80 Beam Spread: 360° Average Rated Hours: 15000 Dimmable Replaces up to 40 watt lamps Approved for enclosed fixtures *MFG Part Number*: S9570 4.5W CTC/LED/27K/120V Satco 4.5W Dimmable C11 LED Filament Bulb - E12 Base, 120V Satco S9570 4.5W Dimmable C11 LED Filament Bulb - E12 Base, 120V | 2700 | 82 | 470 | 104.4444 | 20000 | 4.5 | 1 | 7.9 | 7.9 | 9.2828 | 2020Q2 | https://www.lbclighting.com/led/light-bulb-led/stco-s9570-240242.html | LBC Lighting | 2020 | Yes
LED Lighting | Decorative | Satco | True |  | Decorative | CA10 | E26 (Medium) | Damp Location Rated Dimmable Replaces up to 40 watt lamps Approved for enclosed fixtures More Information Satco 4.5W Dimmable CA11 LED Filament Bulb - E26 Base, 120V, Energy star Features: Wattage: 4.5W Type: LED Lamp Shape: CA11 Base: E26 Medium Voltage: 120V Finish: Clear Initial Lumens: 450 Color Temperature: 2700K CRI: 80 Beam Spread: 360° Average Rated Hours: 15000 Dimmable Replaces up to 40 watt lamps Approved for enclosed fixtures *MFG Part Number*: S9573 4.5W EFC/LED/27K/120V Satco 4.5W Dimmable CA11 LED Filament Bulb - E26 Base, 120V, Energy star Satco S9573 4.5W Dimmable CA11 LED Filament Bulb - E26 Base, 120V, Energy star | 2700 | 82 | 450 | 100 | 15000 | 4.5 | 1 | 5.95 | 5.95 | 6.9915 | 2020Q2 | https://www.lbclighting.com/led/light-bulb-led/stco-s9573.html | LBC Lighting | 2020 | Yes
LED Lighting | Decorative | Satco | True |  | Globe | G25 | E26 (Medium) | Damp Location Rated Dimmable Replaces up to 40 watt lamps Approved for enclosed fixtures More Information Satco 4.5W Dimmable G25 LED Filament Bulb - Soft White, E26 Base, 120V, Energy Star Features: Wattage: 4.5W Type: LED Lamp Shape: G25 Base: E26 Medium Voltage: 120V Finish: Soft White Initial Lumens: 430 Color Temperature: 2700K CRI: 80 Beam Spread: 360° Average Rated Hours: 15000 Dimmable Replaces up to 40 watt lamps Approved for enclosed fixtures *MFG Part Number*: S9827 4.5G25/SW/LED/E26/27K/120V Satco 4.5W Dimmable G25 LED Filament Bulb - Soft White, E26 Base, 120V, Energy Star Satco S9827 4.5W Dimmable G25 LED Filament Bulb - Soft White, E26 Base, 120V, Energy Star | 2700 | 81 | 420 | 93.3333 | 15000 | 4.5 | 1 | 7.95 | 7.95 | 9.3416 | 2020Q2 | https://www.lbclighting.com/led/light-bulb-led/stco-s9827.html | LBC Lighting | 2020 | Yes
LED Lighting | Decorative | Satco | True |  | Globe | G25 | E26 (Medium) | Damp Location Rated,Recessed Fixtures Dimmable Replaces up to 40 watt lamps Approved for enclosed fixtures More Information Satco 4.5W Dimmable G25 LED Filament Bulb - Clear, E26 Base, 120V Features: Wattage: 4.5W Type: LED Lamp Shape: G25 Base: E26 Medium Voltage: 120V Finish: Clear Initial Lumens: 550 Color Temperature: 3000K CRI: 80 Beam Spread: 360° Average Rated Hours: 15000 Dimmable Replaces up to 40 watt lamps Approved for enclosed fixtures *MFG Part Number*: S9893 4.5G25/CL/LED/E26/30K/120V Satco 4.5W Dimmable G25 LED Filament Bulb - Clear, E26 Base, 120V Satco S9893 4.5W Dimmable G25 LED Filament Bulb - Clear, E26 Base, 120V | 3000 | 84 | 450 | 100 | 20000 | 4.5 | 1 | 6.95 | 6.95 | 8.1665 | 2020Q2 | https://www.lbclighting.com/led/light-bulb-led/stco-s9893.html | LBC Lighting | 2020 | Yes
LED Lighting | Decorative | Satco | True |  | Decorative | B10 | E12 (Candelabra) | Damp Location Rated,Recessed Fixtures Dimmable Replaces up to 60 watt lamps Approved for enclosed fixtures More Information Satco 5.5W Dimmable C11 LED Filament Bulb - E12 Base, 120V, Energy star Features: Wattage: 5.5W Type: LED Lamp Shape: C11 Base: E12 Candelabra Voltage: 120V Finish: Clear Initial Lumens: 500 Color Temperature: 2700K, 3000K CRI: 80 Beam Spread: 360° Average Rated Hours: 15000 Dimmable Replaces up to 60 watt lamps Approved for enclosed fixtures *MFG Part Number*: S9960 , S9961 Satco 5.5W Dimmable C11 LED Filament Bulb - E12 Base, 120V, Energy star Satco 5.5W Dimmable C11 LED Filament Bulb - E12 Base, 120V, Energy star | 2700 | 82 | 500 | 90.9091 | 15000 | 5.5 | 1 | 5.95 | 5.95 | 6.9915 | 2020Q2 | https://www.lbclighting.com/led/light-bulb-led/stco-s9960.html | LBC Lighting | 2020 | Yes
LED Lighting | Decorative | Satco | True |  | Decorative | CA10 | E12 (Candelabra) | Damp Location Rated,Recessed Fixtures Dimmable Replaces up to 60 watt lamps Approved for enclosed fixtures More Information Satco 5.5W Dimmable CA11 LED Filament Bulb - E12 Base, 120V, Energy star Features: Wattage: 5.5W Type: LED Lamp Shape: CA11 Base: E12 Candelabra Voltage: 120V Finish: Clear Initial Lumens: 500 Color Temperature: 2700K, 3000K CRI: 80 Beam Spread: 360° Average Rated Hours: 15000 Dimmable Replaces up to 60 watt lamps Approved for enclosed fixtures *MFG Part Number*: S9962 , S9963 5.5W CFC/LED/27K/CL/120V , 5.5W CFC/LED/30K/CL/120V Satco 5.5W Dimmable CA11 LED Filament Bulb - E12 Base, 120V, Energy star Satco 5.5W Dimmable CA11 LED Filament Bulb - E12 Base, 120V, Energy star | 2700 | 82 | 500 | 90.9091 | 15000 | 5.5 | 1 | 5.95 | 5.95 | 6.9915 | 2020Q2 | https://www.lbclighting.com/led/light-bulb-led/stco-s9962.html | LBC Lighting | 2020 | Yes
LED Lighting | Decorative | Satco | True |  | Decorative | CA10 | E26 (Medium) | Damp Location Rated,Recessed Fixtures Dimmable Replaces up to 60 watt lamps Approved for enclosed fixtures More Information Satco 5.5W Dimmable CA11 LED Filament Bulb - E26 Base, 120V, Energy star Features: Wattage: 5.5W Type: LED Lamp Shape: CA11 Base: E26 Medium Voltage: 120V Finish: Clear Initial Lumens: 500 Color Temperature: 2700K CRI: 80 Beam Spread: 360° Average Rated Hours: 15000 Dimmable Replaces up to 60 watt lamps Approved for enclosed fixtures *MFG Part Number*: S9965 5.5W EFC/LED/27K/CL/120V Satco 5.5W Dimmable CA11 LED Filament Bulb - E26 Base, 120V, Energy star Satco S9965 5.5W Dimmable CA11 LED Filament Bulb - E26 Base, 120V, Energy star | 2700 | 83 | 500 | 90.9091 | 15000 | 5.5 | 1 | 5.95 | 5.95 | 6.9915 | 2020Q2 | https://www.lbclighting.com/led/light-bulb-led/stco-s9965.html | LBC Lighting | 2020 | Yes
LED Lighting | Decorative | TCP | True |  | Other | B11 | E26 (Medium) | Damp Location Rated,Filament Style Replaces 40W Incandescent Rated for 15000 hours More Information TCP’s California Quality High CRI LED line offers exceptional color consistency and rendering while meeting all requirements for Title 24 JA8-2016-E, Title 20, and ENERGY STAR. Features: Wattage: 4.5W Type: LED Bulb Shape: B11 Bulb Base: E12 Voltage: 120V Color Temperature: 2700K Lumens: 350 CRI: 90 Replaces 40W Incandescent Rated for 15000 hours *MFG Part Number*: LFB11C4027KDCQ TCP’s California Quality High CRI LED line offers exceptional color consistency and rendering while meeting all requirements for Title 24 JA8-2016-E, Title 20, and ENERGY STAR. TCP 4.5W B11 Filament LED Bulb, E12 Base | 2700 | 93 | 350 | 77.7778 | 15000 | 4.5 | 1 | 8.05 | 8.05 | 9.4591 | 2020Q2 | https://www.lbclighting.com/led/light-bulb-led/tcp-lfb11c4027kdcq.html | LBC Lighting | 2020 | Yes
LED Lighting | Decorative | TCP | True |  | Globe | G25 | E26 (Medium) | Damp Location Rated,Not for Use in Recessed Fixtures,Filament Style Replaces 40W Incandescent Rated for 15000 hours More Information TCP’s California Quality High CRI LED line offers exceptional color consistency and rendering while meeting all requirements for Title 24 JA8-2016-E, Title 20, and ENERGY STAR. Features: Wattage: 4.5W Type: LED Bulb Shape: G25 Bulb Base: E26 Voltage: 120V Color Temperature: 2700K Lumens: 350 CRI: 90 Replaces 40W Incandescent Rated for 15000 hours *MFG Part Number*: LFG254027KDCQ TCP’s California Quality High CRI LED line offers exceptional color consistency and rendering while meeting all requirements for Title 24 JA8-2016-E, Title 20, and ENERGY STAR. TCP 4.5W G25 Filament LED Bulb, E26 Base | 2700 | 93 | 350 | 77.7778 | 15000 | 4.5 | 1 | 8.27 | 8.27 | 9.7176 | 2020Q2 | https://www.lbclighting.com/led/light-bulb-led/tcp-lfg254027kdcq.html | LBC Lighting | 2020 | Yes
LED Lighting | Downlight | Green Creative | [5 empty] | Downlight Recessed Adjustable between 8.5/13.5/21 watts For retrofit or new construction installation Universally compatible with 6'' housings IC-Rated Comfortable diffused light 1 x 21W max LED More Information This INNOFIT SERIES 6” Commercial Downlight has been designed and engineered for retrofit or new construction installation. Features: Wattage: 8.5/13.5/21W LED Type: 6" Voltage: 120-277V Rated Life: 40,000 hours Color Temperature: 2700K, 3000K, 3500K, 4000K CRI: 80 Lumens: 650-1500 Beam Spread: 110 degrees Adjustable between 8.5/13.5/21 watts For retrofit or new construction installation Universally compatible with 6'' housings IC-Rated Comfortable diffused light Lamping: 1 x 21W max LED Models: 57868 , 57869 , 57870 , 57871 *MFG Part Number*: 57868 , 57869 , 57870 , 57871 This INNOFIT SERIES 6” Commercial Downlight has been designed and engineered for retrofit or new construction installation. Green Creative 21W INNOFIT CDL 6" LED Downlight Retrofit, 120-277V | 2700 | 82 | 1400 | 66.6667 | 25000 | 21 | 1 | 87.87 | 87.87 | 103.2506 | 2020Q2 | https://www.lbclighting.com/led/recessed-led/grnc-57868.html | LBC Lighting | 2020 | Yes
LED Lighting | Downlight | Nora Lighting | True | Scene Controls, |  |  |  | Downlight Recessed No frame-in or housing required Easy installation for retrofit, remodel or new construction applications More Information Quartz Series series is an architectural and commercial grade LED high lumen downlight. Each luminaire includes two tunable switches; Tunable Wattage allows the end user to determine the lumen output & Tunable White allows for selectable kelvin temperature. Reflectors include two tension steel spring clips, which allow the luminaires to install without any frame-in or housing with easy installation. Features: Size: 4" Type: Open Reflector Lamping: LED Lumens / Wattage: Selectable Lumen(500lm / 6W, 750lm / 9W, 950lm / 12W and 1200lm / 15W) Voltage: 120-277V CRI: 90+ Beam Spread: 83º Wide Flood Color Temperature: Selectable CCT(3000K, 3500K and 4000K) Finish: Matte Powder White Dimming: Dimmable down to 10% with 0-10V dimmer No frame-in or housing required Easy installation for retrofit, remodel or new construction applications *MFG Part Number*: NQZ-41TWTW-MPW Quartz Series series is an architectural and commercial grade LED high lumen downlight. Each luminaire includes two tunable switches; Tunable Wattage allows the end user to determine the lumen output & Tunable White allows for selectable kelvin temperature. Reflectors include two tension steel spring clips, which allow the luminaires to install without any frame-in or housing with easy installation. Nora NQZ-41TWTW-MPW 4" Quartz Downlight Tunable Wattage, Tunable White | 4000 | 95 | 1278 | 88.1379 | 54000 | 14.5 | 1 | 80 | 80 | 94.0031 | 2020Q2 | https://www.lbclighting.com/led/recessed-led/nora-nqz-41twtw-mpw.html | LBC Lighting | 2020 | Yes
LED Lighting | Downlight | Nora Lighting | True | Scene Controls, |  |  |  | Downlight Recessed No frame-in or housing required Easy installation for retrofit, remodel or new construction applications More Information Quartz Series series is an architectural and commercial grade LED high lumen downlight. Each luminaire includes two tunable switches; Tunable Wattage allows the end user to determine the lumen output & Tunable White allows for selectable kelvin temperature. Reflectors include two tension steel spring clips, which allow the luminaires to install without any frame-in or housing with easy installation. Features: Size: 6" Type: Open Reflector Lamping: LED Lumens / Wattage: Selectable Lumen(900lm / 10W, 1300lm / 16W, 1700lm / 21W and 2100lm / 26W) Voltage: 120-277V CRI: 90+ Beam Spread: 91º Wide Flood Color Temperature: Selectable CCT(3000K, 3500K and 4000K) Finish: Matte Powder White Dimming: Dimmable down to 10% with 0-10V dimmer No frame-in or housing required Easy installation for retrofit, remodel or new construction applications *MFG Part Number*: NQZ-61TWTW-MPW Quartz Series series is an architectural and commercial grade LED high lumen downlight. Each luminaire includes two tunable switches; Tunable Wattage allows the end user to determine the lumen output & Tunable White allows for selectable kelvin temperature. Reflectors include two tension steel spring clips, which allow the luminaires to install without any frame-in or housing with easy installation. Nora NQZ-61TWTW-MPW 6" Quartz Downlight Tunable Wattage, Tunable White | 4000 | 94 | 2344 | 95.2846 | 54000 | 24.6 | 1 | 98 | 98 | 115.1538 | 2020Q2 | https://www.lbclighting.com/led/recessed-led/nora-nqz-61twtw-mpw.html | LBC Lighting | 2020 | Yes
LED Lighting | Downlight | Nora Lighting | True | Scene Controls, |  |  |  | Downlight Recessed No frame-in or housing required Easy installation for retrofit, remodel or new construction applications More Information Quartz Series series is an architectural and commercial grade LED high lumen downlight. Each luminaire includes two tunable switches; Tunable Wattage allows the end user to determine the lumen output & Tunable White allows for selectable kelvin temperature. Reflectors include two tension steel spring clips, which allow the luminaires to install without any frame-in or housing with easy installation. Features: Size: 8" Type: Open Reflector Lamping: LED Lumens / Wattage: Selectable Lumen(1700lm / 21W, 2100lm / 25W, 2500lm / 30W and 2900lm / 34W) Voltage: 120-277V CRI: 90+ Beam Spread: 89º Wide Flood Color Temperature: Selectable CCT(3000K, 3500K and 4000K) Finish: Matte Powder White Dimming: Dimmable down to 10% with 0-10V dimmer No frame-in or housing required Easy installation for retrofit, remodel or new construction applications *MFG Part Number*: NQZ-81TWTW-MPW Quartz Series series is an architectural and commercial grade LED high lumen downlight. Each luminaire includes two tunable switches; Tunable Wattage allows the end user to determine the lumen output & Tunable White allows for selectable kelvin temperature. Reflectors include two tension steel spring clips, which allow the luminaires to install without any frame-in or housing with easy installation. Nora NQZ-81TWTW-MPW 8" Quartz Downlight Tunable Wattage, Tunable White | 4000 | 95 | 3192 | 93.0612 | 54000 | 34.3 | 1 | 115 | 115 | 135.1294 | 2020Q2 | https://www.lbclighting.com/led/recessed-led/nora-nqz-81twtw-mpw.html | LBC Lighting | 2020 | Yes
LED Lighting | Reflector | Kuzco Lighting | True |  | Reflector (Flood/Spot) | MR16 | GU5.3 | Damp Location Rated,Recessed Fixtures ELV Dimmer (Not Included) 50,000 hour rated life 2 x 5W LED (Included) More Information Modern LED fixed track fixture with two die cast aluminum heads and frosted glass diffusers. Each head rotates horizontally 360 degrees and pivots vertically 90 degrees allowing the lights to be directed to any desired angle. Features: Finish: Brushed Nickel, Black, Bronze Material: Aluminum, Frosted Glass Voltage: 120V Color Temperature: 3000K LED Lumens: 800 Delivered Lumens: 493 CRI: >90 Dimmer Range: 100%-10% ELV Dimmer (Not Included) Canopy: 4-3/4"D x 3/4"H 50,000 hour rated life Lamping: 2 x 5W LED (Included) Models: TR10015-BN , TR10015-BK , TR10015-BZ *MFG Part Number*: TR10015-BN , TR10015-BZ , TR10015-BK Modern LED fixed track fixture with two die cast aluminum heads and frosted glass diffusers. Kuzco TR10015 Lyra 2-lt LED Track Light | 3000 | 93 | 500 | 100 | 25000 | 5 | 1 | 121.8 | 121.8 | 143.1197 | 2020Q2 | https://www.lbclighting.com/led/track-led/kuz-tr10015.html | LBC Lighting | 2020 | No
LED Lighting | Reflector | Kuzco Lighting | True |  | Reflector (Flood/Spot) | MR16 | GU5.3 | Damp Location Rated,Recessed Fixtures ELV Dimmer (Not Included) 50,000 hour rated life 3 x 5W LED (Included) More Information Modern LED fixed track fixture with three die cast aluminum heads and frosted glass diffusers. Each head rotates horizontally 360 degrees and pivots vertically 90 degrees allowing the lights to be directed to any desired angle. Features: Finish: Brushed Nickel, Black, Bronze Material: Aluminum, Frosted Glass Voltage: 120V Color Temperature: 3000K LED Lumens: 1200 Delivered Lumens: 698 CRI: >90 Dimmer Range: 100%-10% ELV Dimmer (Not Included) Canopy: 4-3/4"D x 3/4"H 50,000 hour rated life Lamping: 3 x 5W LED (Included) Models: TR10022-BN , TR10022-BK , TR10022-BZ *MFG Part Number*: TR10022-BN , TR10022-BZ , TR10022-BK Modern LED fixed track fixture with three die cast aluminum heads and frosted glass diffusers. Kuzco TR10022 Lyra 3-lt LED Track Light | 2700 | 93 | 500 | 76.9231 | 25000 | 6.5 | 1 | 165.9 | 165.9 | 194.9389 | 2020Q2 | https://www.lbclighting.com/led/track-led/kuz-tr10022.html | LBC Lighting | 2020 | No
LED Lighting | Reflector | Kuzco Lighting | True |  | Reflector (Flood/Spot) | MR16 | GU5.3 | Damp Location Rated,Recessed Fixtures ELV Dimmer (Not Included) 50,000 hour rated life 4 x 5W LED (Included) More Information Modern LED fixed track fixture with four die cast aluminum heads and frosted glass diffusers. Each head rotates horizontally 360 degrees and pivots vertically 90 degrees allowing the lights to be directed to any desired angle. Features: Finish: Brushed Nickel, Black, Bronze Material: Aluminum, Frosted Glass Voltage: 120V Color Temperature: 3000K LED Lumens: 1600 Delivered Lumens: 932 CRI: >90 Dimmer Range: 100%-10% ELV Dimmer (Not Included) Canopy: 4-3/4"D x 3/4"H 50,000 hour rated life Lamping: 4 x 5W LED (Included) Models: TR10031-BN , TR10031-BK , TR10031-BZ *MFG Part Number*: TR10031-BN , TR10031-BK , TR10031-BZ Modern LED fixed track fixture with four die cast aluminum heads and frosted glass diffusers. Kuzco TR10031 Lyra 4-lt LED Track Light | 2700 | 92 | 560 | 74.6667 | 25000 | 7.5 | 1 | 193.2 | 193.2 | 227.0175 | 2020Q2 | https://www.lbclighting.com/led/track-led/kuz-tr10031.html | LBC Lighting | 2020 | No
LED Lighting | Reflector | Kuzco Lighting | True |  | Reflector (Flood/Spot) | MR16 | GU5.3 | Damp Location Rated,Recessed Fixtures ELV Dimmer (Not Included) 50,000 hour rated life 5 Lights, 27.5W Total LED (Included) More Information Modern LED fixed track fixture with five die cast aluminum heads and frosted glass diffusers. Each head rotates horizontally 360 degrees and pivots vertically 90 degrees allowing the lights to be directed to any desired angle. Features: Finish: Brushed Nickel, Black, Bronze Material: Aluminum, Frosted Glass Voltage: 120V Color Temperature: 3000K LED Lumens: 2000 Delivered Lumens: Up to 1140 CRI: >90 Dimmer Range: 100%-10% ELV Dimmer (Not Included) Canopy: 4-7/8"D x 3/4"H 50,000 hour rated life Lamping: 5 Lights, 27.5W Total LED (Included) Models: TR10036-BN , TR10036-BK , TR10036-BZ *MFG Part Number*: TR10036-BN , TR10036-BK , TR10036-BZ Modern LED fixed track fixture with five die cast aluminum heads and frosted glass diffusers. Kuzco TR10036 Lyra 5-lt LED Track Light | 4000 | 94 | 560 | 74.6667 | 25000 | 7.5 | 1 | 231 | 231 | 271.4339 | 2020Q2 | https://www.lbclighting.com/led/track-led/kuz-tr10036.html | LBC Lighting | 2020 | No
LED Lighting | Decorative | Satco | True |  | Decorative | CA10 | E12 (Candelabra) | Damp Location Rated,Recessed Fixtures HomeLamps, Bulbs, BallastsBulbs - LEDLED - DecorativeLamps - Bent Tip LED Lamp, 4 Watt, 350 Lumen, 2700K, CA11, Clear, Candelabra Base, 120 Volt Satco S29923 LED Lamp, 4 Watt, 350 Lumen, 2700K, CA11, Clear, Candelabra, 120V | 2700 | 83 | 350 | 87.5 | 15000 | 4 | 1 | 6.46 | 6.46 | 7.5907 | 2020Q2 | https://www.platt.com/platt-electric-supply/LED-Decorative-Lamps-Bent-Tip/Satco/S29923/product.aspx?zpid=1172642 | Platt | 2020 | Yes
LED Lighting | Decorative | Satco | True |  | Decorative | CA10 | E12 (Candelabra) | Damp Location Rated,Recessed Fixtures HomeLamps, Bulbs, BallastsBulbs - LEDLED - DecorativeLamps - Bent Tip LED Lamp, 4 Watt, 4000K, 350 Lumen, CA11, Clear, Candelabra Base, 120 Volt, Dimmable Satco S8840 LED Lamp, 4 Watt, 4000K, 350 Lumen, CA11, Clear, 120 Volt | 4000 | 86 | 350 | 87.5 | 15000 | 4 | 1 | 6.46 | 6.46 | 7.5907 | 2020Q2 | https://www.platt.com/platt-electric-supply/LED-Decorative-Lamps-Bent-Tip/Satco/S8840/product.aspx?zpid=1418784 | Platt | 2020 | Yes
LED Lighting | Decorative | Satco | True |  | Decorative | CA10 | E26 (Medium) | Damp Location Rated HomeLamps, Bulbs, BallastsBulbs - LEDLED - DecorativeLamps - Bent Tip SATCO S9573 4.5W EFC/LED/27K/ Satco S9573 SATCO S9573 - 4.5 watt CA11 LED; Clear; Medium base; 2700K; 450 lumens; 120 volts | 2700 | 82 | 450 | 100 | 15000 | 4.5 | 1 | 6.71 | 6.71 | 7.8845 | 2020Q2 | https://www.platt.com/platt-electric-supply/LED-Decorative-Lamps-Bent-Tip/Satco/S9573/product.aspx?zpid=134728 | Platt | 2020 | Yes
LED Lighting | Decorative | Satco | True |  | Decorative | B10 | E12 (Candelabra) | Damp Location Rated,Recessed Fixtures HomeLamps, Bulbs, BallastsBulbs - LEDLED - DecorativeLamps - Blunt Tip LED Lamp, 4 Watt, 350 Lumen, 3000K, C11, Clear, Candelabra Base, 120 Volt Satco S29890 LED Lamp, 4 Watt, 350 Lumen, 3000K, C11, Clear, Candelabra, 120V | 3000 | 85 | 350 | 87.5 | 15000 | 4 | 1 | 6.1 | 6.1 | 7.1677 | 2020Q2 | https://www.platt.com/platt-electric-supply/LED-Decorative-Lamps-Blunt-Tip/Satco/S29890/product.aspx?zpid=1419573 | Platt | 2020 | Yes
LED Lighting | Decorative | Satco | True |  | Decorative | B10 | E12 (Candelabra) | Damp Location Rated,Recessed Fixtures HomeLamps, Bulbs, BallastsBulbs - LEDLED - DecorativeLamps - Blunt Tip SAT S29922 4W CTC/LED/27K/CL 4 Watt C11 LED; Clear; Candelabra Base; 2700K; 350 LUMENS; 120V Satco S29922 4 Watt C11 LED; Clear; Candelabra Base; 2700K; 350 LUMEN; 120V | 2700 | 83 | 350 | 87.5 | 15000 | 4 | 1 | 9.63 | 9.63 | 11.3156 | 2020Q2 | https://www.platt.com/platt-electric-supply/LED-Decorative-Lamps-Blunt-Tip/Satco/S29922/product.aspx?zpid=1206138 | Platt | 2020 | Yes
LED Lighting | Decorative | Satco | True |  | Decorative | B10 | E26 (Medium) | Damp Location Rated HomeLamps, Bulbs, BallastsBulbs - LEDLED - DecorativeLamps - Blunt Tip SATCO S8951 Satco S8951 SATCO S8951 4.5 watt; B11 LED; 2700K; Candelabra base; 120 volts | 2700 | 82 | 300 | 66.6667 | 25000 | 4.5 | 1 | 7.92 | 7.92 | 9.3063 | 2020Q2 | https://www.platt.com/platt-electric-supply/LED-Decorative-Lamps-Blunt-Tip/Satco/S8951/product.aspx?zpid=212162 | Platt | 2020 | Yes
LED Lighting | Decorative | Satco | True |  | Decorative | B10 | E12 (Candelabra) | Damp Location Rated HomeLamps, Bulbs, BallastsBulbs - LEDLED - DecorativeLamps - Blunt Tip SATCO S8952 Satco S8952 SATCO S8952- 4.5 Watt; B11; 3000K; Candelabra Base; 120 Volts | 3000 | 83 | 300 | 66.6667 | 25000 | 4.5 | 1 | 7.92 | 7.92 | 9.3063 | 2020Q2 | https://www.platt.com/platt-electric-supply/LED-Decorative-Lamps-Blunt-Tip/Satco/S8952/product.aspx?zpid=70992 | Platt | 2020 | Yes
LED Lighting | Decorative | Satco | True |  | Decorative | B10 | E26 (Medium) | Damp Location Rated HomeLamps, Bulbs, BallastsBulbs - LEDLED - DecorativeLamps - Blunt Tip SATCO S8953 Satco S8953 SATCO S8953 4.5 Watt; B11; 3000K; Medium Base; 120 Volts | 3000 | 83 | 300 | 66.6667 | 25000 | 4.5 | 1 | 7.92 | 7.92 | 9.3063 | 2020Q2 | https://www.platt.com/platt-electric-supply/LED-Decorative-Lamps-Blunt-Tip/Satco/S8953/product.aspx?zpid=63860 | Platt | 2020 | Yes
LED Lighting | Decorative | Satco | True |  | Decorative | B10 | E26 (Medium) | Damp Location Rated,Recessed Fixtures HomeLamps, Bulbs, BallastsBulbs - LEDLED - DecorativeLamps - Blunt Tip SATCO S9567 2.5W ETC/LED/27K/ Satco S9567 SATCO S9567 - 2.5 watt C11 LED; Clear; Medium base; 2700K; 250 lumens; 120 volts | 2700 | 82 | 250 | 100 | 25000 | 2.5 | 1 | 6.1 | 6.1 | 7.1677 | 2020Q2 | https://www.platt.com/platt-electric-supply/LED-Decorative-Lamps-Blunt-Tip/Satco/S9567/product.aspx?zpid=152002 | Platt | 2020 | Yes
LED Lighting | Decorative | Satco | True |  | Decorative | B10 | E26 (Medium) | Damp Location Rated HomeLamps, Bulbs, BallastsBulbs - LEDLED - DecorativeLamps - Blunt Tip SATCO S9569 4.5W ETC/LED/27K/ Satco S9569 SATCO S9569 4.5 watt C11 LED; Clear; Medium base; 2700K; 450 lumens; 120 volts | 2700 | 82 | 450 | 100 | 20000 | 4.5 | 1 | 7.19 | 7.19 | 8.4485 | 2020Q2 | https://www.platt.com/platt-electric-supply/LED-Decorative-Lamps-Blunt-Tip/Satco/S9569/product.aspx?zpid=257453 | Platt | 2020 | Yes
LED Lighting | Decorative | Satco | True |  | Decorative | B10 | E12 (Candelabra) | Damp Location Rated,Recessed Fixtures HomeLamps, Bulbs, BallastsBulbs - LEDLED - DecorativeLamps - Blunt Tip STACO S9570 4.5W/CTC/LED/27K Satco S9570 SATCO S9570 4.5 watt C11 LED; Clear; Candelabra base; 2700K; 450 lumens; 120 volts | 2700 | 82 | 470 | 104.4444 | 20000 | 4.5 | 1 | 7.92 | 7.92 | 9.3063 | 2020Q2 | https://www.platt.com/platt-electric-supply/LED-Decorative-Lamps-Blunt-Tip/Satco/S9570/product.aspx?zpid=192786 | Platt | 2020 | Yes
LED Lighting | Decorative | Satco | True |  | Decorative | B10 | E12 (Candelabra) | Damp Location Rated,Recessed Fixtures HomeLamps, Bulbs, BallastsBulbs - LEDLED - DecorativeLamps - Blunt Tip LED Lamp, 5.5 Watt, 500 Lumen, B11, Clear, 3000K, 80 CRI, Candelabra Base, 120 Volt, Dimmable Satco S9961 LED Lamp, 5.5 Watt, 500 Lumen, B11, Clear, 3000K, 120V | 3000 | 82 | 500 | 90.9091 | 15000 | 5.5 | 1 | 9.63 | 9.63 | 11.3156 | 2020Q2 | https://www.platt.com/platt-electric-supply/LED-Decorative-Lamps-Blunt-Tip/Satco/S9961/product.aspx?zpid=1276231 | Platt | 2020 | Yes
LED Lighting | Decorative | Satco | True |  | Decorative | CA10 | E12 (Candelabra) | Damp Location Rated,Recessed Fixtures HomeLamps, Bulbs, BallastsBulbs - LEDLED - DecorativeLamps - Blunt Tip SATCO S9962 5.5W 27K CAND 60W Satco S9962 5.5 watt CA11 LED; Clear; Candelabra base; 2700K; 500 lumens; 120 volts | 2700 | 82 | 500 | 90.9091 | 15000 | 5.5 | 1 | 7.92 | 7.92 | 9.3063 | 2020Q2 | https://www.platt.com/platt-electric-supply/LED-Decorative-Lamps-Blunt-Tip/Satco/S9962/product.aspx?zpid=1127034 | Platt | 2020 | Yes
LED Lighting | Decorative | Satco | True |  | Decorative | B10 | E26 (Medium) | Damp Location Rated,Recessed Fixtures HomeLamps, Bulbs, BallastsBulbs - LEDLED - DecorativeLamps - Blunt Tip 5.5W ETC/LED/27K/CL/120V Satco S9964 5.5W ETC/LED/27K/CL/120V | 2700 | 83 | 500 | 90.9091 | 15000 | 5.5 | 1 | 7.19 | 7.19 | 8.4485 | 2020Q2 | https://www.platt.com/platt-electric-supply/LED-Decorative-Lamps-Blunt-Tip/Satco/S9964/product.aspx?zpid=1419102 | Platt | 2020 | Yes
LED Lighting | Decorative | TCP | True |  | Other | B11 | E12 (Candelabra) | Damp Location Rated,Filament Style HomeLamps, Bulbs, BallastsBulbs - LEDLED - DecorativeLamps - Blunt Tip LED Filament Deco Lamp, 4.5 Watts, Lumens: 350 (25W Equiv.), Bulb: B11, Color Temperature: 2700K, CRI: 90, Base: E12, Dimmable ***Title 20/24 Compliant*** CQ (CALIFORNIA QUALIFIED) TCP FB11D4027ECCQ LED Filament Lamp, 4.5W, 350L, E12 | 2700 | 93 | 350 | 77.7778 | 15000 | 4.5 | 1 | 6.58 | 6.58 | 7.7318 | 2020Q2 | https://www.platt.com/platt-electric-supply/LED-Decorative-Lamps-Blunt-Tip/TCP/FB11D4027ECCQ/product.aspx?zpid=1446636 | Platt | 2020 | Yes
LED Lighting | Decorative | TCP | True |  | Globe | G25 | E26 (Medium) | Damp Location Rated,Filament Style HomeLamps, Bulbs, BallastsBulbs - LEDLED - DecorativeLamps - Blunt Tip LED G25 Filament Lamp, 4.5 Watts, Lumens: 350, Color Temperature: 2700K, CRI: 90, Base: E26, Dimmable ***Title 20 Compliant*** TCP FG25D4027FCQ LED G25 Filament Lamp, 4.5W, 350L, E26 | 2700 | 92 | 350 | 77.7778 | 15000 | 4.5 | 1 | 4.53 | 4.53 | 5.3229 | 2020Q2 | https://www.platt.com/platt-electric-supply/LED-Decorative-Lamps-Blunt-Tip/TCP/FG25D4027FCQ/product.aspx?zpid=1446638 | Platt | 2020 | Yes
LED Lighting | Decorative | TCP | True |  | Other | B11 | E12 (Candelabra) | Damp Location Rated HomeLamps, Bulbs, BallastsBulbs - LEDLED - DecorativeLamps - Blunt Tip LED EliteÖ Decorative 5W Dimmable Candelabra Blunt Tip B11 2700K TCP LED5E12B1127K LED 5W B11 E12 DIM 2700K | 2700 | 83 | 350 | 70 | 25000 | 5 | 1 | 7.36 | 7.36 | 8.6483 | 2020Q2 | https://www.platt.com/platt-electric-supply/LED-Decorative-Lamps-Blunt-Tip/TCP/LED5E12B1127K/product.aspx?zpid=66235 | Platt | 2020 | Yes
LED Lighting | Decorative | TCP | True |  | Other | B11 | E12 (Candelabra) | Damp Location Rated HomeLamps, Bulbs, BallastsBulbs - LEDLED - DecorativeLamps - Blunt Tip TCP LED5E12B1127KBR LED 5W B1 TCP LED5E12B1127KBR TCP LED5E12B1127KBR | 2700 | 83 | 350 | 70 | 25000 | 5 | 1 | 7.36 | 7.36 | 8.6483 | 2020Q2 | https://www.platt.com/platt-electric-supply/LED-Decorative-Lamps-Blunt-Tip/TCP/LED5E12B1127KBR/product.aspx?zpid=282477 | Platt | 2020 | Yes
LED Lighting | Decorative | TCP | True |  | Other | B11 | E12 (Candelabra) | Damp Location Rated HomeLamps, Bulbs, BallastsBulbs - LEDLED - DecorativeLamps - Blunt Tip TCP LED5E12B1127KS LED 5W B11 TCP LED5E12B1127KS TCP LED5E12B1127KS 5W CANDALABRA SI | 2700 | 83 | 350 | 70 | 25000 | 5 | 1 | 7.36 | 7.36 | 8.6483 | 2020Q2 | https://www.platt.com/platt-electric-supply/LED-Decorative-Lamps-Blunt-Tip/TCP/LED5E12B1127KS/product.aspx?zpid=282434 | Platt | 2020 | Yes
LED Lighting | Decorative | TCP | True |  | Other | B11 | E12 (Candelabra) | Damp Location Rated HomeLamps, Bulbs, BallastsBulbs - LEDLED - DecorativeLamps - Blunt Tip Dimmable LED Lamp, 5W, 120V, Bulb: B11, Base: Candelabra Screw (E12), Lumens: 300, CRI: 82, Color Temperature: 3000K, Rated Average Life: 25,000 Hrs. Finish: Clear. 40W Equivalent. TCP LED5E12B1130K 5W Dimmable Candle LED | 3000 | 83 | 350 | 70 | 25000 | 5 | 1 | 7.36 | 7.36 | 8.6483 | 2020Q2 | https://www.platt.com/platt-electric-supply/LED-Decorative-Lamps-Blunt-Tip/TCP/LED5E12B1130K/product.aspx?zpid=66866 | Platt | 2020 | Yes
LED Lighting | Decorative | TCP | True |  | Other | B11 | E26 (Medium) | Damp Location Rated HomeLamps, Bulbs, BallastsBulbs - LEDLED - DecorativeLamps - Blunt Tip LED Lamp, Dimmable, 5 Watt, 120 Volt, Bulb: B11 (Blunt Tip), Base: Medium Screw (E26), Lumens: 300, CRI: 82, Color Temperature: 2700K TCP LED5E26B1127K LED Lamp, Dimmable, B11, 5W, 120V, Medium Base | 2700 | 83 | 350 | 70 | 25000 | 5 | 1 | 7.36 | 7.36 | 8.6483 | 2020Q2 | https://www.platt.com/platt-electric-supply/LED-Decorative-Lamps-Blunt-Tip/TCP/LED5E26B1127K/product.aspx?zpid=77473 | Platt | 2020 | Yes
LED Lighting | Decorative | TCP | True |  | Other | B11 | E26 (Medium) | Damp Location Rated,Filament Style HomeLamps, Bulbs, BallastsBulbs - LEDLED - DecorativeLamps - Blunt Tip LED Dimmable Filament Lamp, 3.5 Watt, Amber E12, 120 Volt, 300 Lumens, 80 CRI, 2700K, Diameter: 1.4", Clear Glass TCP LFB11C4027KDCQ LED Dimmable Filament Lamp, Clear Glass | 2700 | 93 | 350 | 77.7778 | 15000 | 4.5 | 1 | 8.05 | 8.05 | 9.4591 | 2020Q2 | https://www.platt.com/platt-electric-supply/LED-Decorative-Lamps-Blunt-Tip/TCP/LFB11C4027KDCQ/product.aspx?zpid=282439 | Platt | 2020 | Yes
LED Lighting | Decorative | Satco | True |  | Decorative | CA10 | E26 (Medium) | Damp Location Rated,Recessed Fixtures HomeLamps, Bulbs, BallastsBulbs - LEDLED - DecorativeLamps - Flame Tip 5.5 watt CA11 LED; Flame tip shape; Clear; Medium base; 2700K; 500 lumens; 120 volts Satco S9965 5.5 watt CA11 LED; Flame tip shape; Clear; Medium base; 2700K; 500 lumens; 120 volts | 2700 | 83 | 500 | 90.9091 | 15000 | 5.5 | 1 | 7.92 | 7.92 | 9.3063 | 2020Q2 | https://www.platt.com/platt-electric-supply/LED-Decorative-Lamps-Flame-Tip/Satco/S9965/product.aspx?zpid=1202553 | Platt | 2020 | Yes
LED Lighting | Decorative | TCP | True |  | Other | B11 | E12 (Candelabra) | Damp Location Rated HomeLamps, Bulbs, BallastsBulbs - LEDLED - DecorativeLamps - Flame Tip LED Elite Decorative 5W Dimmable Candelabra Flame Tip F11 2700K TCP LED5E12F1127K LED 5W F11 DIM 2700K E12 | 2700 | 83 | 350 | 70 | 25000 | 5 | 1 | 7.36 | 7.36 | 8.6483 | 2020Q2 | https://www.platt.com/platt-electric-supply/LED-Decorative-Lamps-Flame-Tip/TCP/LED5E12F1127K/product.aspx?zpid=133331 | Platt | 2020 | Yes
LED Lighting | Decorative | TCP | True |  | Other | B11 | E26 (Medium) | Damp Location Rated HomeLamps, Bulbs, BallastsBulbs - LEDLED - DecorativeLamps - Flame Tip Dimmable LED Lamp, 5W, 120V, Bulb: F11, Base: Medium Screw (E26), Lumens: 300, CRI: 60, Color Temperature: 2700K, Rated Average Life: 25,000 Hrs. 40W Equivalent. TCP LED5E26F1127K Dimmable 5W Deco Lamps | 2700 | 83 | 350 | 70 | 25000 | 5 | 1 | 7.36 | 7.36 | 8.6483 | 2020Q2 | https://www.platt.com/platt-electric-supply/LED-Decorative-Lamps-Flame-Tip/TCP/LED5E26F1127K/product.aspx?zpid=92444 | Platt | 2020 | Yes
LED Lighting | Decorative | Satco | True |  | Globe | G25 | E26 (Medium) | Damp Location Rated,Recessed Fixtures HomeLamps, Bulbs, BallastsBulbs - LEDLED - DecorativeLamps - Globe LED Lamp, 4.5 Watt, 4000K, 4530 Lumen, G25, Clear, Medium Base, 120 Volt, Dimmable Satco S8849 LED Lamp, 4.5 Watt, 4000K, 450 Lumen, G25, Clear, 120 Volt | 2700 | 82 | 450 | 100 | 20000 | 4.5 | 1 | 7.92 | 7.92 | 9.3063 | 2020Q2 | https://www.platt.com/platt-electric-supply/LED-Decorative-Lamps-Globe/Satco/S8849/product.aspx?zpid=1418789 | Platt | 2020 | Yes
LED Lighting | Decorative | Satco | True |  | Globe | G25 | E26 (Medium) | Damp Location Rated HomeLamps, Bulbs, BallastsBulbs - LEDLED - DecorativeLamps - Globe SAT 6G25/27K/E26 120V 6W G25 STANDARD LED 2700K Satco S9200 SATCO S9200 6 watt; G25 Globe LED; 2700K; Medium base; 120 volts | 2700 | 81 | 450 | 75 | 25000 | 6 | 1 | 8.54 | 8.54 | 10.0348 | 2020Q2 | https://www.platt.com/platt-electric-supply/LED-Decorative-Lamps-Globe/Satco/S9200/product.aspx?zpid=151554 | Platt | 2020 | Yes
LED Lighting | Decorative | Satco | True |  | Globe | G25 | E26 (Medium) | Damp Location Rated HomeLamps, Bulbs, BallastsBulbs - LEDLED - DecorativeLamps - Globe SAT S9827 Satco S9827 4.5 watt G25 LED; Soft white finish; Medium base; 2700K; 430 lumens; 120 volts | 2700 | 81 | 420 | 93.3333 | 15000 | 4.5 | 1 | 8.54 | 8.54 | 10.0348 | 2020Q2 | https://www.platt.com/platt-electric-supply/LED-Decorative-Lamps-Globe/Satco/S9827/product.aspx?zpid=231984 | Platt | 2020 | Yes
LED Lighting | Decorative | TCP | True |  | Globe | G16.5 | E12 (Candelabra) | Filament Style,Damp Location Rated HomeLamps, Bulbs, BallastsBulbs - LEDLED - DecorativeLamps - Globe LED Lamp: Filament Style; Wattage: 4.5, Voltage: 120, Shape: G16 (Globe); Lumens: 350, Color Temperature: 2700K, CRI: 90CRI, Base: E12 Candelabra. CQ (CALIFORNIA QUALIFIED) T20/24. TCP FG16D4027EFCQ LED Filament Globe | 2700 | 92 | 360 | 80 | 15000 | 4.5 | 1 | 4.21 | 4.21 | 4.9469 | 2020Q2 | https://www.platt.com/platt-electric-supply/LED-Decorative-Lamps-Globe/TCP/FG16D4027EFCQ/product.aspx?zpid=1446637 | Platt | 2020 | Yes
LED Lighting | Decorative | TCP | True |  | Globe | G25 | E26 (Medium) | Damp Location Rated,Filament Style HomeLamps, Bulbs, BallastsBulbs - LEDLED - DecorativeLamps - Globe LED G25 Deco Globe, 120W, 500 Lumens, CRI 80, 2700K, Dimmable, White TCP FG25D6027EW LED G25 Deco Globe | 2700 | 81 | 500 | 111.1111 | 15000 | 4.5 | 1 | 7.42 | 7.42 | 8.7188 | 2020Q2 | https://www.platt.com/platt-electric-supply/LED-Decorative-Lamps-Globe/TCP/FG25D6027EW/product.aspx?zpid=1275259 | Platt | 2020 | Yes
LED Lighting | Decorative | TCP | True |  | Globe | G25 | E26 (Medium) | Damp Location Rated HomeLamps, Bulbs, BallastsBulbs - LEDLED - DecorativeLamps - Globe TCP L6G25D2527KF 6W G25 DIM 2 TCP L6G25D2527KF LED 6W G25 DIM 2700K E26 FROST | 2700 | 81 | 525 | 87.5 | 25000 | 6 | 1 | 9.04 | 9.04 | 10.6223 | 2020Q2 | https://www.platt.com/platt-electric-supply/LED-Decorative-Lamps-Globe/TCP/L6G25D2527KF/product.aspx?zpid=445782 | Platt | 2020 | Yes
LED Lighting | Decorative | TCP | True |  | Globe | G25 | E26 (Medium) | Damp Location Rated HomeLamps, Bulbs, BallastsBulbs - LEDLED - DecorativeLamps - Globe Dimmable LED Lamp, 6W, 120V, Bulb: G25 (Globe), Base: Medium Screw (E26), Lumens: 550, CRI: 80, Color Temperature: 3000K, Lamp Finish: Frosted, Standard Case Qty: 12 TCP L6G25D2530KF Dimmable LED Lamp, G25, 6W, 120V | 3000 | 83 | 525 | 87.5 | 25000 | 6 | 1 | 9.04 | 9.04 | 10.6223 | 2020Q2 | https://www.platt.com/platt-electric-supply/LED-Decorative-Lamps-Globe/TCP/L6G25D2530KF/product.aspx?zpid=445783 | Platt | 2020 | Yes
LED Lighting | Decorative | TCP | True |  | Globe | G16.5 | E12 (Candelabra) | Damp Location Rated,Not for Use in Recessed Fixtures HomeLamps, Bulbs, BallastsBulbs - LEDLED - DecorativeLamps - Globe LED Elite Decorative 4W Dimmable Candelabra Globe G16 2700K TCP LED4E12G1627K LED 4W G16 DIM 2700K E12 | 2700 | 82 | 280 | 70 | 25000 | 4 | 1 | 7.36 | 7.36 | 8.6483 | 2020Q2 | https://www.platt.com/platt-electric-supply/LED-Decorative-Lamps-Globe/TCP/LED4E12G1627K/product.aspx?zpid=76705 | Platt | 2020 | Yes
LED Lighting | Decorative | TCP | True |  | Globe | G16.5 | E12 (Candelabra) | Damp Location Rated,Not for Use in Recessed Fixtures HomeLamps, Bulbs, BallastsBulbs - LEDLED - DecorativeLamps - Globe TCP LED4E12G1627KF LED 4W E12 TCP LED4E12G1627KF TCP LED4E12G1627KF LED 4W E12 G16 C | 2700 | 81 | 280 | 70 | 25000 | 4 | 1 | 7.36 | 7.36 | 8.6483 | 2020Q2 | https://www.platt.com/platt-electric-supply/LED-Decorative-Lamps-Globe/TCP/LED4E12G1627KF/product.aspx?zpid=156202 | Platt | 2020 | Yes
LED Lighting | Decorative | TCP | True |  | Globe | G16.5 | E26 (Medium) | Damp Location Rated HomeLamps, Bulbs, BallastsBulbs - LEDLED - DecorativeLamps - Globe LED Lamp, Dimmable, 4 Watt, 120 Volt, Bulb: G16 (Globe), Base: Medium Screw (E26), Lumens: 200, CRI: 82, Color Temperature: 2700K, Lamp Finish: Clear TCP LED4E26G1627K LED Lamp, Dimmable, G16, 4W, 120V, Medium Base, Limited Quantities Available | 2700 | 83 | 280 | 80 | 25000 | 3.5 | 1 | 7.36 | 7.36 | 8.6483 | 2020Q2 | https://www.platt.com/platt-electric-supply/LED-Decorative-Lamps-Globe/TCP/LED4E26G1627K/product.aspx?zpid=130837 | Platt | 2020 | Yes
LED Lighting | Decorative | TCP | True |  | Globe | G25 | E26 (Medium) | Damp Location Rated HomeLamps, Bulbs, BallastsBulbs - LEDLED - DecorativeLamps - Globe LED Lamp, Dimmable, 5 Watt, 120 Volt, Bulb: G25 (Globe), Base: Medium Screw (E26), Lumens: 300, CRI: 82, Color Temperature: 2700K, Lamp Finish: Frosted TCP LED5G25D27KF LED Lamp, Dimmable, G25, 5W, 120V, Medium Base | 2700 | 83 | 350 | 87.5 | 25000 | 4 | 1 | 7.71 | 7.71 | 9.0595 | 2020Q2 | https://www.platt.com/platt-electric-supply/LED-Decorative-Lamps-Globe/TCP/LED5G25D27KF/product.aspx?zpid=108422 | Platt | 2020 | Yes
LED Lighting | Decorative | TCP | True |  | Globe | G25 | E26 (Medium) | Damp Location Rated,Not for Use in Recessed Fixtures,Filament Style HomeLamps, Bulbs, BallastsBulbs - LEDLED - DecorativeLamps - Globe LED Deco Filament Lamp, 4.5 Watt, 120 Volt, 350 Lumens, 2700K, E26 Screw Base TCP LFG254027KDCQ LED Deco Filament Lamp | 2700 | 93 | 350 | 77.7778 | 15000 | 4.5 | 1 | 8.26 | 8.26 | 9.7058 | 2020Q2 | https://www.platt.com/platt-electric-supply/LED-Decorative-Lamps-Globe/TCP/LFG254027KDCQ/product.aspx?zpid=1413417 | Platt | 2020 | Yes
LED Lighting | Decorative | Philips Lighting | True | Daylighting/Photocell, | Other | ST19 | E26 (Medium) | Damp Location Rated,Use With Timers,Use With Photo and/or Motion Sensors,Recessed Fixtures HomeLamps, Bulbs, BallastsBulbs - LEDLED - DecorativeLamps - Vintage Dimmable Filament LED Lamp, 5.5W, Bulb: ST19, Base: Medium (E26), Vs: 120, Lumens: 400, Color Temp.: 2000K, Rated Life: 15,000 Hrs, Finish: Clear-Amber. Philips # 46167-3 / Mdl.# 9290012102 Philips Lighting 5.5ST19/LEDFilament/822/CL-A/DIM 120V Dimmable Filament LED Lamp, 5.5W, ST19, Medium Base (E26), 120V, 2000K | 2200 | 81 | 400 | 66.6667 | 15000 | 6 | 1 | 13.55 | 13.55 | 15.9218 | 2020Q2 | https://www.platt.com/platt-electric-supply/LED-Decorative-Lamps-Vintage/Philips-Lighting/5-5ST19-LEDFilament-822-CL-A-DIM-120V/product.aspx?zpid=74755 | Platt | 2020 | Yes
LED Lighting | A-Type | Manufacturer: Satco | True |  | General Purpose Replacement | A19 | E26 (Medium) | Damp Location Rated,Recessed Fixtures Home > Energy Star Qualified Products > 10 Watt 800 Lumen Dimmable Enclosed Fixture Rated A19 LED Light Bulb 3500K ** Non-CEC Compliant - NOT Lawful for Sale in California ** Product Specifications - Quick Reference Input Voltage: Lumens: 120 Volt 800 Lumens Dimensions: Dimmable: 4-5/16" (MOL) x 2-3/8" (MOD) Yes LED Color: 3500K Bright White Life Time: 25,000 Hours Power Consumption: Luminous Efficacy: 9.8 Watts 81 lm/W CRI: Certifications: 80 CRI Energy Star, RoHS, cULus Satco's LED series of omni-directional LED A19 Lamps are here to replace your 40 watt and 60 watt incandescent light bulbs. Within this series, Satco is exhibiting their Solid State LED Lighting for these A shaped replacement lamps. This series of A19 LED lights bulbs are not only dimmable, but also are approved for totally enclosed fixtures. They have a long life of 25,000 hours and possess a 3 Year Limited Warranty. This series comes in either a 6 watt model or a 9.8 watt model and the following color temperatures: 2700K, 3000K, 3500K, 4000K and 5000K. This model is part number S29837, a replacement of S9837, which produces 800 lumens of a 3500K bright white color. This bulb consumes just 9.8 watts of 120 volt energy. This bulb is Energy Star certified, RoHS compliant, cULus - damp location rated, and enclosed fixture rated. This led light bulb is dimmable and has a CRI of 80, while producing zero UV or IR radiation. The innovative design of this A19 bulb features a smooth heat sink design to resemble traditional incandescent lamps. When you replace your 60A19 bulbs with these 9.8 watt A19 LED bulbs, your energy use decreases significantly while keeping the same look and feel of your old A19 bulbs. Click here for the complete Satco S29837 LED A19 Light Bulb Specification Sheet. Satco 10 Watt 800 Lumen Dimmable Enclosed Fixture Rated A19 LED Light Bulb 3500K | 3500 | 84 | 800 | 81.6327 | 25000 | 9.8 | 1 | 3.95 | 3.95 | 4.6414 | 2020Q2 | https://www.greenelectricalsupply.com/9-watt-enclosed-rated-led-a19-light-bulbs-3500k.aspx | Green Electrical Supply | 2020 | Yes
LED Lighting | A-Type | Manufacturer: Satco | True |  | General Purpose Replacement | A19 | E26 (Medium) | Damp Location Rated,Recessed Fixtures Home > Energy Star Qualified Products > 10 Watt 800 Lumen Dimmable Enclosed Fixture Rated A19 LED Light Bulb 4000K ** Non-CEC Compliant - NOT Lawful for Sale in California ** Product Specifications - Quick Reference Input Voltage: Lumens: 120 Volt 800 Lumens Dimensions: Dimmable: 4-5/16" (MOL) x 2-3/8" (MOD) Yes LED Color: 4000K Cool White Life Time: 25,000 Hours Power Consumption: Luminous Efficacy: 9.8 Watts 81 lm/W CRI: Certifications: 80 CRI Energy Star, RoHS, cULus Satco's LED series of omni-directional LED A19 Lamps are here to replace your 40 watt and 60 watt incandescent light bulbs. Within this series, Satco is exhibiting their Solid State LED Lighting for these A shaped replacement lamps. This series of A19 LED lights bulbs are not only dimmable, but also are approved for totally enclosed fixtures. They have a long life of 25,000 hours and possess a 3 Year Limited Warranty. This series comes in either a 6 watt model or a 9.8 watt model and the following color temperatures: 2700K, 3000K, 3500K, 4000K and 5000K. This model is part number S29838, a replacement of S9838, which produces 800 lumens of a 4000K cool white color. This bulb consumes just 9.8 watts of 120 volt energy. This bulb is Energy Star certified, RoHS compliant, cULus - damp location rated, and enclosed fixture rated. This led light bulb is dimmable and has a CRI of 80, while producing zero UV or IR radiation. The innovative design of this A19 bulb features a smooth heat sink design to resemble traditional incandescent lamps. When you replace your 60A19 bulbs with these 9.8 watt A19 LED bulbs, your energy use decreases significantly while keeping the same look and feel of your old A19 bulbs. Click here for the complete Satco S29838 LED A19 Light Bulb Specification Sheet. Satco 10 Watt 800 Lumen Dimmable Enclosed Fixture Rated A19 LED Light Bulb 4000K | 4000 | 86 | 800 | 81.6327 | 25000 | 9.8 | 1 | 3.95 | 3.95 | 4.6414 | 2020Q2 | https://www.greenelectricalsupply.com/9-watt-enclosed-rated-led-a19-light-bulbs-4000k.aspx | Green Electrical Supply | 2020 | Yes
LED Lighting | Decorative | TCP | True |  | Other | ST19 | E26 (Medium) | Damp Location Rated,Filament Style HomeLamps, Bulbs, BallastsBulbs - LEDLED - DecorativeLamps - Vintage LED Dimmable Filament Lamp: Watttage: 4.2W, Bulb: ST19, Lumens: 340LM, Color Temperature: 2700K, CRI: 90, E26 MEDIUM BASE. T-20/24 CQ (CALIFORNIA QUALIFIED). TCP FST19D4027CCQ LED Dimmable Filament Lamp | 2700 | 93 | 340 | 80.9524 | 15000 | 4.2 | 1 | 4.57 | 4.57 | 5.3699 | 2020Q2 | https://www.platt.com/platt-electric-supply/LED-Decorative-Lamps-Vintage/TCP/FST19D4027CCQ/product.aspx?zpid=1446639 | Platt | 2020 | Yes
LED Lighting | Downlight | American Lighting | [5 empty] | Downlight Recessed HomeLighting, Lighting ControlsIndoor Lighting - RecessedLED DownlightingLED Downlight LED Downlight, 6 Inch, 120 Volts AC, 12 Watt, Remote Driver and Junction Box, Round Trim, Color: White American Lighting BR6-30-RD LED Downlight, 6" Round, 12W, White | 3000 | 93 | 925 | 77.0833 | 35000 | 12 | 1 | 18.07 | 18.07 | 21.2329 | 2020Q2 | https://www.platt.com/platt-electric-supply/LED-Downlighting-Downlight/American-Lighting/BR6-30-RD/product.aspx?zpid=257027 | Platt | 2020 | Yes
LED Lighting | Downlight | American Lighting | True |  |  |  |  | Downlight Recessed HomeLighting, Lighting ControlsIndoor Lighting - RecessedLED DownlightingLED Downlight LED Down light: 2" remodel downlight that includes a remote driver housed in an attached junction box and spring loaded mounting clips for ease of installation. Voltage: 120V, Lumens: 400, Wattage: 5.5, CRI: 90+, Beam Angle: 42°, Dimming: 10-100% (TRIAC, CL, ELV), Rated Life: 35.000 Hrs., Energy Star; cETLus Listed; Type IC; Wet location. EPIQ DIRECT 2" Remodel Downlight. American Lighting E2-RE-30-WH LED 2" Remodel Downlight | 3000 | 94 | 400 | 72.7273 | 30000 | 5.5 | 1 | 39.85 | 39.85 | 46.8253 | 2020Q2 | https://www.platt.com/platt-electric-supply/LED-Downlighting-Downlight/American-Lighting/E2-RE-30-WH/product.aspx?zpid=452258 | Platt | 2020 | No
LED Lighting | Downlight | American Lighting | [5 empty] | Downlight Recessed HomeLighting, Lighting ControlsIndoor Lighting - RecessedLED DownlightingLED Downlight LED Remodel Downlight, 120 Volts AC, 750 Lumens, 90+ CRI, 3000K, 4", White American Lighting E4-RE-30-WH LED Remodel Downlight, 120V, 3000K, 4" | 3000 | 93 | 750 | 74.2574 | 30000 | 10.1 | 1 | 29.87 | 29.87 | 35.0984 | 2020Q2 | https://www.platt.com/platt-electric-supply/LED-Downlighting-Downlight/American-Lighting/E4-RE-30-WH/product.aspx?zpid=444544 | Platt | 2020 | Yes
LED Lighting | Downlight | American Lighting | [5 empty] | Downlight Recessed HomeLighting, Lighting ControlsIndoor Lighting - RecessedLED DownlightingLED Downlight LED Remodel Downlight, 120-277V, 4000K, 2000 Lumens, 23.8 Watts, 92 CRI, Alzak, 6" American Lighting EM6-40-AZ LED Remodel Downlight, 120-277V, Alzak, 6" | 4000 | 93 | 2000 | 84.0336 | 30000 | 23.8 | 1 | 74.91 | 74.91 | 88.0221 | 2020Q2 | https://www.platt.com/platt-electric-supply/LED-Downlighting-Downlight/American-Lighting/EM6-40-AZ/product.aspx?zpid=476954 | Platt | 2020 | Yes
LED Lighting | Downlight | Cree Lighting |  |  |  | LED Retrofit Kit | LED Retrofit Kit | Downlight Solid State Retrofit HomeLighting, Lighting ControlsIndoor Lighting - RecessedLED DownlightingLED Downlight Premium LED 4" Downlight, 575 Lumens, 2700K, 120V, E26 Screw Base, Single Pack, Replaces 55W Incandescent Cree Lighting C-DL4-A-575L-27K-B1 Premium LED 4" Downlight | 2700 | 91 | 575 | 75.6579 | 35000 | 7.6 | 1 | 8.4 | 8.4 | 9.8703 | 2020Q2 | https://www.platt.com/platt-electric-supply/LED-Downlighting-Downlight/Cree-Lighting/C-DL4-A-575L-27K-B1/product.aspx?zpid=1233052 | Platt | 2020 | Yes
LED Lighting | Downlight | Cree Lighting | True |  |  | LED Retrofit Kit | LED Retrofit Kit | Downlight Solid State Retrofit HomeLighting, Lighting ControlsIndoor Lighting - RecessedLED DownlightingLED Downlight LED 4 Inch Downlight, 7.6 Watt, 575 Lumen, 3000K, 90 CRI, 120 Volt, Dimmable, Adapter with Separate E26 Medium Base Connector Cree Lighting C-DL4-A-575L-30K-B1 LED 4" Downlight, 7.6 Watt, 575 Lumen, 3000K, 120V | 3000 | 92 | 575 | 75.6579 | 35000 | 7.6 | 1 | 8.4 | 8.4 | 9.8703 | 2020Q2 | https://www.platt.com/platt-electric-supply/LED-Downlighting-Downlight/Cree-Lighting/C-DL4-A-575L-30K-B1/product.aspx?zpid=1233053 | Platt | 2020 | Yes
LED Lighting | Downlight | Cree Lighting | True |  |  | LED Retrofit Kit | LED Retrofit Kit | Downlight Solid State Retrofit HomeLighting, Lighting ControlsIndoor Lighting - RecessedLED DownlightingLED Downlight LED Downlight, 6", 8.6W, 2700K (Warm White), 120V, 650 Lumen, Dimmable Cree Lighting C-DL6-A-650L-27K-B1 LED Downlight, 6", 8.6W | 2700 | 91 | 650 | 75.5814 | 35000 | 8.6 | 1 | 10.08 | 10.08 | 11.8444 | 2020Q2 | https://www.platt.com/platt-electric-supply/LED-Downlighting-Downlight/Cree-Lighting/C-DL6-A-650L-27K-B1/product.aspx?zpid=967600 | Platt | 2020 | Yes
LED Lighting | Downlight | Cree Lighting | True |  |  | LED Retrofit Kit | LED Retrofit Kit | Downlight Solid State Retrofit HomeLighting, Lighting ControlsIndoor Lighting - RecessedLED DownlightingLED Downlight LED 6 Inch Downlight, 8.6 Watt, 650 Lumen, 3000K, 90 CRI, 120 Volt, Dimmable, Adapter with Separate E26 Medium Base Connector Cree Lighting C-DL6-A-650L-30K-B1 LED 6" Downlight, 8.6 Watt, 650 Lumen, 3000K, 120V | 3000 | 92 | 650 | 75.5814 | 35000 | 8.6 | 1 | 10.08 | 10.08 | 11.8444 | 2020Q2 | https://www.platt.com/platt-electric-supply/LED-Downlighting-Downlight/Cree-Lighting/C-DL6-A-650L-30K-B1/product.aspx?zpid=1233056 | Platt | 2020 | Yes
LED Lighting | Downlight | Cree Lighting | True |  |  | LED Retrofit Kit | LED Retrofit Kit | Downlight Solid State Retrofit HomeLighting, Lighting ControlsIndoor Lighting - RecessedLED DownlightingLED Downlight LED 6 Inch Downlight, 8.6 Watt, 650 Lumen, 4000K, 90 CRI, 120 Volt, Dimmable, Adapter with Separate E26 Medium Base Connector Cree Lighting C-DL6-A-650L-40K-B1 LED 6" Downlight, 8.6 Watt, 650 Lumen, 4000K, 120V | 4000 | 95 | 650 | 75.5814 | 35000 | 8.6 | 1 | 10.08 | 10.08 | 11.8444 | 2020Q2 | https://www.platt.com/platt-electric-supply/LED-Downlighting-Downlight/Cree-Lighting/C-DL6-A-650L-40K-B1/product.aspx?zpid=1233057 | Platt | 2020 | Yes
LED Lighting | Downlight | Cree Lighting |  |  |  | LED Retrofit Kit | LED Retrofit Kit | Downlight Solid State Retrofit HomeLighting, Lighting ControlsIndoor Lighting - RecessedLED DownlightingLED Downlight LED Downlight, CRT Series, 4", 10.5W, 790 Lumens, 2700K, 120V, E26 Base Cree Lighting CR4T-790L-27K-12-E26GU24 LED Downlight, CRT Series | 2700 | 91 | 790 | 75.2381 | 50000 | 10.5 | 1 | 15.12 | 15.12 | 17.7666 | 2020Q2 | https://www.platt.com/platt-electric-supply/LED-Downlighting-Downlight/Cree-Lighting/CR4T-790L-27K-12-E26GU24/product.aspx?zpid=1233109 | Platt | 2020 | Yes
LED Lighting | Downlight | Cree Lighting |  |  |  | LED Retrofit Kit | LED Retrofit Kit | Downlight Solid State Retrofit HomeLighting, Lighting ControlsIndoor Lighting - RecessedLED DownlightingLED Downlight LED Downlight, CRT Series, 4", 10.5W, 790 Lumens, 4000K, 120V, E26 Base Cree Lighting CR4T-790L-40K-12-E26GU24 LED Downlight, CRT Series | 4000 | 94 | 790 | 75.2381 | 50000 | 10.5 | 1 | 15.12 | 15.12 | 17.7666 | 2020Q2 | https://www.platt.com/platt-electric-supply/LED-Downlighting-Downlight/Cree-Lighting/CR4T-790L-40K-12-E26GU24/product.aspx?zpid=1233114 | Platt | 2020 | Yes
LED Lighting | Downlight | Cree Lighting |  |  |  | LED Retrofit Kit | LED Retrofit Kit | Downlight Solid State Retrofit HomeLighting, Lighting ControlsIndoor Lighting - RecessedLED DownlightingLED Downlight LED Downlight, 6", CRT Series, 825 Lumens, 11W, 2700K, 120V, E26 Base Cree Lighting CR6T-825L-27K-12-E26GU24 LED Downlight, 6", CRT Series | 2700 | 92 | 825 | 75 | 50000 | 11 | 1 | 15.12 | 15.12 | 17.7666 | 2020Q2 | https://www.platt.com/platt-electric-supply/LED-Downlighting-Downlight/Cree-Lighting/CR6T-825L-27K-12-E26GU24/product.aspx?zpid=1233127 | Platt | 2020 | Yes
LED Lighting | Downlight | Cree Lighting |  |  |  | LED Retrofit Kit | LED Retrofit Kit | Downlight Solid State Retrofit HomeLighting, Lighting ControlsIndoor Lighting - RecessedLED DownlightingLED Downlight LED Downlight, 6 Inch, CRT Series, 825 Lumens, 11 Watt, 3500K, 120 Volt, E26 Base Cree Lighting CR6T-825L-35K-12-E26GU24 LED Downlight, 6", 825 Lumens, 11 Watt, 3500K, 120V | 3500 | 93 | 825 | 75 | 50000 | 11 | 1 | 15.12 | 15.12 | 17.7666 | 2020Q2 | https://www.platt.com/platt-electric-supply/LED-Downlighting-Downlight/Cree-Lighting/CR6T-825L-35K-12-E26GU24/product.aspx?zpid=1233130 | Platt | 2020 | Yes
LED Lighting | Downlight | Cree Lighting | True |  |  |  | Other | Downlight Surface Mount HomeLighting, Lighting ControlsIndoor Lighting - RecessedLED DownlightingLED Downlight LED Disk Light, 6", 10.5 Watt, 900 Lumen, 3000K, 90 CRI, 120 Volt, Dimmable. Energy Star Certified Cree Lighting DS6-900L-30K-U1 6" Disk Light, 10.5W, 900L, 3000k, 120V Dimmable | 3000 | 94 | 900 | 85.7143 | 50000 | 10.5 | 1 | 20.41 | 20.41 | 23.9825 | 2020Q2 | https://www.platt.com/platt-electric-supply/LED-Downlighting-Downlight/Cree-Lighting/DS6-900L-30K-U1/product.aspx?zpid=1233062 | Platt | 2020 | Yes
LED Lighting | Downlight | Green Creative | True |  |  | LED Retrofit Kit | LED Retrofit Kit | Downlight Solid State Retrofit HomeLighting, Lighting ControlsIndoor Lighting - RecessedLED DownlightingLED Downlight Dimmable LED Downlight, 14.5 Watt, 120 Volt, Lumens: 950, CRI: 90, Color Temperature: 2700K, Dia. x MOL: 7.32" x 1.30", Color: White. E26 / LED Adapter (GU24 optional). Fits most 4" J-Boxes. Also for 4", 5" & 6" recessed housings when used with appropriate Accessories (p/n 57973 for 4" Can Install & p/n 57974 for 5-6" Can Install) Sold Separately. Green Creative 40842 14.5SMDL6DIM/927 LED Downlight, 6", 14.5W, 120V, 2700K | 2700 | 94 | 920 | 63.4483 | 40000 | 14.5 | 1 | 32.9 | 32.9 | 38.6588 | 2020Q2 | https://www.platt.com/platt-electric-supply/LED-Downlighting-Downlight/Green-Creative/40842-14-5SMDL6DIM-927/product.aspx?zpid=201751 | Platt | 2020 | Yes
LED Lighting | Downlight | Green Creative | True |  |  | LED Retrofit Kit | LED Retrofit Kit | Downlight Solid State Retrofit HomeLighting, Lighting ControlsIndoor Lighting - RecessedLED DownlightingLED Downlight Dimmable LED Downlight, 14.5 Watt, 120 Volt, Lumens: 950, CRI: 90, Color Temperature: 3000K, Dia. x MOL: 7.32" x 1.30", Color: White. E26 / LED Adapter (GU24 optional). Fits most 4" J-Boxes. Also for 4", 5" & 6" recessed housings when used with appropriate Accessories (p/n 57973 for 4" Can Install & p/n 57974 for 5-6" Can Install) Sold Separately. Green Creative 40843 14.5SMDL6DIM/930 LED Downlight, 7", 14.5W, 120V, 3000K | 3000 | 92 | 950 | 65.5172 | 40000 | 14.5 | 1 | 32.9 | 32.9 | 38.6588 | 2020Q2 | https://www.platt.com/platt-electric-supply/LED-Downlighting-Downlight/Green-Creative/40843-14-5SMDL6DIM-930/product.aspx?zpid=188023 | Platt | 2020 | Yes
LED Lighting | Downlight | Green Creative | True |  |  | LED Retrofit Kit | LED Retrofit Kit | Downlight Solid State Retrofit HomeLighting, Lighting ControlsIndoor Lighting - RecessedLED DownlightingLED Downlight Dimmable LED Downlight, 14.5 Watt, 120 Volt, Lumens: 1150, CRI: 80, Color Temperature: 4000K, 7.32" Dia. x 1.30" MOL, Color: White. E26 / LED Adapter (GU24 optional). Fits most 4" J-Boxes. Also for 4", 5" & 6" recessed housings when used with appropriate Accessories (p/n 57973 for 4" Can Install & p/n 57974 for 5-6" Can Install) Sold Separately. Green Creative 40847 14.5SMDL6DIM/840 LED Downlight, 7", 14.5W, 120V, 4000K | 4000 | 83 | 1050 | 72.4138 | 40000 | 14.5 | 1 | 32.9 | 32.9 | 38.6588 | 2020Q2 | https://www.platt.com/platt-electric-supply/LED-Downlighting-Downlight/Green-Creative/40847-14-5SMDL6DIM-840/product.aspx?zpid=108343 | Platt | 2020 | Yes
LED Lighting | Downlight | Green Creative | True |  |  |  |  | Downlight Recessed HomeLighting, Lighting ControlsIndoor Lighting - RecessedLED DownlightingLED Downlight THINFIT Dimmable LED Downlight, 8.5 Watt, 120 Volt, Lumens: 510, CRI: 82, Color Temperature: 2700K, Dia. x MOL: 4.71" x 1.75", Color: White. Designed to be used for both new construction and remodel installations. Green Creative 58025 8.5DLNC4DIM/827 THINFIT LED Downlight, 4", 120V, 2700K | 2700 | 82 | 510 | 60 | 48000 | 8.5 | 1 | 22.48 | 22.48 | 26.4149 | 2020Q2 | https://www.platt.com/platt-electric-supply/LED-Downlighting-Downlight/Green-Creative/58025-8-5DLNC4DIM-827/product.aspx?zpid=207314 | Platt | 2020 | Yes
LED Lighting | Downlight | Green Creative | True |  |  |  |  | Downlight Recessed HomeLighting, Lighting ControlsIndoor Lighting - RecessedLED DownlightingLED Downlight THINFIT Dimmable LED Downlight, 8.5 Watt, 120 Volt, Lumens: 530, CRI: 82, Color Temperature: 3000K, Dia. x MOL: 4.71" x 1.75", Color: White. Designed to be used for both new construction and remodel installations. Green Creative 58026 8.5DLNC4DIM/830 THINFIT LED Downlight, 4", 120V, 3000K | 3000 | 83 | 530 | 62.3529 | 48000 | 8.5 | 1 | 22.48 | 22.48 | 26.4149 | 2020Q2 | https://www.platt.com/platt-electric-supply/LED-Downlighting-Downlight/Green-Creative/58026-8-5DLNC4DIM-830/product.aspx?zpid=210319 | Platt | 2020 | Yes
LED Lighting | Downlight | Green Creative | True |  |  |  |  | Downlight Recessed HomeLighting, Lighting ControlsIndoor Lighting - RecessedLED DownlightingLED Downlight THINFIT Dimmable LED Downlight, 8.5 Watt, 120 Volt, Lumens: 550, CRI: 82, Color Temperature: 4000K, Dia. x MOL: 4.71" x 1.75", Color: White. Designed to be used for both new construction and remodel installations. Green Creative 58027 8.5DLNC4DIM/840 THINFIT LED Downlight, 4", 120V, 4000K | 4000 | 83 | 550 | 64.7059 | 48000 | 8.5 | 1 | 22.48 | 22.48 | 26.4149 | 2020Q2 | https://www.platt.com/platt-electric-supply/LED-Downlighting-Downlight/Green-Creative/58027-8-5DLNC4DIM-840/product.aspx?zpid=210320 | Platt | 2020 | Yes
LED Lighting | Downlight | Green Creative | True |  |  |  |  | Downlight Recessed HomeLighting, Lighting ControlsIndoor Lighting - RecessedLED DownlightingLED Downlight THINFIT Dimmable LED Downlight, 11.6 Watt, 120 Volt, Lumens: 830, CRI: 82, Color Temperature: 3000K, Dia. x MOL: 6.84" x 1.77", Color: White. Designed to be used for both new construction and remodel installations. Green Creative 58029 11.6DLNC6DIM/830 THINFIT LED Downlight, 6", 120V, 3000K | 3000 | 84 | 830 | 70.339 | 48000 | 11.8 | 1 | 26.01 | 26.01 | 30.5628 | 2020Q2 | https://www.platt.com/platt-electric-supply/LED-Downlighting-Downlight/Green-Creative/58029-11-6DLNC6DIM-830/product.aspx?zpid=210322 | Platt | 2020 | Yes
LED Lighting | Downlight | Green Creative | True |  |  |  |  | Downlight Recessed HomeLighting, Lighting ControlsIndoor Lighting - RecessedLED DownlightingLED Downlight THINFIT Dimmable LED Downlight, 11.6 Watt, 120 Volt, Lumens: 850, CRI: 82, Color Temperature: 4000K, Dia. x MOL: 6.84" x 1.77", Color: White. Designed to be used for both new construction and remodel installations. Green Creative 58030 11.6DLNC6DIM/840 THINFIT LED Downlight, 6", 120V, 4000K | 4000 | 84 | 850 | 72.0339 | 48000 | 11.8 | 1 | 26.01 | 26.01 | 30.5628 | 2020Q2 | https://www.platt.com/platt-electric-supply/LED-Downlighting-Downlight/Green-Creative/58030-11-6DLNC6DIM-840/product.aspx?zpid=210323 | Platt | 2020 | Yes
LED Lighting | Downlight | Green Creative | True |  |  |  |  | Downlight Solid State Retrofit HomeLighting, Lighting ControlsIndoor Lighting - RecessedLED DownlightingLED Downlight 5"/6" Dimmable LED Downlight, Retrofit, Line Voltage: 120V, 12W, Lumens: 720, CRI: 82, Color Temperature: 2700K, Color: White Trim. Life: 50,000 Hrs. Green Creative 97991 5"/6" LED Downlight, 12W, 120V, 2700K | 2700 | 93 | 840 | 70 | 50000 | 12 | 1 | 17.27 | 17.27 | 20.2929 | 2020Q2 | https://www.platt.com/platt-electric-supply/LED-Downlighting-Downlight/Green-Creative/97991/product.aspx?zpid=1212223 | Platt | 2020 | Yes
LED Lighting | Downlight | Halo |  |  |  |  | Other | Downlight Recessed HomeLighting, Lighting ControlsIndoor Lighting - RecessedLED DownlightingLED Downlight Ultra-Thin LED Lens Downlight with Remote Driver/Junction Box, 4", 750 Lumens, 90 CRI, 120V, 60Hz, Matte White Flange , Adjustable Kelvin Temperatures at 2700, 3000, 3500, 4000, or 5000K CCT Halo HLB4069FS1EMWR LED Downlight | 2700 | 95 | 723 | 60.25 | 50000 | 12 | 1 | 33.13 | 33.13 | 38.929 | 2020Q2 | https://www.platt.com/platt-electric-supply/LED-Downlighting-Downlight/Halo/HLB4069FS1EMWR/product.aspx?zpid=1305971 | Platt | 2020 | Yes
LED Lighting | Downlight | Halo |  |  |  |  | Other | Downlight Recessed HomeLighting, Lighting ControlsIndoor Lighting - RecessedLED DownlightingLED Downlight Ultra-Thin LED Lens Downlight, 6", 900 Lumens, 90 CRI, 120V, 60Hz, Matte White Flange, Adjustable Kelvin Temperatures at 2700, 3000, 3500, 4000, or 5000K CCT. Halo HLB6099FS1EMWR 6" Ultra-Thin LED Lens Downlight | 3000 | 95 | 1061 | 66.3125 | 50000 | 16 | 1 | 33.13 | 33.13 | 38.929 | 2020Q2 | https://www.platt.com/platt-electric-supply/LED-Downlighting-Downlight/Halo/HLB6099FS1EMWR/product.aspx?zpid=1303437 | Platt | 2020 | Yes
LED Lighting | Downlight | Halo |  |  |  | Other | Other | Downlight Solid State Retrofit HomeLighting, Lighting ControlsIndoor Lighting - RecessedLED DownlightingLED Downlight 4" LED Recessed Retrofit Module-Trim, CRI: 90, Color Temperature: 3000K, Color: Matte White Halo LT460WH6930R-CA 4" LED Recessed Retrofit Module-Trim, 3000K | 3000 | 91 | 650 | 90.2778 | 35000 | 7.2 | 1 | 15.27 | 15.27 | 17.9428 | 2020Q2 | https://www.platt.com/platt-electric-supply/LED-Downlighting-Downlight/Halo/LT460WH6930R-CA/product.aspx?zpid=1776656 | Platt | 2020 | Yes
LED Lighting | Downlight | Halo | True |  |  |  |  | Downlight Solid State Retrofit HomeLighting, Lighting ControlsIndoor Lighting - RecessedLED DownlightingLED Downlight 4" LED Downlight Module, 12.1W, 120-277V, Lumens: 900, Narrow Flood, CRI: 90, Color Temperature: 3000K, LE/TE5pct Dimming Recessed Halo ML4D09NFL930E 4" LED Downlight Module, 12.1W, 120-277V | 3000 | 92 | 1025 | 89.1304 | 72000 | 11.5 | 1 | 69.14 | 69.14 | 81.2422 | 2020Q2 | https://www.platt.com/platt-electric-supply/LED-Downlighting-Downlight/Halo/ML4D09NFL930E/product.aspx?zpid=227126 | Platt | 2020 | Yes
LED Lighting | Downlight | Halo |  |  |  | LED Retrofit Kit | Other | Downlight Solid State Retrofit HomeLighting, Lighting ControlsIndoor Lighting - RecessedLED DownlightingLED Downlight 4" LED Retro Downlight, Lumens: 600 (Nominal), Color Temperature: 2700K-5000K, Bluetooth Mesh Wireless Control, Baffle Color: Matte White ***Title 24 California Compliant*** Halo RL4069S1EWHR-CA 4" LED Retro Downlight, CCT 27-50K, CA | 2700 | 94 | 570 | 86.3636 | 70000 | 6.6 | 1 | 32.67 | 32.67 | 38.3885 | 2020Q2 | https://www.platt.com/platt-electric-supply/LED-Downlighting-Downlight/Halo/RL4069S1EWHR-CA/product.aspx?zpid=1814708 | Platt | 2020 | Yes
LED Lighting | Downlight | Halo |  |  |  | LED Retrofit Kit | LED Retrofit Kit | Downlight Solid State Retrofit HomeLighting, Lighting ControlsIndoor Lighting - RecessedLED DownlightingLED Downlight SLD405840WHJB Halo SLD405840WHJB ETNCL SLD405840WHJB 4" SURFACE LED | 4000 | 84 | 852 | 71 | 50000 | 12 | 1 | 42.16 | 42.16 | 49.5396 | 2020Q2 | https://www.platt.com/platt-electric-supply/LED-Downlighting-Downlight/Halo/SLD405840WHJB/product.aspx?zpid=212659 | Platt | 2020 | Yes
LED Lighting | Downlight | Halo |  |  |  | LED Retrofit Kit | LED Retrofit Kit | Downlight Solid State Retrofit HomeLighting, Lighting ControlsIndoor Lighting - RecessedLED DownlightingLED Downlight 6” 12.9W Surface LED Downlight, 90 CRI, 675 Lumens, 3000K - 50,000 Hours. Replaces a 65W BR30, Damp Location Ceiling/Wall Wet Location Ceiling Only Halo SLD606930WH 6" LED Downlight | 3000 | 96 | 776 | 58.7879 | 50000 | 13.2 | 1 | 49.5 | 49.5 | 58.1644 | 2020Q2 | https://www.platt.com/platt-electric-supply/LED-Downlighting-Downlight/Halo/SLD606930WH/product.aspx?zpid=95592 | Platt | 2020 | Yes
LED Lighting | Downlight | Halo |  |  |  | LED Retrofit Kit | LED Retrofit Kit | Downlight Solid State Retrofit HomeLighting, Lighting ControlsIndoor Lighting - RecessedLED DownlightingLED Downlight HALO SLD606940WH JB Halo SLD606940WHJB ETNCL SLD606940WHJB 6" SURF LED DWN | 4000 | 97 | 799 | 60.5303 | 50000 | 13.2 | 1 | 44.47 | 44.47 | 52.254 | 2020Q2 | https://www.platt.com/platt-electric-supply/LED-Downlighting-Downlight/Halo/SLD606940WHJB/product.aspx?zpid=198045 | Platt | 2020 | Yes
LED Lighting | Downlight | Halo |  |  |  | LED Retrofit Kit | LED Retrofit Kit | Downlight Solid State Retrofit HomeLighting, Lighting ControlsIndoor Lighting - RecessedLED DownlightingLED Downlight Surface LED Downlight, 6", 120-277V, 80 CRI, 2700K, JBox Mount Only, White Halo SLD612827WHUNVJB Surface LED Downlight, 6" | 2700 | 83 | 1180 | 80.8219 | 50000 | 14.6 | 1 | 67.65 | 67.65 | 79.4914 | 2020Q2 | https://www.platt.com/platt-electric-supply/LED-Downlighting-Downlight/Halo/SLD612827WHUNVJB/product.aspx?zpid=229485 | Platt | 2020 | Yes
LED Lighting | Downlight | Halo |  |  |  | LED Retrofit Kit | LED Retrofit Kit | Downlight Solid State Retrofit HomeLighting, Lighting ControlsIndoor Lighting - RecessedLED DownlightingLED Downlight LED Surface Light, 4", Round, 2700K, 600 Lumen, 90 CRI, White Recessed Halo SMD4R6927WH LED Surface Light | 2700 | 93 | 600 | 62.5 | 50000 | 9.6 | 1 | 24.51 | 24.51 | 28.8002 | 2020Q2 | https://www.platt.com/platt-electric-supply/LED-Downlighting-Downlight/Halo/SMD4R6927WH/product.aspx?zpid=230551 | Platt | 2020 | Yes
LED Lighting | Downlight | Halo |  |  |  | LED Retrofit Kit | LED Retrofit Kit | Downlight Solid State Retrofit HomeLighting, Lighting ControlsIndoor Lighting - RecessedLED DownlightingLED Downlight LED Surface Light, 4", Round, 2700K, 600 Lumen, 90 CRI, White. Direct Mount Recessed Halo SMD4R6927WHDM LED Surface Light | 2700 | 93 | 600 | 62.5 | 50000 | 9.6 | 1 | 25.41 | 25.41 | 29.8577 | 2020Q2 | https://www.platt.com/platt-electric-supply/LED-Downlighting-Downlight/Halo/SMD4R6927WHDM/product.aspx?zpid=981431 | Platt | 2020 | Yes
LED Lighting | Downlight | Halo |  |  |  | LED Retrofit Kit | LED Retrofit Kit | Downlight Solid State Retrofit HomeLighting, Lighting ControlsIndoor Lighting - RecessedLED DownlightingLED Downlight LED Surface Light, 4", Round, 2700K, 600 Lumen, 90 CRI, White Recessed Halo SMD4S6927WH LED Surface Light | 2700 | 93 | 600 | 61.8557 | 50000 | 9.7 | 1 | 24.51 | 24.51 | 28.8002 | 2020Q2 | https://www.platt.com/platt-electric-supply/LED-Downlighting-Downlight/Halo/SMD4S6927WH/product.aspx?zpid=576205 | Platt | 2020 | Yes
LED Lighting | Downlight | Halo |  |  |  | LED Retrofit Kit | LED Retrofit Kit | Downlight Solid State Retrofit HomeLighting, Lighting ControlsIndoor Lighting - RecessedLED DownlightingLED Downlight HAL SMD4S6927WHDM 4 SQR SURF Halo SMD4S6927WHDM HAL SMD4S6927WHDM 4 SQR SURF | 2700 | 93 | 600 | 61.8557 | 50000 | 9.7 | 1 | 25.41 | 25.41 | 29.8577 | 2020Q2 | https://www.platt.com/platt-electric-supply/LED-Downlighting-Downlight/Halo/SMD4S6927WHDM/product.aspx?zpid=981493 | Platt | 2020 | Yes
LED Lighting | Downlight | Halo |  |  |  | LED Retrofit Kit | LED Retrofit Kit | Downlight Solid State Retrofit HomeLighting, Lighting ControlsIndoor Lighting - RecessedLED DownlightingLED Downlight LED Surface Light, 6", Round, 2700K, 600 Lumen, 90 CRI, White Halo SMD6R6927WH LED Surface Light | 2700 | 93 | 600 | 62.5 | 50000 | 9.6 | 1 | 24.51 | 24.51 | 28.8002 | 2020Q2 | https://www.platt.com/platt-electric-supply/LED-Downlighting-Downlight/Halo/SMD6R6927WH/product.aspx?zpid=230552 | Platt | 2020 | Yes
LED Lighting | Downlight | Halo |  |  |  | LED Retrofit Kit | LED Retrofit Kit | Downlight Solid State Retrofit HomeLighting, Lighting ControlsIndoor Lighting - RecessedLED DownlightingLED Downlight HAL SMD6R6927WHDM 6 RND SURF Halo SMD6R6927WHDM HAL SMD6R6927WHDM 6 RND SURF | 2700 | 93 | 600 | 62.5 | 50000 | 9.6 | 1 | 25.41 | 25.41 | 29.8577 | 2020Q2 | https://www.platt.com/platt-electric-supply/LED-Downlighting-Downlight/Halo/SMD6R6927WHDM/product.aspx?zpid=981703 | Platt | 2020 | Yes
LED Lighting | Downlight | Halo |  |  |  | LED Retrofit Kit | LED Retrofit Kit | Downlight Solid State Retrofit HomeLighting, Lighting ControlsIndoor Lighting - RecessedLED DownlightingLED Downlight LED Surface Light, 6", Square, 2700K, 600 Lumen, 90 CRI, White Halo SMD6S6927WH LED Surface Light | 2700 | 94 | 600 | 61.2245 | 50000 | 9.8 | 1 | 24.51 | 24.51 | 28.8002 | 2020Q2 | https://www.platt.com/platt-electric-supply/LED-Downlighting-Downlight/Halo/SMD6S6927WH/product.aspx?zpid=234128 | Platt | 2020 | Yes
LED Lighting | Downlight | Halo |  |  |  | LED Retrofit Kit | LED Retrofit Kit | Downlight Solid State Retrofit HomeLighting, Lighting ControlsIndoor Lighting - RecessedLED DownlightingLED Downlight HAL SMD6S6927WHDM 6 SQR SURF Halo SMD6S6927WHDM HAL SMD6S6927WHDM 6 SQR SURF | 2700 | 94 | 600 | 61.2245 | 50000 | 9.8 | 1 | 25.41 | 25.41 | 29.8577 | 2020Q2 | https://www.platt.com/platt-electric-supply/LED-Downlighting-Downlight/Halo/SMD6S6927WHDM/product.aspx?zpid=981588 | Platt | 2020 | Yes
LED Lighting | Downlight | Kichler | [5 empty] | Downlight Surface Mount HomeLighting, Lighting ControlsIndoor Lighting - RecessedLED DownlightingLED Downlight KIC 43870WHLED30 DOWNLIGHT LE Kichler 43870WHLED30 KIC 43870WHLED30 DOWNLIGHT LE | 3000 | 94 | 855 | 68.4 | 50000 | 12.5 | 1 | 36.3 | 36.3 | 42.6539 | 2020Q2 | https://www.platt.com/platt-electric-supply/LED-Downlighting-Downlight/Kichler/43870WHLED30/product.aspx?zpid=951416 | Platt | 2020 | Yes
LED Lighting | Downlight | Kichler | [5 empty] | Downlight Surface Mount HomeLighting, Lighting ControlsIndoor Lighting - RecessedLED DownlightingLED Downlight DOWNLIGHT LED 3000K 24PK Kichler 43870WHLED30B DOWNLIGHT LED 3000K 24PK | 3000 | 94 | 855 | 68.4 | 50000 | 12.5 | 1 | 34.65 | 34.65 | 40.7151 | 2020Q2 | https://www.platt.com/platt-electric-supply/LED-Downlighting-Downlight/Kichler/43870WHLED30B/product.aspx?zpid=951417 | Platt | 2020 | Yes
LED Lighting | Downlight | Morris Products | [5 empty] | Downlight Solid State Retrofit HomeLighting, Lighting ControlsIndoor Lighting - RecessedLED DownlightingLED Downlight LED Surface Mount Downlight, Smooth Trim, 6", 120V, 14.5 Watt, 1100 Lumens, 3000K, White Surface Morris Products 72612 LED Surface Mount Downlight, Smooth Trim, 6" | 3000 | 93 | 1100 | 73.3333 | 50000 | 15 | 1 | 21.04 | 21.04 | 24.7228 | 2020Q2 | https://www.platt.com/platt-electric-supply/LED-Downlighting-Downlight/Morris-Products/72612/product.aspx?zpid=1383882 | Platt | 2020 | Yes
LED Lighting | Downlight | Morris Products | [5 empty] | Downlight Recessed HomeLighting, Lighting ControlsIndoor Lighting - RecessedLED DownlightingLED Downlight LED Surface Mount Downlight, Smooth Trim, 4", 120-277V, 10 Watt, 673 Lumens, 3000K, White Surface Morris Products 72615 LED Surface Mount Downlight, Smooth Trim, 4" | 4000 | 91 | 658 | 65.8 | 50000 | 10 | 1 | 19.41 | 19.41 | 22.8075 | 2020Q2 | https://www.platt.com/platt-electric-supply/LED-Downlighting-Downlight/Morris-Products/72615/product.aspx?zpid=1383881 | Platt | 2020 | Yes
LED Lighting | Downlight | Philips - Light To Go |  |  | Round |  |  | Downlight Recessed HomeLighting, Lighting ControlsIndoor Lighting - RecessedLED DownlightingLED Downlight 6" Round Regressed Downlight, 900 Lumen, CRI: 90, 3000K, 120V, Color: White Matte Philips - Light To Go FDL6R09930TE1W 6" Round Regressed Downlight | 3000 | 91 | 900 | 65.6934 | 50000 | 13.7 | 1 | 31.74 | 31.74 | 37.2957 | 2020Q2 | https://www.platt.com/platt-electric-supply/LED-Downlighting-Downlight/Philips-Light-To-Go/FDL6R09930TE1W/product.aspx?zpid=445588 | Platt | 2020 | Yes
LED Lighting | Downlight | Philips - Light To Go | [5 empty] | Downlight Solid State Retrofit HomeLighting, Lighting ControlsIndoor Lighting - RecessedLED DownlightingLED Downlight 9.5 Inch Round Commercial Retrofit DL - 90 CRI, 4000K, 120-277V, Lumens: 1500/2000/3200 (Field Switchable Lumen) Philips - Light To Go PCR10R30940UW 9.5" LED Downlight Solid State Retrofit 4000K | 4000 | 93 | 3000 | 75 | 50000 | 40 | 1 | 88.55 | 88.55 | 104.0497 | 2020Q2 | https://www.platt.com/platt-electric-supply/LED-Downlighting-Downlight/Philips-Light-To-Go/PCR10R30940UW/product.aspx?zpid=1446507 | Platt | 2020 | Yes
LED Lighting | Downlight | Philips - Light To Go | [5 empty] | Downlight Solid State Retrofit HomeLighting, Lighting ControlsIndoor Lighting - RecessedLED DownlightingLED Downlight 6 Inch Round Commercial Retrofit DL - 90 CRI, 4000K, 120-277V, Lumens: 700/1000/1500 (Field Switchable Lumen) Philips - Light To Go PCR6R15940UW 6" LED Downlight Solid State Retrofit 4000K | 4000 | 94 | 1500 | 78.9474 | 50000 | 19 | 1 | 60.21 | 60.21 | 70.7491 | 2020Q2 | https://www.platt.com/platt-electric-supply/LED-Downlighting-Downlight/Philips-Light-To-Go/PCR6R15940UW/product.aspx?zpid=1446499 | Platt | 2020 | Yes
LED Lighting | Downlight | Philips - Light To Go | [5 empty] | Downlight Solid State Retrofit HomeLighting, Lighting ControlsIndoor Lighting - RecessedLED DownlightingLED Downlight 8 Inch Round Commercial Retrofit DL - 90 CRI, 4000K, 120-277V, Lumens: 700/1000/1500 (Field Switchable Lumen) Philips - Light To Go PCR8R23940UW 8" LED Downlight Solid State Retrofit 4000K | 4000 | 93 | 2300 | 79.3103 | 50000 | 29 | 1 | 79.7 | 79.7 | 93.6506 | 2020Q2 | https://www.platt.com/platt-electric-supply/LED-Downlighting-Downlight/Philips-Light-To-Go/PCR8R23940UW/product.aspx?zpid=1446503 | Platt | 2020 | Yes
LED Lighting | Downlight | Philips - Light To Go | [5 empty] | Downlight Surface Mount HomeLighting, Lighting ControlsIndoor Lighting - RecessedLED DownlightingLED Downlight LED Downlight, 5 Inch, Round, Color Temperature: Warm White (3000K), Lumens: 700, 120 Volt, Color/Finish: White/Matte, Replaces 65W PAR30 Philips - Light To Go PSD5R079301W LED Downlight, 5" Round | 3000 | 93 | 700 | 70 | 50000 | 10 | 1 | 35.7 | 35.7 | 41.9489 | 2020Q2 | https://www.platt.com/platt-electric-supply/LED-Downlighting-Downlight/Philips-Light-To-Go/PSD5R079301W/product.aspx?zpid=445676 | Platt | 2020 | Yes
LED Lighting | Downlight | Satco | [5 empty] | Downlight Solid State Retrofit HomeLighting, Lighting ControlsIndoor Lighting - RecessedLED DownlightingLED Downlight SATCO 13W 40K RETRO TRIM LED Satco S29474 SATCO 13W 40K RETRO TRIM LED | 4000 | 94 | 800 | 61.5385 | 50000 | 13 | 1 | 35.06 | 35.06 | 41.1969 | 2020Q2 | https://www.platt.com/platt-electric-supply/LED-Downlighting-Downlight/Satco/S29474/product.aspx?zpid=1307411 | Platt | 2020 | Yes
LED Lighting | Downlight | Satco | True |  |  | LED Retrofit Kit |  | Downlight Solid State Retrofit HomeLighting, Lighting ControlsIndoor Lighting - RecessedLED DownlightingLED Downlight 4" LED Retrofit Downlight, 8.5W, 120V, CRI: 90, Color Temperature: 4000K, Dimmable, Rated Lifetime: 50,000 Hrs. Satco S29714 4" LED Retrofit Downlight, 8.5W | 3000 | 92 | 600 | 70.5882 | 50000 | 8.5 | 1 | 17.53 | 17.53 | 20.5984 | 2020Q2 | https://www.platt.com/platt-electric-supply/LED-Downlighting-Downlight/Satco/S29714/product.aspx?zpid=1213861 | Platt | 2020 | Yes
LED Lighting | Downlight | Satco | True |  |  | LED Retrofit Kit |  | Downlight Solid State Retrofit HomeLighting, Lighting ControlsIndoor Lighting - RecessedLED DownlightingLED Downlight 6" LED Downlight, Retrofit 5"-6", 10.5W, 120V, Color Temperature 3000K, Dimmable Satco S29725 6" LED Downlight | 3000 | 92 | 800 | 76.1905 | 50000 | 10.5 | 1 | 21.72 | 21.72 | 25.5218 | 2020Q2 | https://www.platt.com/platt-electric-supply/LED-Downlighting-Downlight/Satco/S29725/product.aspx?zpid=1213863 | Platt | 2020 | Yes
LED Lighting | Downlight | Satco |  |  |  | LED Retrofit Kit |  | Downlight Solid State Retrofit HomeLighting, Lighting ControlsIndoor Lighting - RecessedLED DownlightingLED Downlight 15.5WLED/RDL/5-6/30K/120V Satco S29741 15.5WLED/RDL/5-6/30K/120V | 3000 | 91 | 1200 | 77.4194 | 50000 | 15.5 | 1 | 23.84 | 23.84 | 28.0129 | 2020Q2 | https://www.platt.com/platt-electric-supply/LED-Downlighting-Downlight/Satco/S29741/product.aspx?zpid=1419514 | Platt | 2020 | Yes
LED Lighting | Downlight | Satco | True |  |  |  |  | Downlight Solid State Retrofit HomeLighting, Lighting ControlsIndoor Lighting - RecessedLED DownlightingLED Downlight LED Downlight Retrofit, 9 Watt, 600 Lumen, 3000K, 90 CRI, 120 Volt, 4 Inch Square, Dimmable Satco S29757 LED Downlight Retrofit, 9 Watt, Square, 3000K, 120 Volt | 3000 | 92 | 600 | 66.6667 | 50000 | 9 | 1 | 16.94 | 16.94 | 19.9052 | 2020Q2 | https://www.platt.com/platt-electric-supply/LED-Downlighting-Downlight/Satco/S29757/product.aspx?zpid=1211653 | Platt | 2020 | Yes
LED Lighting | Downlight | Sea Gull | [5 empty] | Downlight Surface Mount HomeLighting, Lighting ControlsIndoor Lighting - RecessedLED DownlightingLED Downlight LED Downlight, 13 Watt, 120 Volt, Lumens: 800, CRI: 90, Color Temperature: 3000K, Color: White. Rated Hours: 50,000. Designed for junction box mounting. ENERGY STAR® Qualified, Meets Title 24 energy efficiency standards. Sea Gull 14520S-15 Traverse Lyte LED Downlight, 6", 13W, 3000K | 3000 | 94 | 800 | 61.5385 | 50000 | 13 | 1 | 70.14 | 70.14 | 82.4172 | 2020Q2 | https://www.platt.com/platt-electric-supply/LED-Downlighting-Downlight/Sea-Gull/14520S-15/product.aspx?zpid=1131592 | Platt | 2020 | Yes
LED Lighting | Downlight | TCP | True |  |  | LED Retrofit Kit |  | Downlight Surface Mount HomeLighting, Lighting ControlsIndoor Lighting - RecessedLED DownlightingLED Downlight 4" 850LM Round Downlight, 13 Watt, 120 Volt, Color Temperature: 2700K, Replcement Wattage: 75, Lumens: 850, CRI: 80, Diameter: 4.6", Dimmable TCP DDR40127 DDR40130 4" LED Round Downlight, Snap-In | 2700 | 81 | 850 | 65.3846 | 40000 | 13 | 1 | 17.61 | 17.61 | 20.6924 | 2020Q2 | https://www.platt.com/platt-electric-supply/LED-Downlighting-Downlight/TCP/DDR40127/product.aspx?zpid=1275196 | Platt | 2020 | Yes
LED Lighting | Downlight | TCP | True |  |  | LED Retrofit Kit |  | Downlight Surface Mount HomeLighting, Lighting ControlsIndoor Lighting - RecessedLED DownlightingLED Downlight 6" 1100LM Round Downlight, 14 Watt, 120 Volt, Color Temperature: 2700K, Replacement Wattage: 85, Lumens: 1100, CRI: 80, Diameter: 6.7", Dimmable TCP DDR60127 DDR60130 6" LED Round Downlight, Snap-In | 2700 | 82 | 1100 | 78.5714 | 40000 | 14 | 1 | 23.16 | 23.16 | 27.2139 | 2020Q2 | https://www.platt.com/platt-electric-supply/LED-Downlighting-Downlight/TCP/DDR60127/product.aspx?zpid=1275204 | Platt | 2020 | Yes
LED Lighting | Downlight | TCP | True |  |  | LED Retrofit Kit |  | Downlight Surface Mount HomeLighting, Lighting ControlsIndoor Lighting - RecessedLED DownlightingLED Downlight 8" Round Downlight, 14 Watt, 120 Volt, Color Temperature: 2700K, Replacement Wattage: 120, Lumens: 1550, CRI: 80, Diameter: 8.7", Dimmable TCP DDR80127 DDR80130 8" LED Round Downlight, Snap-In | 2700 | 82 | 1550 | 86.1111 | 40000 | 18 | 1 | 32.45 | 32.45 | 38.13 | 2020Q2 | https://www.platt.com/platt-electric-supply/LED-Downlighting-Downlight/TCP/DDR80127/product.aspx?zpid=1275188 | Platt | 2020 | Yes
LED Lighting | Downlight | American Lighting | [5 empty] | Downlight Recessed HomeLighting, Lighting ControlsIndoor Lighting - RecessedLED DownlightingLED Modules 4” Retrofit Downlight, 9.5W, 120VAC, CRI: 90, Color Temperature: 3000K, Color: Dark Bronze American Lighting AD4-30-DB 4” Retrofit Downlight | 3000 | 90 | 630 | 60 | 35000 | 10.5 | 1 | 10.81 | 10.81 | 12.7022 | 2020Q2 | https://www.platt.com/platt-electric-supply/LED-Downlighting-Modules/American-Lighting/AD4-30-DB/product.aspx?zpid=965788 | Platt | 2020 | Yes
LED Lighting | Downlight | American Lighting | True |  |  |  |  | Downlight Solid State Retrofit HomeLighting, Lighting ControlsIndoor Lighting - RecessedLED DownlightingLED Modules 4" LED Downlight, Smooth Wall Retrofit, Line Voltage: 120V, Watts: 10, Lumens: Up to 700Lm, Color Temperature: 5-CCT; 2700K / 3000K / 3500K / 4000K / 5000K, CRI: 90+, Color: Dark Bronze Trim. Life: 50,000 Hours. Dimming: 10-100% with most standard TRIAC dimmers. Attached E26 connection and torsion clips for most 6" recessed housings; • ENERGY STAR certified, JA8 Compliant, cETLus Wet Location Listed. • Fits most standard 4" recessed housings. American Lighting AD4-5CCT-DB 10W LED 4" Retrofit | 2700 | 93 | 630 | 63 | 50000 | 10 | 1 | 14.13 | 14.13 | 16.6033 | 2020Q2 | https://www.platt.com/platt-electric-supply/LED-Downlighting-Modules/American-Lighting/AD4-5CCT-DB/product.aspx?zpid=1793409 | Platt | 2020 | Yes
LED Lighting | Downlight | American Lighting | True |  |  |  |  | Downlight Recessed HomeLighting, Lighting ControlsIndoor Lighting - RecessedLED DownlightingLED Modules 4" LED Downlight, Retrofit, Line Voltage: 120V, Watts: 10.5, Lumens: 660, Color Temperature: 3000K, CRI: 90+, Color: White Trim. Life: 50,000 Hours. Dimming: 10-100% with most TRIAC, CL, MLV and ELV dimmers. TRIAC, CL, MLV and ELV dimmers. Energy Star. cETLus Listed and ENERGY STAR Certified. American Lighting AD4-B30-WH 10.5W LED 4" Retrofit | 3000 | 91 | 630 | 60 | 35000 | 10.5 | 1 | 10.81 | 10.81 | 12.7022 | 2020Q2 | https://www.platt.com/platt-electric-supply/LED-Downlighting-Modules/American-Lighting/AD4-B30-WH/product.aspx?zpid=851764 | Platt | 2020 | Yes
LED Lighting | Downlight | American Lighting | True |  |  |  |  | Downlight Solid State Retrofit HomeLighting, Lighting ControlsIndoor Lighting - RecessedLED DownlightingLED Modules 4" LED Downlight, Baffle Wall Retrofit, Line Voltage: 120V, Watts: 15, Lumens: Up to 820Lm, Color Temperature: 5-CCT; 2700K / 3000K / 3500K / 4000K / 5000K, CRI: 90+, Color: White Trim. Life: 50,000 Hours. Dimming: 10-100% with most standard TRIAC dimmers. Attached E26 connection and torsion clips for most 6" recessed housings; • ENERGY STAR certified, JA8 Compliant, cETLus Wet Location Listed. p/n: AD56B-5CCT-WH. • Fits most standard 5" and 6" recessed housings. American Lighting AD4B-5CCT-WH 10W LED 4" Retrofit | 2700 | 93 | 720 | 72 | 50000 | 10 | 1 | 14.13 | 14.13 | 16.6033 | 2020Q2 | https://www.platt.com/platt-electric-supply/LED-Downlighting-Modules/American-Lighting/AD4B-5CCT-WH/product.aspx?zpid=1793411 | Platt | 2020 | Yes
LED Lighting | Downlight | American Lighting | [5 empty] | Downlight Solid State Retrofit HomeLighting, Lighting ControlsIndoor Lighting - RecessedLED DownlightingLED Modules 4" Adjustable Swivel (Gimbal) Recessed Downlight, Retrofit LED Module, Watts: 8, Voltage: 120V, CRI: 90, Coloer Temperature: 3000K, Color: White. AD4S Retrofit: Torsion clips fit most 4” Type IC rated cans (requires 2-9/16” clearance) with E26 sockets; compatible with AL4-ICAT (sold separately). American Lighting AD4S-30-WH LED 4” Retrofit Downlight | 3000 | 91 | 500 | 62.5 | 50000 | 8 | 1 | 14.44 | 14.44 | 16.9676 | 2020Q2 | https://www.platt.com/platt-electric-supply/LED-Downlighting-Modules/American-Lighting/AD4S-30-WH/product.aspx?zpid=947927 | Platt | 2020 | Yes
LED Lighting | Downlight | American Lighting | True |  | Round |  |  | Downlight Solid State Retrofit HomeLighting, Lighting ControlsIndoor Lighting - RecessedLED DownlightingLED Modules 5"/6" LED Downlight, Smooth Wall, Retrofit, Line Voltage: 120V, Watts: 15, Lumens: Up to 1200Lm, Color Temperature: 5-CCT; 2700K / 3000K / 3500K / 4000K / 5000K, CRI: 90+, Color: White Trim. Life: 50,000 Hours. Dimming: 10-100% with most standard TRIAC dimmers. Attached E26 connection and torsion clips for most 6" recessed housings; • ENERGY STAR certified, JA8 Compliant, cETLus Wet Location Listed. p/n: AD56B-5CCT-WH. • Fits most standard 5" and 6" recessed housings. American Lighting AD56-5CCT-WH LED 5/6" Downlight | 2700 | 93 | 1000 | 66.6667 | 50000 | 15 | 1 | 14.13 | 14.13 | 16.6033 | 2020Q2 | https://www.platt.com/platt-electric-supply/LED-Downlighting-Modules/American-Lighting/AD56-5CCT-WH/product.aspx?zpid=1793414 | Platt | 2020 | Yes
LED Lighting | Downlight | American Lighting | [5 empty] | Downlight Recessed HomeLighting, Lighting ControlsIndoor Lighting - RecessedLED DownlightingLED Modules 5/6" LED Retrofit Downlight, 15.05W, 120VAC, Lumens: 903, CRI: 90+, Color Temperature: 3000K, Color: Dark Bronze American Lighting AD56-B30-DB 5/6" LED Retrofit Downlight | 3000 | 89 | 870 | 60 | 35000 | 14.5 | 1 | 10.81 | 10.81 | 12.7022 | 2020Q2 | https://www.platt.com/platt-electric-supply/LED-Downlighting-Modules/American-Lighting/AD56-B30-DB/product.aspx?zpid=721459 | Platt | 2020 | Yes
LED Lighting | Downlight | American Lighting | True |  |  |  |  | Downlight Recessed HomeLighting, Lighting ControlsIndoor Lighting - RecessedLED DownlightingLED Modules 5"/6" LED Downlight, Retrofit, Line Voltage: 120V, Watts: 15.05, Lumens: 930, Color Temperature: 3000K, CRI: 90+, Color: White Trim. Life: 50,000 Hours. Dimming: 10-100% with most standard TRIAC dimmers. Attached E26 connection and torsion clips for most 6" recessed housings; Energy Star ; cETLus Wet Location Listed. p/n: AD56-B30-WH. American Lighting AD56-B30-WH 15W LED 5/6" Retrofit | 3000 | 89 | 930 | 61.1842 | 35000 | 15.2 | 1 | 10.81 | 10.81 | 12.7022 | 2020Q2 | https://www.platt.com/platt-electric-supply/LED-Downlighting-Modules/American-Lighting/AD56-B30-WH/product.aspx?zpid=829908 | Platt | 2020 | Yes
LED Lighting | Downlight | American Lighting | True |  |  |  |  | Downlight Solid State Retrofit HomeLighting, Lighting ControlsIndoor Lighting - RecessedLED DownlightingLED Modules 5"/6" LED Downlight, Baffle Wall Retrofit, Line Voltage: 120V, Watts: 15, Lumens: Up to 1200Lm, Color Temperature: 5-CCT; 2700K / 3000K / 3500K / 4000K / 5000K, CRI: 90+, Color: White Trim. Life: 50,000 Hours. Dimming: 10-100% with most standard TRIAC dimmers. Attached E26 connection and torsion clips for most 6" recessed housings; • ENERGY STAR certified, JA8 Compliant, cETLus Wet Location Listed. • Fits most standard 5" and 6" recessed housings. American Lighting AD56B-5CCT-WH 15W LED 5/6" Retrofit | 2700 | 93 | 1000 | 66.6667 | 50000 | 15 | 1 | 14.13 | 14.13 | 16.6033 | 2020Q2 | https://www.platt.com/platt-electric-supply/LED-Downlighting-Modules/American-Lighting/AD56B-5CCT-WH/product.aspx?zpid=1793415 | Platt | 2020 | Yes
LED Lighting | Downlight | American Lighting | True |  |  | LED Retrofit Kit | LED Retrofit Kit | Downlight Solid State Retrofit HomeLighting, Lighting ControlsIndoor Lighting - RecessedLED DownlightingLED Modules 5"/6" LED Downlight, Retrofit, Line Voltage: 120V, Watts: 15.05, Lumens: 900, Color Temperature: 3000K, CRI: 90+, Color: White Trim. Life: 50,000 Hours. Dimming: 10-100% with most standard TRIAC dimmers. Title 24 connection and torsion clips for most 5/6" recessed housings; Energy Star ; cETLus Wet Location Listed. JA8 Compliant. p/n: AD56V2-30-WH American Lighting AD56V2-30-WH 15W LED 5/6" Retrofit | 3000 | 92 | 1000 | 66.6667 | 50000 | 15 | 1 | 10.81 | 10.81 | 12.7022 | 2020Q2 | https://www.platt.com/platt-electric-supply/LED-Downlighting-Modules/American-Lighting/AD56V2-30-WH/product.aspx?zpid=1793417 | Platt | 2020 | Yes
LED Lighting | Downlight | American Lighting | True |  |  |  |  | Downlight Solid State Retrofit HomeLighting, Lighting ControlsIndoor Lighting - RecessedLED DownlightingLED Modules 5"/6" LED Downlight Retrofit, Featuring adjustable swivel lens for sloped ceilings or directing light. Line Voltage: 120V, Watts: 15, Lumens: Up to 1200Lm, Color Temperature: 5-CCT; 2700K / 3000K / 3500K / 4000K / 5000K, CRI: 90+, Color: White Trim. Life: 50,000 Hours. Dimming: 10-100% with most standard TRIAC dimmers. Fits most 6" recessed housings; • ENERGY STAR certified, JA8 Compliant, Type IC and cETLus Listed for damp locations. • Fits most standard 5" and 6" recessed housings. ENERGY STAR certified & JA8 Compliant. American Lighting AD6S-5CCT-WH 15W LED 5/6" Retrofit | 2700 | 92 | 950 | 63.3333 | 50000 | 15 | 1 | 18.31 | 18.31 | 21.515 | 2020Q2 | https://www.platt.com/platt-electric-supply/LED-Downlighting-Modules/American-Lighting/AD6S-5CCT-WH/product.aspx?zpid=1746934 | Platt | 2020 | Yes
LED Lighting | Downlight | Cree Lighting |  |  |  | LED Retrofit Kit | LED Retrofit Kit | Downlight Solid State Retrofit HomeLighting, Lighting ControlsIndoor Lighting - RecessedLED DownlightingLED Modules LED Downlight, CRT Series, 6", 14.5W, 1100 Lumens, 2700K, 120V, E26 Base Cree Lighting CR6T-1100L-27K-12-E26GU24 LED Downlight, CRT Series | 2700 | 92 | 1100 | 75.8621 | 50000 | 14.5 | 1 | 18.14 | 18.14 | 21.3152 | 2020Q2 | https://www.platt.com/platt-electric-supply/LED-Downlighting-Modules/Cree-Lighting/CR6T-1100L-27K-12-E26GU24/product.aspx?zpid=1233116 | Platt | 2020 | Yes
LED Lighting | Downlight | Cree Lighting |  |  |  | LED Retrofit Kit | LED Retrofit Kit | Downlight Solid State Retrofit HomeLighting, Lighting ControlsIndoor Lighting - RecessedLED DownlightingLED Modules LED Downlight, CRT Series, 6", 14.5W, 1000 Lumens, 3000K, 120V, E26 Base Cree Lighting CR6T-1100L-30K-12-E26GU24 6" Downlight, 14.5W, 1000L, 3000K, 120V | 3000 | 92 | 1100 | 75.8621 | 50000 | 14.5 | 1 | 18.14 | 18.14 | 21.3152 | 2020Q2 | https://www.platt.com/platt-electric-supply/LED-Downlighting-Modules/Cree-Lighting/CR6T-1100L-30K-12-E26GU24/product.aspx?zpid=1233118 | Platt | 2020 | Yes
LED Lighting | Downlight | Cree Lighting |  |  |  | LED Retrofit Kit | LED Retrofit Kit | Downlight Solid State Retrofit HomeLighting, Lighting ControlsIndoor Lighting - RecessedLED DownlightingLED Modules LED Downlight, CRT Series, 6", 14.5W, 1000 Lumens, 3500K, 120V, E26 Base Cree Lighting CR6T-1100L-35K-12-E26GU24 6" Downlight, 14.5W, 1000L, 3500K, 120V | 3500 | 93 | 1100 | 75.8621 | 50000 | 14.5 | 1 | 18.14 | 18.14 | 21.3152 | 2020Q2 | https://www.platt.com/platt-electric-supply/LED-Downlighting-Modules/Cree-Lighting/CR6T-1100L-35K-12-E26GU24/product.aspx?zpid=1233157 | Platt | 2020 | Yes
LED Lighting | Downlight | Cree Lighting |  |  |  | LED Retrofit Kit | LED Retrofit Kit | Downlight Solid State Retrofit HomeLighting, Lighting ControlsIndoor Lighting - RecessedLED DownlightingLED Modules LED Downlight, CRT Series, 6", 14.5W, 1000 Lumens, 4000K, 120V, Includes: E26 and GU24 Adapters Cree Lighting CR6T-1100L-40K-12-E26GU24 6" Downlight, 14.5W, 1000L, 4000K, 120V | 4000 | 93 | 1100 | 75.8621 | 50000 | 14.5 | 1 | 18.14 | 18.14 | 21.3152 | 2020Q2 | https://www.platt.com/platt-electric-supply/LED-Downlighting-Modules/Cree-Lighting/CR6T-1100L-40K-12-E26GU24/product.aspx?zpid=1233119 | Platt | 2020 | Yes
LED Lighting | Downlight | Cree Lighting |  |  |  | LED Retrofit Kit | LED Retrofit Kit | Downlight Solid State Retrofit HomeLighting, Lighting ControlsIndoor Lighting - RecessedLED DownlightingLED Modules LED Downlight, CRT Series, 6", 14.5W, 1600 Lumens, 2700K, 120V, E26 Base Cree Lighting CR6T-1600L-27K-12-E26GU24 6" Downlight, 14.5W, 1600L, 2700K, 120V | 2700 | 92 | 1600 | 76.1905 | 50000 | 21 | 1 | 21.17 | 21.17 | 24.8756 | 2020Q2 | https://www.platt.com/platt-electric-supply/LED-Downlighting-Modules/Cree-Lighting/CR6T-1600L-27K-12-E26GU24/product.aspx?zpid=1233121 | Platt | 2020 | Yes
LED Lighting | Downlight | Cree Lighting |  |  |  | LED Retrofit Kit | LED Retrofit Kit | Downlight Solid State Retrofit HomeLighting, Lighting ControlsIndoor Lighting - RecessedLED DownlightingLED Modules LED Downlight, CRT Series, 6", 14.5W, 1600 Lumens, 3000K, 120V, E26 Base Cree Lighting CR6T-1600L-30K-12-E26GU24 6" Downlight, 14.5W, 1600L, 3000K, 120V | 3000 | 92 | 1600 | 76.1905 | 50000 | 21 | 1 | 21.17 | 21.17 | 24.8756 | 2020Q2 | https://www.platt.com/platt-electric-supply/LED-Downlighting-Modules/Cree-Lighting/CR6T-1600L-30K-12-E26GU24/product.aspx?zpid=1233123 | Platt | 2020 | Yes
LED Lighting | Downlight | Cree Lighting |  |  |  | LED Retrofit Kit | LED Retrofit Kit | Downlight Solid State Retrofit HomeLighting, Lighting ControlsIndoor Lighting - RecessedLED DownlightingLED Modules LED Downlight, CRT Series, 6", 14.5W, 1600 Lumens, 3500K, 120V, E26 Base Cree Lighting CR6T-1600L-35K-12-E26GU24 6" Downlight, 14.5W, 1600L, 3500K, 120V | 3500 | 93 | 1600 | 76.1905 | 50000 | 21 | 1 | 21.17 | 21.17 | 24.8756 | 2020Q2 | https://www.platt.com/platt-electric-supply/LED-Downlighting-Modules/Cree-Lighting/CR6T-1600L-35K-12-E26GU24/product.aspx?zpid=1233159 | Platt | 2020 | Yes
LED Lighting | Downlight | Cree Lighting |  |  |  | LED Retrofit Kit | LED Retrofit Kit | Downlight Solid State Retrofit HomeLighting, Lighting ControlsIndoor Lighting - RecessedLED DownlightingLED Modules LED Downlight, CRT Series, 6", 14.5W, 1600 Lumens, 4000K, 120V, E26 Base Cree Lighting CR6T-1600L-40K-12-E26GU24 6" Downlight, 14.5W, 1600L, 4000K, 120V | 4000 | 94 | 1600 | 76.1905 | 50000 | 21 | 1 | 21.17 | 21.17 | 24.8756 | 2020Q2 | https://www.platt.com/platt-electric-supply/LED-Downlighting-Modules/Cree-Lighting/CR6T-1600L-40K-12-E26GU24/product.aspx?zpid=1233125 | Platt | 2020 | Yes
LED Lighting | Downlight | Cree Lighting |  |  |  | LED Retrofit Kit | LED Retrofit Kit | Downlight Solid State Retrofit HomeLighting, Lighting ControlsIndoor Lighting - RecessedLED DownlightingLED Modules LED Downlight, 6", CRT Series, 825 Lumens, 11W, 3000K, 120V, E26 Base Cree Lighting CR6T-825L-30K-12-E26GU24 LED Downlight, 6", CRT Series | 3000 | 92 | 825 | 75 | 50000 | 11 | 1 | 15.12 | 15.12 | 17.7666 | 2020Q2 | https://www.platt.com/platt-electric-supply/LED-Downlighting-Modules/Cree-Lighting/CR6T-825L-30K-12-E26GU24/product.aspx?zpid=1233128 | Platt | 2020 | Yes
LED Lighting | Downlight | Cree Lighting |  |  |  | LED Retrofit Kit | LED Retrofit Kit | Downlight Solid State Retrofit HomeLighting, Lighting ControlsIndoor Lighting - RecessedLED DownlightingLED Modules LED Downlight, 6", CRT Series, 825 Lumens, 11W, 4000K, 120V, E26 Base Cree Lighting CR6T-825L-40K-12-E26GU24 LED Downlight, 6", CRT Series | 4000 | 93 | 825 | 75 | 50000 | 11 | 1 | 15.12 | 15.12 | 17.7666 | 2020Q2 | https://www.platt.com/platt-electric-supply/LED-Downlighting-Modules/Cree-Lighting/CR6T-825L-40K-12-E26GU24/product.aspx?zpid=1233132 | Platt | 2020 | Yes
LED Lighting | Downlight | Elite Lighting |  |  |  |  | Other | Downlight Solid State Retrofit HomeLighting, Lighting ControlsIndoor Lighting - RecessedLED DownlightingLED Modules 6” Economy Led Retrofit Lighting Module Elite Lighting REL637-950L-DIMTR-120-27K/30K/35K/40K/50K-90-W-WH 6” Economy Led Retrofit Lighting Module | 2700 | 92 | 950 | 63.3333 | 50000 | 15 | 1 | 19.38 | 19.38 | 22.7722 | 2020Q2 | https://www.platt.com/platt-electric-supply/LED-Downlighting-Modules/Elite-Lighting/REL637-950L-DIMTR-120-27K-30K-35K-40K-50K-90-W-WH/product.aspx?zpid=1315242 | Platt | 2020 | Yes
LED Lighting | Downlight | Elite Lighting |  |  |  |  | Other | Downlight Solid State Retrofit HomeLighting, Lighting ControlsIndoor Lighting - RecessedLED DownlightingLED Modules Universal 6”- Adjustable Led Retrofit Module Elite Lighting RL664-900L-DIMTR-120-30K-90-WH 6” Led Retrofit Module | 3000 | 81 | 900 | 90 | 42000 | 10 | 1 | 34.88 | 34.88 | 40.9853 | 2020Q2 | https://www.platt.com/platt-electric-supply/LED-Downlighting-Modules/Elite-Lighting/RL664-900L-DIMTR-120-30K-90-WH/product.aspx?zpid=1747273 | Platt | 2020 | Yes
LED Lighting | Reflector | Green Creative | True |  | Reflector (Flood/Spot) | PAR38 | E26 (Medium) | None,Recessed Fixtures HomeLighting, Lighting ControlsIndoor Lighting - RecessedLED DownlightingLED Modules 8" LED Downlight, Watt: 12/19/27W, Line Voltage: 120/277V, Color Temperature: 3000K, Lumens: 1000/1500/2000, 80 CRI, Color: White. Life: 40,000 Hours. Green Creative 27CDLA8830277 8" LED Downlight, 12/19/27W, 120-277V, 3000K, 1000/1500/2000L | 4000 | 95 | 1200 | 70.5882 | 40000 | 17 | 1 | 109.18 | 109.18 | 128.2907 | 2020Q2 | https://www.platt.com/platt-electric-supply/LED-Downlighting-Modules/Green-Creative/27CDLA8830277/product.aspx?zpid=127000 | Platt | 2020 | No
LED Lighting | Downlight | Green Creative | [5 empty] | Downlight Recessed HomeLighting, Lighting ControlsIndoor Lighting - RecessedLED DownlightingLED Modules 6" LED Downlight, Watt: 8.5/13.5/21, Line Voltage: 120/277V, Color Temperature: 2700K, Lumens: 650/930/1400, 80 CRI, Color: White. Life: 40,000 Hours. Green Creative 57868 6" LED Downlight, 8.5/13.5/21W, 120-277V, 2700K, 650/930/1400L | 2700 | 82 | 1400 | 66.6667 | 25000 | 21 | 1 | 92.71 | 92.71 | 108.9378 | 2020Q2 | https://www.platt.com/platt-electric-supply/LED-Downlighting-Modules/Green-Creative/57868/product.aspx?zpid=211749 | Platt | 2020 | Yes
LED Lighting | Downlight | Green Creative | [5 empty] | Downlight Recessed HomeLighting, Lighting ControlsIndoor Lighting - RecessedLED DownlightingLED Modules 6" LED Downlight, Watt: 8.5/13.5/21, Line Voltage: 120/277V, Color Temperature: 3000K, Lumens: 700/1000/1500, 80 CRI, Color: White. Life: 40,000 Hours. Green Creative 57869 6" LED Downlight, 8.5/13.5/21W, 120-277V, 2700K, 700/1000/1500L | 3000 | 84 | 1500 | 71.4286 | 25000 | 21 | 1 | 92.71 | 92.71 | 108.9378 | 2020Q2 | https://www.platt.com/platt-electric-supply/LED-Downlighting-Modules/Green-Creative/57869/product.aspx?zpid=211998 | Platt | 2020 | Yes
LED Lighting | Downlight | Green Creative | [5 empty] | Downlight Recessed HomeLighting, Lighting ControlsIndoor Lighting - RecessedLED DownlightingLED Modules 6" LED Downlight, Watt: 8.5/13.5/21, Line Voltage: 120/277V, Color Temperature: 3500K, Lumens: 700/1000/1500, 80 CRI, Color: White. Life: 40,000 Hours. Green Creative 57870 6" LED Downlight, 8.5/13.5/21W, 120-277V, 3500K, 700/1000/1500L | 3500 | 84 | 1500 | 71.4286 | 25000 | 21 | 1 | 92.71 | 92.71 | 108.9378 | 2020Q2 | https://www.platt.com/platt-electric-supply/LED-Downlighting-Modules/Green-Creative/57870/product.aspx?zpid=205941 | Platt | 2020 | Yes
LED Lighting | Downlight | Green Creative | False |  |  |  |  | Downlight Recessed HomeLighting, Lighting ControlsIndoor Lighting - RecessedLED DownlightingLED Modules 6" LED Downlight, Watt: 8.5/13.5/21, Line Voltage: 120/277V, Color Temperature: 4000K, Lumens: 700/1000/1500, 80 CRI, Color: White. Life: 40,000 Hours. Green Creative 57871 6" LED Downlight, 8.5/13.5/21W, 120-277V, 4000K, 700/1000/1500L | 4000 | 83 | 1500 | 71.4286 | 25000 | 21 | 1 | 92.71 | 92.71 | 108.9378 | 2020Q2 | https://www.platt.com/platt-electric-supply/LED-Downlighting-Modules/Green-Creative/57871/product.aspx?zpid=89810 | Platt | 2020 | Yes
LED Lighting | Downlight | Halo Home |  |  |  | LED Retrofit Kit | LED Retrofit Kit | Downlight Solid State Retrofit HomeLighting, Lighting ControlsIndoor Lighting - RecessedLED DownlightingLED Modules Retrofit LED Module, All-Purpose, 4", 600 Lumens, 90 CRI Minimum, White Tuning, Select CCT 2700K-5000K in Mobile App, Bluetooth Mesh Wireless Control, Matte White Baffle Finish Halo Home RL4069BLE40AWH Retrofit LED Module, All-Purpose, 4" | 2700 | 92 | 535 | 66.875 | 50000 | 8 | 1 | 34.65 | 34.65 | 40.7151 | 2020Q2 | https://www.platt.com/platt-electric-supply/LED-Downlighting-Modules/Halo-Home/RL4069BLE40AWH/product.aspx?zpid=996633 | Platt | 2020 | Yes
LED Lighting | Downlight | Halo |  |  |  | LED Retrofit Kit | LED Retrofit Kit | Downlight Solid State Retrofit HomeLighting, Lighting ControlsIndoor Lighting - RecessedLED DownlightingLED Modules HALO ER8A50840 8IN MODULE 5000 LUMEN 40K Halo ER8A50840 ETNCL ER8A50840 8"ROUND 5000LUMEN L | 2700 | 92 | 900 | 69.2308 | 35000 | 13 | 1 | 300.54 | 300.54 | 353.1461 | 2020Q2 | https://www.platt.com/platt-electric-supply/LED-Downlighting-Modules/Halo/ER8A50840/product.aspx?zpid=128794 | Platt | 2020 | Yes
LED Lighting | Downlight | Halo |  |  |  | LED Retrofit Kit | LED Retrofit Kit | Downlight Solid State Retrofit HomeLighting, Lighting ControlsIndoor Lighting - RecessedLED DownlightingLED Modules Halo LT4 Series - LED Baffle-Trim Module For 4" Aperture Recessed Downlights Recessed Halo LT460WH6927 LED Baffle-Trim Module For 4" | 2700 | 92 | 630 | 76.8293 | 35000 | 8.2 | 1 | 17.33 | 17.33 | 20.3634 | 2020Q2 | https://www.platt.com/platt-electric-supply/LED-Downlighting-Modules/Halo/LT460WH6927/product.aspx?zpid=444908 | Platt | 2020 | Yes
LED Lighting | Downlight | Halo | [5 empty] | Downlight Solid State Retrofit HomeLighting, Lighting ControlsIndoor Lighting - RecessedLED DownlightingLED Modules 4-Inch LED Recessed Retrofit Module-Trim, White, 90 CRI, 3000K Halo LT460WH6930 4-Inch LED Recessed Retrofit Module-Trim | 3000 | 93 | 547 | 69.2405 | 35000 | 7.9 | 1 | 17.33 | 17.33 | 20.3634 | 2020Q2 | https://www.platt.com/platt-electric-supply/LED-Downlighting-Modules/Halo/LT460WH6930/product.aspx?zpid=42324 | Platt | 2020 | Yes
LED Lighting | Downlight | Halo |  |  |  | LED Retrofit Kit | LED Retrofit Kit | Downlight Solid State Retrofit HomeLighting, Lighting ControlsIndoor Lighting - RecessedLED DownlightingLED Modules 4" LED Retrofit Downlight, 120V, 7.5 to 8 Watt, 5000K, White Halo LT460WH6950 4" LED Retrofit Downlight, White | 5000 | 96 | 675 | 81.3253 | 35000 | 8.3 | 1 | 17.33 | 17.33 | 20.3634 | 2020Q2 | https://www.platt.com/platt-electric-supply/LED-Downlighting-Modules/Halo/LT460WH6950/product.aspx?zpid=229838 | Platt | 2020 | Yes
LED Lighting | Downlight | Halo |  |  |  | LED Retrofit Kit | LED Retrofit Kit | Downlight Solid State Retrofit HomeLighting, Lighting ControlsIndoor Lighting - RecessedLED DownlightingLED Modules 5"/6" Retrofit Baffle-Trim LED Module, 120V, CRI: 90, Color Temperature: 2700K, Color: Matte White Halo LT560WH6927 5"/6" Retrofit LED Module | 2700 | 92 | 720 | 75.7895 | 35000 | 9.5 | 1 | 15.68 | 15.68 | 18.4246 | 2020Q2 | https://www.platt.com/platt-electric-supply/LED-Downlighting-Modules/Halo/LT560WH6927/product.aspx?zpid=1067848 | Platt | 2020 | Yes
LED Lighting | Downlight | Halo | True |  |  | LED Retrofit Kit | LED Retrofit Kit | Downlight Solid State Retrofit HomeLighting, Lighting ControlsIndoor Lighting - RecessedLED DownlightingLED Modules 5"/6" LED Module, Retrofit, Line Voltage: 120V, Watts: 10.2, Lumens: 687, Color Temperature: 3000K, Trim with E26 Base. Baffle Trim, Integral Dimmable Driver. For use in Insulated & Non-Insulated Ceiling Rated Housings. Halo LT560WH6930 5/6IN LED RETROFIT PLASTIC BAFFLE 930 | 3000 | 92 | 670 | 65.6863 | 35000 | 10.2 | 1 | 15.68 | 15.68 | 18.4246 | 2020Q2 | https://www.platt.com/platt-electric-supply/LED-Downlighting-Modules/Halo/LT560WH6930/product.aspx?zpid=20559 | Platt | 2020 | Yes
LED Lighting | Downlight | Halo |  |  |  | LED Retrofit Kit | LED Retrofit Kit | Downlight Solid State Retrofit HomeLighting, Lighting ControlsIndoor Lighting - RecessedLED DownlightingLED Modules HAL LT560WH6935 Recessed Halo LT560WH6935 ETNCL LT560WH6935 LT56 LED RETROFIT | 3500 | 93 | 760 | 79.1667 | 35000 | 9.6 | 1 | 15.68 | 15.68 | 18.4246 | 2020Q2 | https://www.platt.com/platt-electric-supply/LED-Downlighting-Modules/Halo/LT560WH6935/product.aspx?zpid=404363 | Platt | 2020 | Yes
LED Lighting | Downlight | Halo |  |  |  | LED Retrofit Kit | LED Retrofit Kit | Downlight Solid State Retrofit HomeLighting, Lighting ControlsIndoor Lighting - RecessedLED DownlightingLED Modules HALO LT560WH6940 Halo LT560WH6940 Integrated LED Recessed Retrofit Baffle Trim LED Module | 4000 | 95 | 760 | 73.7864 | 35000 | 10.3 | 1 | 15.68 | 15.68 | 18.4246 | 2020Q2 | https://www.platt.com/platt-electric-supply/LED-Downlighting-Modules/Halo/LT560WH6940/product.aspx?zpid=329529 | Platt | 2020 | Yes
LED Lighting | Downlight | Halo |  |  |  | LED Retrofit Kit | LED Retrofit Kit | Downlight Solid State Retrofit HomeLighting, Lighting ControlsIndoor Lighting - RecessedLED DownlightingLED Modules HALLT560WH6950 Recessed Halo LT560WH6950 ETNCL LT560WH6950 LT56 LED RETROFIT | 5000 | 96 | 780 | 82.1053 | 35000 | 9.5 | 1 | 15.68 | 15.68 | 18.4246 | 2020Q2 | https://www.platt.com/platt-electric-supply/LED-Downlighting-Modules/Halo/LT560WH6950/product.aspx?zpid=233877 | Platt | 2020 | Yes
LED Lighting | Downlight | Halo | [5 empty] | Downlight Solid State Retrofit HomeLighting, Lighting ControlsIndoor Lighting - RecessedLED DownlightingLED Modules HALML4D09NFL927E Halo ML4D09NFL927E ETNCL ML4D09NFL927E 4" LED DWNLIGHT | 2700 | 93 | 1019 | 82.8455 | 72000 | 12.3 | 1 | 69.14 | 69.14 | 81.2422 | 2020Q2 | https://www.platt.com/platt-electric-supply/LED-Downlighting-Modules/Halo/ML4D09NFL927E/product.aspx?zpid=207003 | Platt | 2020 | Yes
LED Lighting | Downlight | Halo |  |  |  | Other | GU24 | Downlight Solid State Retrofit HomeLighting, Lighting ControlsIndoor Lighting - RecessedLED DownlightingLED Modules HALO RA406927NFLWH LED TRIM Halo RA406927NFLWH ETNCL RA406927NFLWH 4" LED ADJ WHIT | 2700 | 93 | 613 | 88.8406 | 70000 | 6.9 | 1 | 54.04 | 54.04 | 63.4991 | 2020Q2 | https://www.platt.com/platt-electric-supply/LED-Downlighting-Modules/Halo/RA406927NFLWH/product.aspx?zpid=100028 | Platt | 2020 | Yes
LED Lighting | Downlight | Halo |  |  |  | LED Retrofit Kit | LED Retrofit Kit | Downlight Solid State Retrofit HomeLighting, Lighting ControlsIndoor Lighting - RecessedLED DownlightingLED Modules 4" Aperture Adjustable Gimbal Recessed Downlight, Retrofit LED Module, Very Wide Flood, 90CRI, 2700K, Color: White. 35-° tilt and up to 360-° rotation. Halo RA406927WH 4" LED Very Wide Flood Adjustable Gimbal, WH | 2700 | 94 | 578 | 60.8421 | 50000 | 9.5 | 1 | 50.41 | 50.41 | 59.2337 | 2020Q2 | https://www.platt.com/platt-electric-supply/LED-Downlighting-Modules/Halo/RA406927WH/product.aspx?zpid=89922 | Platt | 2020 | Yes
LED Lighting | Downlight | Halo |  |  |  | Other | GU24 | Downlight Solid State Retrofit HomeLighting, Lighting ControlsIndoor Lighting - RecessedLED DownlightingLED Modules 4" Retrofit Adjustable LED Module, 90CRI, 120V, 3000 K, Narrow Flood, White Halo RA406930NFLWH 4" Retrofit Adjustable LED Module | 3000 | 92 | 671 | 97.2464 | 70000 | 6.9 | 1 | 54.04 | 54.04 | 63.4991 | 2020Q2 | https://www.platt.com/platt-electric-supply/LED-Downlighting-Modules/Halo/RA406930NFLWH/product.aspx?zpid=91541 | Platt | 2020 | Yes
LED Lighting | Downlight | Halo |  |  |  | LED Retrofit Kit | LED Retrofit Kit | Downlight Solid State Retrofit HomeLighting, Lighting ControlsIndoor Lighting - RecessedLED DownlightingLED Modules 4" Aperture Adjustable Gimbal Recessed Downlight, Retrofit LED Module, Very Wide Flood, 90CRI, 3000K, Color: White. 35-° tilt and up to 360-° rotation. Halo RA406930WH LED Module Adjustable Gimbal, 4" | 3000 | 95 | 607 | 61.9388 | 50000 | 9.8 | 1 | 50.41 | 50.41 | 59.2337 | 2020Q2 | https://www.platt.com/platt-electric-supply/LED-Downlighting-Modules/Halo/RA406930WH/product.aspx?zpid=89969 | Platt | 2020 | Yes
LED Lighting | Downlight | Halo |  |  |  | Other | Other | Downlight Solid State Retrofit HomeLighting, Lighting ControlsIndoor Lighting - RecessedLED DownlightingLED Modules 4-Inch All-Purpose LED Retrofit Module With SeleCCTable Switch: 2700K, 3000K, 3500K, 4000K & 5000K, Lumens: 600 (Nominal), Baffle Color: Matte White ***Title 20 California Compliant*** Halo RA4069S1EWHR-CA 4" LED Retrofit Module With SeleCCTable, CA | 2700 | 95 | 615 | 87.8571 | 70000 | 7 | 1 | 67.38 | 67.38 | 79.1741 | 2020Q2 | https://www.platt.com/platt-electric-supply/LED-Downlighting-Modules/Halo/RA4069S1EWHR-CA/product.aspx?zpid=1739486 | Platt | 2020 | Yes
LED Lighting | Downlight | Halo | True |  |  |  |  | Downlight Recessed HomeLighting, Lighting ControlsIndoor Lighting - RecessedLED DownlightingLED Modules 6" LED Adjustable Gimbal Module,35° Tilt, 360-° rotation, Retrofit, Line Voltage: 120V, Watts: 9.4, Lumens: 600, Color Temperature: 2700K, Dimmable, Color: White Trim. For use with: H5, H7, ET/EI500, ET/EI700 Series Housing. Life: 50,000 Hours. Energy Star Rated. Halo RA5606927WH LED Module, Adjustable, 6", 9.4W | 2700 | 95 | 642 | 65.5102 | 50000 | 9.8 | 1 | 50.41 | 50.41 | 59.2337 | 2020Q2 | https://www.platt.com/platt-electric-supply/LED-Downlighting-Modules/Halo/RA5606927WH/product.aspx?zpid=89932 | Platt | 2020 | Yes
LED Lighting | Downlight | Halo | True |  |  |  |  | Downlight Recessed HomeLighting, Lighting ControlsIndoor Lighting - RecessedLED DownlightingLED Modules HALO RA5606930NFLWH 5&6" LED MOD GIMBAL 120V DIMMABLE WHT NARROW FLOOD 90CRI 3000°K Halo RA5606930NFLWH ETNCL RA5606930NFLWH 5/6" LED ADJ W | 3000 | 94 | 664 | 67.7551 | 50000 | 9.8 | 1 | 54.04 | 54.04 | 63.4991 | 2020Q2 | https://www.platt.com/platt-electric-supply/LED-Downlighting-Modules/Halo/RA5606930NFLWH/product.aspx?zpid=89936 | Platt | 2020 | Yes
LED Lighting | Downlight | Halo | True |  |  |  |  | Downlight Recessed HomeLighting, Lighting ControlsIndoor Lighting - RecessedLED DownlightingLED Modules 6" LED Adjustable Gimbal Module,35° Tilt, 360-° rotation, Retrofit, Line Voltage: 120V, Watts: 9.4, Lumens: 650, Color Temperature: 3045K, CRI: 90, Dimmable, Color: White Trim. For use with: H5, H7, ET/EI500, ET/EI700 Series Housing. Life: 50,000 Hours. Energy Star Rated, Damp Location Halo RA5606930WH LED Module, Adjustable, 6", 9.4W | 3000 | 94 | 692 | 69.899 | 50000 | 9.9 | 1 | 50.41 | 50.41 | 59.2337 | 2020Q2 | https://www.platt.com/platt-electric-supply/LED-Downlighting-Modules/Halo/RA5606930WH/product.aspx?zpid=89933 | Platt | 2020 | Yes
LED Lighting | Downlight | Halo |  |  |  | Other | Other | Downlight Solid State Retrofit HomeLighting, Lighting ControlsIndoor Lighting - RecessedLED DownlightingLED Modules 5-Inch/6-Inch All-Purpose LED Retrofit Module With SeleCCTable Switch, Lumens: 600 (Nominal), Color Temperature: 2700K, 3000K, 3500K, 4000K, and 5000K, CRI: 90, California Title 24 High Efficacy Luminaire Compliance, Color: Matte White Baffle Halo RA56069S1EWHR-CA 5/6" LED Retrofit Module 27/30/35/40/50K | 2700 | 95 | 630 | 90 | 70000 | 7 | 1 | 67.38 | 67.38 | 79.1741 | 2020Q2 | https://www.platt.com/platt-electric-supply/LED-Downlighting-Modules/Halo/RA56069S1EWHR-CA/product.aspx?zpid=1792996 | Platt | 2020 | Yes
LED Lighting | Downlight | Halo |  |  |  |  | Other | Downlight Recessed HomeLighting, Lighting ControlsIndoor Lighting - RecessedLED DownlightingLED Modules 4" LED Module, Retrofit, Line Voltage: 120V, Watts: 8.7, Lumens: 600, Color Temperature: 2700K - 5000K, Trim with E26 Base. Halo RL4069S1EWHDM 4" LED Module, Retrofit | 3000 | 94 | 652 | 74.9425 | 70000 | 8.7 | 1 | 41.25 | 41.25 | 48.4703 | 2020Q2 | https://www.platt.com/platt-electric-supply/LED-Downlighting-Modules/Halo/RL4069S1EWHDM/product.aspx?zpid=1365150 | Platt | 2020 | Yes
LED Lighting | Downlight | Halo |  |  |  | LED Retrofit Kit | LED Retrofit Kit | Downlight Solid State Retrofit HomeLighting, Lighting ControlsIndoor Lighting - RecessedLED DownlightingLED Modules 4" LED Module, Retrofit, Line Voltage: 120V, Watts: 7.3, Lumens: 600, Color Temperature: 3000K. For use with: H99, H995, ET/EI400 Series Housing. Life: 50,000 Hours. Color: White. Energy Star Rated. Halo RL460WH830PK 4" 7W LED Module | 3000 | 83 | 621 | 70.5682 | 50000 | 8.8 | 1 | 34.65 | 34.65 | 40.7151 | 2020Q2 | https://www.platt.com/platt-electric-supply/LED-Downlighting-Modules/Halo/RL460WH830PK/product.aspx?zpid=907279 | Platt | 2020 | Yes
LED Lighting | Downlight | Halo |  |  |  | LED Retrofit Kit | LED Retrofit Kit | Downlight Solid State Retrofit HomeLighting, Lighting ControlsIndoor Lighting - RecessedLED DownlightingLED Modules HAL RL460WH927PK 4" LED Retrofit Baffle-Trim, 90 CRI, 2700K, Matte White Halo RL460WH927PK 4" LED Retrofit Baffle-Trim, 90 CRI, 2700K, Matte White | 2700 | 92 | 530 | 66.25 | 50000 | 8 | 1 | 30.94 | 30.94 | 36.3557 | 2020Q2 | https://www.platt.com/platt-electric-supply/LED-Downlighting-Modules/Halo/RL460WH927PK/product.aspx?zpid=100574 | Platt | 2020 | Yes
LED Lighting | Downlight | Halo |  |  |  | LED Retrofit Kit | LED Retrofit Kit | Downlight Solid State Retrofit HomeLighting, Lighting ControlsIndoor Lighting - RecessedLED DownlightingLED Modules 4" LED Module, Retrofit, Line Voltage: 120V, Watts: 10.5, Lumens: 600, Color Temperature: 3000K. For use with: H99, H995, ET/EI400 Series Housing. Life: 50,000 Hours. Color: White. Energy Star Rated. Halo RL460WH930PK LED Module, 4", 10.5W | 3000 | 91 | 570 | 71.25 | 50000 | 8 | 1 | 30.94 | 30.94 | 36.3557 | 2020Q2 | https://www.platt.com/platt-electric-supply/LED-Downlighting-Modules/Halo/RL460WH930PK/product.aspx?zpid=82882 | Platt | 2020 | Yes
LED Lighting | Downlight | Halo |  |  |  | LED Retrofit Kit | LED Retrofit Kit | Downlight Solid State Retrofit HomeLighting, Lighting ControlsIndoor Lighting - RecessedLED DownlightingLED Modules 4 Inch Retrofit Baffle-Trim, LED Module, 120 Volt, 90CRI, 3500K, White Halo RL460WH935PK 4" Retrofit Baffle-Trim, LED Module, 120V, 3500K, White | 3500 | 94 | 550 | 68.75 | 50000 | 8 | 1 | 30.94 | 30.94 | 36.3557 | 2020Q2 | https://www.platt.com/platt-electric-supply/LED-Downlighting-Modules/Halo/RL460WH935PK/product.aspx?zpid=123570 | Platt | 2020 | Yes
LED Lighting | Downlight | Halo |  |  |  | Other | Other | Downlight Solid State Retrofit HomeLighting, Lighting ControlsIndoor Lighting - RecessedLED DownlightingLED Modules 5 Inch /6 Inch Recessed, Round LED Downlight, 120V, 7.6 Watts, Selectable Color Temperature: 2700/3000/3500/4000/5000K, CRI: 90, ***CA Title 20 Compliant*** Halo RL56069S1EWHR-CA 7.6W, 5"/6" LED Downlight, Selectable CCT | 2700 | 94 | 665 | 87.5 | 70000 | 7.6 | 1 | 25.58 | 25.58 | 30.0575 | 2020Q2 | https://www.platt.com/platt-electric-supply/LED-Downlighting-Modules/Halo/RL56069S1EWHR-CA/product.aspx?zpid=1682230 | Platt | 2020 | Yes
LED Lighting | Downlight | Halo | True |  |  | LED Retrofit Kit | Other | Downlight Solid State Retrofit HomeLighting, Lighting ControlsIndoor Lighting - RecessedLED DownlightingLED Modules 5”/6” All- Purpose Retrofit LED Module, Lumens: 900, 90 CRI Minimum, White Tuning, Selectable CCT 2700K-5000K, 120V 60Hz Leading or Trailing Edge Phase Cut 1% Dimming, Color: Matte White Baffle, Recyclable ***CA Title 20 Compliant*** Halo RL56099S1EWHR-CA 5”/6” All- Purpose Retrofit LED Module, 900L | 2700 | 94 | 915 | 90.5941 | 70000 | 10.1 | 1 | 28.88 | 28.88 | 33.9351 | 2020Q2 | https://www.platt.com/platt-electric-supply/LED-Downlighting-Modules/Halo/RL56099S1EWHR-CA/product.aspx?zpid=1731851 | Platt | 2020 | Yes
LED Lighting | Downlight | Halo |  |  |  | LED Retrofit Kit | LED Retrofit Kit | Downlight Solid State Retrofit HomeLighting, Lighting ControlsIndoor Lighting - RecessedLED DownlightingLED Modules HAL RL560WH12927 Recessed Halo RL560WH12927 ETNCL RL560WH12927 HALO RL56 WH 120 | 2700 | 92 | 1230 | 71.0983 | 50000 | 17.3 | 1 | 34.65 | 34.65 | 40.7151 | 2020Q2 | https://www.platt.com/platt-electric-supply/LED-Downlighting-Modules/Halo/RL560WH12927/product.aspx?zpid=621944 | Platt | 2020 | Yes
LED Lighting | Downlight | Halo |  |  |  | LED Retrofit Kit | LED Retrofit Kit | Downlight Solid State Retrofit HomeLighting, Lighting ControlsIndoor Lighting - RecessedLED DownlightingLED Modules HALO RL560WH12930 90CRI 3000K Halo RL560WH12930 RL560WH12930 | 3000 | 91 | 1240 | 70.4545 | 50000 | 17.6 | 1 | 34.65 | 34.65 | 40.7151 | 2020Q2 | https://www.platt.com/platt-electric-supply/LED-Downlighting-Modules/Halo/RL560WH12930/product.aspx?zpid=238269 | Platt | 2020 | Yes
LED Lighting | Downlight | Halo | True |  |  | LED Retrofit Kit | LED Retrofit Kit | Downlight Solid State Retrofit HomeLighting, Lighting ControlsIndoor Lighting - RecessedLED DownlightingLED Modules 5/6" LED Module, Retrofit, Line Voltage: 120V, Watts: 18, Lumens: 1240, Color Temperature: 4000K, Dimmable, Color: White Trim, CRI: 90 Life: 50,000 Hours. Energy Star Rated Halo RL560WH12940 5/6" LED Module. 18W | 4000 | 93 | 1330 | 73.8889 | 50000 | 18 | 1 | 34.65 | 34.65 | 40.7151 | 2020Q2 | https://www.platt.com/platt-electric-supply/LED-Downlighting-Modules/Halo/RL560WH12940/product.aspx?zpid=235206 | Platt | 2020 | Yes
LED Lighting | Downlight | Halo |  |  |  | LED Retrofit Kit | LED Retrofit Kit | Downlight Solid State Retrofit HomeLighting, Lighting ControlsIndoor Lighting - RecessedLED DownlightingLED Modules ETNCL RL560WH12950 HALO RL56 Recessed Halo RL560WH12950 ETNCL RL560WH12950 HALO RL56 WH 120 | 5000 | 92 | 1325 | 76.1494 | 50000 | 17.4 | 1 | 34.65 | 34.65 | 40.7151 | 2020Q2 | https://www.platt.com/platt-electric-supply/LED-Downlighting-Modules/Halo/RL560WH12950/product.aspx?zpid=452125 | Platt | 2020 | Yes
LED Lighting | Downlight | Halo | True |  |  | LED Retrofit Kit | LED Retrofit Kit | Downlight Solid State Retrofit HomeLighting, Lighting ControlsIndoor Lighting - RecessedLED DownlightingLED Modules 6" LED Module, Retrofit, Line Voltage: 120V, Watts: 9.4, Lumens: 600, Color Temperature: 2700K, Dimmable, Color: White Trim. For use with: H5, H7, ET/EI500, ET/EI700 Series Housing. Life: 50,000 Hours. Energy Star Rated. Halo RL560WH6827 6" LED Module. 9.4W | 2700 | 83 | 694 | 69.4 | 50000 | 10 | 1 | 27.64 | 27.64 | 32.4781 | 2020Q2 | https://www.platt.com/platt-electric-supply/LED-Downlighting-Modules/Halo/RL560WH6827/product.aspx?zpid=50607 | Platt | 2020 | Yes
LED Lighting | Downlight | Halo | True |  |  | LED Retrofit Kit | LED Retrofit Kit | Downlight Solid State Retrofit HomeLighting, Lighting ControlsIndoor Lighting - RecessedLED DownlightingLED Modules 5"/6" LED Module, Retrofit, Line Voltage: 120V, Watts: 7.3, Lumens: 600, Color Temperature: 3000K, Dimmable, Color: White Trim. For use with: H5, H7, ET/EI500, ET/EI700 Series Housing. UL/cUL Listed for Wet Location – Shower Applications. Life: 50,000 Hours. Energy Star Rated. Halo RL560WH6830 LED Module, 5"/6" | 3000 | 83 | 689 | 68.9 | 50000 | 10 | 1 | 27.64 | 27.64 | 32.4781 | 2020Q2 | https://www.platt.com/platt-electric-supply/LED-Downlighting-Modules/Halo/RL560WH6830/product.aspx?zpid=925400 | Platt | 2020 | Yes
LED Lighting | Downlight | Halo |  |  |  | LED Retrofit Kit | LED Retrofit Kit | Downlight Solid State Retrofit HomeLighting, Lighting ControlsIndoor Lighting - RecessedLED DownlightingLED Modules 5”/6” Retrofit Baffle - Trim LED Module, 80CRI, 4000K, Matte White Halo RL560WH6840 5”/6” Retrofit Baffle Trim LED Mod., White | 4000 | 85 | 680 | 68 | 50000 | 10 | 1 | 27.64 | 27.64 | 32.4781 | 2020Q2 | https://www.platt.com/platt-electric-supply/LED-Downlighting-Modules/Halo/RL560WH6840/product.aspx?zpid=143266 | Platt | 2020 | Yes
LED Lighting | Downlight | Halo |  |  |  | LED Retrofit Kit | LED Retrofit Kit | Downlight Solid State Retrofit HomeLighting, Lighting ControlsIndoor Lighting - RecessedLED DownlightingLED Modules 5"/6" Retrofit Baffle - Trim LED Module, 90CRI 2700K, Color: Matte White. For use with IC and Non-IC rated housings. Halo RL560WH6927 5"/6" Retrofit Baffle-Trim LED Module, WH | 2700 | 92 | 630 | 72.4138 | 50000 | 8.7 | 1 | 27.64 | 27.64 | 32.4781 | 2020Q2 | https://www.platt.com/platt-electric-supply/LED-Downlighting-Modules/Halo/RL560WH6927/product.aspx?zpid=92833 | Platt | 2020 | Yes
LED Lighting | Downlight | Halo | True |  |  | LED Retrofit Kit | LED Retrofit Kit | Downlight Solid State Retrofit HomeLighting, Lighting ControlsIndoor Lighting - RecessedLED DownlightingLED Modules 6" LED Module, Retrofit, Line Voltage: 120V, Watts: 10.5, Lumens: 600, Color Temperature: 3039K, Dimmable, Color: White Trim. For use with: H5, H7, ET/EI500, ET/EI700 Series Housing. Life: 50,000 Hours. Energy Star Rated. Halo RL560WH6930 LED Module, 6", 10.5W | 3000 | 91 | 645 | 73.2955 | 50000 | 8.8 | 1 | 27.64 | 27.64 | 32.4781 | 2020Q2 | https://www.platt.com/platt-electric-supply/LED-Downlighting-Modules/Halo/RL560WH6930/product.aspx?zpid=69501 | Platt | 2020 | Yes
LED Lighting | Downlight | Halo |  |  |  | LED Retrofit Kit | LED Retrofit Kit | Downlight Solid State Retrofit HomeLighting, Lighting ControlsIndoor Lighting - RecessedLED DownlightingLED Modules LED Module, 6 Inch, 10.5 Watt, 120 Volt, Base: Medium Screw Adaptor, Lumens: 600, CRI: 93, Color Temperature: 3500K, Trim Color: White, Baffle Color: White Halo RL560WH6935 LED Module, 6", 10.5W, 120V, 3500K | 3500 | 93 | 650 | 73.0337 | 50000 | 8.9 | 1 | 27.64 | 27.64 | 32.4781 | 2020Q2 | https://www.platt.com/platt-electric-supply/LED-Downlighting-Modules/Halo/RL560WH6935/product.aspx?zpid=91809 | Platt | 2020 | Yes
LED Lighting | Downlight | Halo |  |  |  | LED Retrofit Kit | LED Retrofit Kit | Downlight Solid State Retrofit HomeLighting, Lighting ControlsIndoor Lighting - RecessedLED DownlightingLED Modules HALO RL560WH6940 LED TRIM 40K Halo RL560WH6940 LED TRIM 40K | 4000 | 92 | 690 | 75 | 50000 | 9.2 | 1 | 27.64 | 27.64 | 32.4781 | 2020Q2 | https://www.platt.com/platt-electric-supply/LED-Downlighting-Modules/Halo/RL560WH6940/product.aspx?zpid=146499 | Platt | 2020 | Yes
LED Lighting | Downlight | Halo |  |  |  | LED Retrofit Kit | LED Retrofit Kit | Downlight Solid State Retrofit HomeLighting, Lighting ControlsIndoor Lighting - RecessedLED DownlightingLED Modules RL560WH9927 900LUMEN 90CRI Halo RL560WH9927 ETNCL RL560WH9927 HALO RL56 WH 900L | 2700 | 92 | 940 | 74.6032 | 50000 | 12.6 | 1 | 31.35 | 31.35 | 36.8375 | 2020Q2 | https://www.platt.com/platt-electric-supply/LED-Downlighting-Modules/Halo/RL560WH9927/product.aspx?zpid=191252 | Platt | 2020 | Yes
LED Lighting | Downlight | Halo |  |  |  | LED Retrofit Kit | LED Retrofit Kit | Downlight Solid State Retrofit HomeLighting, Lighting ControlsIndoor Lighting - RecessedLED DownlightingLED Modules 5/6 Inch Retrofit Baffle-Trim, LED Module, 120 Volt, 91CRI, 3000K, White Halo RL560WH9930 5/6"" Retrofit Baffle-Trim, LED Module, 120V, 3000K, White | 3000 | 91 | 930 | 72.6562 | 50000 | 12.8 | 1 | 31.35 | 31.35 | 36.8375 | 2020Q2 | https://www.platt.com/platt-electric-supply/LED-Downlighting-Modules/Halo/RL560WH9930/product.aspx?zpid=150592 | Platt | 2020 | Yes
LED Lighting | Downlight | Halo |  |  |  | LED Retrofit Kit | LED Retrofit Kit | Downlight Solid State Retrofit HomeLighting, Lighting ControlsIndoor Lighting - RecessedLED DownlightingLED Modules HAL RL560WH9935 Halo RL560WH9935 ETNCL RL560WH9935 HALO RL56 WH 900L | 3500 | 92 | 940 | 74.0157 | 50000 | 12.7 | 1 | 31.35 | 31.35 | 36.8375 | 2020Q2 | https://www.platt.com/platt-electric-supply/LED-Downlighting-Modules/Halo/RL560WH9935/product.aspx?zpid=47981 | Platt | 2020 | Yes
LED Lighting | Downlight | Halo |  |  |  | LED Retrofit Kit | LED Retrofit Kit | Downlight Solid State Retrofit HomeLighting, Lighting ControlsIndoor Lighting - RecessedLED DownlightingLED Modules HALRL560WH9940 LED RETRO Halo RL560WH9940 ETNCL RL560WH9940 HALO RL56 WH 900L | 4000 | 93 | 1000 | 75.7576 | 50000 | 13.2 | 1 | 31.35 | 31.35 | 36.8375 | 2020Q2 | https://www.platt.com/platt-electric-supply/LED-Downlighting-Modules/Halo/RL560WH9940/product.aspx?zpid=30208 | Platt | 2020 | Yes
LED Lighting | Downlight | Halo | True |  |  |  |  | Downlight Solid State Retrofit HomeLighting, Lighting ControlsIndoor Lighting - RecessedLED DownlightingLED Modules 5/6" LED Retrofit Module, ZigBee Wireless, Line Voltage: 120v, Watts: 9.5, Lumens: 600, Color Temperature: 2700-5000K, CRI: 90. The Halo RL56 wireless controlled LED retrofit downlight is a complete LED Baffle-Trim Module for 5” and 6” aperture recessed downlights. When paired with a ZigBee based system, the RL56 Wireless can perform dimming, white tuning, scheduling, grouping, geo-fencing, automations, and remote access all through a mobile device. Halo RL560WHZHA69 LED Module, 5/6", Wireless | 2700 | 92 | 650 | 65 | 50000 | 10 | 1 | 34.65 | 34.65 | 40.7151 | 2020Q2 | https://www.platt.com/platt-electric-supply/LED-Downlighting-Modules/Halo/RL560WHZHA69/product.aspx?zpid=327297 | Platt | 2020 | Yes
LED Lighting | Downlight | Halo |  |  |  |  | Other | Downlight Solid State Retrofit HomeLighting, Lighting ControlsIndoor Lighting - RecessedLED DownlightingLED Modules 4” All-Purpose Square LED Module, 3000K, 800 Lumens, 9.2 Watt, Compatible with H99 E4 H24/44, Matte White Flange & Baffle Halo RSQ4089301EMWWB HALO 4" LED Retrofit Module | 3000 | 92 | 800 | 84.2105 | 70000 | 9.5 | 1 | 30.36 | 30.36 | 35.6742 | 2020Q2 | https://www.platt.com/platt-electric-supply/LED-Downlighting-Modules/Halo/RSQ4089301EMWWB/product.aspx?zpid=1385200 | Platt | 2020 | Yes
LED Lighting | Downlight | Halo |  |  |  |  | Other | Downlight Solid State Retrofit HomeLighting, Lighting ControlsIndoor Lighting - RecessedLED DownlightingLED Modules 6” All-Purpose Square LED Module, 800 Lumens (Nominal), Selectable Color Temperature: 3000K, Matte White Flange & Baffle Halo RSQ6089301EMWWB HALO 6" Square LED Retrofit Module | 3000 | 94 | 800 | 82.4742 | 70000 | 9.7 | 1 | 30.36 | 30.36 | 35.6742 | 2020Q2 | https://www.platt.com/platt-electric-supply/LED-Downlighting-Modules/Halo/RSQ6089301EMWWB/product.aspx?zpid=1391468 | Platt | 2020 | Yes
LED Lighting | Downlight | Halo |  |  |  | LED Retrofit Kit | LED Retrofit Kit | Downlight Solid State Retrofit HomeLighting, Lighting ControlsIndoor Lighting - RecessedLED DownlightingLED Modules HAL SLD405827WHJB Halo SLD405827WHJB ETNCL SLD405827WHJB 4" SURFACE LED | 2700 | 83 | 742 | 62.3529 | 50000 | 11.9 | 1 | 42.16 | 42.16 | 49.5396 | 2020Q2 | https://www.platt.com/platt-electric-supply/LED-Downlighting-Modules/Halo/SLD405827WHJB/product.aspx?zpid=41594 | Platt | 2020 | Yes
LED Lighting | Downlight | Halo |  |  |  | Other | Other | Downlight Recessed HomeLighting, Lighting ControlsIndoor Lighting - RecessedLED DownlightingLED Modules 4” 12.5W Surface LED Downlight, 80 CRI, 750 Lumens, 3000K - 50,000 Hours. Replaces a 40W R20, Damp Location Ceiling/Wall Wet Location Ceiling Only Halo SLD405830WH LED Downlight, 4", 12.5W | 3000 | 84 | 719 | 58.9344 | 50000 | 12.2 | 1 | 53.05 | 53.05 | 62.3358 | 2020Q2 | https://www.platt.com/platt-electric-supply/LED-Downlighting-Modules/Halo/SLD405830WH/product.aspx?zpid=90088 | Platt | 2020 | Yes
LED Lighting | Downlight | Halo |  |  |  | Other | Other | Downlight Recessed HomeLighting, Lighting ControlsIndoor Lighting - RecessedLED DownlightingLED Modules 4" Surface LED Downlight, Junction Box Kit, 120V 80CRI 3000K, Color: White. Halo SLD405830WHJB 4" Surface LED Downlight Junction Box Kit | 3000 | 84 | 719 | 58.9344 | 50000 | 12.2 | 1 | 42.16 | 42.16 | 49.5396 | 2020Q2 | https://www.platt.com/platt-electric-supply/LED-Downlighting-Modules/Halo/SLD405830WHJB/product.aspx?zpid=169886 | Platt | 2020 | Yes
LED Lighting | Downlight | Halo |  |  |  | LED Retrofit Kit | LED Retrofit Kit | Downlight Solid State Retrofit HomeLighting, Lighting ControlsIndoor Lighting - RecessedLED DownlightingLED Modules HALO SLD405835WH Halo SLD405835WH ETNCL SLD405835WH 4" SURFACE LED DW | 3500 | 83 | 817 | 69.2373 | 50000 | 11.8 | 1 | 53.05 | 53.05 | 62.3358 | 2020Q2 | https://www.platt.com/platt-electric-supply/LED-Downlighting-Modules/Halo/SLD405835WH/product.aspx?zpid=172764 | Platt | 2020 | Yes
LED Lighting | Downlight | Halo | [5 empty] | Downlight Surface Mount HomeLighting, Lighting ControlsIndoor Lighting - RecessedLED DownlightingLED Modules HAL SLD405927WH Halo SLD405927WH ETNCL SLD405927WH 4" SURFACE LED DW | 3500 | 94 | 637 | 57.9091 | 50000 | 11 | 1 | 56.27 | 56.27 | 66.1194 | 2020Q2 | https://www.platt.com/platt-electric-supply/LED-Downlighting-Modules/Halo/SLD405927WH/product.aspx?zpid=180755 | Platt | 2020 | Yes
LED Lighting | Downlight | Halo |  |  |  | LED Retrofit Kit | LED Retrofit Kit | Downlight Solid State Retrofit HomeLighting, Lighting ControlsIndoor Lighting - RecessedLED DownlightingLED Modules 6" SURFACE LED DWNLT RET 827 Halo SLD606827WH ETNCL SLD606827WH 6" SURFACE LED DW | 2700 | 82 | 806 | 67.7311 | 50000 | 11.9 | 1 | 55.61 | 55.61 | 65.3439 | 2020Q2 | https://www.platt.com/platt-electric-supply/LED-Downlighting-Modules/Halo/SLD606827WH/product.aspx?zpid=185487 | Platt | 2020 | Yes
LED Lighting | Downlight | Halo |  |  |  | LED Retrofit Kit | LED Retrofit Kit | Downlight Solid State Retrofit HomeLighting, Lighting ControlsIndoor Lighting - RecessedLED DownlightingLED Modules HAL SLD606827WHJB Halo SLD606827WHJB ETNCL SLD606827WHJB 6" SURFACE LED | 2700 | 82 | 806 | 67.7311 | 50000 | 11.9 | 1 | 42.9 | 42.9 | 50.4092 | 2020Q2 | https://www.platt.com/platt-electric-supply/LED-Downlighting-Modules/Halo/SLD606827WHJB/product.aspx?zpid=41605 | Platt | 2020 | Yes
LED Lighting | Downlight | Halo |  |  |  | LED Retrofit Kit | LED Retrofit Kit | Downlight Solid State Retrofit HomeLighting, Lighting ControlsIndoor Lighting - RecessedLED DownlightingLED Modules 6” 12.5W Surface LED Downlight, 80 CRI, 675 Lumens, 3000K - 50,000 Hours. Replaces a 65W BR30, Damp Location Ceiling/Wall Wet Location Ceiling Only Halo SLD606830WH LED Surface Downlight, 6" | 3000 | 83 | 779 | 63.8525 | 50000 | 12.2 | 1 | 55.61 | 55.61 | 65.3439 | 2020Q2 | https://www.platt.com/platt-electric-supply/LED-Downlighting-Modules/Halo/SLD606830WH/product.aspx?zpid=92547 | Platt | 2020 | Yes
LED Lighting | Downlight | Halo |  |  |  | LED Retrofit Kit | LED Retrofit Kit | Downlight Solid State Retrofit HomeLighting, Lighting ControlsIndoor Lighting - RecessedLED DownlightingLED Modules HALO SLD606830 WH JB Junction Box Kit, 120V 80CRI 3000K, Color: White. Halo SLD606830WHJB Junction Box Kit, 120V, 80CRI, 3000K, White | 3000 | 83 | 779 | 63.8525 | 50000 | 12.2 | 1 | 42.9 | 42.9 | 50.4092 | 2020Q2 | https://www.platt.com/platt-electric-supply/LED-Downlighting-Modules/Halo/SLD606830WHJB/product.aspx?zpid=145507 | Platt | 2020 | Yes
LED Lighting | Downlight | Halo |  |  |  | LED Retrofit Kit | LED Retrofit Kit | Downlight Solid State Retrofit HomeLighting, Lighting ControlsIndoor Lighting - RecessedLED DownlightingLED Modules HALO SLD606835WH Halo SLD606835WH ETNCL SLD606835WH 6" SURFACE LED DW | 3500 | 84 | 810 | 68.6441 | 50000 | 11.8 | 1 | 55.61 | 55.61 | 65.3439 | 2020Q2 | https://www.platt.com/platt-electric-supply/LED-Downlighting-Modules/Halo/SLD606835WH/product.aspx?zpid=172763 | Platt | 2020 | Yes
LED Lighting | Downlight | Halo |  |  |  | LED Retrofit Kit | LED Retrofit Kit | Downlight Solid State Retrofit HomeLighting, Lighting ControlsIndoor Lighting - RecessedLED DownlightingLED Modules HAL SLD606835WHJB 6” Surface LED Downlight, 120V, 80 CRI, 35K Halo SLD606835WHJB ETNCL SLD606835WHJB 6" SURF LED DWN | 3500 | 84 | 810 | 68.6441 | 50000 | 11.8 | 1 | 42.9 | 42.9 | 50.4092 | 2020Q2 | https://www.platt.com/platt-electric-supply/LED-Downlighting-Modules/Halo/SLD606835WHJB/product.aspx?zpid=193624 | Platt | 2020 | Yes
LED Lighting | Downlight | Halo |  |  |  | LED Retrofit Kit | LED Retrofit Kit | Downlight Solid State Retrofit HomeLighting, Lighting ControlsIndoor Lighting - RecessedLED DownlightingLED Modules HALO SLD606840WH Halo SLD606840WH ETNCL SLD606840WH 6" SURFACE LED DW | 4000 | 84 | 853 | 69.3496 | 50000 | 12.3 | 1 | 55.61 | 55.61 | 65.3439 | 2020Q2 | https://www.platt.com/platt-electric-supply/LED-Downlighting-Modules/Halo/SLD606840WH/product.aspx?zpid=18620 | Platt | 2020 | Yes
LED Lighting | Downlight | Halo |  |  |  | LED Retrofit Kit | LED Retrofit Kit | Downlight Solid State Retrofit HomeLighting, Lighting ControlsIndoor Lighting - RecessedLED DownlightingLED Modules HALO SLD606840WHJB Halo SLD606840WHJB ETNCL SLD606840WHJB 6" SURF LED DWN | 4000 | 84 | 853 | 69.3496 | 50000 | 12.3 | 1 | 42.9 | 42.9 | 50.4092 | 2020Q2 | https://www.platt.com/platt-electric-supply/LED-Downlighting-Modules/Halo/SLD606840WHJB/product.aspx?zpid=200262 | Platt | 2020 | Yes
LED Lighting | Downlight | Halo | [5 empty] | Downlight Surface Mount HomeLighting, Lighting ControlsIndoor Lighting - RecessedLED DownlightingLED Modules HAL SLD606927WH Halo SLD606927WH ETNCL SLD606927WH 6" SURFACE LED DW | 2700 | 94 | 689 | 56.0163 | 50000 | 12.3 | 1 | 58.99 | 58.99 | 69.3155 | 2020Q2 | https://www.platt.com/platt-electric-supply/LED-Downlighting-Modules/Halo/SLD606927WH/product.aspx?zpid=133755 | Platt | 2020 | Yes
LED Lighting | Downlight | Halo |  |  |  | LED Retrofit Kit | LED Retrofit Kit | Downlight Solid State Retrofit HomeLighting, Lighting ControlsIndoor Lighting - RecessedLED DownlightingLED Modules 6” 12.9W Surface LED Downlight, 90 CRI, 675 Lumens, 3000K - 50,000 Hours. Junction Box Kit. Replaces a 65W BR30, Damp Location Ceiling/Wall Wet Location Ceiling Only Halo SLD606930WHJB 6" Surface LED Downlight Junction Box Kit | 3000 | 96 | 776 | 58.7879 | 50000 | 13.2 | 1 | 44.47 | 44.47 | 52.254 | 2020Q2 | https://www.platt.com/platt-electric-supply/LED-Downlighting-Modules/Halo/SLD606930WHJB/product.aspx?zpid=135754 | Platt | 2020 | Yes
LED Lighting | Downlight | Halo |  |  |  | LED Retrofit Kit | LED Retrofit Kit | Downlight Solid State Retrofit HomeLighting, Lighting ControlsIndoor Lighting - RecessedLED DownlightingLED Modules HALO SLD606935-WH Halo SLD606935WH ETNCL SLD606935WH 6" SURFACE LED DW | 3500 | 97 | 795 | 60.2273 | 50000 | 13.2 | 1 | 58.99 | 58.99 | 69.3155 | 2020Q2 | https://www.platt.com/platt-electric-supply/LED-Downlighting-Modules/Halo/SLD606935WH/product.aspx?zpid=145120 | Platt | 2020 | Yes
LED Lighting | Downlight | Halo |  |  |  | LED Retrofit Kit | LED Retrofit Kit | Downlight Solid State Retrofit HomeLighting, Lighting ControlsIndoor Lighting - RecessedLED DownlightingLED Modules HALSLD606935WHJB Halo SLD606935WHJB ETNCL SLD606935WHJB 6" SURF LED DWN | 3500 | 97 | 795 | 60.2273 | 50000 | 13.2 | 1 | 44.47 | 44.47 | 52.254 | 2020Q2 | https://www.platt.com/platt-electric-supply/LED-Downlighting-Modules/Halo/SLD606935WHJB/product.aspx?zpid=86177 | Platt | 2020 | Yes
LED Lighting | Downlight | Halo |  |  |  | LED Retrofit Kit | LED Retrofit Kit | Downlight Solid State Retrofit HomeLighting, Lighting ControlsIndoor Lighting - RecessedLED DownlightingLED Modules HAL SLD606940WH Halo SLD606940WH ETNCL SLD606940WH 6" SURFACE LED DW | 4000 | 97 | 799 | 60.5303 | 50000 | 13.2 | 1 | 58.99 | 58.99 | 69.3155 | 2020Q2 | https://www.platt.com/platt-electric-supply/LED-Downlighting-Modules/Halo/SLD606940WH/product.aspx?zpid=167153 | Platt | 2020 | Yes
LED Lighting | Downlight | Halo |  |  |  | LED Retrofit Kit | LED Retrofit Kit | Downlight Solid State Retrofit HomeLighting, Lighting ControlsIndoor Lighting - RecessedLED DownlightingLED Modules HALO SLD612827WH LED SURFACE 6" DOWNLIGHT Halo SLD612827WH ETNCL SLD612827WH 6" SURFACE LED DW | 2700 | 83 | 1180 | 80.8219 | 50000 | 14.6 | 1 | 60.72 | 60.72 | 71.3483 | 2020Q2 | https://www.platt.com/platt-electric-supply/LED-Downlighting-Modules/Halo/SLD612827WH/product.aspx?zpid=183253 | Platt | 2020 | Yes
LED Lighting | Downlight | Halo |  |  |  | LED Retrofit Kit | LED Retrofit Kit | Downlight Solid State Retrofit HomeLighting, Lighting ControlsIndoor Lighting - RecessedLED DownlightingLED Modules HALO SLD612927WH 6" SURF LED Halo SLD612927WH ETNCL SLD612927WH 6" SURFACE LED DW | 2700 | 94 | 900 | 61.6438 | 50000 | 14.6 | 1 | 62.37 | 62.37 | 73.2872 | 2020Q2 | https://www.platt.com/platt-electric-supply/LED-Downlighting-Modules/Halo/SLD612927WH/product.aspx?zpid=128701 | Platt | 2020 | Yes
LED Lighting | Downlight | Lightolier | [5 empty] | Downlight Solid State Retrofit HomeLighting, Lighting ControlsIndoor Lighting - RecessedLED DownlightingLED Modules 5/6" LED Downlight, Retrofit, Line Voltage: 120V, Lumens: 1,400, Color Temperature: 3000K, Color: Matte White Lightolier RD5R129301W 5/6" LED Retrofit Downlight, 1400L/3000K | 3000 | 93 | 1467 | 82.4157 | 42000 | 17.8 | 1 | 20.5 | 20.5 | 24.0883 | 2020Q2 | https://www.platt.com/platt-electric-supply/LED-Downlighting-Modules/Lightolier/RD5R129301W/product.aspx?zpid=445792 | Platt | 2020 | Yes
LED Lighting | Downlight | Lithonia Lighting | True |  |  |  |  | Downlight Solid State Retrofit HomeLighting, Lighting ControlsIndoor Lighting - RecessedLED DownlightingLED Modules 4" LED Module, Retrofit, 9.8W, 120V, 700 Lumens, 90CRI, 3000K, Dimmable Lithonia Lighting 4BEMW LED 30K 90CR 4" LED Module, Retrofit | 3000 | 82 | 570 | 57 | 35000 | 10 | 1 | 12.08 | 12.08 | 14.1945 | 2020Q2 | https://www.platt.com/platt-electric-supply/LED-Downlighting-Modules/Lithonia-Lighting/4BEMW-LED-30K-90CR/product.aspx?zpid=82939 | Platt | 2020 | Yes
LED Lighting | Downlight | Lithonia Lighting | [5 empty] | Downlight Recessed HomeLighting, Lighting ControlsIndoor Lighting - RecessedLED DownlightingLED Modules 5"/6" Baffle LED Module, Retrofit, 11.9W, 120V, Lumens: 835, CRI: 80, Color Temperature: 3000K, Color: White Trim, Rated Life: 35,000 Hours Lithonia Lighting 65BEMW LED 30K 90CRI M6 5"- 6" LED Downlight | 2700 | 90 | 734 | 69.9048 | 54000 | 10.5 | 1 | 20.21 | 20.21 | 23.7475 | 2020Q2 | https://www.platt.com/platt-electric-supply/LED-Downlighting-Modules/Lithonia-Lighting/65BEMW-LED-30K-90CRI-M6/product.aspx?zpid=439958 | Platt | 2020 | Yes
LED Lighting | Downlight | Philips - Light To Go | [5 empty] | Downlight Recessed HomeLighting, Lighting ControlsIndoor Lighting - RecessedLED DownlightingLED Modules LED Flat Downlight, Round, 4 Inch, Color Temperature: Warm White (3000K), 90 CRI, 13W, 120 Volt, Color/Finsh: White/Matte Philips - Light To Go FDL4R07930TE1W LED Flat Downlight, Round, 4" | 3000 | 93 | 700 | 60.3448 | 50000 | 11.6 | 1 | 28.27 | 28.27 | 33.2183 | 2020Q2 | https://www.platt.com/platt-electric-supply/LED-Downlighting-Modules/Philips-Light-To-Go/FDL4R07930TE1W/product.aspx?zpid=445586 | Platt | 2020 | Yes
LED Lighting | Downlight | Philips - Light To Go | [5 empty] | Downlight Solid State Retrofit HomeLighting, Lighting ControlsIndoor Lighting - RecessedLED DownlightingLED Modules Retrofit Downlight, LED, 4 Inch Round, Color Temperature: 3000K (Warm White), Lumens: 900, 90 CRI, 120 Volt, 13W, Color/Finish: White/Matte Philips - Light To Go PRD4R089301W Retrofit Downlight, LED, 4" Round | 3000 | 93 | 974 | 81.8487 | 42000 | 11.9 | 1 | 18.84 | 18.84 | 22.1377 | 2020Q2 | https://www.platt.com/platt-electric-supply/LED-Downlighting-Modules/Philips-Light-To-Go/PRD4R089301W/product.aspx?zpid=445662 | Platt | 2020 | Yes
LED Lighting | Downlight | Philips - Light To Go | [5 empty] | Downlight Solid State Retrofit HomeLighting, Lighting ControlsIndoor Lighting - RecessedLED DownlightingLED Modules Retrofit Downlight, LED, 5 / 6 Inch Round, Color Temperature: 3000K (Warm White), Lumens: 1,400, 90 CRI, 120 Volt, 18.5W, Color/Finish: White/Matte Philips - Light To Go PRD5R129301W Retrofit Downlight, LED, 5"/6" Round | 3000 | 93 | 1467 | 82.4157 | 42000 | 17.8 | 1 | 19.84 | 19.84 | 23.3128 | 2020Q2 | https://www.platt.com/platt-electric-supply/LED-Downlighting-Modules/Philips-Light-To-Go/PRD5R129301W/product.aspx?zpid=445672 | Platt | 2020 | Yes
LED Lighting | Downlight | RAB | [5 empty] | Downlight Recessed HomeLighting, Lighting ControlsIndoor Lighting - RecessedLED DownlightingLED Modules RABDLED4R11YY RAB DLED4R11YY Retrofit Downlight 4" Round 11W LED 2700K White | 2700 | 90 | 752 | 73.0097 | 54000 | 10.3 | 1 | 23.68 | 23.68 | 27.8249 | 2020Q2 | https://www.platt.com/platt-electric-supply/LED-Downlighting-Modules/RAB/DLED4R11YY/product.aspx?zpid=598685 | Platt | 2020 | Yes
LED Lighting | Downlight | Satco | True |  |  |  |  | Downlight Solid State Retrofit HomeLighting, Lighting ControlsIndoor Lighting - RecessedLED DownlightingLED Modules LED Retrofit Downlight, 9 Watt, 4 Inch, Gimbaled, Directional LED Downlight, 40 Feet Beam Spread, 3000k, 120V, Dimmable. Satco S9464 LED Retrofit Downlight; 9W, 4", 120V | 3000 | 94 | 600 | 66.6667 | 50000 | 9 | 1 | 30.69 | 30.69 | 36.0619 | 2020Q2 | https://www.platt.com/platt-electric-supply/LED-Downlighting-Modules/Satco/S9464/product.aspx?zpid=27804 | Platt | 2020 | Yes
LED Lighting | Downlight | TCP |  |  |  | LED Retrofit Kit | LED Retrofit Kit | Downlight Solid State Retrofit HomeLighting, Lighting ControlsIndoor Lighting - RecessedLED DownlightingLED Modules LED Downlight Retrofit, 11 Watt, 5/6" Recessed, 120 Volt, 750 Lumens, 2700K, 35,000 Life Hours TCP L11DR56D3527K95 LED Downlight Retrofit, 11W, 5/6" Recessed, 120V | 2700 | 91 | 700 | 63.6364 | 35000 | 11 | 1 | 14.2 | 14.2 | 16.6855 | 2020Q2 | https://www.platt.com/platt-electric-supply/LED-Downlighting-Modules/TCP/L11DR56D3527K95/product.aspx?zpid=445835 | Platt | 2020 | Yes
LED Lighting | Downlight | TCP | True |  |  | LED Retrofit Kit | LED Retrofit Kit | Downlight Solid State Retrofit HomeLighting, Lighting ControlsIndoor Lighting - RecessedLED DownlightingLED Modules 4" LED Downlight, Retrofit, Line Voltage: 120V, Watts: 9.5, Lumens: 750, Color Temperature: 2700K, Beam Angle: 110°, Color: White Trim. Life: 35,000 Hours. Replaces up to 75W Incandescent. Dimmable. California Title 24 JA8-2016-E and Title 20. TCP L75DR4D3527KCQ 4" LED Retrofit | 2700 | 92 | 750 | 83.3333 | 35000 | 9 | 1 | 16.74 | 16.74 | 19.6701 | 2020Q2 | https://www.platt.com/platt-electric-supply/LED-Downlighting-Modules/TCP/L75DR4D3527KCQ/product.aspx?zpid=1814166 | Platt | 2020 | Yes
LED Lighting | Downlight | TCP | True |  |  | LED Retrofit Kit | LED Retrofit Kit | Downlight Solid State Retrofit HomeLighting, Lighting ControlsIndoor Lighting - RecessedLED DownlightingLED Modules 5"/6" LED Downlight, Retrofit, Line Voltage: 120V, Watts: 10.5, Lumens: 850, Color Temperature: 2700K, Beam Angle 110°, Color: White Trim. Life: 35,000 Hours. Replaces up to 85W Incandescent. Dimmable. Title 24 JA8-2016-E and Title 20. TCP L85DR56D3527KCQ 5"/6" LED Retrofit | 2700 | 91 | 850 | 80.9524 | 35000 | 10.5 | 1 | 18.53 | 18.53 | 21.7735 | 2020Q2 | https://www.platt.com/platt-electric-supply/LED-Downlighting-Modules/TCP/L85DR56D3527KCQ/product.aspx?zpid=1814169 | Platt | 2020 | Yes
LED Lighting | Downlight | TCP |  |  |  | LED Retrofit Kit | LED Retrofit Kit | Downlight Solid State Retrofit HomeLighting, Lighting ControlsIndoor Lighting - RecessedLED DownlightingLED Modules LED Downlight Retrofit, 4" Recessed, 9 Watt, 120 Volt, 550 Lumens, 2700K, 35,000 Rated Hours. TCP L9DR4D3527K95 LED Downlight Retrofit, 4" Recessed, 9W, 120V | 2700 | 91 | 550 | 61.1111 | 35000 | 9 | 1 | 12.13 | 12.13 | 14.2532 | 2020Q2 | https://www.platt.com/platt-electric-supply/LED-Downlighting-Modules/TCP/L9DR4D3527K95/product.aspx?zpid=445809 | Platt | 2020 | Yes
LED Lighting | Downlight | TCP |  |  |  | LED Retrofit Kit | LED Retrofit Kit | Downlight Solid State Retrofit HomeLighting, Lighting ControlsIndoor Lighting - RecessedLED DownlightingLED Modules 4" LED Downlight, Retrofit, Line Voltage: 120V, Watts: 10, Lumens: 600, Color Temperature: 2700K, Color: White Trim. TCP LED10DR427K LED Retrofit Downlight, 4", 10W, 120V, 2700K | 2700 | 82 | 750 | 75 | 35000 | 10 | 1 | 15.45 | 15.45 | 18.1543 | 2020Q2 | https://www.platt.com/platt-electric-supply/LED-Downlighting-Modules/TCP/LED10DR427K/product.aspx?zpid=26180 | Platt | 2020 | Yes
LED Lighting | Downlight | TCP | True |  |  | LED Retrofit Kit | LED Retrofit Kit | Downlight Solid State Retrofit HomeLighting, Lighting ControlsIndoor Lighting - RecessedLED DownlightingLED Modules 5"/6" LED Downlight, Retrofit, Line Voltage: 120V, Watts: 11, Lumens: 800, Color Temperature: 2700K, Color: White Trim. Life: 35,000 Hours. Energy Star Rated. Replaces up to 75W Incandescent. Dimmable TCP LED11DR5627K 5"/6" LED Retrofit | 2700 | 83 | 850 | 89.4737 | 35000 | 9.5 | 1 | 17.18 | 17.18 | 20.1872 | 2020Q2 | https://www.platt.com/platt-electric-supply/LED-Downlighting-Modules/TCP/LED11DR5627K/product.aspx?zpid=201823 | Platt | 2020 | Yes
LED Lighting | Downlight | TCP |  |  |  | LED Retrofit Kit |  | Downlight Solid State Retrofit HomeLighting, Lighting ControlsIndoor Lighting - RecessedLED DownlightingLED Modules 5"/6" LED Downlight, Retrofit, Line Voltage: 120V, Watts: 14, Lumens: 1250, CRI: 82, Color Temperature: 2700K, Color: White Trim. Life: 35,000 Hours. Energy Star Rated. Replaces up to 65W Incandescent TCP LED14DR5627K 14 Watt LED Recessed 5"/6" Retrofit | 2700 | 82 | 1250 | 104.1667 | 35000 | 12 | 1 | 18.4 | 18.4 | 21.6207 | 2020Q2 | https://www.platt.com/platt-electric-supply/LED-Downlighting-Modules/TCP/LED14DR5627K/product.aspx?zpid=931708 | Platt | 2020 | Yes
LED Lighting | Downlight | TCP | True |  |  | LED Retrofit Kit |  | Downlight Solid State Retrofit HomeLighting, Lighting ControlsIndoor Lighting - RecessedLED DownlightingLED Modules 5"/6" LED Downlight, Retrofit, Line Voltage: 120V, Watts: 14, Lumens: 800, CRI: 90, Color Temperature: 2700K, Color: White Trim. Life: 35,000 Hours. Energy Star Rated. Replaces up to 65W Incandescent TCP LED14DR5627K95 Dimmable 14W 5"/6" Recessed Retrofit Downlight | 2700 | 82 | 1250 | 104.1667 | 35000 | 12 | 1 | 20.24 | 20.24 | 23.7828 | 2020Q2 | https://www.platt.com/platt-electric-supply/LED-Downlighting-Modules/TCP/LED14DR5627K95/product.aspx?zpid=129625 | Platt | 2020 | Yes
LED Lighting | Downlight | Lithonia Lighting | [5 empty] | Downlight Recessed HomeLighting, Lighting ControlsIndoor Lighting - RecessedLED DownlightingLED Recessed Housing 3" LED Downlight, IC/Non-IC, 7.5W, 120V, Lumens: 345, Color Temperature: 3000K, Color: Matte White Trim Lithonia Lighting LK3BMW LED M4 3" LED IC/Non IC Recessed Downlight | 3000 | 94 | 461 | 61.4667 | 36000 | 7.5 | 1 | 49.08 | 49.08 | 57.6709 | 2020Q2 | https://www.platt.com/platt-electric-supply/LED-Downlighting-Recessed-Housing/Lithonia-Lighting/LK3BMW-LED-M4/product.aspx?zpid=901126 | Platt | 2020 | No
LED Lighting | Downlight | Lithonia Lighting | [5 empty] | Downlight Recessed HomeLighting, Lighting ControlsIndoor Lighting - RecessedLED DownlightingLED Recessed Housing 4" LED Downlight, 9W, 120V, Lumens: 400, Color Temperature: 3000K, Color: Matte White Trim Lithonia Lighting LK4BMW LED M4 4" LED IC/Non IC Recessed Downlight | 3000 | 94 | 528 | 64.3902 | 36000 | 8.2 | 1 | 67.74 | 67.74 | 79.5971 | 2020Q2 | https://www.platt.com/platt-electric-supply/LED-Downlighting-Recessed-Housing/Lithonia-Lighting/LK4BMW-LED-M4/product.aspx?zpid=901124 | Platt | 2020 | Yes
LED Lighting | Downlight | Lithonia Lighting | [5 empty] | Downlight Recessed HomeLighting, Lighting ControlsIndoor Lighting - RecessedLED DownlightingLED Recessed Housing 5" LED Downlight, 13W, 120V, Lumens: 600, Color Temperature: 3000K, Color: Matte White Trim Lithonia Lighting LK5BMW LED M4 5" LED IC/Non IC Recessed Downlight | 3000 | 94 | 667 | 62.9245 | 36000 | 10.6 | 1 | 83.58 | 83.58 | 98.2097 | 2020Q2 | https://www.platt.com/platt-electric-supply/LED-Downlighting-Recessed-Housing/Lithonia-Lighting/LK5BMW-LED-M4/product.aspx?zpid=901125 | Platt | 2020 | Yes
LED Lighting | Downlight | Halo | [5 empty] | Downlight Solid State Retrofit HomeLighting, Lighting ControlsIndoor Lighting - RecessedLED DownlightingLED Trims HALO ML4D09NFL940E ML4D 4" Integrated Led Recessed Trim Module 90 Cri 4000K Cct, Black Recessed Halo ML4D09NFL940E Halo Ml4D 4" Integrated Led Recessed | 4000 | 93 | 1151 | 95.124 | 72000 | 12.1 | 1 | 69.14 | 69.14 | 81.2422 | 2020Q2 | https://www.platt.com/platt-electric-supply/LED-Downlighting-Trims/Halo/ML4D09NFL940E/product.aspx?zpid=242318 | Platt | 2020 | Yes
LED Lighting | Downlight | Halo |  |  |  | LED Retrofit Kit | LED Retrofit Kit | Downlight Solid State Retrofit HomeLighting, Lighting ControlsIndoor Lighting - RecessedLED DownlightingLED Trims Trim, LED Module, 4" Retrofit Baffle, 90 CRI, 4000K, Matte White Halo RL460WH940PK Trim, LED Module, 4" Retrofit Baffle | 4000 | 93 | 560 | 67.4699 | 50000 | 8.3 | 1 | 30.94 | 30.94 | 36.3557 | 2020Q2 | https://www.platt.com/platt-electric-supply/LED-Downlighting-Trims/Halo/RL460WH940PK/product.aspx?zpid=169635 | Platt | 2020 | Yes
LED Lighting | Downlight | Halo |  |  |  |  | Other | Downlight Recessed HomeLighting, Lighting ControlsIndoor Lighting - RecessedLED DownlightingLED Trims LED Baffle Trim Direct Mount, 6", Remote Driver J-Box, 120 Volt, 719 Lumens, 9 Watt, White Halo RL6069S1EWHDM LED Baffle Trim Direct Mount, 6" | 3000 | 94 | 719 | 82.6437 | 70000 | 8.7 | 1 | 45.41 | 45.41 | 53.3585 | 2020Q2 | https://www.platt.com/platt-electric-supply/LED-Downlighting-Trims/Halo/RL6069S1EWHDM/product.aspx?zpid=1357239 | Platt | 2020 | Yes
LED Lighting | Downlight | Progress Lighting | True |  |  |  |  | Downlight Solid State Retrofit HomeLighting, Lighting ControlsIndoor Lighting - RecessedLED DownlightingLED Trims 5"/6" LED Downlight, Retrofit, Line Voltage: 120V, Watts: 10.1, Lumens: 763, Color Temperature: 3000K, Color: White Trim. Life: 35,000 Hours. Energy Star Rated. Replaces up to 65W Incandescent. Dimmable to 10% with many dimmers. ENERGY STAR® qualified. Meets California Title 24 - JA8 - 2016. *** NOTE: New 2019 T-20/T-24 model available for use in CA. HS56CA-WH-30K9, Platt #1448061. Progress Lighting HS56-WH-30K9 10W, 5/6", LED TRIM | 3000 | 93 | 650 | 65 | 50000 | 10 | 1 | 19.17 | 19.17 | 22.5255 | 2020Q2 | https://www.platt.com/platt-electric-supply/LED-Downlighting-Trims/Progress-Lighting/HS56-WH-30K9/product.aspx?zpid=203830 | Platt | 2020 | Yes
LED Lighting | Downlight | Progress Lighting | True |  |  | Other | Other | Downlight Solid State Retrofit HomeLighting, Lighting ControlsIndoor Lighting - RecessedLED DownlightingLED Trims 5"/6" LED Downlight, Retrofit, Line Voltage: 120V, Watts: 10, Lumens: 760, CRI: 93, Color Temperature: 3000K, Color: White Trim, Life: 50,000 Hours, Energy Star Certified, Replaces Up To 65W Incandescent, Dimmable to 10% With Many Dimmers, ENERGY STAR® Qualified, ***Meets California Title Title-20/24*** Progress Lighting HS56CA-WH-30K9 10W, 5/6", LED TRIM T-20/T-24 | 3000 | 93 | 747 | 74.7 | 50000 | 10 | 1 | 19.17 | 19.17 | 22.5255 | 2020Q2 | https://www.platt.com/platt-electric-supply/LED-Downlighting-Trims/Progress-Lighting/HS56CA-WH-30K9/product.aspx?zpid=1448061 | Platt | 2020 | Yes
LED Lighting | Downlight | Progress Lighting | True |  |  |  | GU24 | Downlight Solid State Retrofit HomeLighting, Lighting ControlsIndoor Lighting - RecessedLED DownlightingLED Trims LED Recessed Trim, 5 Inch, Satin White, 10 Watt, 713 Lumen, 3000K, 90 CRI, Dimmable Progress Lighting P8061-28-30K LED Recessed Trim, 5", Satin White, 10W, 713L, 3000K | 3000 | 93 | 700 | 66.6667 | 50000 | 10.5 | 1 | 31.07 | 31.07 | 36.5085 | 2020Q2 | https://www.platt.com/platt-electric-supply/LED-Downlighting-Trims/Progress-Lighting/P8061-28-30K/product.aspx?zpid=587888 | Platt | 2020 | Yes
LED Lighting | Downlight | Progress Lighting | True |  |  |  | GU24 | Downlight Solid State Retrofit HomeLighting, Lighting ControlsIndoor Lighting - RecessedLED DownlightingLED Trims LED Recessed Eyeball Trim for 6 Inch Housing, 10 Watt, 752 Lumen, 3000K, 90 CRI, 120 Volt, White Finish Progress Lighting P8076-28-30K LED Recessed Eyeball Trim, 10 Watt, 752 Lumen, 3000K, 120V | 3000 | 93 | 700 | 66.6667 | 50000 | 10.5 | 1 | 43.04 | 43.04 | 50.5737 | 2020Q2 | https://www.platt.com/platt-electric-supply/LED-Downlighting-Trims/Progress-Lighting/P8076-28-30K/product.aspx?zpid=294212 | Platt | 2020 | Yes
LED Lighting | Downlight | Green Creative | False |  |  |  |  | Downlight Surface Mount HomeLighting, Lighting ControlsIndoor LightingLED - IndoorLED - Drum / Mushroom Fixtures LED 6" Downlight: 120V, 50/60 Hz driver, 90CRI; 2700K. Integrated PIR motion sensor turns ON with motion and OFF after 10 minutes of inactivity. Fixture surface mounts to industry standard 4” junction boxes from below the ceiling. Compliance – ETL Listed for WET locations. Energy Star listed. Air-tight rated JA8 Certified to meet CA T24 requirements. Green Creative p/n 98498: CLKSEN6/10MIN/927/120V Green Creative CLKSEN6/10MIN/927/120V 6" LED Down Light w/ PIR Sensor | 2700 | 96 | 600 | 60 | 50000 | 10 | 1 | 42.48 | 42.48 | 49.9156 | 2020Q2 | https://www.platt.com/platt-electric-supply/LED-Indoor-Drum-Mushroom-Fixtures/Green-Creative/CLKSEN6-10MIN-927-120V/product.aspx?zpid=1526649 | Platt | 2020 | Yes
LED Lighting | Downlight | Satco | [5 empty] | Downlight Surface Mount HomeLighting, Lighting ControlsIndoor LightingLED - IndoorLED - Drum / Mushroom Fixtures LED 'Blink' Series Fixture, 10.5W, 5.5" Flush Mount, 120V, 3000K, Round, White, 120V. Satco S29323 LED Fixture | 3000 | 92 | 580 | 55.2381 | 50000 | 10.5 | 1 | 36.44 | 36.44 | 42.8184 | 2020Q2 | https://www.platt.com/platt-electric-supply/LED-Indoor-Drum-Mushroom-Fixtures/Satco/S29323/product.aspx?zpid=1201546 | Platt | 2020 | Yes
LED Lighting | Downlight | Satco | [5 empty] | Downlight Surface Mount HomeLighting, Lighting ControlsIndoor LightingLED - IndoorLED - Drum / Mushroom Fixtures 18.5 watt; 9" Flush Mount LED Fixture; 3000K; Round Shape; White Finish; 277 volts Satco S29358 9" Flush Mount LED Fixture | 3000 | 93 | 1200 | 64.8649 | 50000 | 18.5 | 1 | 61.67 | 61.67 | 72.4646 | 2020Q2 | https://www.platt.com/platt-electric-supply/LED-Indoor-Drum-Mushroom-Fixtures/Satco/S29358/product.aspx?zpid=1419447 | Platt | 2020 | Yes
LED Lighting | Downlight | Satco | [5 empty] | Downlight Surface Mount HomeLighting, Lighting ControlsIndoor LightingLED - IndoorLED - Drum / Mushroom Fixtures 13.5W, 7" Flush Mount LED Fixture, 120V, 3000K, Shape: Square, Color: White. Satco S9335 13.5W/LED/7"FLUSH/30K/SQ/WH | 3000 | 83 | 800 | 59.2593 | 40000 | 13.5 | 1 | 51.07 | 51.07 | 60.0092 | 2020Q2 | https://www.platt.com/platt-electric-supply/LED-Indoor-Drum-Mushroom-Fixtures/Satco/S9335/product.aspx?zpid=189442 | Platt | 2020 | Yes
LED Lighting | Downlight | Satco | [5 empty] | Downlight Surface Mount HomeLighting, Lighting ControlsIndoor LightingLED - IndoorLED - Drum / Mushroom Fixtures 16 watt; 9" Flush Mount LED Fixture; 2700K; Square Shape; White Finish; 120V Satco S9340 16 watt; 9" Flush Mount LED Fixture; 2700K; Square Shape; White Finish; 120V | 2700 | 82 | 1100 | 59.4595 | 40000 | 18.5 | 1 | 75.54 | 75.54 | 88.7624 | 2020Q2 | https://www.platt.com/platt-electric-supply/LED-Indoor-Drum-Mushroom-Fixtures/Satco/S9340/product.aspx?zpid=166956 | Platt | 2020 | Yes
LED Lighting | Downlight | Satco | [5 empty] | Downlight Surface Mount HomeLighting, Lighting ControlsIndoor LightingLED - IndoorLED - Drum / Mushroom Fixtures SATCO S9368 16W/LED/18 FLUSH/ Satco S9368 SATCO S9368 16W/LED/18 FLUSH/ | 3000 | 93 | 900 | 56.25 | 40000 | 16 | 1 | 93.85 | 93.85 | 110.2774 | 2020Q2 | https://www.platt.com/platt-electric-supply/LED-Indoor-Drum-Mushroom-Fixtures/Satco/S9368/product.aspx?zpid=159517 | Platt | 2020 | Yes
LED Lighting | Downlight | Halo | [5 empty] | Downlight Solid State Retrofit HomeLighting, Lighting ControlsIndoor LightingLED - IndoorLED - Luminaires HALO BLD6089SWH LED SURFACE MOUNT SELECTABLE CCT 812 LUMENS Halo BLD6089SWH LED SURFACE MOUNT | 3000 | 94 | 812 | 78.835 | 50000 | 10.3 | 1 | 30.86 | 30.86 | 36.2617 | 2020Q2 | https://www.platt.com/platt-electric-supply/LED-Indoor-Luminaires/Halo/BLD6089SWH/product.aspx?zpid=1380846 | Platt | 2020 | Yes
LED Lighting | Downlight | Satco | True |  |  |  |  | Downlight Surface Mount HomeLighting, Lighting ControlsIndoor LightingLED - IndoorLED - Luminaires 18.5 watt; 9" Flush Mount LED Fixture; 5000K; Square Shape; White Finish; 120 volts, Dimmable. Satco S29363 18.5W/LED/9''FLUSH/50K/SQ/WH | 5000 | 83 | 1350 | 72.973 | 50000 | 18.5 | 1 | 59.72 | 59.72 | 70.1733 | 2020Q2 | https://www.platt.com/platt-electric-supply/LED-Indoor-Luminaires/Satco/S29363/product.aspx?zpid=1165157 | Platt | 2020 | Yes
LED Lighting | Reflector | Green Creative | True |  | Reflector (Flood/Spot) | MR16 | GU5.3 | Damp Location Rated,Recessed Fixtures HomeLamps, Bulbs, BallastsBulbs - LEDLED - ReflectiveLamps - MR16 Dimmable LED Lamp, 6 Watt, 12 Volt, Bulb: MR16, Base: GU5.3, Lumens: 500, CRI: 82, Color Temperature: 3000K, Beam Angle: 35°, Rated Average Life: 25,000 Hrs. Suitable for totally enclosed fixtures. Replaces 50W Halogen. Green Creative 57985 6MR16DIM/830FL35 Dimmable LED Lamp, 6W, 120V, 3000K | 3000 | 83 | 500 | 83.3333 | 25000 | 6 | 1 | 9.21 | 9.21 | 10.8221 | 2020Q2 | https://www.platt.com/platt-electric-supply/LED-Reflective-Lamps-MR16/Green-Creative/57985-6MR16DIM-830FL35/product.aspx?zpid=208812 | Platt | 2020 | Yes
LED Lighting | Reflector | Green Creative | True |  | Reflector (Flood/Spot) | MR16 | GU5.3 | Damp Location Rated,Recessed Fixtures HomeLamps, Bulbs, BallastsBulbs - LEDLED - ReflectiveLamps - MR16 Dimmable LED Lamp, 6 Watt, 12 Volt, Bulb: MR16, Base: GU5.3, Lumens: 625, CRI: 82, Color Temperature: 4000K, Beam Angle: 35°, Rated Average Life: 25,000 Hrs. Suitable for totally enclosed fixtures. Replaces 50W Halogen. Green Creative 57986 6MR16DIM/840FL35 Dimmable LED Lamp, 6W, 120V, 4000K | 4000 | 86 | 520 | 86.6667 | 25000 | 6 | 1 | 9.21 | 9.21 | 10.8221 | 2020Q2 | https://www.platt.com/platt-electric-supply/LED-Reflective-Lamps-MR16/Green-Creative/57986-6MR16DIM-840FL35/product.aspx?zpid=242403 | Platt | 2020 | Yes
LED Lighting | Reflector | Satco | True |  | Reflector (Flood/Spot) | MR16 | GU5.3 | Damp Location Rated,Recessed Fixtures HomeLamps, Bulbs, BallastsBulbs - LEDLED - ReflectiveLamps - MR16 8MR16 LED 40FT 30K 90CRI 12V Satco S8641 8MR16 LED 40FT 30K 90CRI 12V | 3000 | 93 | 490 | 61.25 | 25000 | 8 | 1 | 15.85 | 15.85 | 18.6244 | 2020Q2 | https://www.platt.com/platt-electric-supply/LED-Reflective-Lamps-MR16/Satco/S8641/product.aspx?zpid=1418682 | Platt | 2020 | Yes
LED Lighting | Reflector | Satco | True |  | Reflector (Flood/Spot) | MR16 | GU5.3 | Damp Location Rated,Recessed Fixtures HomeLamps, Bulbs, BallastsBulbs - LEDLED - ReflectiveLamps - MR16 SATCO S86428MR16/16/LED/40/35K Satco S8642 SATCO S86428MR16/16/LED/40/35K | 3500 | 94 | 490 | 61.25 | 25000 | 8 | 1 | 15.85 | 15.85 | 18.6244 | 2020Q2 | https://www.platt.com/platt-electric-supply/LED-Reflective-Lamps-MR16/Satco/S8642/product.aspx?zpid=1365679 | Platt | 2020 | Yes
LED Lighting | Reflector | Satco | True |  | Reflector (Flood/Spot) | MR16 | GU5.3 | Damp Location Rated,Recessed Fixtures HomeLamps, Bulbs, BallastsBulbs - LEDLED - ReflectiveLamps - MR16 8 Watt, LED MR16, 4000K, 490 Lumen, 40 Degree Beam Spread, GU5.3 Base, 12 Volt, Replaces 75 Watt Halogen Lamp, Dimmable Satco S8643 8W, LED MR16, 4000K, 490 Lumen, GU5.3 Base, 12 Volt | 4000 | 92 | 490 | 61.25 | 25000 | 8 | 1 | 15.85 | 15.85 | 18.6244 | 2020Q2 | https://www.platt.com/platt-electric-supply/LED-Reflective-Lamps-MR16/Satco/S8643/product.aspx?zpid=462069 | Platt | 2020 | Yes
LED Lighting | Reflector | Satco | True |  | Reflector (Flood/Spot) | MR16 | GU5.3 | Damp Location Rated,Recessed Fixtures HomeLamps, Bulbs, BallastsBulbs - LEDLED - ReflectiveLamps - MR16 6.5 watt; LED MR16 LED; 2700K; 25' beam spread; GU5.3 base; 12 volts Satco S9490 6.5 watt; LED MR16 LED; 2700K; 25' beam spread; GU5.3 base; 12 volts | 2700 | 83 | 500 | 76.9231 | 25000 | 6.5 | 1 | 10.36 | 10.36 | 12.1734 | 2020Q2 | https://www.platt.com/platt-electric-supply/LED-Reflective-Lamps-MR16/Satco/S9490/product.aspx?zpid=321467 | Platt | 2020 | Yes
LED Lighting | Reflector | Satco | True |  | Reflector (Flood/Spot) | MR16 | GU5.3 | Damp Location Rated,Recessed Fixtures HomeLamps, Bulbs, BallastsBulbs - LEDLED - ReflectiveLamps - MR16 SAT S9491 6.5MR16/LED/25FT/30 Satco S9491 6.5MR16/LED/25'/30K/12V | 3000 | 83 | 520 | 80 | 25000 | 6.5 | 1 | 10.36 | 10.36 | 12.1734 | 2020Q2 | https://www.platt.com/platt-electric-supply/LED-Reflective-Lamps-MR16/Satco/S9491/product.aspx?zpid=1418973 | Platt | 2020 | Yes
LED Lighting | Reflector | Satco | True |  | Reflector (Flood/Spot) | MR16 | GU5.3 | Damp Location Rated,Recessed Fixtures HomeLamps, Bulbs, BallastsBulbs - LEDLED - ReflectiveLamps - MR16 SATCO S9495 Satco S9495 SATCO S9495 - 6.5 watt; LED MR16 LED; 2700K; 40' beam spread; GU5.3 base; 12 volts | 2700 | 83 | 500 | 76.9231 | 25000 | 6.5 | 1 | 10.36 | 10.36 | 12.1734 | 2020Q2 | https://www.platt.com/platt-electric-supply/LED-Reflective-Lamps-MR16/Satco/S9495/product.aspx?zpid=128111 | Platt | 2020 | Yes
LED Lighting | Reflector | Satco | True |  | Reflector (Flood/Spot) | MR16 | GU5.3 | Damp Location Rated,Recessed Fixtures HomeLamps, Bulbs, BallastsBulbs - LEDLED - ReflectiveLamps - MR16 6.5MR16/LED/40'/30K/12V S9496 Satco S9496 SATCO S9496 - 6.5 watt; LED MR16 LED; 3000K; 40' beam spread; GU5.3 base; 12 volts | 3000 | 83 | 520 | 80 | 25000 | 6.5 | 1 | 10.36 | 10.36 | 12.1734 | 2020Q2 | https://www.platt.com/platt-electric-supply/LED-Reflective-Lamps-MR16/Satco/S9496/product.aspx?zpid=371127 | Platt | 2020 | Yes
LED Lighting | Reflector | Satco | True |  | Reflector (Flood/Spot) | MR16 | GU5.3 | Damp Location Rated,Recessed Fixtures HomeLamps, Bulbs, BallastsBulbs - LEDLED - ReflectiveLamps - MR16 SATCO S9498 6.5MR16/LED/40 /4 Satco S9498 6.5 watt; LED MR16 LED; 4000K; 40' beam spread; GU5.3 base; 12 volt AC/DC | 4000 | 84 | 540 | 83.0769 | 25000 | 6.5 | 1 | 10.36 | 10.36 | 12.1734 | 2020Q2 | https://www.platt.com/platt-electric-supply/LED-Reflective-Lamps-MR16/Satco/S9498/product.aspx?zpid=1084400 | Platt | 2020 | Yes
LED Lighting | Reflector | Satco | True |  | Reflector (Flood/Spot) | MR16 | GU5.3 | Damp Location Rated,Recessed Fixtures HomeLamps, Bulbs, BallastsBulbs - LEDLED - ReflectiveLamps - MR16 SATCO S9499 6.5MR16/LED Satco S9499 SATCO S9499 - 6.5 watt; LED MR16 LED; 5000K; 40' beam spread; GU5.3 base; 12 volts | 5000 | 85 | 560 | 86.1538 | 25000 | 6.5 | 1 | 10.36 | 10.36 | 12.1734 | 2020Q2 | https://www.platt.com/platt-electric-supply/LED-Reflective-Lamps-MR16/Satco/S9499/product.aspx?zpid=223270 | Platt | 2020 | Yes
LED Lighting | Reflector | TCP | True |  | Reflector (Flood/Spot) | MR16 | GU5.3 | Damp Location Rated,Recessed Fixtures HomeLamps, Bulbs, BallastsBulbs - LEDLED - ReflectiveLamps - MR16 Dimmable LED, 6.5W, 12V, Bulb: MR16, Base: GU5.3, Lumens: 430, CRI: 90, Color Temperature: 2700K, Beam Angle: 40º, Rated Average Life: 25,000 Hrs. Up to a 50W halogen MR16 Replacement. Title 24 JA8-2016-E and Title 20. TCP L50MR16D2527KFLCQ LED MR16 Dimmable | 2700 | 92 | 430 | 66.1538 | 25000 | 6.5 | 1 | 5.64 | 5.64 | 6.6272 | 2020Q2 | https://www.platt.com/platt-electric-supply/LED-Reflective-Lamps-MR16/TCP/L50MR16D2527KFLCQ/product.aspx?zpid=1814164 | Platt | 2020 | Yes
LED Lighting | Reflector | TCP | True |  | Reflector (Flood/Spot) | MR16 | GU5.3 | Damp Location Rated,Recessed Fixtures HomeLamps, Bulbs, BallastsBulbs - LEDLED - ReflectiveLamps - MR16 TCP LED512VMR1630KFL 5W LED M TCP LED512VMR1630KFL TCP LED512VMR1630KFL | 3000 | 83 | 400 | 80 | 25000 | 5 | 1 | 8.93 | 8.93 | 10.4931 | 2020Q2 | https://www.platt.com/platt-electric-supply/LED-Reflective-Lamps-MR16/TCP/LED512VMR1630KFL/product.aspx?zpid=179977 | Platt | 2020 | Yes
LED Lighting | Reflector | TCP | True |  | Reflector (Flood/Spot) | MR16 | GU5.3 | Damp Location Rated,Recessed Fixtures HomeLamps, Bulbs, BallastsBulbs - LEDLED - ReflectiveLamps - MR16 TCP LED712VMR16V27K LAMP TCP LED712VMR16V27KFL TCP LED712VMR16V27KFL 7W 12V DIM MR | 2700 | 82 | 500 | 76.9231 | 25000 | 6.5 | 1 | 8.93 | 8.93 | 10.4931 | 2020Q2 | https://www.platt.com/platt-electric-supply/LED-Reflective-Lamps-MR16/TCP/LED712VMR16V27KFL/product.aspx?zpid=170560 | Platt | 2020 | Yes
LED Lighting | Reflector | TCP | True |  | Reflector (Flood/Spot) | MR16 | GU5.3 | Damp Location Rated,Recessed Fixtures HomeLamps, Bulbs, BallastsBulbs - LEDLED - ReflectiveLamps - MR16 Dimmable Elite LED Lamp, Dimming 7W, 12V, Bulb: MR16, Base: GU5.3, Lumens: 500, CRI: 82, Color Temperature: 3000K, Beam Angle: 40°, Rated Average Life: 25,000 Hrs. Energy Star Rated. TCP LED712VMR16V30KFL Dimmable LED Lamp, MR16, 7W, 12V, FL40 | 3000 | 83 | 500 | 76.9231 | 25000 | 6.5 | 1 | 8.93 | 8.93 | 10.4931 | 2020Q2 | https://www.platt.com/platt-electric-supply/LED-Reflective-Lamps-MR16/TCP/LED712VMR16V30KFL/product.aspx?zpid=133353 | Platt | 2020 | Yes
LED Lighting | Reflector | TCP | True |  | Reflector (Flood/Spot) | MR16 | GU5.3 | Damp Location Rated,Recessed Fixtures HomeLamps, Bulbs, BallastsBulbs - LEDLED - ReflectiveLamps - MR16 TCP LED712VMR16V41KFL TCP LED712VMR16V41KFL TCP LED712VMR16V41KFL 7W 12V DIM MR | 4000 | 84 | 500 | 76.9231 | 25000 | 6.5 | 1 | 8.93 | 8.93 | 10.4931 | 2020Q2 | https://www.platt.com/platt-electric-supply/LED-Reflective-Lamps-MR16/TCP/LED712VMR16V41KFL/product.aspx?zpid=272005 | Platt | 2020 | Yes
LED Lighting | Reflector | TCP | True |  | Reflector (Flood/Spot) | MR16 | GU5.3 | Damp Location Rated,Recessed Fixtures HomeLamps, Bulbs, BallastsBulbs - LEDLED - ReflectiveLamps - MR16 Dimmable LED Lamp, 7W, 12V, Bulb: MR16, Base: GU5.3, Lumens: 525, CRI: 80, Color Temperature: 4100K, Beam Angle: 20°, Rated Average Life: 25,000 Hrs. TCP LED712VMR16V41KNFL 7 Watt Dimmable LED MR16 | 4000 | 82 | 500 | 71.4286 | 25000 | 7 | 1 | 8.93 | 8.93 | 10.4931 | 2020Q2 | https://www.platt.com/platt-electric-supply/LED-Reflective-Lamps-MR16/TCP/LED712VMR16V41KNFL/product.aspx?zpid=156926 | Platt | 2020 | Yes
LED Lighting | Reflector | Satco | True |  | Reflector (Flood/Spot) | PAR16 | GU10 | Damp Location Rated,Recessed Fixtures HomeLamps, Bulbs, BallastsBulbs - LEDLED - ReflectiveLamps - PAR16 SATCO S9380 4.5MR16/LED/40 /3 Satco S9380 4.5 watt; LED MR16 LED; 3000K; 40' beam spread; GU10 base; 120 volts | 3000 | 84 | 370 | 82.2222 | 25000 | 4.5 | 1 | 6.71 | 6.71 | 7.8845 | 2020Q2 | https://www.platt.com/platt-electric-supply/LED-Reflective-Lamps-PAR16/Satco/S9380/product.aspx?zpid=1165601 | Platt | 2020 | Yes
LED Lighting | Reflector | Satco | True |  | Reflector (Flood/Spot) | PAR16 | GU10 | Damp Location Rated,Recessed Fixtures HomeLamps, Bulbs, BallastsBulbs - LEDLED - ReflectiveLamps - PAR16 SATCO S9383 Satco S9383 SATCO S9383 6.5 watt; LED MR16 LED; 3000K; 40' beam spread; GU10 base; 120 volts | 3000 | 83 | 500 | 76.9231 | 25000 | 6.5 | 1 | 9.95 | 9.95 | 11.6916 | 2020Q2 | https://www.platt.com/platt-electric-supply/LED-Reflective-Lamps-PAR16/Satco/S9383/product.aspx?zpid=66109 | Platt | 2020 | Yes
LED Lighting | Reflector | Satco | True |  | Reflector (Flood/Spot) | PAR16 | E26 (Medium) | Damp Location Rated,Recessed Fixtures HomeLamps, Bulbs, BallastsBulbs - LEDLED - ReflectiveLamps - PAR16 SAT S9388 Satco S9388 SATCO S9388 - 6.5 watt PAR16 LED; 3000K; 40' beam spread; Medium base; 120 volts | 3000 | 83 | 500 | 76.9231 | 25000 | 6.5 | 1 | 9.34 | 9.34 | 10.9749 | 2020Q2 | https://www.platt.com/platt-electric-supply/LED-Reflective-Lamps-PAR16/Satco/S9388/product.aspx?zpid=230814 | Platt | 2020 | Yes
LED Lighting | Reflector | TCP | True |  | Reflector (Flood/Spot) | PAR16 | E26 (Medium) | Damp Location Rated,Recessed Fixtures HomeLamps, Bulbs, BallastsBulbs - LEDLED - ReflectiveLamps - PAR16 LED Lamp, Dimmable, 7 Watt, 120 Volt, Bulb: PAR16 (Sealed Beam), Base: Medium Screw (E26), Lumens: 500, CRI: 82, Color Temperature: 2700K, Beam Angle: Flood 40° TCP LED7P1627KFL LED Lamp, Dimmable, PAR16, 7W, 120V, FL40 | 2700 | 83 | 550 | 78.5714 | 25000 | 7 | 1 | 14.44 | 14.44 | 16.9676 | 2020Q2 | https://www.platt.com/platt-electric-supply/LED-Reflective-Lamps-PAR16/TCP/LED7P1627KFL/product.aspx?zpid=108417 | Platt | 2020 | Yes
LED Lighting | Reflector | TCP | True |  | Reflector (Flood/Spot) | PAR16 | E26 (Medium) | Damp Location Rated,Recessed Fixtures HomeLamps, Bulbs, BallastsBulbs - LEDLED - ReflectiveLamps - PAR16 Dimmable LED Lamp, 7W, 120V, Bulb: PAR16, Base: Medium Screw (E26), Lumens: 500, CRI: 75, Color Temperature: 3000K, Beam Angle: 40°, Rated Average Life: 40,000 Hrs. TCP LED7P1630KFL 7W Dimmable PAR16 | 3000 | 85 | 600 | 85.7143 | 25000 | 7 | 1 | 14.44 | 14.44 | 16.9676 | 2020Q2 | https://www.platt.com/platt-electric-supply/LED-Reflective-Lamps-PAR16/TCP/LED7P1630KFL/product.aspx?zpid=123088 | Platt | 2020 | Yes
LED Lighting | Reflector | TCP | True |  | Reflector (Flood/Spot) | PAR16 | E26 (Medium) | Damp Location Rated,Recessed Fixtures HomeLamps, Bulbs, BallastsBulbs - LEDLED - ReflectiveLamps - PAR16 TCPLED7P1641KFL TCP LED7P1641KFL TCP LED7P1641KFL | 4000 | 85 | 625 | 89.2857 | 25000 | 7 | 1 | 14.44 | 14.44 | 16.9676 | 2020Q2 | https://www.platt.com/platt-electric-supply/LED-Reflective-Lamps-PAR16/TCP/LED7P1641KFL/product.aspx?zpid=142797 | Platt | 2020 | Yes
LED Lighting | Reflector | Green Creative | True | Daylighting/Photocell, | Reflector (Flood/Spot) | PAR20 | E26 (Medium) | Damp Location Rated,Use With Timers,Use With Photo and/or Motion Sensors,Recessed Fixtures HomeLamps, Bulbs, BallastsBulbs - LEDLED - ReflectiveLamps - PAR20 Dimmable LED Lamp, 8W, 120V, Bulb: PAR20, Base: Medium Screw (E26), Lumens: 550, CRI: 90, Color Temperature: 3000K, Beam Angle: 40º, Rated Average Life: 50,000 Hrs. Green Creative 58109 8PAR20DIM/930FL40 Dimmable LED Lamp, 8W, 120V, E26, 3000K, Angle: 40° | 3000 | 92 | 550 | 68.75 | 25000 | 8 | 1 | 11.56 | 11.56 | 13.5834 | 2020Q2 | https://www.platt.com/platt-electric-supply/LED-Reflective-Lamps-PAR20/Green-Creative/58109-8PAR20DIM-930FL40/product.aspx?zpid=362834 | Platt | 2020 | Yes
LED Lighting | Reflector | Satco | True |  | Reflector (Flood/Spot) | PAR20 | E26 (Medium) | Wet Location Rated,Recessed Fixtures HomeLamps, Bulbs, BallastsBulbs - LEDLED - ReflectiveLamps - PAR20 SATCO S9401 7PAR20/LED/25 /30 Satco S9401 SATCO S9401 7 watt PAR20 LED; 3000K; 25' beam spread; Medium base; 120 volts | 3000 | 81 | 525 | 75 | 25000 | 7 | 1 | 9.14 | 9.14 | 10.7399 | 2020Q2 | https://www.platt.com/platt-electric-supply/LED-Reflective-Lamps-PAR20/Satco/S9401/product.aspx?zpid=1626 | Platt | 2020 | Yes
LED Lighting | Reflector | Satco | True |  | Reflector (Flood/Spot) | PAR20 | E26 (Medium) | Wet Location Rated,Recessed Fixtures HomeLamps, Bulbs, BallastsBulbs - LEDLED - ReflectiveLamps - PAR20 SATCO S9404 7PAR20/LED/25DEG 5000K FLOOD 120V Satco S9404 7 watt PAR20 LED; 5000K; 25' beam spread; Medium base; 120 volts | 5000 | 84 | 525 | 75 | 25000 | 7 | 1 | 7.19 | 7.19 | 8.4485 | 2020Q2 | https://www.platt.com/platt-electric-supply/LED-Reflective-Lamps-PAR20/Satco/S9404/product.aspx?zpid=440358 | Platt | 2020 | Yes
LED Lighting | Reflector | Satco | True |  | Reflector (Flood/Spot) | PAR20 | E26 (Medium) | Wet Location Rated,Recessed Fixtures HomeLamps, Bulbs, BallastsBulbs - LEDLED - ReflectiveLamps - PAR20 SAT S9405 7WPAR20/40*/27K/DIM Satco S9405 SATCO S9405 7 watt PAR20 LED; 2700K; 38' beam spread; Medium base; 120 volts | 2700 | 82 | 525 | 75 | 25000 | 7 | 1 | 9.14 | 9.14 | 10.7399 | 2020Q2 | https://www.platt.com/platt-electric-supply/LED-Reflective-Lamps-PAR20/Satco/S9405/product.aspx?zpid=178115 | Platt | 2020 | Yes
LED Lighting | Reflector | Satco | True |  | Reflector (Flood/Spot) | PAR20 | E26 (Medium) | Wet Location Rated,Recessed Fixtures HomeLamps, Bulbs, BallastsBulbs - LEDLED - ReflectiveLamps - PAR20 Dimmable LED Lamp, 7W, 120V, Bulb: PAR20, Base: Medium Screw (E26), Lumens: 525, CRI: 80, Color Temperature: 3000K, Beam Angle: 40°, Rated Average Life: 25,000 Hrs. Satco S9406 LED Lamp, Dimmable, MR16, 7W, 120V | 3000 | 81 | 525 | 75 | 25000 | 7 | 1 | 9.26 | 9.26 | 10.8809 | 2020Q2 | https://www.platt.com/platt-electric-supply/LED-Reflective-Lamps-PAR20/Satco/S9406/product.aspx?zpid=208657 | Platt | 2020 | Yes
LED Lighting | Reflector | Satco | True |  | Reflector (Flood/Spot) | PAR20 | E26 (Medium) | Wet Location Rated,Recessed Fixtures HomeLamps, Bulbs, BallastsBulbs - LEDLED - ReflectiveLamps - PAR20 SAT S9407 7WPAR20/40*/35K/DIM Satco S9407 SATCO S9407 7 watt PAR20 LED; 3500K; 38' beam spread; Medium base; 120 volts | 3500 | 82 | 525 | 75 | 25000 | 7 | 1 | 7.19 | 7.19 | 8.4485 | 2020Q2 | https://www.platt.com/platt-electric-supply/LED-Reflective-Lamps-PAR20/Satco/S9407/product.aspx?zpid=178121 | Platt | 2020 | Yes
LED Lighting | Reflector | Satco | True |  | Reflector (Flood/Spot) | PAR20 | E26 (Medium) | Wet Location Rated,Recessed Fixtures HomeLamps, Bulbs, BallastsBulbs - LEDLED - ReflectiveLamps - PAR20 SATCO S9408 7PAR20/LED/40 /40 Satco S9408 SATCO S9408 7 watt PAR20 LED; 4000K; 38' beam spread; Medium base; 120 volts | 4000 | 82 | 525 | 75 | 25000 | 7 | 1 | 7.19 | 7.19 | 8.4485 | 2020Q2 | https://www.platt.com/platt-electric-supply/LED-Reflective-Lamps-PAR20/Satco/S9408/product.aspx?zpid=207143 | Platt | 2020 | Yes
LED Lighting | Reflector | Satco | True |  | Reflector (Flood/Spot) | PAR20 | E26 (Medium) | Wet Location Rated,Recessed Fixtures HomeLamps, Bulbs, BallastsBulbs - LEDLED - ReflectiveLamps - PAR20 SAT S9409 7WPAR20/40*/5K/DIM Satco S9409 SATCO S9409 7 watt PAR20 LED; 5000K; 38' beam spread; Medium base; 120 volts | 5000 | 84 | 525 | 75 | 25000 | 7 | 1 | 12.07 | 12.07 | 14.1827 | 2020Q2 | https://www.platt.com/platt-electric-supply/LED-Reflective-Lamps-PAR20/Satco/S9409/product.aspx?zpid=178133 | Platt | 2020 | Yes
LED Lighting | Reflector | Satco | True |  | Reflector (Flood/Spot) | PAR20 | E26 (Medium) | Wet Location Rated,Recessed Fixtures HomeLamps, Bulbs, BallastsBulbs - LEDLED - ReflectiveLamps - PAR20 7PAR20/LED/40FT /2700K/90CRI Satco S9485 7PAR20/LED/40FT /2700K/90CRI | 2700 | 93 | 470 | 67.1429 | 25000 | 7 | 1 | 9.14 | 9.14 | 10.7399 | 2020Q2 | https://www.platt.com/platt-electric-supply/LED-Reflective-Lamps-PAR20/Satco/S9485/product.aspx?zpid=1348606 | Platt | 2020 | Yes
LED Lighting | Reflector | TCP | True |  | Reflector (Flood/Spot) | PAR20 | E26 (Medium) | Wet Location Rated,Recessed Fixtures HomeLamps, Bulbs, BallastsBulbs - LEDLED - ReflectiveLamps - PAR20 LED PAR20 Lamp, 7 Watts, Lumens: 600, Beam Spread: 40°, Color Temperature: 2700K, CRI: 90, Dimmable, Title 24 JA8-2016-E and Title 20 Compliant. TCP L50P20D2527KFLCQ 7W LED PAR20 | 2700 | 93 | 550 | 78.5714 | 25000 | 7 | 1 | 10.04 | 10.04 | 11.7974 | 2020Q2 | https://www.platt.com/platt-electric-supply/LED-Reflective-Lamps-PAR20/TCP/L50P20D2527KFLCQ/product.aspx?zpid=1796532 | Platt | 2020 | Yes
LED Lighting | Reflector | TCP | True |  | Reflector (Flood/Spot) | PAR20 | E26 (Medium) | Wet Location Rated,Recessed Fixtures HomeLamps, Bulbs, BallastsBulbs - LEDLED - ReflectiveLamps - PAR20 PAR20 Lamp, 7 Watts, Lumens: 550, Color Temperature: 2700K, CRI: 90, Dimmable, Title 24 JA8-2016-E and Title 20 Compliant TCP L50P20D2527KNFLCQ 7W PAR20 Lamp, 2700K, 550L | 2700 | 93 | 550 | 78.5714 | 25000 | 7 | 1 | 10.04 | 10.04 | 11.7974 | 2020Q2 | https://www.platt.com/platt-electric-supply/LED-Reflective-Lamps-PAR20/TCP/L50P20D2527KNFLCQ/product.aspx?zpid=1446626 | Platt | 2020 | Yes
LED Lighting | Reflector | TCP | True |  | Reflector (Flood/Spot) | PAR20 | E26 (Medium) | Wet Location Rated,Recessed Fixtures HomeLamps, Bulbs, BallastsBulbs - LEDLED - ReflectiveLamps - PAR20 LED PAR20 Lamp, 7 Watts, Lumens: 550, Beam Spread: 25°, Color Temperature: 3000K, CRI: 90, Dimmable. Title 24 JA8-2016-E and Title 20 Compliant. TCP L50P20D2530KNFLCQ 7W PAR20 Lamp, 3000K, 550L | 3000 | 93 | 600 | 85.7143 | 25000 | 7 | 1 | 10.04 | 10.04 | 11.7974 | 2020Q2 | https://www.platt.com/platt-electric-supply/LED-Reflective-Lamps-PAR20/TCP/L50P20D2530KNFLCQ/product.aspx?zpid=1446628 | Platt | 2020 | Yes
LED Lighting | Reflector | TCP | True |  | Reflector (Flood/Spot) | PAR20 | E26 (Medium) | Wet Location Rated,Recessed Fixtures HomeLamps, Bulbs, BallastsBulbs - LEDLED - ReflectiveLamps - PAR20 LED Lamp, Dimmable, 8 Watt, 120 Volt, Bulb: PAR20 (Sealed Beam), Base: Medium Screw (E26), Lumens: 500, CRI: 82, Color Temperature: 2700K, Beam Angle: Flood 40° TCP LED8P20D27KFL LED Lamp, Dimmable, PAR20, 8W, 120V, FL40 | 2700 | 83 | 600 | 85.7143 | 25000 | 7 | 1 | 13.35 | 13.35 | 15.6868 | 2020Q2 | https://www.platt.com/platt-electric-supply/LED-Reflective-Lamps-PAR20/TCP/LED8P20D27KFL/product.aspx?zpid=100571 | Platt | 2020 | Yes
LED Lighting | Reflector | TCP | True |  | Reflector (Flood/Spot) | PAR20 | E26 (Medium) | Wet Location Rated,Recessed Fixtures HomeLamps, Bulbs, BallastsBulbs - LEDLED - ReflectiveLamps - PAR20 8W LED PAR20 DIM BLACK FINISH TCP LED8P20D27KFLB TCP LED8P20D27KFLB | 2700 | 83 | 600 | 85.7143 | 25000 | 7 | 1 | 15.27 | 15.27 | 17.9428 | 2020Q2 | https://www.platt.com/platt-electric-supply/LED-Reflective-Lamps-PAR20/TCP/LED8P20D27KFLB/product.aspx?zpid=123300 | Platt | 2020 | Yes
LED Lighting | Reflector | TCP | True |  | Reflector (Flood/Spot) | PAR20 | E26 (Medium) | Wet Location Rated,Recessed Fixtures HomeLamps, Bulbs, BallastsBulbs - LEDLED - ReflectiveLamps - PAR20 LED Lamp, Dimmable, 8 Watt, 120 Volt, Bulb: PAR20 (Sealed Beam), Base: Medium Screw (E26), Lumens: 500, CRI: 82, Color Temperature: 2700K, Beam Angle: Narrow Flood 25° TCP LED8P20D27KNFL LED Lamp, Dimmable, PAR20, 8W, 120V, NFL25 | 2700 | 83 | 600 | 85.7143 | 25000 | 7 | 1 | 13.35 | 13.35 | 15.6868 | 2020Q2 | https://www.platt.com/platt-electric-supply/LED-Reflective-Lamps-PAR20/TCP/LED8P20D27KNFL/product.aspx?zpid=105710 | Platt | 2020 | Yes
LED Lighting | Reflector | TCP | True |  | Reflector (Flood/Spot) | PAR20 | E26 (Medium) | Wet Location Rated,Recessed Fixtures HomeLamps, Bulbs, BallastsBulbs - LEDLED - ReflectiveLamps - PAR20 TCP LED8P20D27KNFLB LED 8W P2 TCP LED8P20D27KNFLB TCP LED8P20D27KNFLB | 2700 | 83 | 600 | 85.7143 | 25000 | 7 | 1 | 15.27 | 15.27 | 17.9428 | 2020Q2 | https://www.platt.com/platt-electric-supply/LED-Reflective-Lamps-PAR20/TCP/LED8P20D27KNFLB/product.aspx?zpid=282315 | Platt | 2020 | Yes
LED Lighting | Reflector | TCP | True |  | Reflector (Flood/Spot) | PAR20 | E26 (Medium) | Wet Location Rated,Recessed Fixtures HomeLamps, Bulbs, BallastsBulbs - LEDLED - ReflectiveLamps - PAR20 Dimmable LED Lamp, 8W, 120V, Bulb: PAR20, Base: Medium Screw (E26), Lumens: 515, CRI: 82, Color Temperature: 3000K, Beam Angle: 40°, Rated Average Life: 25,000 Hrs. 50W Equivalent. TCP LED8P20D30KFL LED Lamp, Dimmable, PAR20, 8W, 120V, FL40 | 3000 | 83 | 625 | 89.2857 | 25000 | 7 | 1 | 13.35 | 13.35 | 15.6868 | 2020Q2 | https://www.platt.com/platt-electric-supply/LED-Reflective-Lamps-PAR20/TCP/LED8P20D30KFL/product.aspx?zpid=80227 | Platt | 2020 | Yes
LED Lighting | Reflector | TCP | True |  | Reflector (Flood/Spot) | PAR20 | E26 (Medium) | Wet Location Rated,Recessed Fixtures HomeLamps, Bulbs, BallastsBulbs - LEDLED - ReflectiveLamps - PAR20 LED ELITE PAR20 120-277V Dimming 575LU 8W 3000K TCP LED8P20D30KFLB LED 8W P20 DIM 30KFL BLK | 3000 | 83 | 625 | 89.2857 | 25000 | 7 | 1 | 15.27 | 15.27 | 17.9428 | 2020Q2 | https://www.platt.com/platt-electric-supply/LED-Reflective-Lamps-PAR20/TCP/LED8P20D30KFLB/product.aspx?zpid=130740 | Platt | 2020 | Yes
LED Lighting | Reflector | TCP | True |  | Reflector (Flood/Spot) | PAR20 | E26 (Medium) | Wet Location Rated,Recessed Fixtures HomeLamps, Bulbs, BallastsBulbs - LEDLED - ReflectiveLamps - PAR20 Dimmable LED Lamp, 8W, 120V, Bulb: PAR20, Base: Medium Screw (E26), Lumens: 515, CRI: 82, Color Temperature: 3000K, Beam Angle: 25°, Rated Average Life: 25,000 Hrs. 50W Equivalent. TCP LED8P20D30KNFL 8W Dimmable LED PAR20 Bulb | 3000 | 83 | 625 | 89.2857 | 25000 | 7 | 1 | 13.35 | 13.35 | 15.6868 | 2020Q2 | https://www.platt.com/platt-electric-supply/LED-Reflective-Lamps-PAR20/TCP/LED8P20D30KNFL/product.aspx?zpid=105711 | Platt | 2020 | Yes
LED Lighting | Reflector | TCP | True |  | Reflector (Flood/Spot) | PAR20 | E26 (Medium) | Wet Location Rated,Recessed Fixtures HomeLamps, Bulbs, BallastsBulbs - LEDLED - ReflectiveLamps - PAR20 TCP LED8P20D30KNFLB BLACK DIMMABLE 8W SMOOTH PAR20 25° 3000K TCP LED8P20D30KNFLB TCP LED8P20D30KNFLB | 3000 | 83 | 625 | 89.2857 | 25000 | 7 | 1 | 15.27 | 15.27 | 17.9428 | 2020Q2 | https://www.platt.com/platt-electric-supply/LED-Reflective-Lamps-PAR20/TCP/LED8P20D30KNFLB/product.aspx?zpid=120343 | Platt | 2020 | Yes
LED Lighting | Reflector | TCP | True |  | Reflector (Flood/Spot) | PAR20 | E26 (Medium) | Wet Location Rated,Recessed Fixtures HomeLamps, Bulbs, BallastsBulbs - LEDLED - ReflectiveLamps - PAR20 Dimmable LED Lamp, 8W, 120V, Bulb: PAR20, Base: Medium Screw (E26), Lumens: 625, CRI: 82, Color Temperature: 3500K, Beam Angle: 40º, Rated Average Life: 25,000 Hrs. 50W Equivalent. TCP LED8P20D35KFL LED Lamp, Dimmable, PAR20, 8W, 120V, FL40 | 3500 | 84 | 675 | 96.4286 | 25000 | 7 | 1 | 13.35 | 13.35 | 15.6868 | 2020Q2 | https://www.platt.com/platt-electric-supply/LED-Reflective-Lamps-PAR20/TCP/LED8P20D35KFL/product.aspx?zpid=195539 | Platt | 2020 | Yes
LED Lighting | Reflector | TCP | True |  | Reflector (Flood/Spot) | PAR20 | E26 (Medium) | Wet Location Rated,Recessed Fixtures HomeLamps, Bulbs, BallastsBulbs - LEDLED - ReflectiveLamps - PAR20 TCP LED8P20D35KNFL LED 8W P20 TCP LED8P20D35KNFL TCP LED8P20D35KNFL | 3500 | 84 | 675 | 96.4286 | 25000 | 7 | 1 | 13.35 | 13.35 | 15.6868 | 2020Q2 | https://www.platt.com/platt-electric-supply/LED-Reflective-Lamps-PAR20/TCP/LED8P20D35KNFL/product.aspx?zpid=282311 | Platt | 2020 | Yes
LED Lighting | Reflector | TCP | True |  | Reflector (Flood/Spot) | PAR20 | E26 (Medium) | Wet Location Rated,Recessed Fixtures HomeLamps, Bulbs, BallastsBulbs - LEDLED - ReflectiveLamps - PAR20 Dimmable LED Lamp, Black Body, 8W, 120V, Bulb: PAR20, Base: Medium Screw (E26), Lumens: 600, CRI: 82, Color Temperature: 4100K, Beam Angle: 40º, Rated Average Life: 25,000 Hrs. TCP LED8P20D41KFLB 8W PAR20 LED Flood Lamp | 4000 | 86 | 675 | 96.4286 | 25000 | 7 | 1 | 15.27 | 15.27 | 17.9428 | 2020Q2 | https://www.platt.com/platt-electric-supply/LED-Reflective-Lamps-PAR20/TCP/LED8P20D41KFLB/product.aspx?zpid=209898 | Platt | 2020 | Yes
LED Lighting | Reflector | TCP | True |  | Reflector (Flood/Spot) | PAR20 | E26 (Medium) | Wet Location Rated,Recessed Fixtures HomeLamps, Bulbs, BallastsBulbs - LEDLED - ReflectiveLamps - PAR20 TCP LED8P20D41KNFLB LED 8W P2 TCP LED8P20D41KNFLB TCP LED8P20D41KNFLB | 4000 | 86 | 675 | 96.4286 | 25000 | 7 | 1 | 15.27 | 15.27 | 17.9428 | 2020Q2 | https://www.platt.com/platt-electric-supply/LED-Reflective-Lamps-PAR20/TCP/LED8P20D41KNFLB/product.aspx?zpid=282316 | Platt | 2020 | Yes
LED Lighting | Reflector | TCP | True |  | Reflector (Flood/Spot) | PAR20 | E26 (Medium) | Wet Location Rated,Recessed Fixtures HomeLamps, Bulbs, BallastsBulbs - LEDLED - ReflectiveLamps - PAR20 TCP LED8P20D50KFL LED 8W P20 TCP LED8P20D50KFL TCP LED8P20D50KFL | 5000 | 84 | 700 | 100 | 25000 | 7 | 1 | 13.35 | 13.35 | 15.6868 | 2020Q2 | https://www.platt.com/platt-electric-supply/LED-Reflective-Lamps-PAR20/TCP/LED8P20D50KFL/product.aspx?zpid=282313 | Platt | 2020 | Yes
LED Lighting | Reflector | TCP | True |  | Reflector (Flood/Spot) | PAR20 | E26 (Medium) | Wet Location Rated,Recessed Fixtures HomeLamps, Bulbs, BallastsBulbs - LEDLED - ReflectiveLamps - PAR20 TCP LED8P20D50KFLB LED 8W P20 TCP LED8P20D50KFLB TCP LED8P20D50KFLB | 5000 | 84 | 700 | 100 | 25000 | 7 | 1 | 15.27 | 15.27 | 17.9428 | 2020Q2 | https://www.platt.com/platt-electric-supply/LED-Reflective-Lamps-PAR20/TCP/LED8P20D50KFLB/product.aspx?zpid=282317 | Platt | 2020 | Yes
LED Lighting | Reflector | Green Creative | True | Daylighting/Photocell, | Reflector (Flood/Spot) | PAR30L | E26 (Medium) | Damp Location Rated,Use With Timers,Use With Photo and/or Motion Sensors,Wet Location Rated,Recessed Fixtures HomeLamps, Bulbs, BallastsBulbs - LEDLED - ReflectiveLamps - PAR30 Dimmable LED Lamp, 13W, 120V, Bulb: PAR30, Base: Medium Screw (E26), Lumens: 1100, CRI: 90, Color Temperature: 4000K, Beam Angle: 40º, Rated Average Life: 40,000 Hrs. Green Creative 58121 13PAR30DIM/940FL40 Dimmable LED Lamp, 13W, 120V, E26, 4000K, Angle: 40° | 4000 | 92 | 1100 | 84.6154 | 25000 | 13 | 1 | 23.66 | 23.66 | 27.8014 | 2020Q2 | https://www.platt.com/platt-electric-supply/LED-Reflective-Lamps-PAR30/Green-Creative/58121-13PAR30DIM-940FL40/product.aspx?zpid=233758 | Platt | 2020 | Yes
LED Lighting | Reflector | Green Creative | False | Daylighting/Photocell, | Reflector (Flood/Spot) | PAR30L | E26 (Medium) | Damp Location Rated,Use With Timers,Use With Photo and/or Motion Sensors,Recessed Fixtures HomeLamps, Bulbs, BallastsBulbs - LEDLED - ReflectiveLamps - PAR30 LED Lamp, 13W, 277V, Bulb: PAR30, Base: Medium Screw (E26), Lumens: 1100, CRI: 90, Color Temperature: 4000K, Beam Angle: 40°, Rated Average Life: 40,000 Hrs. Green Creative 58130 13PAR30/940FL40/277V LED Lamp, 13W, 277V, E26, 4000K, Angle: 40° | 4000 | 91 | 1100 | 84.6154 | 25000 | 13 | 1 | 29.03 | 29.03 | 34.1114 | 2020Q2 | https://www.platt.com/platt-electric-supply/LED-Reflective-Lamps-PAR30/Green-Creative/58130-13PAR30-940FL40-277V/product.aspx?zpid=236339 | Platt | 2020 | Yes
LED Lighting | Reflector | Litetronics | True |  | Reflector (Flood/Spot) | PAR30S | E26 (Medium) | Damp Location Rated,Recessed Fixtures HomeLamps, Bulbs, BallastsBulbs - LEDLED - ReflectiveLamps - PAR30 LED Bulb, 12 Watt, 120 Volt, Dimmable, Lamp Shape: PAR30LN, Base: E26 (Medium), Beam Spread: 40 Degree Flood, Color Temperature: 2700K Litetronics LP12564FL2D LED Bulb, PAR30LN, 12W, 2700K | 2700 | 81 | 850 | 70.8333 | 25000 | 12 | 1 | 22.81 | 22.81 | 26.8026 | 2020Q2 | https://www.platt.com/platt-electric-supply/LED-Reflective-Lamps-PAR30/Litetronics/LP12564FL2D/product.aspx?zpid=404532 | Platt | 2020 | Yes
LED Lighting | Reflector | Satco | True |  | Reflector (Flood/Spot) | PAR30S | E26 (Medium) | Wet Location Rated,Recessed Fixtures HomeLamps, Bulbs, BallastsBulbs - LEDLED - ReflectiveLamps - PAR30 SAT S9411 Satco S9411 SATCO S9411 13 watt PAR30Short Neck LED; 3000K; 25' beam spread; Medium base; 120 volts | 3000 | 83 | 1000 | 76.9231 | 25000 | 13 | 1 | 12.07 | 12.07 | 14.1827 | 2020Q2 | https://www.platt.com/platt-electric-supply/LED-Reflective-Lamps-PAR30/Satco/S9411/product.aspx?zpid=230815 | Platt | 2020 | Yes
LED Lighting | Reflector | Satco | True |  | Reflector (Flood/Spot) | PAR30S | E26 (Medium) | Wet Location Rated,Recessed Fixtures HomeLamps, Bulbs, BallastsBulbs - LEDLED - ReflectiveLamps - PAR30 SATCO S9412 13PAR30/SN/LED/25 Satco S9412 13 watt PAR30 Short Neck LED; 3500K; 25' beam spread; Medium base; 120 volts | 3500 | 82 | 1000 | 76.9231 | 25000 | 13 | 1 | 15.23 | 15.23 | 17.8958 | 2020Q2 | https://www.platt.com/platt-electric-supply/LED-Reflective-Lamps-PAR30/Satco/S9412/product.aspx?zpid=386976 | Platt | 2020 | Yes
LED Lighting | Reflector | Satco | True |  | Reflector (Flood/Spot) | PAR30S | E26 (Medium) | Wet Location Rated,Recessed Fixtures HomeLamps, Bulbs, BallastsBulbs - LEDLED - ReflectiveLamps - PAR30 SATCO S9414 13PAR30/SN/LED/25 Satco S9414 13 watt PAR30 Short Neck LED; 5000K; 25' beam spread; Medium base; 120 volts | 5000 | 83 | 1000 | 76.9231 | 25000 | 13 | 1 | 12.07 | 12.07 | 14.1827 | 2020Q2 | https://www.platt.com/platt-electric-supply/LED-Reflective-Lamps-PAR30/Satco/S9414/product.aspx?zpid=1110696 | Platt | 2020 | Yes
LED Lighting | Reflector | Satco | True |  | Reflector (Flood/Spot) | PAR30S | E26 (Medium) | Wet Location Rated,Recessed Fixtures HomeLamps, Bulbs, BallastsBulbs - LEDLED - ReflectiveLamps - PAR30 SATCO S9415 Satco S9415 SATCO S9415 13 watt PAR30 Short Neck LED; 2700K; 38' beam spread; Medium base; 120 volts | 2700 | 82 | 1000 | 76.9231 | 25000 | 13 | 1 | 13.43 | 13.43 | 15.7808 | 2020Q2 | https://www.platt.com/platt-electric-supply/LED-Reflective-Lamps-PAR30/Satco/S9415/product.aspx?zpid=218620 | Platt | 2020 | Yes
LED Lighting | Reflector | Satco | True |  | Reflector (Flood/Spot) | PAR30S | E26 (Medium) | Wet Location Rated,Recessed Fixtures HomeLamps, Bulbs, BallastsBulbs - LEDLED - ReflectiveLamps - PAR30 Dimmable LED Lamp, 13W, 120V, Bulb: PAR30S (Short Neck), Base: Medium Screw (E26), Lumens: 950, CRI: 80, Color Temperature: 3000K, Beam Angle: 40°, Rated Average Life: 25,000 Hrs. Energy Star Rated. IP65 Wet Location and Enclosed Fixture Rated. Satco S9416 LED Lamp, Dimmable, PAR30S, 13W, 120V | 3000 | 83 | 1000 | 76.9231 | 25000 | 13 | 1 | 12.07 | 12.07 | 14.1827 | 2020Q2 | https://www.platt.com/platt-electric-supply/LED-Reflective-Lamps-PAR30/Satco/S9416/product.aspx?zpid=61967 | Platt | 2020 | Yes
LED Lighting | Reflector | Satco | True |  | Reflector (Flood/Spot) | PAR30S | E26 (Medium) | Wet Location Rated,Recessed Fixtures HomeLamps, Bulbs, BallastsBulbs - LEDLED - ReflectiveLamps - PAR30 LED PAR30 Lamp, 13 Watt, 120V, Short Neck, Color Temperature: 3500K Satco S9417 LED PAR30 Lamp, 13W, 120V, 3500K | 3500 | 82 | 1000 | 76.9231 | 25000 | 13 | 1 | 12.07 | 12.07 | 14.1827 | 2020Q2 | https://www.platt.com/platt-electric-supply/LED-Reflective-Lamps-PAR30/Satco/S9417/product.aspx?zpid=1384997 | Platt | 2020 | Yes
LED Lighting | Reflector | Satco | True |  | Reflector (Flood/Spot) | PAR30S | E26 (Medium) | Wet Location Rated,Recessed Fixtures HomeLamps, Bulbs, BallastsBulbs - LEDLED - ReflectiveLamps - PAR30 SATCO S9418 13PAR30/SN/LED/40 Satco S9418 13 watt PAR30 Short Neck LED; 4000K; 40' beam spread; Medium base; 120 volts | 4000 | 83 | 1000 | 76.9231 | 25000 | 13 | 1 | 12.07 | 12.07 | 14.1827 | 2020Q2 | https://www.platt.com/platt-electric-supply/LED-Reflective-Lamps-PAR30/Satco/S9418/product.aspx?zpid=973975 | Platt | 2020 | Yes
LED Lighting | Reflector | Satco | True |  | Reflector (Flood/Spot) | PAR30S | E26 (Medium) | Wet Location Rated,Recessed Fixtures HomeLamps, Bulbs, BallastsBulbs - LEDLED - ReflectiveLamps - PAR30 13 watt PAR30Short Neck LED; 2700K; 60' beam spread; Medium base; 120 volts Satco S9420 13 watt PAR30Short Neck LED; 2700K; 60' beam spread; Medium base; 120 volts | 2700 | 82 | 1000 | 76.9231 | 25000 | 13 | 1 | 12.07 | 12.07 | 14.1827 | 2020Q2 | https://www.platt.com/platt-electric-supply/LED-Reflective-Lamps-PAR30/Satco/S9420/product.aspx?zpid=232109 | Platt | 2020 | Yes
LED Lighting | Reflector | Satco | True |  | Reflector (Flood/Spot) | PAR30S | E26 (Medium) | Wet Location Rated,Recessed Fixtures HomeLamps, Bulbs, BallastsBulbs - LEDLED - ReflectiveLamps - PAR30 SATCO S9423 Satco S9423 SATCO S9423 13 watt PAR30Short Neck LED; 4000K; 60' beam spread; Medium base; 120 volts | 4000 | 83 | 1000 | 76.9231 | 25000 | 13 | 1 | 12.07 | 12.07 | 14.1827 | 2020Q2 | https://www.platt.com/platt-electric-supply/LED-Reflective-Lamps-PAR30/Satco/S9423/product.aspx?zpid=292906 | Platt | 2020 | Yes
LED Lighting | Reflector | Satco | True |  | Reflector (Flood/Spot) | PAR30L | E26 (Medium) | Wet Location Rated,Recessed Fixtures HomeLamps, Bulbs, BallastsBulbs - LEDLED - ReflectiveLamps - PAR30 13 watt PAR30Long Neck LED; 2700K; 25' beam spread; Medium base; 120 volts Satco S9425 13 watt PAR30Long Neck LED; 2700K; 25' beam spread; Medium base; 120 volts | 2700 | 82 | 1000 | 76.9231 | 25000 | 13 | 1 | 12.07 | 12.07 | 14.1827 | 2020Q2 | https://www.platt.com/platt-electric-supply/LED-Reflective-Lamps-PAR30/Satco/S9425/product.aspx?zpid=30490 | Platt | 2020 | Yes
LED Lighting | Reflector | Satco | True |  | Reflector (Flood/Spot) | PAR30L | E26 (Medium) | Wet Location Rated,Recessed Fixtures HomeLamps, Bulbs, BallastsBulbs - LEDLED - ReflectiveLamps - PAR30 SATCO S9426 13PAR30/LN/LED/25 Satco S9426 13 watt PAR30 Long Neck LED; 3000K; 25' beam spread; Medium base; 120 volts | 3000 | 83 | 1000 | 76.9231 | 25000 | 13 | 1 | 12.07 | 12.07 | 14.1827 | 2020Q2 | https://www.platt.com/platt-electric-supply/LED-Reflective-Lamps-PAR30/Satco/S9426/product.aspx?zpid=1131593 | Platt | 2020 | Yes
LED Lighting | Reflector | Satco | True |  | Reflector (Flood/Spot) | PAR30L | E26 (Medium) | Wet Location Rated,Recessed Fixtures HomeLamps, Bulbs, BallastsBulbs - LEDLED - ReflectiveLamps - PAR30 SATCO S9427 13PAR30/LN/LED/25 Satco S9427 13 watt PAR30 Long Neck LED; 3500K; 25' beam spread; Medium base; 120 volts | 3500 | 83 | 1000 | 76.9231 | 25000 | 13 | 1 | 12.07 | 12.07 | 14.1827 | 2020Q2 | https://www.platt.com/platt-electric-supply/LED-Reflective-Lamps-PAR30/Satco/S9427/product.aspx?zpid=568356 | Platt | 2020 | Yes
LED Lighting | Reflector | Satco | True |  | Reflector (Flood/Spot) | PAR30L | E26 (Medium) | Wet Location Rated,Recessed Fixtures HomeLamps, Bulbs, BallastsBulbs - LEDLED - ReflectiveLamps - PAR30 SATCO S9428 13W PAR30 Long Neck LED - 25' Beam Spread - Medium Base - 4000K - 120V - Dimmable - IP65 Satco S9428 13 WATT PAR30 LONG NECK LED; 4000K | 4000 | 83 | 1000 | 76.9231 | 25000 | 13 | 1 | 12.07 | 12.07 | 14.1827 | 2020Q2 | https://www.platt.com/platt-electric-supply/LED-Reflective-Lamps-PAR30/Satco/S9428/product.aspx?zpid=40478 | Platt | 2020 | Yes
LED Lighting | Reflector | Satco | True |  | Reflector (Flood/Spot) | PAR30L | E26 (Medium) | Wet Location Rated,Recessed Fixtures HomeLamps, Bulbs, BallastsBulbs - LEDLED - ReflectiveLamps - PAR30 SATCO S9430 13PAR30/LN/LED/40 Satco S9430 13 watt PAR30 Long Neck LED; 2700K; 40' beam spread; Medium base; 120 volts | 2700 | 82 | 1000 | 76.9231 | 25000 | 13 | 1 | 12.07 | 12.07 | 14.1827 | 2020Q2 | https://www.platt.com/platt-electric-supply/LED-Reflective-Lamps-PAR30/Satco/S9430/product.aspx?zpid=1198637 | Platt | 2020 | Yes
LED Lighting | Reflector | Satco | True |  | Reflector (Flood/Spot) | PAR30L | E26 (Medium) | Wet Location Rated,Recessed Fixtures HomeLamps, Bulbs, BallastsBulbs - LEDLED - ReflectiveLamps - PAR30 LED Lamp, Dimmable, 13 Watt, 120 Volt, Bulb: PAR30L (Sealed Beam Long), Base: Medium Screw (E26), Lumens: 950, CRI: 80, Color Temperature: 3000K, Beam Angle: Flood 40° Satco S9431 LED Lamp, Dimmable, PAR30L, 13W, 120V, FL40 | 3000 | 83 | 1000 | 76.9231 | 25000 | 13 | 1 | 12.07 | 12.07 | 14.1827 | 2020Q2 | https://www.platt.com/platt-electric-supply/LED-Reflective-Lamps-PAR30/Satco/S9431/product.aspx?zpid=223151 | Platt | 2020 | Yes
LED Lighting | Reflector | Satco | True |  | Reflector (Flood/Spot) | PAR30L | E26 (Medium) | Wet Location Rated,Recessed Fixtures HomeLamps, Bulbs, BallastsBulbs - LEDLED - ReflectiveLamps - PAR30 SAT 13PAR30/LN/LED/40°/3500K/ 120V/D MEDIUM BASE 3500K 120V 13W PAR30 LONG NECK LED 40° IP65 - WET RATED DIMMABLE Satco S9432 SATCO S9432 13 watt PAR30Long Neck LED; 3500K; 38' beam spread; Medium base; 120 volts | 3500 | 82 | 1000 | 76.9231 | 25000 | 13 | 1 | 15.48 | 15.48 | 18.1896 | 2020Q2 | https://www.platt.com/platt-electric-supply/LED-Reflective-Lamps-PAR30/Satco/S9432/product.aspx?zpid=205557 | Platt | 2020 | Yes
LED Lighting | Reflector | Satco | True |  | Reflector (Flood/Spot) | PAR30L | E26 (Medium) | Wet Location Rated,Recessed Fixtures HomeLamps, Bulbs, BallastsBulbs - LEDLED - ReflectiveLamps - PAR30 SATCO S9433 13PAR30/LN/LED/ 40'/4000K/120V/FL Satco S9433 SATCO S9433 13 watt PAR30Long Neck LED; 4000K; 38' beam spread; Medium base; 120 volts | 4000 | 82 | 1000 | 76.9231 | 25000 | 13 | 1 | 12.07 | 12.07 | 14.1827 | 2020Q2 | https://www.platt.com/platt-electric-supply/LED-Reflective-Lamps-PAR30/Satco/S9433/product.aspx?zpid=235948 | Platt | 2020 | Yes
LED Lighting | Reflector | Satco | True |  | Reflector (Flood/Spot) | PAR30L | E26 (Medium) | Wet Location Rated,Recessed Fixtures HomeLamps, Bulbs, BallastsBulbs - LEDLED - ReflectiveLamps - PAR30 SAT S9434 PAR30L 13W 5K WET Satco S9434 SATCO S9434 13 watt PAR30Long Neck LED; 5000K; 38' beam spread; Medium base; 120 volts | 5000 | 83 | 1000 | 76.9231 | 25000 | 13 | 1 | 12.07 | 12.07 | 14.1827 | 2020Q2 | https://www.platt.com/platt-electric-supply/LED-Reflective-Lamps-PAR30/Satco/S9434/product.aspx?zpid=187337 | Platt | 2020 | Yes
LED Lighting | Reflector | Satco | True |  | Reflector (Flood/Spot) | PAR30L | E26 (Medium) | Wet Location Rated,Recessed Fixtures HomeLamps, Bulbs, BallastsBulbs - LEDLED - ReflectiveLamps - PAR30 SAT S9437 Satco S9437 13 watt PAR30 Long Neck LED; 3500K; 60' beam spread; Medium base; 120 volts | 3500 | 82 | 1000 | 76.9231 | 25000 | 13 | 1 | 12.07 | 12.07 | 14.1827 | 2020Q2 | https://www.platt.com/platt-electric-supply/LED-Reflective-Lamps-PAR30/Satco/S9437/product.aspx?zpid=975446 | Platt | 2020 | Yes
LED Lighting | Reflector | Satco | True |  | Reflector (Flood/Spot) | PAR30L | E26 (Medium) | Wet Location Rated,Recessed Fixtures HomeLamps, Bulbs, BallastsBulbs - LEDLED - ReflectiveLamps - PAR30 PAR LED, Designation: 13W PAR30 Long Neck LED - 60' Beam Spread - Medium Base - 4000K - 120V - Dimmable - IP65 Satco S9438 13PAR30/LN/LED/60'/4000K/120V/ | 4000 | 83 | 1000 | 76.9231 | 25000 | 13 | 1 | 15.23 | 15.23 | 17.8958 | 2020Q2 | https://www.platt.com/platt-electric-supply/LED-Reflective-Lamps-PAR30/Satco/S9438/product.aspx?zpid=62030 | Platt | 2020 | Yes
LED Lighting | Reflector | Satco | True |  | Reflector (Flood/Spot) | PAR30L | E26 (Medium) | Wet Location Rated,Recessed Fixtures HomeLamps, Bulbs, BallastsBulbs - LEDLED - ReflectiveLamps - PAR30 SAT S9439 Satco S9439 13 watt PAR30Long Neck LED; 5000K; 60' beam spread; Medium base; 120 volts | 5000 | 83 | 1000 | 76.9231 | 25000 | 13 | 1 | 12.07 | 12.07 | 14.1827 | 2020Q2 | https://www.platt.com/platt-electric-supply/LED-Reflective-Lamps-PAR30/Satco/S9439/product.aspx?zpid=21507 | Platt | 2020 | Yes
LED Lighting | Reflector | Satco | True |  | Reflector (Flood/Spot) | PAR30S | E26 (Medium) | Wet Location Rated,Recessed Fixtures HomeLamps, Bulbs, BallastsBulbs - LEDLED - ReflectiveLamps - PAR30 SAT S9486 13PAR30/SN/LED/40FT Satco S9486 13PAR30/SN/LED/40'/2700K/90CRI | 2700 | 93 | 820 | 63.0769 | 25000 | 13 | 1 | 15.85 | 15.85 | 18.6244 | 2020Q2 | https://www.platt.com/platt-electric-supply/LED-Reflective-Lamps-PAR30/Satco/S9486/product.aspx?zpid=1418964 | Platt | 2020 | Yes
LED Lighting | Reflector | Satco | True |  | Reflector (Flood/Spot) | PAR30L | E26 (Medium) | Wet Location Rated,Recessed Fixtures HomeLamps, Bulbs, BallastsBulbs - LEDLED - ReflectiveLamps - PAR30 SAT S9487 13PAR30/LN/LED/40FT Satco S9487 13PAR30/LN/LED/40'/2700K/90CRI | 2700 | 93 | 820 | 63.0769 | 25000 | 13 | 1 | 15.85 | 15.85 | 18.6244 | 2020Q2 | https://www.platt.com/platt-electric-supply/LED-Reflective-Lamps-PAR30/Satco/S9487/product.aspx?zpid=1418966 | Platt | 2020 | Yes
LED Lighting | Reflector | TCP | True |  | Reflector (Flood/Spot) | PAR30L | E26 (Medium) | Wet Location Rated,Recessed Fixtures HomeLamps, Bulbs, BallastsBulbs - LEDLED - ReflectiveLamps - PAR30 Dimmable LED Lamp, 12W, 120V, Bulb: PAR30L, Base: Medium Screw (E26), Lumens: 800, CRI: 82, Color Temperature: 2700K, Beam Angle: 40°, Rated Average Life: 25,000 Hrs TCP LED12P30D27KFL Dimmable LED Lamp, PAR30L, 12W, 120V, FL40 | 2700 | 83 | 850 | 80.9524 | 25000 | 10.5 | 1 | 47.78 | 47.78 | 56.1433 | 2020Q2 | https://www.platt.com/platt-electric-supply/LED-Reflective-Lamps-PAR30/TCP/LED12P30D27KFL/product.aspx?zpid=118282 | Platt | 2020 | Yes
LED Lighting | Reflector | TCP | True |  | Reflector (Flood/Spot) | PAR30L | E26 (Medium) | Wet Location Rated,Recessed Fixtures HomeLamps, Bulbs, BallastsBulbs - LEDLED - ReflectiveLamps - PAR30 TCPLED12P30D27KFLB BLACK TCP LED12P30D27KFLB TCP LED12P30D27KFLB | 2700 | 83 | 850 | 80.9524 | 25000 | 10.5 | 1 | 20.33 | 20.33 | 23.8885 | 2020Q2 | https://www.platt.com/platt-electric-supply/LED-Reflective-Lamps-PAR30/TCP/LED12P30D27KFLB/product.aspx?zpid=184893 | Platt | 2020 | Yes
LED Lighting | Reflector | TCP | True |  | Reflector (Flood/Spot) | PAR30L | E26 (Medium) | Wet Location Rated,Recessed Fixtures HomeLamps, Bulbs, BallastsBulbs - LEDLED - ReflectiveLamps - PAR30 Dimmable LED Lamp, 12W, 120V, Bulb: PAR30, Base: Medium Screw (E26), Lumens: 800, CRI: 82, Color Temperature: 2700K, Beam Angle: 25°, Rated Average Life: 25,000 Hrs. 50W Equivalent. TCP LED12P30D27KNFL 12 W Elite Dimmable LED PAR30 Bulb | 2700 | 83 | 850 | 80.9524 | 25000 | 10.5 | 1 | 18.42 | 18.42 | 21.6442 | 2020Q2 | https://www.platt.com/platt-electric-supply/LED-Reflective-Lamps-PAR30/TCP/LED12P30D27KNFL/product.aspx?zpid=176929 | Platt | 2020 | Yes
LED Lighting | Reflector | TCP | True |  | Reflector (Flood/Spot) | PAR30L | E26 (Medium) | Wet Location Rated,Recessed Fixtures HomeLamps, Bulbs, BallastsBulbs - LEDLED - ReflectiveLamps - PAR30 TCP LED 12W PAR30 DIM 27K TCP LED 12W PAR30 DIM 27K SPOT BLACK BODY TCP LED12P30D27KSPB TCP LED12P30D27KSPB | 2700 | 83 | 850 | 80.9524 | 25000 | 10.5 | 1 | 20.33 | 20.33 | 23.8885 | 2020Q2 | https://www.platt.com/platt-electric-supply/LED-Reflective-Lamps-PAR30/TCP/LED12P30D27KSPB/product.aspx?zpid=123888 | Platt | 2020 | Yes
LED Lighting | Reflector | TCP | True |  | Reflector (Flood/Spot) | PAR30L | E26 (Medium) | Wet Location Rated,Recessed Fixtures HomeLamps, Bulbs, BallastsBulbs - LEDLED - ReflectiveLamps - PAR30 Dimmable LED Lamp, 10.5W, 120V, Bulb: PAR30, Base: Medium Screw (E26), Lumens: 850, CRI: 82, Color Temperature: 3000K, Beam Angle: 40°, Rated Average Life: 25,000 Hrs. Energy Star Rated. Up to 75W Equivalent. Formally 12watt: Old UPC# 762148244516. TCP LED12P30D30KFL Dimmable LED Lamp, PAR30, 10.5W, 120V, FL40 | 3000 | 83 | 850 | 80.9524 | 25000 | 10.5 | 1 | 18.42 | 18.42 | 21.6442 | 2020Q2 | https://www.platt.com/platt-electric-supply/LED-Reflective-Lamps-PAR30/TCP/LED12P30D30KFL/product.aspx?zpid=78956 | Platt | 2020 | Yes
LED Lighting | Reflector | TCP | True |  | Reflector (Flood/Spot) | PAR30L | E26 (Medium) | Wet Location Rated,Recessed Fixtures HomeLamps, Bulbs, BallastsBulbs - LEDLED - ReflectiveLamps - PAR30 LED Lamp, 12 Watt, 850 Lumen, PAR30, Dimmable, 3000K, 120 Volt, 82 CRI, 40 Degree Flood, Black Housing TCP LED12P30D30KFLB LED Lamp, 12W, PAR30, 3000K, 850 Lumen, 120V | 3000 | 83 | 850 | 80.9524 | 25000 | 10.5 | 1 | 20.33 | 20.33 | 23.8885 | 2020Q2 | https://www.platt.com/platt-electric-supply/LED-Reflective-Lamps-PAR30/TCP/LED12P30D30KFLB/product.aspx?zpid=163734 | Platt | 2020 | Yes
LED Lighting | Reflector | TCP | True |  | Reflector (Flood/Spot) | PAR30L | E26 (Medium) | Wet Location Rated,Recessed Fixtures HomeLamps, Bulbs, BallastsBulbs - LEDLED - ReflectiveLamps - PAR30 Dimmable LED Lamp, 12W, 120V, Bulb: PAR30, Base: Medium Screw (E26), Lumens: 825, CRI: 82, Color Temperature: 3000K, Beam Angle: 25°, Rated Average Life: 25,000 Hrs. Energy Star Rated. 50W Equivalent. TCP LED12P30D30KNFL 12 W Elite Dimmable LED PAR30 Bulb | 3000 | 83 | 850 | 80.9524 | 25000 | 10.5 | 1 | 18.42 | 18.42 | 21.6442 | 2020Q2 | https://www.platt.com/platt-electric-supply/LED-Reflective-Lamps-PAR30/TCP/LED12P30D30KNFL/product.aspx?zpid=176957 | Platt | 2020 | Yes
LED Lighting | Reflector | TCP | True |  | Reflector (Flood/Spot) | PAR30L | E26 (Medium) | Wet Location Rated,Recessed Fixtures HomeLamps, Bulbs, BallastsBulbs - LEDLED - ReflectiveLamps - PAR30 TCP LED12P30D30KSP DIM 12W SM TCP LED12P30D30KSP TCP LED12P30D30KSP | 3000 | 83 | 850 | 80.9524 | 25000 | 10.5 | 1 | 18.42 | 18.42 | 21.6442 | 2020Q2 | https://www.platt.com/platt-electric-supply/LED-Reflective-Lamps-PAR30/TCP/LED12P30D30KSP/product.aspx?zpid=116092 | Platt | 2020 | Yes
LED Lighting | Reflector | TCP | True |  | Reflector (Flood/Spot) | PAR30L | E26 (Medium) | Wet Location Rated,Recessed Fixtures HomeLamps, Bulbs, BallastsBulbs - LEDLED - ReflectiveLamps - PAR30 TCP LED12P30D35KFL LED 12W P3 TCP LED12P30D35KFL TCP LED12P30D35KFL DIM 12W P30 SMOO | 3500 | 84 | 850 | 80.9524 | 25000 | 10.5 | 1 | 18.42 | 18.42 | 21.6442 | 2020Q2 | https://www.platt.com/platt-electric-supply/LED-Reflective-Lamps-PAR30/TCP/LED12P30D35KFL/product.aspx?zpid=282336 | Platt | 2020 | Yes
LED Lighting | Reflector | TCP | True |  | Reflector (Flood/Spot) | PAR30L | E26 (Medium) | Wet Location Rated,Recessed Fixtures HomeLamps, Bulbs, BallastsBulbs - LEDLED - ReflectiveLamps - PAR30 TCP LED12P30D35KNFL LED 12W P TCP LED12P30D35KNFL TCP LED12P30D35KNFL | 3500 | 84 | 850 | 80.9524 | 25000 | 10.5 | 1 | 18.42 | 18.42 | 21.6442 | 2020Q2 | https://www.platt.com/platt-electric-supply/LED-Reflective-Lamps-PAR30/TCP/LED12P30D35KNFL/product.aspx?zpid=282338 | Platt | 2020 | Yes
LED Lighting | Reflector | TCP | True |  | Reflector (Flood/Spot) | PAR30L | E26 (Medium) | Wet Location Rated,Recessed Fixtures HomeLamps, Bulbs, BallastsBulbs - LEDLED - ReflectiveLamps - PAR30 TCP LED12P30D41KFL PAR 30 TCP LED12P30D41KFL TCP LED12P30D41KFL DIM 12W SMOOTH P | 4000 | 85 | 850 | 80.9524 | 25000 | 10.5 | 1 | 18.42 | 18.42 | 21.6442 | 2020Q2 | https://www.platt.com/platt-electric-supply/LED-Reflective-Lamps-PAR30/TCP/LED12P30D41KFL/product.aspx?zpid=120837 | Platt | 2020 | Yes
LED Lighting | Reflector | TCP | True |  | Reflector (Flood/Spot) | PAR30L | E26 (Medium) | Wet Location Rated,Recessed Fixtures HomeLamps, Bulbs, BallastsBulbs - LEDLED - ReflectiveLamps - PAR30 TCP LED12P30D41KNFL LED 12W P TCP LED12P30D41KNFL TCP LED12P30D41KNFL | 4000 | 85 | 850 | 80.9524 | 25000 | 10.5 | 1 | 18.42 | 18.42 | 21.6442 | 2020Q2 | https://www.platt.com/platt-electric-supply/LED-Reflective-Lamps-PAR30/TCP/LED12P30D41KNFL/product.aspx?zpid=282340 | Platt | 2020 | Yes
LED Lighting | Reflector | TCP | True |  | Reflector (Flood/Spot) | PAR30L | E26 (Medium) | Wet Location Rated,Recessed Fixtures HomeLamps, Bulbs, BallastsBulbs - LEDLED - ReflectiveLamps - PAR30 TCP LED12P30D41KSP LED 12W P3 TCP LED12P30D41KSP TCP LED12P30D41KSP | 4000 | 85 | 850 | 80.9524 | 25000 | 10.5 | 1 | 18.42 | 18.42 | 21.6442 | 2020Q2 | https://www.platt.com/platt-electric-supply/LED-Reflective-Lamps-PAR30/TCP/LED12P30D41KSP/product.aspx?zpid=282341 | Platt | 2020 | Yes
LED Lighting | Reflector | TCP | True |  | Reflector (Flood/Spot) | PAR30L | E26 (Medium) | Wet Location Rated,Recessed Fixtures HomeLamps, Bulbs, BallastsBulbs - LEDLED - ReflectiveLamps - PAR30 TCP LED12P30D41KSPB LED 12W P TCP LED12P30D41KSPB TCP LED12P30D41KSPB | 4000 | 85 | 850 | 80.9524 | 25000 | 10.5 | 1 | 20.33 | 20.33 | 23.8885 | 2020Q2 | https://www.platt.com/platt-electric-supply/LED-Reflective-Lamps-PAR30/TCP/LED12P30D41KSPB/product.aspx?zpid=282358 | Platt | 2020 | Yes
LED Lighting | Reflector | TCP | True |  | Reflector (Flood/Spot) | PAR30 | E26 (Medium) | Wet Location Rated,Recessed Fixtures HomeLamps, Bulbs, BallastsBulbs - LEDLED - ReflectiveLamps - PAR30 Dimmable LED Lamp, 12W, 120V, Bulb: PAR30, Base: Medium Screw (E26), Lumens: 825, CRI: 82, Color Temperature: 5000K, Beam Angle: 40º, Rated Average Life: 25,000 Hrs. Energy Star Rated. Up to 75W Equivalent. TCP LED12P30D50KFL 12 W Elite Dimmable LED PAR30 Bulb | 5000 | 83 | 850 | 80.9524 | 25000 | 10.5 | 1 | 18.42 | 18.42 | 21.6442 | 2020Q2 | https://www.platt.com/platt-electric-supply/LED-Reflective-Lamps-PAR30/TCP/LED12P30D50KFL/product.aspx?zpid=187147 | Platt | 2020 | Yes
LED Lighting | Reflector | TCP | True |  | Reflector (Flood/Spot) | PAR30 | E26 (Medium) | Wet Location Rated,Recessed Fixtures HomeLamps, Bulbs, BallastsBulbs - LEDLED - ReflectiveLamps - PAR30 TCP LED12P30D50KNFL LED 12W P TCP LED12P30D50KNFL TCP LED12P30D50KNFL | 5000 | 83 | 850 | 80.9524 | 25000 | 10.5 | 1 | 18.42 | 18.42 | 21.6442 | 2020Q2 | https://www.platt.com/platt-electric-supply/LED-Reflective-Lamps-PAR30/TCP/LED12P30D50KNFL/product.aspx?zpid=282342 | Platt | 2020 | Yes
LED Lighting | Reflector | TCP | True |  | Reflector (Flood/Spot) | PAR30 | E26 (Medium) | Wet Location Rated,Recessed Fixtures HomeLamps, Bulbs, BallastsBulbs - LEDLED - ReflectiveLamps - PAR30 TCP LED12P30D50KSP LED 12W P3 TCP LED12P30D50KSP TCP LED12P30D50KSP | 5000 | 83 | 850 | 80.9524 | 25000 | 10.5 | 1 | 18.42 | 18.42 | 21.6442 | 2020Q2 | https://www.platt.com/platt-electric-supply/LED-Reflective-Lamps-PAR30/TCP/LED12P30D50KSP/product.aspx?zpid=282344 | Platt | 2020 | Yes
LED Lighting | Reflector | TCP | True |  | Reflector (Flood/Spot) | PAR30 | E26 (Medium) | Wet Location Rated,Recessed Fixtures HomeLamps, Bulbs, BallastsBulbs - LEDLED - ReflectiveLamps - PAR30 TCP LED12P30D50KSPB LED 12W P TCP LED12P30D50KSPB TCP LED12P30D50KSPB | 5000 | 83 | 850 | 80.9524 | 25000 | 10.5 | 1 | 20.33 | 20.33 | 23.8885 | 2020Q2 | https://www.platt.com/platt-electric-supply/LED-Reflective-Lamps-PAR30/TCP/LED12P30D50KSPB/product.aspx?zpid=282360 | Platt | 2020 | Yes
LED Lighting | Reflector | Green Creative | False |  | Reflector (Flood/Spot) | PAR38 | E26 (Medium) | Damp Location Rated,Recessed Fixtures HomeLamps, Bulbs, BallastsBulbs - LEDLED - ReflectiveLamps - PAR38 LED PAR38; Wattage: 15.5W, Lumens: 1420, Color Temerpature: 4000K, CRI: 95, Base: E26 Medium Screw, Voltage: 120-277V. Non-Dimmable. Up to 120W Equivalent. Green Creative 34927 15.5PAR38/940FL40/277V LED PAR38, 4000K | 4000 | 97 | 1420 | 91.6129 | 50000 | 15.5 | 1 | 33.4 | 33.4 | 39.2463 | 2020Q2 | https://www.platt.com/platt-electric-supply/LED-Reflective-Lamps-PAR38/Green-Creative/34927-15-5PAR38-940FL40-277V/product.aspx?zpid=1747094 | Platt | 2020 | Yes
LED Lighting | Reflector | Green Creative | True | Daylighting/Photocell, | Reflector (Flood/Spot) | PAR38 | E26 (Medium) | Damp Location Rated,Use With Timers,Use With Photo and/or Motion Sensors,Recessed Fixtures HomeLamps, Bulbs, BallastsBulbs - LEDLED - ReflectiveLamps - PAR38 Dimmable LED Lamp, 18.5W, 120V, Bulb: PAR38, Base: Medium Screw (E26), Lumens: 1400, CRI: 90, Color Temperature: 2700K, Beam Angle: 25º, Rated Average Life (L70): 50,000 Hrs. Green Creative 58150 17PAR38DIM/927NF25 Dimmable LED Lamp, 17W, 120V | 2700 | 94 | 1400 | 82.3529 | 25000 | 17 | 1 | 30.04 | 30.04 | 35.2982 | 2020Q2 | https://www.platt.com/platt-electric-supply/LED-Reflective-Lamps-PAR38/Green-Creative/58150-17PAR38DIM-927NF25/product.aspx?zpid=362826 | Platt | 2020 | Yes
LED Lighting | Reflector | Green Creative |  | Daylighting/Photocell, | Reflector (Flood/Spot) | PAR38 | E26 (Medium) | Damp Location Rated,Use With Timers,Use With Photo and/or Motion Sensors,Recessed Fixtures HomeLamps, Bulbs, BallastsBulbs - LEDLED - ReflectiveLamps - PAR38 LED Lamp, 17W, 120-277V, Bulb: PAR38, Base: Medium Screw (E26), Lumens: 1450, CRI: 90, Color Temperature: 4000K, Beam Angle: 40°, Rated Average Life: 40,000 Hrs. Suitable for use in totally enclosed fixtures. 17W Replaces 120W Halogen PAR38. Green Creative 58166 17PAR38/940FL40/277V LED Lamp, 17W, 120-277V, 4000K, Angle: 40° | 4000 | 93 | 1450 | 85.2941 | 25000 | 17 | 1 | 37.27 | 37.27 | 43.7937 | 2020Q2 | https://www.platt.com/platt-electric-supply/LED-Reflective-Lamps-PAR38/Green-Creative/58166-17PAR38-940FL40-277V/product.aspx?zpid=232555 | Platt | 2020 | Yes
LED Lighting | Reflector | Litetronics | True |  | Reflector (Flood/Spot) | PAR38 | E26 (Medium) | Wet Location Rated,Recessed Fixtures HomeLamps, Bulbs, BallastsBulbs - LEDLED - ReflectiveLamps - PAR38 LED Bulb, 17 Watt, 120 Volt, Dimmable, Lamp Shape: PAR38, Base: E26 (Medium), Beam Spread: 40 Degree Wide Flood, Color Temperature: 3000K Litetronics LP17566FL4D-W LED Bulb, PAR38, 17W, 3000K | 3000 | 80 | 1300 | 76.4706 | 25000 | 17 | 1 | 34.21 | 34.21 | 40.1981 | 2020Q2 | https://www.platt.com/platt-electric-supply/LED-Reflective-Lamps-PAR38/Litetronics/LP17566FL4D-W/product.aspx?zpid=404547 | Platt | 2020 | Yes
LED Lighting | Reflector | Satco | True |  | Reflector (Flood/Spot) | PAR38 | E26 (Medium) | Wet Location Rated,Recessed Fixtures HomeLamps, Bulbs, BallastsBulbs - LEDLED - ReflectiveLamps - PAR38 15PAR38/LED/40FT /4K/90CRI Satco S8497 15PAR38/LED/40FT /4K/90CRI | 4000 | 93 | 1000 | 66.6667 | 25000 | 15 | 1 | 19.38 | 19.38 | 22.7722 | 2020Q2 | https://www.platt.com/platt-electric-supply/LED-Reflective-Lamps-PAR38/Satco/S8497/product.aspx?zpid=1418546 | Platt | 2020 | Yes
LED Lighting | Reflector | Satco | True |  | Reflector (Flood/Spot) | PAR38 | E26 (Medium) | Wet Location Rated,Recessed Fixtures HomeLamps, Bulbs, BallastsBulbs - LEDLED - ReflectiveLamps - PAR38 SATCO S9441 15W PAR38 Satco S9441 Satco S9440 - 15 watt PAR38 LED; 3000K; 25' beam spread; Medium base; 120 volts | 3000 | 82 | 1200 | 80 | 25000 | 15 | 1 | 16.94 | 16.94 | 19.9052 | 2020Q2 | https://www.platt.com/platt-electric-supply/LED-Reflective-Lamps-PAR38/Satco/S9441/product.aspx?zpid=216734 | Platt | 2020 | Yes
LED Lighting | Reflector | Satco | True |  | Reflector (Flood/Spot) | PAR38 | E26 (Medium) | Wet Location Rated,Recessed Fixtures HomeLamps, Bulbs, BallastsBulbs - LEDLED - ReflectiveLamps - PAR38 SATS9445 Satco S9445 15 watt PAR38 LED; 2700K; 40' beam spread; Medium base; 120 volts | 2700 | 83 | 1200 | 80 | 25000 | 15 | 1 | 16.94 | 16.94 | 19.9052 | 2020Q2 | https://www.platt.com/platt-electric-supply/LED-Reflective-Lamps-PAR38/Satco/S9445/product.aspx?zpid=1181104 | Platt | 2020 | Yes
LED Lighting | Reflector | Satco | True |  | Reflector (Flood/Spot) | PAR38 | E26 (Medium) | Wet Location Rated,Recessed Fixtures HomeLamps, Bulbs, BallastsBulbs - LEDLED - ReflectiveLamps - PAR38 LED Lamp, Dimmable, 15 Watt, 120 Volt, Bulb: PAR38 (Sealed Beam), Base: Medium Screw (E26), Lumens: 1150, CRI: 80, Color Temperature: 3000K, Beam Angle: Flood 40° Satco S9446 LED Lamp, Dimmable, PAR38, 15W, 120V, FL40 | 3000 | 82 | 1200 | 80 | 25000 | 15 | 1 | 16.94 | 16.94 | 19.9052 | 2020Q2 | https://www.platt.com/platt-electric-supply/LED-Reflective-Lamps-PAR38/Satco/S9446/product.aspx?zpid=223153 | Platt | 2020 | Yes
LED Lighting | Reflector | Satco | True |  | Reflector (Flood/Spot) | PAR38 | E26 (Medium) | Wet Location Rated,Recessed Fixtures HomeLamps, Bulbs, BallastsBulbs - LEDLED - ReflectiveLamps - PAR38 SAT S9447 PAR38 LED 3500K Satco S9447 Satco S9447 - 15 watt PAR38 LED; 3500K; 38' beam spread; Medium base; 120 volts | 3500 | 82 | 1200 | 80 | 25000 | 15 | 1 | 16.94 | 16.94 | 19.9052 | 2020Q2 | https://www.platt.com/platt-electric-supply/LED-Reflective-Lamps-PAR38/Satco/S9447/product.aspx?zpid=292610 | Platt | 2020 | Yes
LED Lighting | Reflector | Satco | True |  | Reflector (Flood/Spot) | PAR38 | E26 (Medium) | Wet Location Rated,Recessed Fixtures HomeLamps, Bulbs, BallastsBulbs - LEDLED - ReflectiveLamps - PAR38 SATCO S9449 Satco S9449 15 watt PAR38 LED; 5000K; 40' beam spread; Medium base; 120 volts | 5000 | 83 | 1200 | 80 | 25000 | 15 | 1 | 16.94 | 16.94 | 19.9052 | 2020Q2 | https://www.platt.com/platt-electric-supply/LED-Reflective-Lamps-PAR38/Satco/S9449/product.aspx?zpid=1277060 | Platt | 2020 | Yes
LED Lighting | Reflector | Satco | True |  | Reflector (Flood/Spot) | PAR38 | E26 (Medium) | Wet Location Rated,Recessed Fixtures HomeLamps, Bulbs, BallastsBulbs - LEDLED - ReflectiveLamps - PAR38 15PAR38/LED/60/5000K Satco S9454 Satco S9454 - 15 watt PAR38 LED; 5000K; 60' beam spread; Medium base; 120 volts | 5000 | 83 | 1200 | 80 | 25000 | 15 | 1 | 16.94 | 16.94 | 19.9052 | 2020Q2 | https://www.platt.com/platt-electric-supply/LED-Reflective-Lamps-PAR38/Satco/S9454/product.aspx?zpid=180888 | Platt | 2020 | Yes
LED Lighting | Reflector | Satco | True |  | Reflector (Flood/Spot) | PAR38 | E26 (Medium) | Wet Location Rated,Recessed Fixtures HomeLamps, Bulbs, BallastsBulbs - LEDLED - ReflectiveLamps - PAR38 SATCO S9456 18PAR38/LED/40 /4 Satco S9456 Satco S9456 - 18 watt PAR38 LED; 4000K; 38' beam spread; Medium base; 120 volts | 4000 | 82 | 1400 | 77.7778 | 25000 | 18 | 1 | 19.38 | 19.38 | 22.7722 | 2020Q2 | https://www.platt.com/platt-electric-supply/LED-Reflective-Lamps-PAR38/Satco/S9456/product.aspx?zpid=199719 | Platt | 2020 | Yes
LED Lighting | Reflector | Satco |  |  | Reflector (Flood/Spot) | PAR38 | E26 (Medium) | None,Not Rated for Recessed Fixtures HomeLamps, Bulbs, BallastsBulbs - LEDLED - ReflectiveLamps - PAR38 18 WATT LED PAR38 4000K 25FT BEAM SPREAD MEDIUM BASE 100-277 VOLTS Satco S9761 18 WATT LED PAR38 4000K 25FT BEAM SPREAD MEDIUM BASE 100-277 VOLTS | 4000 | 85 | 1751 | 97.2778 | 50000 | 18 | 1 | 41.44 | 41.44 | 48.6936 | 2020Q2 | https://www.platt.com/platt-electric-supply/LED-Reflective-Lamps-PAR38/Satco/S9761/product.aspx?zpid=1383484 | Platt | 2020 | Yes
LED Lighting | Reflector | TCP | True |  | Reflector (Flood/Spot) | PAR38 | E26 (Medium) | Wet Location Rated,Recessed Fixtures HomeLamps, Bulbs, BallastsBulbs - LEDLED - ReflectiveLamps - PAR38 LED PAR38 Dimmable Lamp: Wattage: 13W, Bulb: PAR38, Lumens: 950LM, Color Temperature: 2700K, Voltage: 120V, 90CRI. 90W EQUIV; Title 20 CQ (CALIFORNIA QUALIFIED), JA8 & Energy Star. TCP L90P38D2527KFLCQ LED 13W PAR38 2700K | 2700 | 93 | 950 | 73.0769 | 25000 | 13 | 1 | 8.99 | 8.99 | 10.5636 | 2020Q2 | https://www.platt.com/platt-electric-supply/LED-Reflective-Lamps-PAR38/TCP/L90P38D2527KFLCQ/product.aspx?zpid=1446578 | Platt | 2020 | Yes
LED Lighting | Reflector | TCP | True |  | Reflector (Flood/Spot) | PAR38 | E26 (Medium) | Wet Location Rated,Recessed Fixtures HomeLamps, Bulbs, BallastsBulbs - LEDLED - ReflectiveLamps - PAR38 Dimmable LED Lamp, 14 W, 120V, Bulb: PAR38 (Sealed Beam), Base: Medium Screw (E26), Lumens: 1050, CRI: 82, Color Temperature: 2700K, Beam Angle: Flood 40°, Rated Average Life: 50000 Hours. TCP LED14P38D27KFL Dimmable LED Lamp, PAR38, 14W, 120V, FL40 | 2700 | 83 | 1050 | 77.7778 | 25000 | 13.5 | 1 | 19.37 | 19.37 | 22.7605 | 2020Q2 | https://www.platt.com/platt-electric-supply/LED-Reflective-Lamps-PAR38/TCP/LED14P38D27KFL/product.aspx?zpid=100573 | Platt | 2020 | Yes
LED Lighting | Reflector | TCP | True |  | Reflector (Flood/Spot) | PAR38 | E26 (Medium) | Wet Location Rated,Recessed Fixtures HomeLamps, Bulbs, BallastsBulbs - LEDLED - ReflectiveLamps - PAR38 TCP LED14P38D27KNFL DIM 14W S TCP LED14P38D27KNFL TCP LED14P38D27KNFL | 2700 | 83 | 1050 | 77.7778 | 25000 | 13.5 | 1 | 19.37 | 19.37 | 22.7605 | 2020Q2 | https://www.platt.com/platt-electric-supply/LED-Reflective-Lamps-PAR38/TCP/LED14P38D27KNFL/product.aspx?zpid=256825 | Platt | 2020 | Yes
LED Lighting | Reflector | TCP | True |  | Reflector (Flood/Spot) | PAR38 | E26 (Medium) | Wet Location Rated,Recessed Fixtures HomeLamps, Bulbs, BallastsBulbs - LEDLED - ReflectiveLamps - PAR38 LED Elite Designer PAR Series 13.5W Dimmable Smooth PAR38 15¦ Spot 2700K TCP LED14P38D27KSP LED 14W P38 DIM 27KSP | 2700 | 83 | 1050 | 77.7778 | 25000 | 13.5 | 1 | 19.37 | 19.37 | 22.7605 | 2020Q2 | https://www.platt.com/platt-electric-supply/LED-Reflective-Lamps-PAR38/TCP/LED14P38D27KSP/product.aspx?zpid=151172 | Platt | 2020 | Yes
LED Lighting | Reflector | TCP | True |  | Reflector (Flood/Spot) | PAR38 | E26 (Medium) | Wet Location Rated,Recessed Fixtures HomeLamps, Bulbs, BallastsBulbs - LEDLED - ReflectiveLamps - PAR38 Dimmable LED Lamp, 14W, 120V, Bulb: PAR38, Base: Medium Screw (E26), Lumens: 1100, CRI: 82, Color Temperature: 3000K, Beam Angle: 40°, Rated Average Life: 25,000 Hrs. 75W Equivalent. TCP LED14P38D30KFL Dimmable LED Lamp, PAR38, 14W, 120V, FL40 | 3000 | 82 | 1050 | 77.7778 | 25000 | 13.5 | 1 | 19.37 | 19.37 | 22.7605 | 2020Q2 | https://www.platt.com/platt-electric-supply/LED-Reflective-Lamps-PAR38/TCP/LED14P38D30KFL/product.aspx?zpid=80229 | Platt | 2020 | Yes
LED Lighting | Reflector | TCP | True |  | Reflector (Flood/Spot) | PAR38 | E26 (Medium) | Wet Location Rated,Recessed Fixtures HomeLamps, Bulbs, BallastsBulbs - LEDLED - ReflectiveLamps - PAR38 TCP LED14 PAR38 3000K SPOT TCP LED14P38D30KSP TCP LED14P38D30KSP | 3000 | 82 | 1050 | 77.7778 | 25000 | 13.5 | 1 | 19.37 | 19.37 | 22.7605 | 2020Q2 | https://www.platt.com/platt-electric-supply/LED-Reflective-Lamps-PAR38/TCP/LED14P38D30KSP/product.aspx?zpid=163550 | Platt | 2020 | Yes
LED Lighting | Reflector | TCP | True |  | Reflector (Flood/Spot) | PAR38 | E26 (Medium) | Wet Location Rated,Recessed Fixtures HomeLamps, Bulbs, BallastsBulbs - LEDLED - ReflectiveLamps - PAR38 TCP LED14P38D35KFL 14W P38 DI TCP LED14P38D35KFL TCP LED14P38D35KFL | 3500 | 83 | 1050 | 77.7778 | 25000 | 13.5 | 1 | 19.37 | 19.37 | 22.7605 | 2020Q2 | https://www.platt.com/platt-electric-supply/LED-Reflective-Lamps-PAR38/TCP/LED14P38D35KFL/product.aspx?zpid=156810 | Platt | 2020 | Yes
LED Lighting | Reflector | TCP | True |  | Reflector (Flood/Spot) | PAR38 | E26 (Medium) | Wet Location Rated,Recessed Fixtures HomeLamps, Bulbs, BallastsBulbs - LEDLED - ReflectiveLamps - PAR38 TCP LED14P38D35KFLB 14W P38 D TCP LED14P38D35KFLB TCP LED14P38D35KFLB | 3500 | 83 | 1050 | 77.7778 | 25000 | 13.5 | 1 | 21.28 | 21.28 | 25.0048 | 2020Q2 | https://www.platt.com/platt-electric-supply/LED-Reflective-Lamps-PAR38/TCP/LED14P38D35KFLB/product.aspx?zpid=445839 | Platt | 2020 | Yes
LED Lighting | Reflector | TCP | True |  | Reflector (Flood/Spot) | PAR38 | E26 (Medium) | Wet Location Rated,Recessed Fixtures HomeLamps, Bulbs, BallastsBulbs - LEDLED - ReflectiveLamps - PAR38 TCP LED14P38D35KSP LED 14W P3 TCP LED14P38D35KSP TCP LED14P38D35KSP | 3500 | 83 | 1050 | 77.7778 | 25000 | 13.5 | 1 | 19.37 | 19.37 | 22.7605 | 2020Q2 | https://www.platt.com/platt-electric-supply/LED-Reflective-Lamps-PAR38/TCP/LED14P38D35KSP/product.aspx?zpid=282415 | Platt | 2020 | Yes
LED Lighting | Reflector | TCP | True |  | Reflector (Flood/Spot) | PAR38 | E26 (Medium) | Wet Location Rated,Recessed Fixtures HomeLamps, Bulbs, BallastsBulbs - LEDLED - ReflectiveLamps - PAR38 LED Lamp, Dimmable, 14 Watt, 120 Volt, Bulb: PAR38, Base: Medium Screw (E26), Lumens: 1150, CRI: 82, Color Temperature: 4100K, Beam Angle: 40°, Rated Average Life: 25,000 Hrs. 75W Equivalent. TCP LED14P38D41KFL LED Lamp, Dimmable, PAR38, 14W, 120V, FL40 | 4000 | 84 | 1050 | 77.7778 | 25000 | 13.5 | 1 | 19.37 | 19.37 | 22.7605 | 2020Q2 | https://www.platt.com/platt-electric-supply/LED-Reflective-Lamps-PAR38/TCP/LED14P38D41KFL/product.aspx?zpid=97159 | Platt | 2020 | Yes
LED Lighting | Reflector | TCP | True |  | Reflector (Flood/Spot) | PAR38 | E26 (Medium) | Wet Location Rated,Recessed Fixtures HomeLamps, Bulbs, BallastsBulbs - LEDLED - ReflectiveLamps - PAR38 TCP LED14P38D41KFLB LED 14W P TCP LED14P38D41KFLB TCP LED14P38D41KFLB | 4000 | 84 | 1050 | 77.7778 | 25000 | 13.5 | 1 | 21.28 | 21.28 | 25.0048 | 2020Q2 | https://www.platt.com/platt-electric-supply/LED-Reflective-Lamps-PAR38/TCP/LED14P38D41KFLB/product.aspx?zpid=282461 | Platt | 2020 | Yes
LED Lighting | Reflector | TCP | True |  | Reflector (Flood/Spot) | PAR38 | E26 (Medium) | Wet Location Rated,Recessed Fixtures HomeLamps, Bulbs, BallastsBulbs - LEDLED - ReflectiveLamps - PAR38 TCP LED14P38D41KSPB LED 14W P TCP LED14P38D41KSPB TCP LED14P38D41KSPB | 4000 | 84 | 1050 | 77.7778 | 25000 | 13.5 | 1 | 21.28 | 21.28 | 25.0048 | 2020Q2 | https://www.platt.com/platt-electric-supply/LED-Reflective-Lamps-PAR38/TCP/LED14P38D41KSPB/product.aspx?zpid=282462 | Platt | 2020 | Yes
LED Lighting | Reflector | TCP | True |  | Reflector (Flood/Spot) | PAR38 | E26 (Medium) | Wet Location Rated,Recessed Fixtures HomeLamps, Bulbs, BallastsBulbs - LEDLED - ReflectiveLamps - PAR38 TCP LED14P38D50KFLB LED 14W P TCP LED14P38D50KFLB TCP LED14P38D50KFLB | 5000 | 83 | 1050 | 77.7778 | 25000 | 13.5 | 1 | 21.28 | 21.28 | 25.0048 | 2020Q2 | https://www.platt.com/platt-electric-supply/LED-Reflective-Lamps-PAR38/TCP/LED14P38D50KFLB/product.aspx?zpid=282463 | Platt | 2020 | Yes
LED Lighting | Reflector | TCP | True |  | Reflector (Flood/Spot) | PAR38 | E26 (Medium) | Wet Location Rated,Recessed Fixtures HomeLamps, Bulbs, BallastsBulbs - LEDLED - ReflectiveLamps - PAR38 TCP LED14P38D50KNFL LED 14W P TCP LED14P38D50KNFL TCP LED14P38D50KNFL | 5000 | 83 | 1050 | 77.7778 | 25000 | 13.5 | 1 | 19.37 | 19.37 | 22.7605 | 2020Q2 | https://www.platt.com/platt-electric-supply/LED-Reflective-Lamps-PAR38/TCP/LED14P38D50KNFL/product.aspx?zpid=282454 | Platt | 2020 | Yes
LED Lighting | Reflector | TCP | True |  | Reflector (Flood/Spot) | PAR38 | E26 (Medium) | Wet Location Rated,Recessed Fixtures HomeLamps, Bulbs, BallastsBulbs - LEDLED - ReflectiveLamps - PAR38 TCP LED14P38D50KSP LED 14W P3 TCP LED14P38D50KSP TCP LED14P38D50KSP | 5000 | 83 | 1050 | 77.7778 | 25000 | 13.5 | 1 | 19.37 | 19.37 | 22.7605 | 2020Q2 | https://www.platt.com/platt-electric-supply/LED-Reflective-Lamps-PAR38/TCP/LED14P38D50KSP/product.aspx?zpid=282417 | Platt | 2020 | Yes
LED Lighting | Reflector | TCP | True |  | Reflector (Flood/Spot) | PAR38 | E26 (Medium) | Wet Location Rated,Recessed Fixtures HomeLamps, Bulbs, BallastsBulbs - LEDLED - ReflectiveLamps - PAR38 Dimmable LED Lamp, 17W, 120V, Bulb: PAR38, Base: Medium Screw (E26), Lumens: 1750, CRI: 82, Color Temperature: 3000K, Beam Angle: 40º, Rated Average Life: Up to 50,000 Hrs. TCP LED17HOP38D30KFL 17W HO Dimmable LED PAR38 | 3000 | 83 | 1825 | 98.6486 | 25000 | 18.5 | 1 | 23.96 | 23.96 | 28.1539 | 2020Q2 | https://www.platt.com/platt-electric-supply/LED-Reflective-Lamps-PAR38/TCP/LED17HOP38D30KFL/product.aspx?zpid=184530 | Platt | 2020 | Yes
LED Lighting | Reflector | TCP | True |  | Reflector (Flood/Spot) | PAR38 | E26 (Medium) | Wet Location Rated,Recessed Fixtures HomeLamps, Bulbs, BallastsBulbs - LEDLED - ReflectiveLamps - PAR38 TCP LED17HOP38D30KNFL 17W HIG 17W HO PAR38 3000K DIMMABLE NARROW FLOOD TCP LED17HOP38D30KNFL TCP LED17HOP38D30KNFL | 3000 | 83 | 1825 | 98.6486 | 25000 | 18.5 | 1 | 23.96 | 23.96 | 28.1539 | 2020Q2 | https://www.platt.com/platt-electric-supply/LED-Reflective-Lamps-PAR38/TCP/LED17HOP38D30KNFL/product.aspx?zpid=184529 | Platt | 2020 | Yes
LED Lighting | Reflector | TCP | True |  | Reflector (Flood/Spot) | PAR38 | E26 (Medium) | Wet Location Rated,Recessed Fixtures HomeLamps, Bulbs, BallastsBulbs - LEDLED - ReflectiveLamps - PAR38 LED Lamp, Dimmable, 17 Watt, 120 Volt, Bulb: PAR38 (Sealed Beam), Base: Medium Screw (E26), Lumens: 1200, CRI: 82, Color Temperature: 2700K, Beam Angle: Flood 40° TCP LED17P38D27KFL LED Lamp, Dimmable, PAR38, 17W, 120V, FL40 | 2700 | 84 | 1200 | 80 | 25000 | 15 | 1 | 19.97 | 19.97 | 23.4655 | 2020Q2 | https://www.platt.com/platt-electric-supply/LED-Reflective-Lamps-PAR38/TCP/LED17P38D27KFL/product.aspx?zpid=79594 | Platt | 2020 | Yes
LED Lighting | Reflector | TCP | True |  | Reflector (Flood/Spot) | PAR38 | E26 (Medium) | Wet Location Rated,Recessed Fixtures HomeLamps, Bulbs, BallastsBulbs - LEDLED - ReflectiveLamps - PAR38 LED Elite Designer PAR Series 15W Dimmable Smooth PAR38 15¦ Spot 2700K TCP LED17P38D27KSP LED 17W P38 DIM 27KSP | 2700 | 84 | 1200 | 80 | 25000 | 15 | 1 | 19.97 | 19.97 | 23.4655 | 2020Q2 | https://www.platt.com/platt-electric-supply/LED-Reflective-Lamps-PAR38/TCP/LED17P38D27KSP/product.aspx?zpid=184344 | Platt | 2020 | Yes
LED Lighting | Reflector | TCP | True |  | Reflector (Flood/Spot) | PAR38 | E26 (Medium) | Wet Location Rated,Recessed Fixtures HomeLamps, Bulbs, BallastsBulbs - LEDLED - ReflectiveLamps - PAR38 Dimmable LED Lamp, 17W, 120V, Bulb: PAR38, Base: Medium Screw (E26), Lumens: 1250, CRI: 82, Color Temperature: 3000K, Beam Angle: 40°, Rated Average Life: 25,000 Hrs TCP LED17P38D30KFL Dimmable LED Lamp, PAR38, 17W, 120V, FL40 | 3000 | 84 | 1200 | 80 | 25000 | 15 | 1 | 19.97 | 19.97 | 23.4655 | 2020Q2 | https://www.platt.com/platt-electric-supply/LED-Reflective-Lamps-PAR38/TCP/LED17P38D30KFL/product.aspx?zpid=92252 | Platt | 2020 | Yes
LED Lighting | Reflector | TCP | True |  | Reflector (Flood/Spot) | PAR38 | E26 (Medium) | Wet Location Rated,Recessed Fixtures HomeLamps, Bulbs, BallastsBulbs - LEDLED - ReflectiveLamps - PAR38 Dimmable LED Lamp, 17W, 120V, Bulb: PAR38 (Sealed Beam), Base: Medium Screw (E26), Lumens: 1250, CRI: 82, Color Temperature: 3000K, Beam Angle: Narrow Flood 25°, Standard Case Qty: 12 TCP LED17P38D30KNFL Dimmable LED Lamp, PAR38, 17W, 120V, NFL25 | 3000 | 84 | 1200 | 80 | 25000 | 15 | 1 | 19.97 | 19.97 | 23.4655 | 2020Q2 | https://www.platt.com/platt-electric-supply/LED-Reflective-Lamps-PAR38/TCP/LED17P38D30KNFL/product.aspx?zpid=95272 | Platt | 2020 | Yes
LED Lighting | Reflector | TCP | True |  | Reflector (Flood/Spot) | PAR38 | E26 (Medium) | Wet Location Rated,Recessed Fixtures HomeLamps, Bulbs, BallastsBulbs - LEDLED - ReflectiveLamps - PAR38 TCP LED17P38D30KSP TCP LED17P38D30KSP TCP LED17P38D30KSP | 3000 | 84 | 1200 | 80 | 25000 | 15 | 1 | 19.97 | 19.97 | 23.4655 | 2020Q2 | https://www.platt.com/platt-electric-supply/LED-Reflective-Lamps-PAR38/TCP/LED17P38D30KSP/product.aspx?zpid=104266 | Platt | 2020 | Yes
LED Lighting | Reflector | TCP | True |  | Reflector (Flood/Spot) | PAR38 | E26 (Medium) | Wet Location Rated,Recessed Fixtures HomeLamps, Bulbs, BallastsBulbs - LEDLED - ReflectiveLamps - PAR38 TCP LED17P38D30KSPB LED 17W P TCP LED17P38D30KSPB TCP LED17P38D30KSPB | 3000 | 84 | 1200 | 80 | 25000 | 15 | 1 | 21.88 | 21.88 | 25.7098 | 2020Q2 | https://www.platt.com/platt-electric-supply/LED-Reflective-Lamps-PAR38/TCP/LED17P38D30KSPB/product.aspx?zpid=282471 | Platt | 2020 | Yes
LED Lighting | Reflector | TCP | True |  | Reflector (Flood/Spot) | PAR38 | E26 (Medium) | Wet Location Rated,Recessed Fixtures HomeLamps, Bulbs, BallastsBulbs - LEDLED - ReflectiveLamps - PAR38 TCP LED17P38D35KFL LED 17W P3 TCP LED17P38D35KFL TCP LED17P38D35KFL 17W DIM SMOOTH P | 3500 | 85 | 1200 | 80 | 25000 | 15 | 1 | 19.97 | 19.97 | 23.4655 | 2020Q2 | https://www.platt.com/platt-electric-supply/LED-Reflective-Lamps-PAR38/TCP/LED17P38D35KFL/product.aspx?zpid=282420 | Platt | 2020 | Yes
LED Lighting | Reflector | TCP | True |  | Reflector (Flood/Spot) | PAR38 | E26 (Medium) | Wet Location Rated,Recessed Fixtures HomeLamps, Bulbs, BallastsBulbs - LEDLED - ReflectiveLamps - PAR38 LED Lamp, Dimmable, 17 Watt, 120 Volt, Bulb: PAR38 (Sealed Beam), Base: Medium Screw (E26), Lumens: 1300, CRI: 82, Color Temperature: 4100K, Beam Angle: Flood 40° TCP LED17P38D41KFL LED Lamp, Dimmable, PAR38, 17W, 120V, FL40 | 4000 | 85 | 1200 | 80 | 25000 | 15 | 1 | 19.97 | 19.97 | 23.4655 | 2020Q2 | https://www.platt.com/platt-electric-supply/LED-Reflective-Lamps-PAR38/TCP/LED17P38D41KFL/product.aspx?zpid=127447 | Platt | 2020 | Yes
LED Lighting | Reflector | TCP | True |  | Reflector (Flood/Spot) | PAR38 | E26 (Medium) | Wet Location Rated,Recessed Fixtures HomeLamps, Bulbs, BallastsBulbs - LEDLED - ReflectiveLamps - PAR38 TCP LED17P38D41KFL95 LED 17W TCP LED17P38D41KFL95 TCP LED17P38D41KFL95 | 4000 | 85 | 1200 | 80 | 25000 | 15 | 1 | 21.88 | 21.88 | 25.7098 | 2020Q2 | https://www.platt.com/platt-electric-supply/LED-Reflective-Lamps-PAR38/TCP/LED17P38D41KFL95/product.aspx?zpid=205625 | Platt | 2020 | Yes
LED Lighting | Reflector | TCP | True |  | Reflector (Flood/Spot) | PAR38 | E26 (Medium) | Wet Location Rated,Recessed Fixtures HomeLamps, Bulbs, BallastsBulbs - LEDLED - ReflectiveLamps - PAR38 TCPLED17P38D41KSP TCP LED17P38D41KSP TCP LED17P38D41KSP | 4000 | 85 | 1200 | 80 | 25000 | 15 | 1 | 19.97 | 19.97 | 23.4655 | 2020Q2 | https://www.platt.com/platt-electric-supply/LED-Reflective-Lamps-PAR38/TCP/LED17P38D41KSP/product.aspx?zpid=135698 | Platt | 2020 | Yes
LED Lighting | Reflector | TCP | True |  | Reflector (Flood/Spot) | PAR38 | E26 (Medium) | Wet Location Rated,Recessed Fixtures HomeLamps, Bulbs, BallastsBulbs - LEDLED - ReflectiveLamps - PAR38 TCP LED17P38D41KSPB LED 17W P TCP LED17P38D41KSPB TCP LED17P38D41KSPB | 4000 | 85 | 1200 | 80 | 25000 | 15 | 1 | 21.88 | 21.88 | 25.7098 | 2020Q2 | https://www.platt.com/platt-electric-supply/LED-Reflective-Lamps-PAR38/TCP/LED17P38D41KSPB/product.aspx?zpid=282474 | Platt | 2020 | Yes
LED Lighting | Reflector | TCP | True |  | Reflector (Flood/Spot) | PAR38 | E26 (Medium) | Wet Location Rated,Recessed Fixtures HomeLamps, Bulbs, BallastsBulbs - LEDLED - ReflectiveLamps - PAR38 TCP LED17P38D50KFL 17W P38 DI TCP LED17P38D50KFL TCP LED17P38D50KFL 17W P38 DIM 50KF | 5000 | 84 | 1200 | 80 | 25000 | 15 | 1 | 19.97 | 19.97 | 23.4655 | 2020Q2 | https://www.platt.com/platt-electric-supply/LED-Reflective-Lamps-PAR38/TCP/LED17P38D50KFL/product.aspx?zpid=147846 | Platt | 2020 | Yes
LED Lighting | Reflector | TCP | True |  | Reflector (Flood/Spot) | PAR38 | E26 (Medium) | Wet Location Rated,Recessed Fixtures HomeLamps, Bulbs, BallastsBulbs - LEDLED - ReflectiveLamps - PAR38 TCP LED17P38D50KNFL LED 17W P TCP LED17P38D50KNFL TCP LED17P38D50KNFL 17W P38 DIM 50K | 5000 | 84 | 1200 | 80 | 25000 | 15 | 1 | 19.97 | 19.97 | 23.4655 | 2020Q2 | https://www.platt.com/platt-electric-supply/LED-Reflective-Lamps-PAR38/TCP/LED17P38D50KNFL/product.aspx?zpid=282467 | Platt | 2020 | Yes
LED Lighting | Reflector | TCP | True |  | Reflector (Flood/Spot) | PAR38 | E26 (Medium) | Wet Location Rated,Recessed Fixtures HomeLamps, Bulbs, BallastsBulbs - LEDLED - ReflectiveLamps - PAR38 TCP LED17P38D50KSP LED 17W P3 TCP LED17P38D50KSP TCP LED17P38D50KSP | 5000 | 84 | 1200 | 80 | 25000 | 15 | 1 | 19.97 | 19.97 | 23.4655 | 2020Q2 | https://www.platt.com/platt-electric-supply/LED-Reflective-Lamps-PAR38/TCP/LED17P38D50KSP/product.aspx?zpid=282423 | Platt | 2020 | Yes
LED Lighting | Reflector | Cree Lighting | True |  | Reflector (Flood/Spot) | BR30 | E26 (Medium) | None,Recessed Fixtures HomeLamps, Bulbs, BallastsBulbs - LEDLED - ReflectiveLamps - R Type LED Lamp, BR30, 8W, 665 Lumen, 2700K, 120V, 85 CRI, Dimmable, Single Lamp Carton Cree Lighting BR30-65W-27K-U1 Dimmable LED Lamp | 2700 | 91 | 665 | 75.5682 | 35000 | 8.8 | 1 | 7 | 7 | 8.2253 | 2020Q2 | https://www.platt.com/platt-electric-supply/LED-Reflective-Lamps-R-Type/Cree-Lighting/BR30-65W-27K-U1/product.aspx?zpid=438096 | Platt | 2020 | Yes
LED Lighting | Reflector | Green Creative | True |  | Reflector (Flood/Spot) | R20 | E26 (Medium) | Damp Location Rated,Recessed Fixtures HomeLamps, Bulbs, BallastsBulbs - LEDLED - ReflectiveLamps - R Type Dimmable LED Lamp, 7.5W, 120V, Bulb: R20 (Blown Reflector), Base: Medium Screw (E26), Lumens: 525, CRI: 82, Color Temperature: 2700K, Beam Angle: 120°, Rated Average Life: 25,000 Hrs. Green Creative 98460 Dimmable LED Lamp, 7.5W, 120V | 2700 | 81 | 525 | 70 | 25000 | 7.5 | 1 | 4 | 4 | 4.7002 | 2020Q2 | https://www.platt.com/platt-electric-supply/LED-Reflective-Lamps-R-Type/Green-Creative/98460/product.aspx?zpid=1315172 | Platt | 2020 | Yes
LED Lighting | Reflector | Green Creative | True |  | Reflector (Flood/Spot) | BR30 | E26 (Medium) | Damp Location Rated,Recessed Fixtures HomeLamps, Bulbs, BallastsBulbs - LEDLED - ReflectiveLamps - R Type Dimmable LED Reflector Lamp, 9W, 120V, Bulb: BR30, Base: Medium Screw (E26), Lumens: 650, Color Temperature: 2700K, Rated Average Life: 25,000 Hrs Green Creative 98461 Dimmable LED Reflector Lamp, 9W, 120V, 2700K | 2700 | 83 | 650 | 72.2222 | 25000 | 9 | 1 | 4.33 | 4.33 | 5.0879 | 2020Q2 | https://www.platt.com/platt-electric-supply/LED-Reflective-Lamps-R-Type/Green-Creative/98461/product.aspx?zpid=1315173 | Platt | 2020 | Yes
LED Lighting | Reflector | Green Creative | True |  | Reflector (Flood/Spot) | BR30 | E26 (Medium) | Damp Location Rated,Recessed Fixtures HomeLamps, Bulbs, BallastsBulbs - LEDLED - ReflectiveLamps - R Type Dimmable LED Reflector Lamp, 9W, 120V, Bulb: BR30, Base: Medium Screw (E26), Lumens: 650, Color Temperature: 3000K, Rated Average Life: 25,000 Hrs Green Creative 98462 Dimmable LED Reflector Lamp, 9W, 120V, 3000K | 3000 | 83 | 650 | 72.2222 | 25000 | 9 | 1 | 4.33 | 4.33 | 5.0879 | 2020Q2 | https://www.platt.com/platt-electric-supply/LED-Reflective-Lamps-R-Type/Green-Creative/98462/product.aspx?zpid=1315174 | Platt | 2020 | Yes
LED Lighting | Reflector | Green Creative | True |  | Reflector (Flood/Spot) | BR30 | E26 (Medium) | Damp Location Rated,Recessed Fixtures HomeLamps, Bulbs, BallastsBulbs - LEDLED - ReflectiveLamps - R Type Dimmable LED Reflector Lamp, 9W, 120V, Bulb: BR30, Base: Medium Screw (E26), Lumens: 650, Color Temperature: 4000K, Rated Average Life: 25,000 Hrs Green Creative 98463 Dimmable LED Reflector Lamp, 9W, 120V, 4000K | 4000 | 82 | 650 | 72.2222 | 25000 | 9 | 1 | 4.33 | 4.33 | 5.0879 | 2020Q2 | https://www.platt.com/platt-electric-supply/LED-Reflective-Lamps-R-Type/Green-Creative/98463/product.aspx?zpid=1315175 | Platt | 2020 | Yes
LED Lighting | Reflector | Green Creative | True |  | Reflector (Flood/Spot) | BR40 | E26 (Medium) | Damp Location Rated,Recessed Fixtures HomeLamps, Bulbs, BallastsBulbs - LEDLED - ReflectiveLamps - R Type Dimmable LED Reflector Lamp, 15.5W, 120V, Bulb: BR40, Base: Medium Screw (E26), Lumens: 1100, Color Temperature: 2700K, Rated Average Life: 25,000 Hrs Green Creative 98466 Dimmable LED Reflector Lamp, 15.5W, 120V, 2700K | 2700 | 82 | 1100 | 70.9677 | 25000 | 15.5 | 1 | 7.69 | 7.69 | 9.036 | 2020Q2 | https://www.platt.com/platt-electric-supply/LED-Reflective-Lamps-R-Type/Green-Creative/98466/product.aspx?zpid=1315178 | Platt | 2020 | Yes
LED Lighting | Reflector | Satco | True |  | Reflector (Flood/Spot) | BR30 | E26 (Medium) | Damp Location Rated,Not Rated for Recessed Fixtures HomeLamps, Bulbs, BallastsBulbs - LEDLED - ReflectiveLamps - R Type 10BR30/LED/2700K/700L/120V/D Satco S29628 10BR30/LED/2700K/700L/120V/D | 2700 | 83 | 700 | 70 | 25000 | 10 | 1 | 5.73 | 5.73 | 6.733 | 2020Q2 | https://www.platt.com/platt-electric-supply/LED-Reflective-Lamps-R-Type/Satco/S29628/product.aspx?zpid=1419486 | Platt | 2020 | Yes
LED Lighting | Reflector | Satco | True |  | Reflector (Flood/Spot) | BR30 | E26 (Medium) | Damp Location Rated,Not Rated for Recessed Fixtures HomeLamps, Bulbs, BallastsBulbs - LEDLED - ReflectiveLamps - R Type Dimmable LED Lamp, 10W, 120V, Bulb: BR30 (Bulged Reflector), Base: Medium Screw (E26), Lumens: 700, CRI: 80, Color Temperature: 3000K, Beam Angle: 100°, Rated Average Life: 25,000 Hrs. 65W Equivalent.; 6-pack Satco S9022 10BR30/LED/3K/120V/6PK | 3000 | 84 | 700 | 70 | 25000 | 10 | 1 | 29.13 | 29.13 | 34.2289 | 2020Q2 | https://www.platt.com/platt-electric-supply/LED-Reflective-Lamps-R-Type/Satco/S9022/product.aspx?zpid=1307171 | Platt | 2020 | Yes
LED Lighting | Reflector | Satco | True |  | Reflector (Flood/Spot) | BR30 | E26 (Medium) | Damp Location Rated,Recessed Fixtures HomeLamps, Bulbs, BallastsBulbs - LEDLED - ReflectiveLamps - R Type SAT S9620 9.5 Watt, BR30 LED, 105' Beam Spread, 2700K, Medium base, 120 Volts, Dimmable Satco S9620 Dimmable BR30 LED | 2700 | 82 | 750 | 78.9474 | 25000 | 9.5 | 1 | 6.71 | 6.71 | 7.8845 | 2020Q2 | https://www.platt.com/platt-electric-supply/LED-Reflective-Lamps-R-Type/Satco/S9620/product.aspx?zpid=11587 | Platt | 2020 | Yes
LED Lighting | Reflector | Satco | True |  | Reflector (Flood/Spot) | BR30 | E26 (Medium) | Damp Location Rated,Recessed Fixtures HomeLamps, Bulbs, BallastsBulbs - LEDLED - ReflectiveLamps - R Type 9.5W BR30 3000K Satco S9621 SATCO S9621 - 9.5 watt; BR30 LED; 105' beam spread; 3000K; Medium base; 120 volts; Dimmable | 3000 | 83 | 800 | 84.2105 | 25000 | 9.5 | 1 | 6.71 | 6.71 | 7.8845 | 2020Q2 | https://www.platt.com/platt-electric-supply/LED-Reflective-Lamps-R-Type/Satco/S9621/product.aspx?zpid=58436 | Platt | 2020 | Yes
LED Lighting | Reflector | Satco | True |  | Reflector (Flood/Spot) | BR30 | E26 (Medium) | Damp Location Rated,Recessed Fixtures HomeLamps, Bulbs, BallastsBulbs - LEDLED - ReflectiveLamps - R Type SATCO S9623 9.5BR30/LED/5000K 9.5WATT; BR30; LED; 5000K Satco S9623 SATCO S9623 - 9.5 watt; BR30 LED; 105' beam spread; 5000K; Medium base; 120 volts; Dimmable | 5000 | 81 | 860 | 90.5263 | 25000 | 9.5 | 1 | 6.71 | 6.71 | 7.8845 | 2020Q2 | https://www.platt.com/platt-electric-supply/LED-Reflective-Lamps-R-Type/Satco/S9623/product.aspx?zpid=203579 | Platt | 2020 | Yes
LED Lighting | Reflector | Satco | True |  | Reflector (Flood/Spot) | BR30 | GU24 | Damp Location Rated,Recessed Fixtures HomeLamps, Bulbs, BallastsBulbs - LEDLED - ReflectiveLamps - R Type LED Lamp, 9.5W; BR30 LED; 105' beam spread; 2700K; GU24 base; 120 Vs; Dimmable Satco S9624 9.5W BR30 LED GU24 | 2700 | 82 | 750 | 78.9474 | 25000 | 9.5 | 1 | 8.54 | 8.54 | 10.0348 | 2020Q2 | https://www.platt.com/platt-electric-supply/LED-Reflective-Lamps-R-Type/Satco/S9624/product.aspx?zpid=32672 | Platt | 2020 | Yes
LED Lighting | Reflector | Satco | True |  | Reflector (Flood/Spot) | BR30 | GU24 | Damp Location Rated,Recessed Fixtures HomeLamps, Bulbs, BallastsBulbs - LEDLED - ReflectiveLamps - R Type SATCO S9626 Satco S9626 SATCO S9626 | 2700 | 93 | 650 | 68.4211 | 25000 | 9.5 | 1 | 14.51 | 14.51 | 17.0498 | 2020Q2 | https://www.platt.com/platt-electric-supply/LED-Reflective-Lamps-R-Type/Satco/S9626/product.aspx?zpid=438993 | Platt | 2020 | Yes
LED Lighting | Reflector | Satco | True |  | Reflector (Flood/Spot) | R20 | E26 (Medium) | Damp Location Rated,Recessed Fixtures HomeLamps, Bulbs, BallastsBulbs - LEDLED - ReflectiveLamps - R Type Dimmable R20 LED, 6.5W, 120V,Medium Screw (E26), Frosted, 2700K, Frosted Satco S9630 Dimmable R20 LED, 6.5W, 120V, Frosted | 2700 | 83 | 525 | 80.7692 | 25000 | 6.5 | 1 | 7.92 | 7.92 | 9.3063 | 2020Q2 | https://www.platt.com/platt-electric-supply/LED-Reflective-Lamps-R-Type/Satco/S9630/product.aspx?zpid=215121 | Platt | 2020 | Yes
LED Lighting | Reflector | Satco | True |  | Reflector (Flood/Spot) | R20 | E26 (Medium) | Damp Location Rated,Recessed Fixtures HomeLamps, Bulbs, BallastsBulbs - LEDLED - ReflectiveLamps - R Type 6.5 WATT LED R20 40 K E26 Satco S9632 SATCO S9632 - 6.5 watt; LED R20; 4000K; 107' beam spread; Medium base; 120 volts; Dimmable | 4000 | 82 | 560 | 86.1538 | 25000 | 6.5 | 1 | 5.97 | 5.97 | 7.015 | 2020Q2 | https://www.platt.com/platt-electric-supply/LED-Reflective-Lamps-R-Type/Satco/S9632/product.aspx?zpid=535675 | Platt | 2020 | Yes
LED Lighting | Reflector | Satco | True |  | Reflector (Flood/Spot) | R20 | E26 (Medium) | Damp Location Rated,Recessed Fixtures HomeLamps, Bulbs, BallastsBulbs - LEDLED - ReflectiveLamps - R Type SATCO S9633 R20/LED 5K Satco S9633 SATCO S9633 - 6.5 watt; LED R20; 5000K; 107' beam spread; Medium base; 120 volts; Dimmable | 5000 | 85 | 580 | 89.2308 | 25000 | 6.5 | 1 | 5.97 | 5.97 | 7.015 | 2020Q2 | https://www.platt.com/platt-electric-supply/LED-Reflective-Lamps-R-Type/Satco/S9633/product.aspx?zpid=248510 | Platt | 2020 | Yes
LED Lighting | Reflector | Satco | True |  | Reflector (Flood/Spot) | BR40 | E26 (Medium) | Damp Location Rated,Recessed Fixtures HomeLamps, Bulbs, BallastsBulbs - LEDLED - ReflectiveLamps - R Type SATCO S9636 11.5 BR40 LED 4K Satco S9636 SATCO S9636 - 11.5 watt; LED BR40; 4000K; 103' beam spread; Medium base; 120 volts; Dimmable | 4000 | 82 | 1000 | 86.9565 | 25000 | 11.5 | 1 | 9.63 | 9.63 | 11.3156 | 2020Q2 | https://www.platt.com/platt-electric-supply/LED-Reflective-Lamps-R-Type/Satco/S9636/product.aspx?zpid=257257 | Platt | 2020 | Yes
LED Lighting | Reflector | Satco | True |  | Reflector (Flood/Spot) | BR40 | E26 (Medium) | Damp Location Rated,Recessed Fixtures HomeLamps, Bulbs, BallastsBulbs - LEDLED - ReflectiveLamps - R Type SATCO S9638 16.5BR40/LED/2700 K/1200L/120V Satco S9638 SATCO S9638 - 16.5 watt; LED BR40; 2700K; 103' beam spread; Medium base; 120 volts; Dimmable | 2700 | 82 | 1200 | 72.7273 | 25000 | 16.5 | 1 | 10.97 | 10.97 | 12.8902 | 2020Q2 | https://www.platt.com/platt-electric-supply/LED-Reflective-Lamps-R-Type/Satco/S9638/product.aspx?zpid=535264 | Platt | 2020 | Yes
LED Lighting | Reflector | TCP | True |  | Reflector (Flood/Spot) | BR30 | E26 (Medium) | Damp Location Rated,Recessed Fixtures HomeLamps, Bulbs, BallastsBulbs - LEDLED - ReflectiveLamps - R Type Tcp L65Br30D2527Kcq T-20/24 8W Br30; 120V; 650Lm; 2700K 91 Cri; 65W Equiv; Dimmable Cq (California Qualified) TCP L65BR30D2527KCQ 8 watt BR30, 650 lumens, 2700K | 2700 | 91 | 650 | 81.25 | 25000 | 8 | 1 | 5.19 | 5.19 | 6.0985 | 2020Q2 | https://www.platt.com/platt-electric-supply/LED-Reflective-Lamps-R-Type/TCP/L65BR30D2527KCQ/product.aspx?zpid=1446545 | Platt | 2020 | Yes
LED Lighting | Reflector | TCP | True |  | Reflector (Flood/Spot) | BR30 | E26 (Medium) | Damp Location Rated,Recessed Fixtures HomeLamps, Bulbs, BallastsBulbs - LEDLED - ReflectiveLamps - R Type Tcp L65Br30D2530Kcq T-20/24 8W Br30; 120V; 650Lm; 3000K 90Cri; 65W Equiv; Dimmable Cq (California Qualified) TCP L65BR30D2530KCQ 8 watt LED, BR30, 650 lumens, 2700K | 3000 | 93 | 650 | 81.25 | 25000 | 8 | 1 | 5.19 | 5.19 | 6.0985 | 2020Q2 | https://www.platt.com/platt-electric-supply/LED-Reflective-Lamps-R-Type/TCP/L65BR30D2530KCQ/product.aspx?zpid=1446547 | Platt | 2020 | Yes
LED Lighting | Reflector | TCP | True |  | Reflector (Flood/Spot) | R20 | E26 (Medium) | Damp Location Rated,Recessed Fixtures HomeLamps, Bulbs, BallastsBulbs - LEDLED - ReflectiveLamps - R Type TCP L7R20D2527K 7W R20 DIM 27 TCP L7R20D2527K TCP L7R20D2527K 7W R20 DIM 27 | 2700 | 84 | 525 | 70 | 20000 | 7.5 | 1 | 4.67 | 4.67 | 5.4874 | 2020Q2 | https://www.platt.com/platt-electric-supply/LED-Reflective-Lamps-R-Type/TCP/L7R20D2527K/product.aspx?zpid=445757 | Platt | 2020 | Yes
LED Lighting | Reflector | TCP | True |  | Reflector (Flood/Spot) | R20 | E26 (Medium) | Damp Location Rated,Recessed Fixtures HomeLamps, Bulbs, BallastsBulbs - LEDLED - ReflectiveLamps - R Type R20 Dimmable LED Lamp, 7.5 Watts, 120V, Lumens: 525, Color Temperature: 3000K, CRI: 80, Base: E26 TCP L7R20D2530K 7.5W R20 Dimmable LED Lamp, 3000K | 3000 | 84 | 525 | 70 | 20000 | 7.5 | 1 | 4.67 | 4.67 | 5.4874 | 2020Q2 | https://www.platt.com/platt-electric-supply/LED-Reflective-Lamps-R-Type/TCP/L7R20D2530K/product.aspx?zpid=445769 | Platt | 2020 | Yes
LED Lighting | Reflector | TCP | True |  | Reflector (Flood/Spot) | R20 | E26 (Medium) | Damp Location Rated,Recessed Fixtures HomeLamps, Bulbs, BallastsBulbs - LEDLED - ReflectiveLamps - R Type TCP L7R20D2541K 7W R20 DIM 41 TCP L7R20D2541K TCP L7R20D2541K 7W R20 DIM 41 | 4000 | 84 | 525 | 70 | 20000 | 7.5 | 1 | 4.67 | 4.67 | 5.4874 | 2020Q2 | https://www.platt.com/platt-electric-supply/LED-Reflective-Lamps-R-Type/TCP/L7R20D2541K/product.aspx?zpid=445770 | Platt | 2020 | Yes
LED Lighting | Reflector | TCP | True |  | Reflector (Flood/Spot) | BR30 | E26 (Medium) | Damp Location Rated,Recessed Fixtures HomeLamps, Bulbs, BallastsBulbs - LEDLED - ReflectiveLamps - R Type LED BR30 Lamp, 120V, 9 Watts, 650 Lumens, CRI 90, E26 Base, 3000K TCP L9BR30D2530K95 LED BR30 Lamp | 3000 | 94 | 650 | 72.2222 | 25000 | 9 | 1 | 9.1 | 9.1 | 10.6929 | 2020Q2 | https://www.platt.com/platt-electric-supply/LED-Reflective-Lamps-R-Type/TCP/L9BR30D2530K95/product.aspx?zpid=1275496 | Platt | 2020 | Yes
LED Lighting | Reflector | TCP | False |  | Reflector (Flood/Spot) | BR30 | E26 (Medium) | Damp Location Rated,Recessed Fixtures HomeLamps, Bulbs, BallastsBulbs - LEDLED - ReflectiveLamps - R Type LED Elite BR Series 10W Non-Dimmable Smooth BR30 2700K TCP LED10BR3027K LED 10W BR30 ND 2700K | 2700 | 82 | 650 | 76.4706 | 25000 | 8.5 | 1 | 7.8 | 7.8 | 9.1653 | 2020Q2 | https://www.platt.com/platt-electric-supply/LED-Reflective-Lamps-R-Type/TCP/LED10BR3027K/product.aspx?zpid=145910 | Platt | 2020 | Yes
LED Lighting | Reflector | TCP |  |  | Reflector (Flood/Spot) | BR30 | E26 (Medium) | Damp Location Rated,Recessed Fixtures HomeLamps, Bulbs, BallastsBulbs - LEDLED - ReflectiveLamps - R Type TCP LED10BR3030K LED 10W BR30 TCP LED10BR3030K TCP LED10BR3030K | 3000 | 84 | 650 | 76.4706 | 25000 | 8.5 | 1 | 7.8 | 7.8 | 9.1653 | 2020Q2 | https://www.platt.com/platt-electric-supply/LED-Reflective-Lamps-R-Type/TCP/LED10BR3030K/product.aspx?zpid=282273 | Platt | 2020 | Yes
LED Lighting | Reflector | TCP | True |  | Reflector (Flood/Spot) | BR30 | E26 (Medium) | Damp Location Rated,Recessed Fixtures HomeLamps, Bulbs, BallastsBulbs - LEDLED - ReflectiveLamps - R Type TCPLED10BR30D27K95 TCP LED10BR30D27K95 TCP LED10BR30D27K95 LED 10W BR30 DI | 2700 | 92 | 650 | 65 | 25000 | 10 | 1 | 9.55 | 9.55 | 11.2216 | 2020Q2 | https://www.platt.com/platt-electric-supply/LED-Reflective-Lamps-R-Type/TCP/LED10BR30D27K95/product.aspx?zpid=203639 | Platt | 2020 | Yes
LED Lighting | Reflector | TCP | True |  | Reflector (Flood/Spot) | BR30 | E26 (Medium) | Damp Location Rated,Dim to Warm,Recessed Fixtures HomeLamps, Bulbs, BallastsBulbs - LEDLED - ReflectiveLamps - R Type TCP LED10BR30DA LED 10W BR30 TCP LED10BR30DA TCP LED10BR30DA | 3000 | 85 | 700 | 70 | 25000 | 10 | 1 | 12.1 | 12.1 | 14.218 | 2020Q2 | https://www.platt.com/platt-electric-supply/LED-Reflective-Lamps-R-Type/TCP/LED10BR30DA/product.aspx?zpid=257283 | Platt | 2020 | Yes
LED Lighting | Reflector | TCP | True |  | Reflector (Flood/Spot) | R20 | E26 (Medium) | Damp Location Rated,Recessed Fixtures HomeLamps, Bulbs, BallastsBulbs - LEDLED - ReflectiveLamps - R Type Dimmable LED Lamp, 10W, 120V, Bulb: R20 (Bulged Reflector), Base: Medium Screw (E26), Lumens: 650, CRI: 82, Color Temperature: 2700K TCP LED10R20D27K Dimmable LED Lamp, R20, 10W, 120V | 2700 | 80 | 660 | 73.3333 | 25000 | 9 | 1 | 9.12 | 9.12 | 10.7164 | 2020Q2 | https://www.platt.com/platt-electric-supply/LED-Reflective-Lamps-R-Type/TCP/LED10R20D27K/product.aspx?zpid=76513 | Platt | 2020 | Yes
LED Lighting | Reflector | TCP | True |  | Reflector (Flood/Spot) | R20 | E26 (Medium) | Damp Location Rated,Recessed Fixtures HomeLamps, Bulbs, BallastsBulbs - LEDLED - ReflectiveLamps - R Type Dimmable LED Lamp, 10W, 120V, Bulb: R20 (Bulged Reflector), Base: Medium Screw (E26), Lumens: 675, CRI: 82, Color Temperature: 3000K TCP LED10R20D30K Dimmable LED Lamp, R20, 10W, 120V | 3000 | 84 | 660 | 73.3333 | 25000 | 9 | 1 | 9.12 | 9.12 | 10.7164 | 2020Q2 | https://www.platt.com/platt-electric-supply/LED-Reflective-Lamps-R-Type/TCP/LED10R20D30K/product.aspx?zpid=91196 | Platt | 2020 | Yes
LED Lighting | Reflector | TCP | True |  | Reflector (Flood/Spot) | R20 | E26 (Medium) | Damp Location Rated,Recessed Fixtures HomeLamps, Bulbs, BallastsBulbs - LEDLED - ReflectiveLamps - R Type 10 Watt, LED, R20, 750 Lumen, 5000K, 80 CRI,120 Volt, Dimmable TCP LED10R20D50K 10W, LED, R20, 750 Lumen, 5000K, 120V | 5000 | 83 | 750 | 83.3333 | 25000 | 9 | 1 | 9.12 | 9.12 | 10.7164 | 2020Q2 | https://www.platt.com/platt-electric-supply/LED-Reflective-Lamps-R-Type/TCP/LED10R20D50K/product.aspx?zpid=282377 | Platt | 2020 | Yes
LED Lighting | Reflector | TCP | False |  | Reflector (Flood/Spot) | BR30 | E26 (Medium) | Damp Location Rated,Recessed Fixtures HomeLamps, Bulbs, BallastsBulbs - LEDLED - ReflectiveLamps - R Type LED Elite BR Series 12W Non-Dimmable Smooth BR30 4100K TCP LED12BR3041K LED 12W BR30 ND 4100K | 4000 | 83 | 850 | 80.9524 | 25000 | 10.5 | 1 | 9.78 | 9.78 | 11.4919 | 2020Q2 | https://www.platt.com/platt-electric-supply/LED-Reflective-Lamps-R-Type/TCP/LED12BR3041K/product.aspx?zpid=77560 | Platt | 2020 | Yes
LED Lighting | Reflector | TCP | True |  | Reflector (Flood/Spot) | BR30 | E26 (Medium) | Damp Location Rated,Recessed Fixtures HomeLamps, Bulbs, BallastsBulbs - LEDLED - ReflectiveLamps - R Type LED Elite BR Series 12W Dimmable Smooth BR30 2700K TCP LED12BR30D27K LED 12W BR30 DIM 2700K | 2700 | 83 | 850 | 80.9524 | 25000 | 10.5 | 1 | 5.93 | 5.93 | 6.968 | 2020Q2 | https://www.platt.com/platt-electric-supply/LED-Reflective-Lamps-R-Type/TCP/LED12BR30D27K/product.aspx?zpid=67770 | Platt | 2020 | Yes
LED Lighting | Reflector | TCP | True |  | Reflector (Flood/Spot) | BR30 | E26 (Medium) | Damp Location Rated,Recessed Fixtures HomeLamps, Bulbs, BallastsBulbs - LEDLED - ReflectiveLamps - R Type TCP LED12BR30D27K95 LED 12W B TCP LED12BR30D27K95 TCP LED12BR30D27K95 LED 12W BR30 DI | 2700 | 83 | 850 | 80.9524 | 25000 | 10.5 | 1 | 5.93 | 5.93 | 6.968 | 2020Q2 | https://www.platt.com/platt-electric-supply/LED-Reflective-Lamps-R-Type/TCP/LED12BR30D27K95/product.aspx?zpid=282270 | Platt | 2020 | Yes
LED Lighting | Reflector | TCP | True |  | Reflector (Flood/Spot) | BR30 | E26 (Medium) | Damp Location Rated,Recessed Fixtures HomeLamps, Bulbs, BallastsBulbs - LEDLED - ReflectiveLamps - R Type Dimmable LED Lamp, 12W, 120V, Bulb: BR30 (Bulged Reflector), Base: Medium Screw (E26), Lumens: 875, CRI: 82, Color Temperature: 3000K, Rated Average Life: 25,000 Hrs TCP LED12BR30D30K Dimmable LED Lamp, BR30, 12W, 120V | 3000 | 85 | 850 | 80.9524 | 25000 | 10.5 | 1 | 5.93 | 5.93 | 6.968 | 2020Q2 | https://www.platt.com/platt-electric-supply/LED-Reflective-Lamps-R-Type/TCP/LED12BR30D30K/product.aspx?zpid=74262 | Platt | 2020 | Yes
LED Lighting | Reflector | TCP | True |  | Reflector (Flood/Spot) | BR30 | E26 (Medium) | Damp Location Rated,Recessed Fixtures HomeLamps, Bulbs, BallastsBulbs - LEDLED - ReflectiveLamps - R Type TCP LED12BR30D30K95 LED 12W B TCP LED12BR30D30K95 TCP LED12BR30D30K95 | 3000 | 85 | 850 | 80.9524 | 25000 | 10.5 | 1 | 5.93 | 5.93 | 6.968 | 2020Q2 | https://www.platt.com/platt-electric-supply/LED-Reflective-Lamps-R-Type/TCP/LED12BR30D30K95/product.aspx?zpid=282271 | Platt | 2020 | Yes
LED Lighting | Reflector | TCP | True |  | Reflector (Flood/Spot) | BR30 | E26 (Medium) | Damp Location Rated,Recessed Fixtures HomeLamps, Bulbs, BallastsBulbs - LEDLED - ReflectiveLamps - R Type TCPLED12BR30D41K TCP LED12BR30D41K TCP LED12BR30D41K | 4000 | 83 | 900 | 85.7143 | 25000 | 10.5 | 1 | 5.93 | 5.93 | 6.968 | 2020Q2 | https://www.platt.com/platt-electric-supply/LED-Reflective-Lamps-R-Type/TCP/LED12BR30D41K/product.aspx?zpid=137943 | Platt | 2020 | Yes
LED Lighting | Reflector | TCP | True |  | Reflector (Flood/Spot) | BR30 | E26 (Medium) | Damp Location Rated,Recessed Fixtures HomeLamps, Bulbs, BallastsBulbs - LEDLED - ReflectiveLamps - R Type LED Lamp, Dimmable, 12 Watt, 120 Volt, Bulb: BR30 (Bulged Reflector), Base: Medium Screw (E26), Lumens: 900, CRI: 82, Color Temperature: 5000K, Beam Angle: 110°, Rated Average Life: 25,000 Hrs. TCP LED12BR30D50K LED Lamp, Dimmable, BR30, 12W, 120V | 5000 | 83 | 900 | 85.7143 | 25000 | 10.5 | 1 | 5.93 | 5.93 | 6.968 | 2020Q2 | https://www.platt.com/platt-electric-supply/LED-Reflective-Lamps-R-Type/TCP/LED12BR30D50K/product.aspx?zpid=40834 | Platt | 2020 | Yes
LED Lighting | Reflector | TCP |  |  | Reflector (Flood/Spot) | BR40 | E26 (Medium) | Damp Location Rated,Recessed Fixtures HomeLamps, Bulbs, BallastsBulbs - LEDLED - ReflectiveLamps - R Type TCPLED17BR4027K TCP LED17BR4027K TCPLED17BR4027K | 2700 | 83 | 1200 | 70.5882 | 25000 | 17 | 1 | 14.82 | 14.82 | 17.4141 | 2020Q2 | https://www.platt.com/platt-electric-supply/LED-Reflective-Lamps-R-Type/TCP/LED17BR4027K/product.aspx?zpid=120436 | Platt | 2020 | Yes
LED Lighting | Reflector | TCP |  |  | Reflector (Flood/Spot) | BR40 | E26 (Medium) | Damp Location Rated,Recessed Fixtures HomeLamps, Bulbs, BallastsBulbs - LEDLED - ReflectiveLamps - R Type TCP LED17BR4041K TCP LED17BR4041K TCP LED17BR4041K | 4000 | 82 | 1300 | 76.4706 | 25000 | 17 | 1 | 14.82 | 14.82 | 17.4141 | 2020Q2 | https://www.platt.com/platt-electric-supply/LED-Reflective-Lamps-R-Type/TCP/LED17BR4041K/product.aspx?zpid=86735 | Platt | 2020 | Yes
LED Lighting | Reflector | TCP | True |  | Reflector (Flood/Spot) | BR40 | E26 (Medium) | Damp Location Rated,Recessed Fixtures HomeLamps, Bulbs, BallastsBulbs - LEDLED - ReflectiveLamps - R Type LED Lamp, Dimmable, 17 Watt, 120 Volt, Bulb: BR40 (Bulged Reflector), Base: Medium Screw (E26), Lumens: 1200, CRI: 82, Color Temperature: 2700K TCP LED17BR40D27K LED Lamp, Dimmable, BR40, 17W, 120V | 2700 | 83 | 1400 | 82.3529 | 25000 | 17 | 1 | 8.93 | 8.93 | 10.4931 | 2020Q2 | https://www.platt.com/platt-electric-supply/LED-Reflective-Lamps-R-Type/TCP/LED17BR40D27K/product.aspx?zpid=79286 | Platt | 2020 | Yes
LED Lighting | Reflector | TCP | True |  | Reflector (Flood/Spot) | BR40 | E26 (Medium) | Damp Location Rated,Recessed Fixtures HomeLamps, Bulbs, BallastsBulbs - LEDLED - ReflectiveLamps - R Type LED Elite BR Series 17W Dimmable Smooth BR40 4100K TCP LED17BR40D41K LED 17W BR40 DIM 4100K | 4000 | 85 | 1400 | 82.3529 | 25000 | 17 | 1 | 8.93 | 8.93 | 10.4931 | 2020Q2 | https://www.platt.com/platt-electric-supply/LED-Reflective-Lamps-R-Type/TCP/LED17BR40D41K/product.aspx?zpid=142583 | Platt | 2020 | Yes
LED Lighting | Reflector | TCP | True |  | Reflector (Flood/Spot) | BR40 | E26 (Medium) | Damp Location Rated,Recessed Fixtures HomeLamps, Bulbs, BallastsBulbs - LEDLED - ReflectiveLamps - R Type TCP LED17BR40D50K 17W BR40 DI TCP LED17BR40D50K TCP LED17BR40D50K | 5000 | 86 | 1400 | 82.3529 | 25000 | 17 | 1 | 8.93 | 8.93 | 10.4931 | 2020Q2 | https://www.platt.com/platt-electric-supply/LED-Reflective-Lamps-R-Type/TCP/LED17BR40D50K/product.aspx?zpid=179790 | Platt | 2020 | Yes
LED Lighting | Reflector | TCP | True |  | Reflector (Flood/Spot) | BR30 | E26 (Medium) | Damp Location Rated,Recessed Fixtures HomeLamps, Bulbs, BallastsBulbs - LEDLED - ReflectiveLamps - R Type Dimmable LED Lamp, 9W, 120V, Bulb: BR30 (Bulged Reflector), Base: Medium Screw (E26), Lumens: 700, CRI: 82, Color Temperature: 2700K, Beam Angle: 40°, Rated Average Life: 25,000 Hrs. 65W Equivalent TCP LED9BR30D27K Dimmable LED Lamp, BR30, 9 Watt, 120 Volt | 2700 | 80 | 700 | 73.6842 | 25000 | 9.5 | 1 | 4.67 | 4.67 | 5.4874 | 2020Q2 | https://www.platt.com/platt-electric-supply/LED-Reflective-Lamps-R-Type/TCP/LED9BR30D27K/product.aspx?zpid=203124 | Platt | 2020 | Yes
LED Lighting | Reflector | TCP | True |  | Reflector (Flood/Spot) | BR30 | E26 (Medium) | Damp Location Rated,Recessed Fixtures HomeLamps, Bulbs, BallastsBulbs - LEDLED - ReflectiveLamps - R Type Dimmable LED Lamp, 9W, 120V, Bulb: BR30 (Bulged Reflector), Base: Medium Screw (E26), Lumens: 720, CRI: 82, Color Temperature: 3000K, Beam Angle: 40°, Rated Average Life: 25,000 Hrs. 65W Equivalent. TCP LED9BR30D30K Dimmable LED Lamp, BR30, 9Watt, 120 Volt, 3000K | 3000 | 80 | 700 | 73.6842 | 25000 | 9.5 | 1 | 4.67 | 4.67 | 5.4874 | 2020Q2 | https://www.platt.com/platt-electric-supply/LED-Reflective-Lamps-R-Type/TCP/LED9BR30D30K/product.aspx?zpid=203125 | Platt | 2020 | Yes
LED Lighting | Reflector | TCP | True |  | Reflector (Flood/Spot) | BR30 | E26 (Medium) | Damp Location Rated,Recessed Fixtures HomeLamps, Bulbs, BallastsBulbs - LEDLED - ReflectiveLamps - R Type Dimmable LED Lamp, 9W, 120V, Bulb: BR30 (Bulged Reflector), Base: Medium Screw (E26), Lumens: 720, CRI: 82, Color Temperature: 4100K, Beam Angle: 40°, Rated Average Life: 25,000 Hrs. 65W Equivalent. TCP LED9BR30D41K Dimmable LED Lamp, BR30, 9Watt, 120 Volt, 4100K | 4000 | 82 | 750 | 78.9474 | 25000 | 9.5 | 1 | 4.67 | 4.67 | 5.4874 | 2020Q2 | https://www.platt.com/platt-electric-supply/LED-Reflective-Lamps-R-Type/TCP/LED9BR30D41K/product.aspx?zpid=203121 | Platt | 2020 | Yes
LED Lighting | Reflector | TCP | True |  | Reflector (Flood/Spot) | BR30 | E26 (Medium) | Damp Location Rated,Recessed Fixtures HomeLamps, Bulbs, BallastsBulbs - LEDLED - ReflectiveLamps - R Type TCP LED9BR30D50K 9W BR30 TCP LED9BR30D50K TCP LED9BR30D50K | 5000 | 87 | 750 | 78.9474 | 25000 | 9.5 | 1 | 4.67 | 4.67 | 5.4874 | 2020Q2 | https://www.platt.com/platt-electric-supply/LED-Reflective-Lamps-R-Type/TCP/LED9BR30D50K/product.aspx?zpid=221851 | Platt | 2020 | Yes
LED Lighting | A-Type | Manufacturer: Satco | True | Daylighting/Photocell, | General Purpose Replacement | A19 | E26 (Medium) | Damp Location Rated,Recessed Fixtures Home > Energy Star Qualified Products > 10 Watt 800 Lumen Dimmable Enclosed Fixture Rated A19 LED Light Bulb 5000K ** Non-CEC Compliant - NOT Lawful for Sale in California ** Product Specifications - Quick Reference Input Voltage: Lumens: 120 Volt 800 Lumens Dimensions: Dimmable: 4-5/16" (MOL) x 2-3/8" (MOD) Yes LED Color: 5000K Daylight Life Time: 25,000 Hours Power Consumption: Luminous Efficacy: 9.8 Watts 81 lm/W CRI: Certifications: 80 CRI Energy Star, RoHS, cULus Satco's LED series of omni-directional LED A19 Lamps are here to replace your 40 watt and 60 watt incandescent light bulbs. Within this series, Satco is exhibiting their Solid State LED Lighting for these A shaped replacement lamps. This series of A19 LED lights bulbs are not only dimmable, but also are approved for totally enclosed fixtures. They have a long life of 25,000 hours and possess a 3 Year Limited Warranty. This series comes in either a 6 watt model or a 9.8 watt model and the following color temperatures: 2700K, 3000K, 3500K, 4000K and 5000K. This model is part number S29839, a replacement of S9839, which produces 800 lumens of a 5000K daylight color. This bulb consumes just 9.8 watts of 120 volt energy. This bulb is Energy Star certified, RoHS compliant, cULus - damp location rated, and enclosed fixture rated. This led light bulb is dimmable and has a CRI of 80, while producing zero UV or IR radiation. The innovative design of this A19 bulb features a smooth heat sink design to resemble traditional incandescent lamps. When you replace your 60A19 bulbs with these 9.8 watt A19 LED bulbs, your energy use decreases significantly while keeping the same look and feel of your old A19 bulbs. Click here for the complete Satco S29839 LED A19 Light Bulb Specification Sheet. Satco 10 Watt 800 Lumen Dimmable Enclosed Fixture Rated A19 LED Light Bulb 5000K | 5000 | 85 | 800 | 81.6327 | 25000 | 9.8 | 1 | 3.95 | 3.95 | 4.6414 | 2020Q2 | https://www.greenelectricalsupply.com/9-watt-enclosed-rated-led-a19-light-bulbs-5000k.aspx | Green Electrical Supply | 2020 | Yes
LED Lighting | A-Type | Manufacturer: Satco | True |  | General Purpose Replacement | A19 | GU24 | Damp Location Rated,Recessed Fixtures Home > Energy Star Qualified Products > 10 Watt 800 Lumen GU24 Base Dimmable Enclosed Fixture Rated A19 LED Light Bulb 2700K ** Non-CEC Compliant - NOT Lawful for Sale in California ** Product Specifications - Quick Reference Input Voltage: Lumens: 120 Volt 800 Lumens Dimensions: Dimmable: 4-5/16" (MOL) x 2-3/8" (MOD) Yes LED Color: 2700K Warm White Life Time: 25,000 Hours Power Consumption: Luminous Efficacy: 9.8 Watts 81 lm/W CRI: Certifications: 80 CRI Energy Star, RoHS, cULus Satco's LED series of dimmable omni-directional LED A19 Lamps are here to replace your 40 watt and 60 watt incandescent light bulbs. Within this series, Satco is exhibiting their Solid State LED Lighting for these A shaped replacement lamps. This series of A19 LED lights bulbs are not only dimmable, but also are approved for totally enclosed fixtures. They have a long life of 25,000 hours and possess a 3 Year Limited Warranty. This series comes in either a 6 watt model or a 9.8 watt model and the following color temperatures: 2700K, 3000K, 3500K, 4000K and 5000K. This model is part number S29840, a replacement of S9840, which produces 800 lumens of a 2700K warm white color. This bulb consumes just 9.8 watts of 120 volt energy. This bulb is Energy Star certified, RoHS compliant, cULus - damp location rated, and enclosed fixture rated. This led light bulb is dimmable and has a CRI of 80, while producing zero UV or IR radiation. The innovative design of this A19 bulb features a smooth heat sink design to resemble traditional incandescent lamps with a GU24 base to meet all your needs. When you replace your 60A19 bulbs with these 9.8 watt A19 LED bulbs, your energy use decreases significantly while keeping the same look and feel of your old A19 bulbs. Click here for the complete Satco S29840 LED A19 Light Bulb Specification Sheet. Satco 10 Watt 800 Lumen GU24 Base Dimmable Enclosed Fixture Rated A19 LED Light Bulb 2700K | 2700 | 83 | 800 | 81.6327 | 25000 | 9.8 | 1 | 4.95 | 4.95 | 5.8164 | 2020Q2 | https://www.greenelectricalsupply.com/9-watt-gu24-base-led-a19-light-bulbs-2700k.aspx | Green Electrical Supply | 2020 | Yes
LED Lighting | A-Type | Manufacturer: Satco | True |  | General Purpose Replacement | A19 | GU24 | Damp Location Rated,Recessed Fixtures Home > Energy Star Qualified Products > 10 Watt 800 Lumen GU24 Base Dimmable Enclosed Fixture Rated A19 LED Light Bulb 3500K ** Non-CEC Compliant - NOT Lawful for Sale in California ** Product Specifications - Quick Reference Input Voltage: Lumens: 120 Volt 800 Lumens Dimensions: Dimmable: 4-5/16" (MOL) x 2-3/8" (MOD) Yes LED Color: 3500K Bright White Life Time: 25,000 Hours Power Consumption: Luminous Efficacy: 9.8 Watts 81 lm/W CRI: Certifications: 80 CRI Energy Star, RoHS, cULus Satco's LED series of omni-directional LED A19 Lamps are here to replace your 40 watt and 60 watt incandescent light bulbs. Within this series, Satco is exhibiting their Solid State LED Lighting for these A shaped replacement lamps. This series of A19 LED lights bulbs are not only dimmable, but also are approved for totally enclosed fixtures. They have a long life of 25,000 hours and possess a 3 Year Limited Warranty. This series comes in either a 6 watt model or a 9.8 watt model and the following color temperatures: 2700K, 3000K, 3500K, 4000K and 5000K. This model is part number S29841, a replacement of S9841, which produces 800 lumens of a 3500K bright white color. This bulb consumes just 9.8 watts of 120 volt energy and has a frosted finish. This bulb is Energy Star certified, RoHS compliant, cULus - damp location rated, and enclosed fixture rated. This led light bulb is dimmable and has a CRI of 80, while producing zero UV or IR radiation. The innovative design of this A19 bulb features a smooth heat sink design to resemble traditional incandescent lamps with a GU24 base to meet all your needs. When you replace your 60A19 bulbs with these 9.8 watt A19 LED bulbs, your energy use decreases significantly while keeping the same look and feel of your old A19 bulbs. Click here for the complete Satco S29841 LED A19 Light Bulb Specification Sheet. Satco 10 Watt 800 Lumen GU24 Base Dimmable Enclosed Fixture Rated A19 LED Light Bulb 3500K | 3500 | 84 | 800 | 81.6327 | 25000 | 9.8 | 1 | 4.95 | 4.95 | 5.8164 | 2020Q2 | https://www.greenelectricalsupply.com/9-watt-gu24-base-led-a19-light-bulbs-3500k.aspx | Green Electrical Supply | 2020 | Yes
LED Lighting | A-Type | Manufacturer: Satco | True |  | General Purpose Replacement | A19 | GU24 | Damp Location Rated,Recessed Fixtures Home > Energy Star Qualified Products > 10 Watt 800 Lumen GU24 Base Dimmable Enclosed Fixture Rated A19 LED Light Bulb 4000K ** Non-CEC Compliant - NOT Lawful for Sale in California ** Product Specifications - Quick Reference Input Voltage: Lumens: 120 Volt 800 Lumens Dimensions: Dimmable: 4-5/16" (MOL) x 2-3/8" (MOD) Yes LED Color: 4000K Cool White Life Time: 25,000 Hours Power Consumption: Luminous Efficacy: 9.8 Watts 81 lm/W CRI: Certifications: 80 CRI Energy Star, RoHS, cULus Satco's LED series of omni-directional LED A19 Lamps are here to replace your 40 watt and 60 watt incandescent light bulbs. Within this series, Satco is exhibiting their Solid State LED Lighting for these A shaped replacement lamps. This series of A19 LED lights bulbs are not only dimmable, but also are approved for totally enclosed fixtures. They have a long life of 25,000 hours and possess a 3 Year Limited Warranty. This series comes in either a 6 watt model or a 9.8 watt model and the following color temperatures: 2700K, 3000K, 3500K, 4000K and 5000K. This model is part number S29842, a replacement of S9842, which produces 800 lumens of a 4000K cool white color. This bulb consumes just 9.8 watts of 120 volt energy. This bulb is Energy Star certified, RoHS compliant, cULus - damp location rated, and enclosed fixture rated. This led light bulb is dimmable and has a CRI of 80, while producing zero UV or IR radiation. The innovative design of this A19 bulb features a smooth heat sink design to resemble traditional incandescent lamps with a GU24 base to meet all your needs. When you replace your 60A19 bulbs with these 9.8 watt A19 LED bulbs, your energy use decreases significantly while keeping the same look and feel of your old A19 bulbs. Click here for the complete Satco S29842 LED A19 Light Bulb Specification Sheet. Satco 10 Watt 800 Lumen GU24 Base Dimmable Enclosed Fixture Rated A19 LED Light Bulb 4000K | 4000 | 86 | 800 | 81.6327 | 25000 | 9.8 | 1 | 4.95 | 4.95 | 5.8164 | 2020Q2 | https://www.greenelectricalsupply.com/9-watt-gu24-base-led-a19-light-bulbs-4000k.aspx | Green Electrical Supply | 2020 | Yes
LED Lighting | A-Type | Satco | True |  | General Purpose Replacement | A19 | E26 (Medium) | Damp Location Rated,Recessed Fixtures HomeLamps, Bulbs, BallastsBulbs - LEDLED - TraditionalLamps - A-Type Dimmable LED Lamp, 9.8W, 120V, Bulb: A-Type (A19), Base: Medium Screw (E26), Lumens: 800, CRI: 80, Color Temperature: 2700K. Energy Star Rated. Rated Average Life: 25,000 Hrs. 9.8A19/OMNI/220/LED/27K Satco S29835 9.8 watt; A19 LED; 2700K | 2700 | 83 | 800 | 81.6327 | 25000 | 9.8 | 1 | 3.53 | 3.53 | 4.1479 | 2020Q2 | https://www.platt.com/platt-electric-supply/LED-Traditional-Lamps-A-Type/Satco/S29835/product.aspx?zpid=1070265 | Platt | 2020 | Yes
LED Lighting | A-Type | Satco | True |  | General Purpose Replacement | A19 | E26 (Medium) | Damp Location Rated,Recessed Fixtures HomeLamps, Bulbs, BallastsBulbs - LEDLED - TraditionalLamps - A-Type SATCO S29836 Satco S29836 9.8 watt; A19 LED; 3000K; Medium base; 220' beam spread; 120 volts | 3000 | 83 | 800 | 81.6327 | 25000 | 9.8 | 1 | 3.53 | 3.53 | 4.1479 | 2020Q2 | https://www.platt.com/platt-electric-supply/LED-Traditional-Lamps-A-Type/Satco/S29836/product.aspx?zpid=1031927 | Platt | 2020 | Yes
LED Lighting | A-Type | Satco | True |  | General Purpose Replacement | A19 | E26 (Medium) | Damp Location Rated,Recessed Fixtures HomeLamps, Bulbs, BallastsBulbs - LEDLED - TraditionalLamps - A-Type SAT S29837 9.8A19/OMNI/220/LE Satco S29837 9.8 watt; A19 LED; 3500K; Medium base; 220' beam spread; 120 volts | 3500 | 84 | 800 | 81.6327 | 25000 | 9.8 | 1 | 3.53 | 3.53 | 4.1479 | 2020Q2 | https://www.platt.com/platt-electric-supply/LED-Traditional-Lamps-A-Type/Satco/S29837/product.aspx?zpid=1172382 | Platt | 2020 | Yes
LED Lighting | A-Type | Satco | True |  | General Purpose Replacement | A19 | GU24 | Damp Location Rated,Recessed Fixtures HomeLamps, Bulbs, BallastsBulbs - LEDLED - TraditionalLamps - A-Type SATCO S29841 Satco S29841 9.8 watt; A19 LED; 3500K; GU24 base; 220' beam spread; 120 volts | 3500 | 84 | 800 | 81.6327 | 25000 | 9.8 | 1 | 4.64 | 4.64 | 5.4522 | 2020Q2 | https://www.platt.com/platt-electric-supply/LED-Traditional-Lamps-A-Type/Satco/S29841/product.aspx?zpid=1050270 | Platt | 2020 | Yes
LED Lighting | A-Type | Cree | True |  | General Purpose Replacement | A19 | E26 (Medium) | Damp Location Rated Damp Location Rated Home / Light Bulbs / LED / LED A-Line / Cree - A19-60W-P1-27K-E26-U1 Professional Series; Energy Star Certified; Suitable for Enclosed Locations; Suitable for Damp Locations 10W A19 LED Lamp - Universal - 815 Lumens - Warm White (2700K) - 90 CRI - 25000 hrs. - E26 (Medium) - 120 to 130V Cree - A19-60W-P1-27K-E26-U1 | 2700 | 91 | 815 | 81.5 | 25000 | 10 | 1 | 7.24 | 7.24 | 8.5073 | 2020Q3 | https://shop.regencylighting.com/lamps/led/a-line/a19-60w-p1-27k-e26-u1-cre.html | Regency Lighting | 2020 | Yes
LED Lighting | A-Type | Cree | True |  | General Purpose Replacement | A19 | E26 (Medium) | Damp Location Rated Damp Location Rated Home / Light Bulbs / LED / Cree - A19-60W-P1-27K-E26-U1 Professional Series; Energy Star Certified; Suitable for Enclosed Locations; Suitable for Damp Locations 10W A19 LED Lamp - Universal - 815 Lumens - Warm White (2700K) - 90 CRI - 25000 hrs. - E26 (Medium) - 120 to 130V Cree - A19-60W-P1-27K-E26-U1 | 2700 | 91 | 815 | 81.5 | 25000 | 10 | 1 | 7.24 | 7.24 | 8.5073 | 2020Q3 | https://shop.regencylighting.com/lamps/led/a19-60w-p1-27k-e26-u1-cre.html | Regency Lighting | 2020 | Yes
LED Lighting | A-Type | Cree | True | Daylighting/Photocell, | General Purpose Replacement | A19 | E26 (Medium) | Damp Location Rated Damp Location Rated Description Replace your incandescent and CFL lighting with this energy-efficient A19 LED bulb that uses only 10 Watts, consuming 83% less energy. Colors appear more rich and natural Vibrant daylight white color Dimmable down to 10% Shatter-resistant lens Color Corrected - CRI 90 - 815 Lumens - 5000 Kelvin - Medium Base - 120 Volt - Cree TA19-08050MDFH25-12DE26-1-E1 LED A19 - 10 Watt - 60 Watt Equal - Daylight White | 5000 | 95 | 815 | 81.5 | 25000 | 10 | 24 | 102.48 | 4.27 | 5.0174 | 2020Q3 | https://www.1000bulbs.com/product/211174/CREE-10204.html | 1000bulbs.com | 2020 | Yes
LED Lighting | A-Type | Cree Lighting | True |  | General Purpose Replacement | A19 | E26 (Medium) | Damp Location Rated Damp Location Rated LED A-Style Light Bulbs Cree Pro Series dimmable 10 watt 2700K A19 LED bulb generates as much light as a 60 watt incandescent bulbs. Rated for use in enclosed fixtures Title 20 compliant Omnidirectional light distribution No lead or mercury means easy and environmentally safe disposal Very long life - Rated to still put out 70% as much light after 25,000 hours of operation as it did when brand new Compatible with Lutron DVCL-153P and MACL-153M dimmers Do not “hot swap” this bulb. Turn off fixture before replacing existing bulb. Rated for use in enclosed fixtures Title 20 compliant Omnidirectional light distribution No lead or mercury means easy and environmentally safe disposal Very long life - Rated to still put out 70% as much light after 25,000 hours of operation as it did when brand new Compatible with Lutron DVCL-153P and MACL-153M dimmers Cree Pro Series Dimmable 10W 2700K A19 LED Bulb, 90 CRI, Title 20 Compliant, Enclosed Fixture Rated | 2700 | 91 | 815 | 81.5 | 25000 | 10 | 12 | 4.69 | 0.39083 | 0.45924 | 2020Q3 | https://www.bulbs.com/product/A19-60W-P1-27K-E26-U1 | Bulbs.com | 2020 | Yes
LED Lighting | A-Type | Cree Lighting | True |  | General Purpose Replacement | A19 | E26 (Medium) | Damp Location Rated Damp Location Rated LED A-Style Light Bulbs Cree Pro Series dimmable 10 watt 5000K 90 CRI A19 LED bulb generates as much light as a 60 watt incandescent bulbs. Rated for use in enclosed fixtures Title 20 compliant Omnidirectional light distribution No lead or mercury means easy and environmentally safe disposal Very long life - Rated to still put out 70% as much light after 25,000 hours of operation as it did when brand new Compatible with Lutron DVCL-153P and MACL-153M dimmers Do not “hot swap” this bulb. Turn off fixture before replacing existing bulb. Rated for use in enclosed fixtures Title 20 compliant Omnidirectional light distribution No lead or mercury means easy and environmentally safe disposal Very long life - Rated to still put out 70% as much light after 25,000 hours of operation as it did when brand new Compatible with Lutron DVCL-153P and MACL-153M dimmers Cree Pro Series Dimmable 10W 5000K A19 LED Bulb, 90 CRI, Title 20 Compliant, Enclosed Fixture Rated | 5000 | 95 | 815 | 81.5 | 25000 | 10 | 12 | 4.69 | 0.39083 | 0.45924 | 2020Q3 | https://www.bulbs.com/product/A19-60W-P1-50K-E26-U1 | Bulbs.com | 2020 | Yes
LED Lighting | A-Type | Cree LED Lighting | True |  | General Purpose Replacement | A19 | E26 (Medium) | Damp Location Rated Damp Location Rated Cree LED Lighting Professional Series Gen1 LED lamp features E26 screw-in lamp base. This A19 lamp outputs a soft white light of 815 Lumens. The dimmable arbitrary lamp with an average life of 25000 Hours, has a power rating of 10-Watts and voltage rating of 120-Volts AC at 60-Hz. The lamp has an incandescent equivalent wattage of 60-Watts. Lamp with an instant start, has a CRI of >90, power factor of >0.9 and color temperature of 2700K. It delivers an omni-directional beam. It measures 4.6-Inch x 2.44-Inch Dia. Lamp has plastic construction for added durability. It is suitable for use in enclosed fixtures. This lamp is ideal for use in damp locations. The lamp meets cULus, FCC, CEC Title 20/Title 24 JA-8, RoHS and Energy Star standards. Cree LED Lighting A19-60W-P1-27K-E26-U1 Dimmable A19 Professional Series Gen1 LED Lamp E26 Screw 10-Watt 815-Lumens 90 CRI Soft White | 2700 | 91 | 815 | 81.5 | 25000 | 10 | 12 | 10.5 | 0.875 | 1.0282 | 2020Q3 | https://www.ew-ne.com/lighting-1600000000/cree-led-lighting-a19-60w-p1-27k-e26-u1-dimmable-a19-professional-series-gen1-led-lamp-e26-screw-10-watt-815-lumens-90-cri-soft-white-777816 | Electrical Wholesalers Inc | 2020 | Yes
LED Lighting | A-Type | Cree Lighting | True |  | General Purpose Replacement | A19 | E26 (Medium) | Damp Location Rated Damp Location Rated Home Lamps, Bulbs, Ballasts Bulbs - LED LED - Traditional Lamps - A-Type Dimmable LED Lamp, 12W, 120V, A19, E26, Lumens: 815, CRI: 90, 2700K Cree Lighting A19-60W-P1-27K-E26-U1 60W A19 LED 815 LUMENS DIMMABLE 27K LAMP | 2700 | 91 | 815 | 81.5 | 25000 | 10 | 1 | 5.58 | 5.58 | 6.5567 | 2020Q3 | https://www.platt.com/platt-electric-supply/LED-Traditional-Lamps-A-Type/Cree-Lighting/A19-60W-P1-27K-E26-U1/product.aspx?zpid=1233066 | Platt | 2020 | Yes
LED Lighting | A-Type | Cree Lighting | True |  | General Purpose Replacement | A19 | E26 (Medium) | Damp Location Rated Damp Location Rated Home Lamps, Bulbs, Ballasts Bulbs - LED LED - Traditional Lamps - A-Type A19-60W-P1-27K-E26-U1 Dimmable LED Lamp, 12W, 120V, A19, E26, Lumens: 815, CRI: 90, 2700K 60W A19 LED 815 LUMENS DIMMABLE 27K LAMP Cree Lighting A19-60W-P1-27K-E26-U1 60W A19 LED 815 LUMENS DIMMABLE 27K LAMP | 2700 | 91 | 815 | 81.5 | 25000 | 10 | 1 | 5.75 | 5.75 | 6.7565 | 2020Q3 | https://www.rexelusa.com/usr/Root-Category/Lamps,-Bulbs,-Ballasts/Bulbs---LED/LED---Traditional/Lamps---A-Type/Cree-Lighting-A19-60W-P1-27K-E26-U1-60W-A19-LED-815-LUMENS-DIMMABLE-27K-LAMP/p/1284822?prevPageNumber=8 | Rexel Energy Solutions | 2020 | Yes
LED Lighting | A-Type | Cree LED Lighting | True |  | General Purpose Replacement | A19 | E26 (Medium) | Damp Location Rated Damp Location Rated Cree LED Lighting Professional Series Gen1 LED lamp features E26 screw-in lamp base. This A19 lamp outputs a soft white light of 815 Lumens. The dimmable arbitrary lamp with an average life of 25000 Hours, has a power rating of 10-Watts and voltage rating of 120-Volts AC at 60-Hz. The lamp has an incandescent equivalent wattage of 60-Watts. Lamp with an instant start, has a CRI of >90, power factor of >0.9 and color temperature of 2700K. It delivers an omni-directional beam. It measures 4.6-Inch x 2.44-Inch Dia. Lamp has plastic construction for added durability. It is suitable for use in enclosed fixtures. This lamp is ideal for use in damp locations. The lamp meets cULus, FCC, CEC Title 20/Title 24 JA-8, RoHS and Energy Star standards. Cree LED Lighting A19-60W-P1-27K-E26-U1 Dimmable A19 Professional Series Gen1 LED Lamp E26 Screw 10-Watt 815-Lumens 90 CRI Soft White | 2700 | 91 | 815 | 81.5 | 25000 | 10 | 12 | 7.009 | 0.58408 | 0.68632 | 2020Q3 | https://www.standardelectric.com/lighting-1600000000/cree-led-lighting-a19-60w-p1-27k-e26-u1-dimmable-a19-professional-series-gen1-led-lamp-e26-screw-10-watt-815-lumens-90-cri-soft-white-777816 | Standard Electric | 2020 | Yes
LED Lighting | A-Type | Cree | True |  | General Purpose Replacement | A19 | E26 (Medium) | Damp Location Rated Home / Light Bulbs / LED / LED A-Line / Cree - A19-60W-P1-27K-E26-U1 Professional Series; Energy Star Certified; Suitable for Enclosed Locations; Suitable for Damp Locations 10W A19 LED Lamp - Universal - 815 Lumens - Warm White (2700K) - 90 CRI - 25000 hrs. - E26 (Medium) - 120 to 130V Cree - A19-60W-P1-27K-E26-U1 | 2700 | 91 | 815 | 81.5 | 25000 | 10 | 1 | 6.97 | 6.97 | 8.19 | 2020Q2 | https://shop.regencylighting.com/lamps/led/a-line/a19-60w-p1-27k-e26-u1-cre.html | Regency Lighting | 2020 | Yes
LED Lighting | Reflector | Philips Lighting | True |  | Reflector (Flood/Spot) | PAR38 | E26 (Medium) | Damp Location Rated,Recessed Fixtures HomeLamps, Bulbs, BallastsBulbs - LEDLED - TraditionalLamps - A-Type PHIL 463983 5.5A15/LED/827-22 Philips Lighting 463983 PHIL 463983 5.5A15/LED/827-22/E12/C | 5000 | 92 | 1125 | 75 | 25000 | 15 | 1 | 7.8 | 7.8 | 9.1653 | 2020Q2 | https://www.platt.com/platt-electric-supply/LED-Traditional-Lamps-A-Type/Philips-Lighting/463983/product.aspx?zpid=452632 | Platt | 2020 | Yes
LED Lighting | Reflector | Philips Lighting | True |  | Reflector (Flood/Spot) | BR30 | E26 (Medium) | Damp Location Rated,Recessed Fixtures HomeLamps, Bulbs, BallastsBulbs - LEDLED - TraditionalLamps - A-Type PHI 9.5A19/LED/827-25-22/ND SSWG 120V 6/1; SCENE SWITCH PN# 46496-5 MDL# 9290012613 Philips Lighting 464965 | 2700 | 83 | 650 | 81.25 | 25000 | 8 | 1 | 11.7 | 11.7 | 13.748 | 2020Q2 | https://www.platt.com/platt-electric-supply/LED-Traditional-Lamps-A-Type/Philips-Lighting/464965/product.aspx?zpid=976619 | Platt | 2020 | Yes
LED Lighting | A-Type | Cree | True |  | General Purpose Replacement | A19 | E26 (Medium) | Damp Location Rated Home / Light Bulbs / LED / Cree - A19-60W-P1-27K-E26-U1 Professional Series; Energy Star Certified; Suitable for Enclosed Locations; Suitable for Damp Locations 10W A19 LED Lamp - Universal - 815 Lumens - Warm White (2700K) - 90 CRI - 25000 hrs. - E26 (Medium) - 120 to 130V Cree - A19-60W-P1-27K-E26-U1 | 2700 | 91 | 815 | 81.5 | 25000 | 10 | 1 | 6.97 | 6.97 | 8.19 | 2020Q2 | https://shop.regencylighting.com/lamps/led/a19-60w-p1-27k-e26-u1-cre.html | Regency Lighting | 2020 | Yes
LED Lighting | A-Type | Cree Lighting | True |  | General Purpose Replacement | A19 | E26 (Medium) | Damp Location Rated HomeLamps, Bulbs, BallastsBulbs - LEDLED - TraditionalLamps - A-Type Dimmable LED Lamp, 12W, 120V, A19, E26, Lumens: 815, CRI: 90, 2700K Cree Lighting A19-60W-P1-27K-E26-U1 60W A19 LED 815 LUMENS DIMMABLE 27K LAMP | 2700 | 91 | 815 | 81.5 | 25000 | 10 | 1 | 5.58 | 5.58 | 6.5567 | 2020Q2 | https://www.platt.com/platt-electric-supply/LED-Traditional-Lamps-A-Type/Cree-Lighting/A19-60W-P1-27K-E26-U1/product.aspx?zpid=1233066 | Platt | 2020 | Yes
LED Lighting | A-Type | Brand TCP | True |  | General Purpose Replacement | A19 | E26 (Medium) | Damp Location Rated Damp Location Rated TCP® 11 Watt A-19 LED Bulb Medium Base 120 Volt 2,700 Kelvin 1,150 Lumens 80 CRI 25,000 Average Hour Life Dimmable Replaces 75W Incandescent Bulb Mfg #L11A19D2527K4 TCP® 11 Watt A-19 LED Bulb, Medium Base, 2700 Kelvin, 1,150 Lumens, Package of 4 | 2700 | 83 | 1100 | 81.4815 | 25000 | 13.5 | 1 | 33.96 | 33.96 | 39.9043 | 2020Q3 | https://hdsupplysolutions.com/p/led-00-75-10-35/tcp-11-watt-a-19-led-bulb-medium-base-2700-kelvin-1-150-lumens-package-of-4-p112952 | HD Supply | 2020 | Yes
LED Lighting | A-Type | Brand TCP | True |  | General Purpose Replacement | A19 | E26 (Medium) | Damp Location Rated Damp Location Rated Tcp Led 11.5 Watt A19 Dimmable 2700k Replaces 75 Watt, Medium Base Tcp 11w Led A19 Bulb 2700k 25,000 Hour Life Dimmable 1,100 Lumens 80 Cri Replaces 75w Incandescent 120 Volt Medium Base Energy Star Mfg #L11A19D2527K TCP® LED 11.5 Watt A19 Dimmable 2700k Replaces 75 Watt, Medium Base, Pack Of 12 | 2700 | 83 | 1100 | 81.4815 | 25000 | 13.5 | 1 | 71.27 | 71.27 | 83.745 | 2020Q3 | https://hdsupplysolutions.com/p/led-00-75-10-35/tcp-led-115-watt-a19-dimmable-2700k-replaces-75-watt-medium-base-pack-of-12-p104397 | HD Supply | 2020 | Yes
LED Lighting | A-Type | Brand TCP | True |  | General Purpose Replacement | A19 | E26 (Medium) | Damp Location Rated Damp Location Rated Tcp Led 11.5 Watt A19 Dimmable 4100k Replaces 75 Watt, Medium Base Tcp 11w Led A19 Bulb 4100k 25,000 Hour Life Dimmable 1,100 Lumens 80 Cri Replaces 75w Incandescent 120 Volt Medium Base Energy Star Mfg #L11A19D2541K TCP® LED 11.5 Watt A19 Dimmable 4100k Replaces 75 Watt, Medium Base, Pack Of 12 | 4000 | 85 | 1100 | 81.4815 | 25000 | 13.5 | 1 | 71.27 | 71.27 | 83.745 | 2020Q3 | https://hdsupplysolutions.com/p/led-00-75-10-35/tcp-led-115-watt-a19-dimmable-4100k-replaces-75-watt-medium-base-pack-of-12-p104399 | HD Supply | 2020 | Yes
LED Lighting | A-Type | Brand TCP | True |  | General Purpose Replacement | A19 | E26 (Medium) | Damp Location Rated Damp Location Rated Tcp Led 11.5 Watt A19 Dimmable 5000k Replaces 75 Watt, Medium Base Tcp 11w Led A19 Bulb 5000k 25,000 Hour Life Dimmable 1,100 Lumens 80 Cri Replaces 75w Incandescent 120 Volt Medium Base Energy Star Mfg #L11A19D2550K TCP® LED 11.5 Watt A19 Dimmable 5000k Replaces 75 Watt, Medium Base, Pack Of 12 | 5000 | 86 | 1100 | 81.4815 | 25000 | 13.5 | 1 | 71.27 | 71.27 | 83.745 | 2020Q3 | https://hdsupplysolutions.com/p/led-00-75-10-35/tcp-led-115-watt-a19-dimmable-5000k-replaces-75-watt-medium-base-pack-of-12-p104396 | HD Supply | 2020 | Yes
LED Lighting | A-Type | TCP | True |  | General Purpose Replacement | A19 | E26 (Medium) | Damp Location Rated Damp Location Rated Home / Light Bulbs / LED / LED A-Line / TCP - L11A19D2527K Energy Star; Durable Plastic Housing; Enclosed Fixture Rated; Damp Location Rated 13.5W A19 LED Lamp - Universal - 1100 Lumens - Warm White (2700K) - 80 CRI - 25000 Hours - E26 (Medium) - 120 to 130V - White TCP - L11A19D2527K | 2700 | 83 | 1100 | 81.4815 | 25000 | 13.5 | 48 | 219.36 | 4.57 | 5.3699 | 2020Q3 | https://shop.regencylighting.com/lamps/led/a-line/l11a19d2527k-tcp.html | Regency Lighting | 2020 | Yes
LED Lighting | A-Type | TCP | True |  | General Purpose Replacement | A19 | E26 (Medium) | Damp Location Rated Damp Location Rated Home / Light Bulbs / LED / LED A-Line / TCP - L11A19D2530K Energy Star; Durable Plastic Housing; Enclosed Fixture Rated; Damp Location Rated 13.5W A19 LED Lamp - Universal - 1100 Lumens - Warm White (3000K) - 80 CRI - 25000 Hours - E26 (Medium) - 120 to 130V TCP - L11A19D2530K | 3000 | 84 | 1100 | 81.4815 | 25000 | 13.5 | 1 | 4.57 | 4.57 | 5.3699 | 2020Q3 | https://shop.regencylighting.com/lamps/led/a-line/l11a19d2530k-tcp.html | Regency Lighting | 2020 | Yes
LED Lighting | A-Type | TCP | True |  | General Purpose Replacement | A19 | E26 (Medium) | Damp Location Rated Damp Location Rated Home / Light Bulbs / LED / LED A-Line / TCP - L11A19D2541K Energy Star; Durable Plastic Housing; Enclosed Fixture Rated; Damp Location Rated 13.5W A19 LED Lamp - Universal - 1100 Lumens - Cool White (4100K) - 80 CRI - 25000 Hours - E26 (Medium) - 120 to 130V TCP - L11A19D2541K | 4000 | 85 | 1100 | 81.4815 | 25000 | 13.5 | 1 | 4.57 | 4.57 | 5.3699 | 2020Q3 | https://shop.regencylighting.com/lamps/led/a-line/l11a19d2541k-tcp.html | Regency Lighting | 2020 | Yes
LED Lighting | A-Type | TCP | True |  | General Purpose Replacement | A19 | E26 (Medium) | Damp Location Rated Damp Location Rated Home / Light Bulbs / LED / TCP - L11A19D2527K Energy Star; Durable Plastic Housing; Enclosed Fixture Rated; Damp Location Rated 13.5W A19 LED Lamp - Universal - 1100 Lumens - Warm White (2700K) - 80 CRI - 25000 Hours - E26 (Medium) - 120 to 130V - White TCP - L11A19D2527K | 2700 | 83 | 1100 | 81.4815 | 25000 | 13.5 | 48 | 219.36 | 4.57 | 5.3699 | 2020Q3 | https://shop.regencylighting.com/lamps/led/l11a19d2527k-tcp.html | Regency Lighting | 2020 | Yes
LED Lighting | A-Type | TCP | True |  | General Purpose Replacement | A19 | E26 (Medium) | Damp Location Rated Damp Location Rated Home / Light Bulbs / LED / TCP - L11A19D2530K Energy Star; Durable Plastic Housing; Enclosed Fixture Rated; Damp Location Rated 13.5W A19 LED Lamp - Universal - 1100 Lumens - Warm White (3000K) - 80 CRI - 25000 Hours - E26 (Medium) - 120 to 130V TCP - L11A19D2530K | 3000 | 84 | 1100 | 81.4815 | 25000 | 13.5 | 1 | 4.57 | 4.57 | 5.3699 | 2020Q3 | https://shop.regencylighting.com/lamps/led/l11a19d2530k-tcp.html | Regency Lighting | 2020 | Yes
LED Lighting | A-Type | TCP | True |  | General Purpose Replacement | A19 | E26 (Medium) | Damp Location Rated Damp Location Rated Home / Light Bulbs / LED / TCP - L11A19D2541K Energy Star; Durable Plastic Housing; Enclosed Fixture Rated; Damp Location Rated 13.5W A19 LED Lamp - Universal - 1100 Lumens - Cool White (4100K) - 80 CRI - 25000 Hours - E26 (Medium) - 120 to 130V TCP - L11A19D2541K | 4000 | 85 | 1100 | 81.4815 | 25000 | 13.5 | 1 | 4.57 | 4.57 | 5.3699 | 2020Q3 | https://shop.regencylighting.com/lamps/led/l11a19d2541k-tcp.html | Regency Lighting | 2020 | Yes
LED Lighting | A-Type | TCP | True |  | General Purpose Replacement | A19 | E26 (Medium) | Damp Location Rated Damp Location Rated Description With a halogen color, this LED A19 bulb is the ideal choice for residential and commercial areas where you want smooth relaxing lighting and lower energy costs. Lifespan reduces frequent lamp replacements Excellent for general purpose fixtures Dimmable for adjustable brightness Shatter-resistant lens 1100 Lumens - 3000 Kelvin - Medium Base - 120 Volt - TCP L11A19D2530K LED A19 - 13.5 Watt - 75 Watt Equal - Halogen Match | 3000 | 84 | 1100 | 81.4815 | 25000 | 13.5 | 12 | 42 | 3.5 | 4.1126 | 2020Q3 | https://www.1000bulbs.com/product/203440/TCP-10122.html | 1000bulbs.com | 2020 | Yes
LED Lighting | A-Type | TCP | True |  | General Purpose Replacement | A19 | E26 (Medium) | Damp Location Rated Damp Location Rated Description With a brilliant cool white color and a familiar household bulb shape, this LED A19 is ideal for general lighting applications in residential spaces. Long lifespan lowers replacements Energy efficiency and practical Shatter-resistant for longevity Dims down to 20% 1100 Lumens - 4100 Kelvin - Medium Base - 120 Volt - TCP L11A19D2541K LED A19 - 13.5 Watt - 75 Watt Equal - Cool White | 4000 | 85 | 1100 | 81.4815 | 25000 | 13.5 | 12 | 42 | 3.5 | 4.1126 | 2020Q3 | https://www.1000bulbs.com/product/203441/TCP-10123.html | 1000bulbs.com | 2020 | Yes
LED Lighting | A-Type | TCP | True | Daylighting/Photocell, | General Purpose Replacement | A19 | E26 (Medium) | Damp Location Rated Damp Location Rated Description Improve the lighting in your office or utility room by switching to this LED A19 bulb to provide a daylight white light at a brightness of 1100 Lumens. Excellent for ceiling lights and wall sconces Alternative to 75-Watt incandescents Long life helps reduce replacements Uniform all-around illumination 1100 Lumens - 5000 Kelvin - Medium Base - 120 Volt - TCP L11A19D2550K LED A19 - 13.5 Watt - 75 Watt Equal - Daylight White | 5000 | 86 | 1100 | 81.4815 | 25000 | 13.5 | 12 | 42 | 3.5 | 4.1126 | 2020Q3 | https://www.1000bulbs.com/product/203442/TCP-10124.html | 1000bulbs.com | 2020 | Yes
LED Lighting | A-Type | TCP | True |  | General Purpose Replacement | A19 | E26 (Medium) | Damp Location Rated Damp Location Rated LED A-Style Light Bulbs TCP Elite Series dimmable 13.5 watt A19 LED bulb generates as much or more light than most 75 watt traditional incandescent bulb. Rated for enclosed fixtures No lead or mercury means easy and environmentally safe disposal Very long life - Rated to still put out 70% as much light after 25,000 hours of operation as it does when brand new Do not "hot swap" this bulb. Turn off fixture before replacing existing bulb. Rated for enclosed fixtures No lead or mercury means easy and environmentally safe disposal Very long life - Rated to still put out 70% as much light after 25,000 hours of operation as it does when brand new TCP Dimmable 13.5W 3000K A19 LED Bulb, Enclosed Fixture Rated | 3000 | 84 | 1100 | 81.4815 | 25000 | 13.5 | 12 | 4.19 | 0.34917 | 0.41028 | 2020Q3 | https://www.bulbs.com/product/L11A19D2530K | Bulbs.com | 2020 | Yes
LED Lighting | A-Type | TCP | True |  | General Purpose Replacement | A19 | E26 (Medium) | Damp Location Rated Damp Location Rated LED A-Style Light Bulbs TCP Elite Series dimmable 13.5 watt A19 LED bulb generates as much or more light than most 75 watt traditional incandescent bulb. Rated for enclosed fixtures No lead or mercury means easy and environmentally safe disposal Very long life - Rated to still put out 70% as much light after 25,000 hours of operation as it does when brand new Compatible with Lutron CTCL-153P-WH dimmer Do not "hot swap" this bulb. Turn off fixture before replacing existing bulb. Rated for enclosed fixtures No lead or mercury means easy and environmentally safe disposal Very long life - Rated to still put out 70% as much light after 25,000 hours of operation as it does when brand new Compatible with Lutron CTCL-153P-WH dimmer TCP Dimmable 13.5W 5000K A19 LED Bulb, Enclosed Fixture Rated | 5000 | 86 | 1100 | 81.4815 | 25000 | 13.5 | 12 | 4.19 | 0.34917 | 0.41028 | 2020Q3 | https://www.bulbs.com/product/L11A19D2550K | Bulbs.com | 2020 | Yes
LED Lighting | A-Type | Rab | True |  | General Purpose Replacement | A19 | E26 (Medium) | Recessed Fixtures,Damp Location Rated Recessed Fixtures,Damp Location Rated Rab LED lamp in frosted finish, has plastic construction for added durability. The A19 arbitrary lamp with E26 medium base, has a voltage rating of 120-Volts and current rating of 183-Milli-Amps. The 13-Watt lamp delivers warm white light output of 1100-Lumens with 3000K color temperature and 80 CRI. It has an average life of 15000 Hours. The lamp provides 230-Degree omni-directional beam angle for even light distribution. The dimmable lamp has an efficacy of 80 LPW and power factor of >=0.7. It measures 2-3/8-Inch x 4-9/16-Inch. It is suitable for general lighting, commercial and residential applications. It is perfect for damp locations. Lamp meets UL, Energy Star, FCC, RoHS standards. Rab A19-13-E26-830-DIM Dimmable A19 LED Lamp E26 Medium Base 13-Watt 1100-Lumens 80 CRI 3000K Warm White | 3000 | 81 | 1100 | 81.4815 | 15000 | 13.5 | 12 | 4.047 | 0.33725 | 0.39628 | 2020Q3 | https://www.ew-ne.com/lighting-1600000000/rab-a19-13-e26-830-dim-dimmable-a19-led-lamp-e26-medium-base-13-watt-1100-lumens-80-cri-3000k-warm-white-862063 | Electrical Wholesalers Inc | 2020 | Yes
LED Lighting | A-Type | Manufacturer: TCP | True | Daylighting/Photocell, | General Purpose Replacement | A19 | E26 (Medium) | Damp Location Rated Damp Location Rated Home > Energy Star Qualified Products > 13.5 Watt 1100 Lumen Dimmable Enclosed Fixture Rated LED A19 Light Bulb 5000K Product Specifications - Quick Reference Input Voltage: Lumens: 120 Volt AC 1100 Lumens Dimensions: Dimmable: 2.4" W x 4.4" MOL Yes LED Color: 5000K Daylight Life Time: 25,000 Hours Power Consumption: Luminous Efficacy: 13.5 Watts 81.5 lm/W CRI: Certifications: 80 CRI UL listed, RoHS, Energy Star Built off a 20-year history of producing energy efficient lighting, Technical Consumer Products, Inc. (TCP) is excited to announce its most advanced and comprehensive lineup of LED lamps: the LED Elite Series. With TCPs dedication to manufacturing high quality, state-of-the-art lighting, combined with excellent high color rendering index (CRI), smooth dimming capabilities and new shatterproof smooth housing (which gives the appearance of traditional halogen bulbs), the LED Elite Series bulbs are a perfect choice to transform nearly every lighted environment into something extraordinary. This is the TCP, LED Elite Dimmable A19 lamp with 230 Degree Beam Angle, and it comes with a color temperature of 5000 K (Kelvin). UL approved, RoHS compliant, and Energy Star Qualified, the TCP L11A19D2550K (a replacement of TCP LED13A21DOD50K) offers a very durable, solid state lighting technology that significantly reduces lighting service and maintenance costs. These Dimmable LED A19 bulbs consume up to 80% LESS energy than a standard 75A19 75-watt incandescent. These A19 LED light bulbs do not contain Mercury or any other harmful substance, generate no IR or UV rays and carry a 5 Year Limited Warranty. TCPs LED A19 lamps have the highest light output, best dimmability (100% down to 5%) and are the most efficient LED A19 lamps available today. Consuming just 13.5 watts of 120 volt energy, this A19 bulb generates 1100 lumens, that's 81.5 Lumens per watt. This LED A19 lamp is rated for enclosed fixtures, 25,000 hours with a minimum starting temperature of -30 degrees Celsius and measures 4.4" MOL and 2.4" in diameter. Click here to see the TCP LED Elite A19 Series Specification Sheet. Typical Applications Typical applications for the TCP L11A19D2550K, Elite Dimmable A19 LED light bulbs include dimmable general lighting, table lamps, sconces, floor lamps and ceiling fixtures. TCP 13.5 Watt 1100 Lumen Dimmable Enclosed Fixture Rated LED A19 Light Bulb 5000K | 5000 | 86 | 1100 | 81.4815 | 25000 | 13.5 | 1 | 3.6 | 3.6 | 4.2301 | 2020Q3 | https://www.greenelectricalsupply.com/13.5-watt-dimmable-daylight-5000k-led-a19-light-bulbs.aspx | Green Electrical Supply | 2020 | Yes
LED Lighting | A-Type | Manufacturer: TCP | True |  | General Purpose Replacement | A19 | E26 (Medium) | Damp Location Rated Damp Location Rated Home > Energy Star Qualified Products > 13.5 Watt 1100 Lumen Dimmable Enclosed Fixture Rated LED A19 Light Bulb 2700K Product Specifications - Quick Reference Input Voltage: Lumens: 120 Volt AC 1100 Lumens Dimensions: Dimmable: 2.4" W x 4.4" MOL Yes LED Color: 2700K Warm White Life Time: 25,000 Hours Power Consumption: Luminous Efficacy: 13.5 Watts 81.5 lm/W CRI: Certifications: 80 CRI UL listed, RoHS, Energy Star Built off a 20-year history of producing energy efficient lighting, Technical Consumer Products, Inc. (TCP) is excited to announce its most advanced and comprehensive lineup of LED lamps: the LED Elite Series. With TCPs dedication to manufacturing high quality, state-of-the-art lighting, combined with excellent high color rendering index (CRI), smooth dimming capabilities and new shatterproof smooth housing (which gives the appearance of traditional halogen bulbs), the LED Elite Series bulbs are a perfect choice to transform nearly every lighted environment into something extraordinary. This is the TCP, LED Elite Dimmable A19 lamp with 230 Degree Beam Angle, and it comes with a color temperature of 2700 Kelvin (K). UL approved, RoHS compliant, and Energy Star Qualified, the TCP L11A19D2527K (a replacement of TCP LED13A21DOD27K) offers a very durable, solid state lighting technology that significantly reduces lighting service and maintenance costs. These Dimmable LED A19 light bulbs consume up to 80% LESS energy than a standard 75A19 75-watt incandescent. These A19 LED light bulbs do not contain Mercury or any other harmful substance, generate no IR or UV rays and carry a 5 Year Limited Warranty. TCPs LED A19 lamps have the highest light output, best dimmability (100% down to 5%) and are the most efficient LED A19 lamps available today. Consuming just 13.5 watts of 120 volt energy, this A19 bulb generates 1100 lumens- that's 81.5 Lumens per watt. This LED A19 lamp is rated for enclosed fixtures, 25,000 hours with a minimum starting temperature of -30 degrees Celsius and measures 4.4" MOL and 2.4" in diameter. Click here to see the TCP LED Elite A19 Series Specification Sheet. Typical Applications Typical applications for the TCP L11A19D2527K, Elite Dimmable A19 LED light bulbs include dimmable general lighting, table lamps, sconces, floor lamps and ceiling fixtures. TCP 13.5 Watt 1100 Lumen Dimmable Enclosed Fixture Rated LED A19 Light Bulb 2700K | 2700 | 83 | 1100 | 81.4815 | 25000 | 13.5 | 1 | 3.6 | 3.6 | 4.2301 | 2020Q3 | https://www.greenelectricalsupply.com/tcp-13.5-watt-a19-dimmable-led-light-bulbs-2700k.aspx | Green Electrical Supply | 2020 | Yes
LED Lighting | A-Type | TCP | True |  | General Purpose Replacement | A19 | E26 (Medium) | Damp Location Rated Damp Location Rated Home Lamps, Bulbs, Ballasts Bulbs - LED LED - Traditional Lamps - A-Type TCP L11A19D2527K LED 11W A19 TCP L11A19D2527K TCP L11A19D2527K | 2700 | 83 | 1100 | 81.4815 | 25000 | 13.5 | 1 | 5.65 | 5.65 | 6.639 | 2020Q3 | https://www.platt.com/platt-electric-supply/LED-Traditional-Lamps-A-Type/TCP/L11A19D2527K/product.aspx?zpid=445752 | Platt | 2020 | Yes
LED Lighting | A-Type | Rab | True |  | General Purpose Replacement | A19 | E26 (Medium) | Recessed Fixtures,Damp Location Rated Recessed Fixtures,Damp Location Rated Rab LED lamp in frosted finish, has plastic construction for added durability. The A19 arbitrary lamp with E26 medium base, has a voltage rating of 120-Volts and current rating of 183-Milli-Amps. The 13-Watt lamp delivers warm white light output of 1100-Lumens with 3000K color temperature and 80 CRI. It has an average life of 15000 Hours. The lamp provides 230-Degree omni-directional beam angle for even light distribution. The dimmable lamp has an efficacy of 80 LPW and power factor of >=0.7. It measures 2-3/8-Inch x 4-9/16-Inch. It is suitable for general lighting, commercial and residential applications. It is perfect for damp locations. Lamp meets UL, Energy Star, FCC, RoHS standards. Rab A19-13-E26-830-DIM Dimmable A19 LED Lamp E26 Medium Base 13-Watt 1100-Lumens 80 CRI 3000K Warm White | 3000 | 81 | 1100 | 81.4815 | 15000 | 13.5 | 12 | 3.941 | 0.32842 | 0.3859 | 2020Q3 | https://www.standardelectric.com/lighting-1600000000/rab-a19-13-e26-830-dim-dimmable-a19-led-lamp-e26-medium-base-13-watt-1100-lumens-80-cri-3000k-warm-white-862063 | Standard Electric | 2020 | Yes
LED Lighting | A-Type | Brand TCP | True |  | General Purpose Replacement | A19 | E26 (Medium) | Damp Location Rated TCP® 11 Watt A-19 LED Bulb Medium Base 120 Volt 2,700 Kelvin 1,150 Lumens 80 CRI 25,000 Average Hour Life Dimmable Replaces 75W Incandescent Bulb Mfg #L11A19D2527K4 TCP® 11 Watt A-19 LED Bulb, Medium Base, 2700 Kelvin, 1,150 Lumens, Package of 4 | 2700 | 83 | 1100 | 81.4815 | 25000 | 13.5 | 1 | 33.96 | 33.96 | 39.9043 | 2020Q2 | https://hdsupplysolutions.com/p/led-00-75-10-35/tcp-11-watt-a-19-led-bulb-medium-base-2700-kelvin-1-150-lumens-package-of-4-p112952 | HD Supply | 2020 | Yes
LED Lighting | A-Type | Brand TCP | True |  | General Purpose Replacement | A19 | E26 (Medium) | Damp Location Rated Tcp Led 11.5 Watt A19 Dimmable 2700k Replaces 75 Watt, Medium Base Tcp 11w Led A19 Bulb 2700k 25,000 Hour Life Dimmable 1,100 Lumens 80 Cri Replaces 75w Incandescent 120 Volt Medium Base Energy Star Mfg #L11A19D2527K TCP® LED 11.5 Watt A19 Dimmable 2700k Replaces 75 Watt, Medium Base, Pack Of 12 | 2700 | 83 | 1100 | 81.4815 | 25000 | 13.5 | 1 | 71.27 | 71.27 | 83.745 | 2020Q2 | https://hdsupplysolutions.com/p/led-00-75-10-35/tcp-led-115-watt-a19-dimmable-2700k-replaces-75-watt-medium-base-pack-of-12-p104397 | HD Supply | 2020 | Yes
LED Lighting | A-Type | Brand TCP | True |  | General Purpose Replacement | A19 | E26 (Medium) | Damp Location Rated Tcp Led 11.5 Watt A19 Dimmable 4100k Replaces 75 Watt, Medium Base Tcp 11w Led A19 Bulb 4100k 25,000 Hour Life Dimmable 1,100 Lumens 80 Cri Replaces 75w Incandescent 120 Volt Medium Base Energy Star Mfg #L11A19D2541K TCP® LED 11.5 Watt A19 Dimmable 4100k Replaces 75 Watt, Medium Base, Pack Of 12 | 4000 | 85 | 1100 | 81.4815 | 25000 | 13.5 | 1 | 71.27 | 71.27 | 83.745 | 2020Q2 | https://hdsupplysolutions.com/p/led-00-75-10-35/tcp-led-115-watt-a19-dimmable-4100k-replaces-75-watt-medium-base-pack-of-12-p104399 | HD Supply | 2020 | Yes
LED Lighting | A-Type | Brand TCP | True |  | General Purpose Replacement | A19 | E26 (Medium) | Damp Location Rated Tcp Led 11.5 Watt A19 Dimmable 5000k Replaces 75 Watt, Medium Base Tcp 11w Led A19 Bulb 5000k 25,000 Hour Life Dimmable 1,100 Lumens 80 Cri Replaces 75w Incandescent 120 Volt Medium Base Energy Star Mfg #L11A19D2550K TCP® LED 11.5 Watt A19 Dimmable 5000k Replaces 75 Watt, Medium Base, Pack Of 12 | 5000 | 86 | 1100 | 81.4815 | 25000 | 13.5 | 1 | 71.27 | 71.27 | 83.745 | 2020Q2 | https://hdsupplysolutions.com/p/led-00-75-10-35/tcp-led-115-watt-a19-dimmable-5000k-replaces-75-watt-medium-base-pack-of-12-p104396 | HD Supply | 2020 | Yes
LED Lighting | A-Type | TCP | True |  | General Purpose Replacement | A19 | E26 (Medium) | Damp Location Rated Home / Light Bulbs / LED / LED A-Line / TCP - L11A19D2527K Energy Star; Durable Plastic Housing; Enclosed Fixture Rated; Damp Location Rated 13.5W A19 LED Lamp - Universal - 1100 Lumens - Warm White (2700K) - 80 CRI - 25000 Hours - E26 (Medium) - 120 to 130V - White TCP - L11A19D2527K | 2700 | 83 | 1100 | 81.4815 | 25000 | 13.5 | 48 | 208.32 | 4.34 | 5.0997 | 2020Q2 | https://shop.regencylighting.com/lamps/led/a-line/l11a19d2527k-tcp.html | Regency Lighting | 2020 | Yes
LED Lighting | A-Type | TCP | True |  | General Purpose Replacement | A19 | E26 (Medium) | Damp Location Rated Home / Light Bulbs / LED / LED A-Line / TCP - L11A19D2530K Energy Star; Durable Plastic Housing; Enclosed Fixture Rated; Damp Location Rated 13.5W A19 LED Lamp - Universal - 1100 Lumens - Warm White (3000K) - 80 CRI - 25000 Hours - E26 (Medium) - 120 to 130V TCP - L11A19D2530K | 3000 | 84 | 1100 | 81.4815 | 25000 | 13.5 | 1 | 4.34 | 4.34 | 5.0997 | 2020Q2 | https://shop.regencylighting.com/lamps/led/a-line/l11a19d2530k-tcp.html | Regency Lighting | 2020 | Yes
LED Lighting | A-Type | TCP | True |  | General Purpose Replacement | A19 | E26 (Medium) | Damp Location Rated Home / Light Bulbs / LED / LED A-Line / TCP - L11A19D2541K Energy Star; Durable Plastic Housing; Enclosed Fixture Rated; Damp Location Rated 13.5W A19 LED Lamp - Universal - 1100 Lumens - Cool White (4100K) - 80 CRI - 25000 Hours - E26 (Medium) - 120 to 130V TCP - L11A19D2541K | 4000 | 85 | 1100 | 81.4815 | 25000 | 13.5 | 1 | 4.34 | 4.34 | 5.0997 | 2020Q2 | https://shop.regencylighting.com/lamps/led/a-line/l11a19d2541k-tcp.html | Regency Lighting | 2020 | Yes
LED Lighting | A-Type | TCP | True |  | General Purpose Replacement | A19 | E26 (Medium) | Damp Location Rated Home / Light Bulbs / LED / TCP - L11A19D2527K Energy Star; Durable Plastic Housing; Enclosed Fixture Rated; Damp Location Rated 13.5W A19 LED Lamp - Universal - 1100 Lumens - Warm White (2700K) - 80 CRI - 25000 Hours - E26 (Medium) - 120 to 130V - White TCP - L11A19D2527K | 2700 | 83 | 1100 | 81.4815 | 25000 | 13.5 | 48 | 208.32 | 4.34 | 5.0997 | 2020Q2 | https://shop.regencylighting.com/lamps/led/l11a19d2527k-tcp.html | Regency Lighting | 2020 | Yes
LED Lighting | A-Type | TCP | True |  | General Purpose Replacement | A19 | E26 (Medium) | Damp Location Rated Home / Light Bulbs / LED / TCP - L11A19D2530K Energy Star; Durable Plastic Housing; Enclosed Fixture Rated; Damp Location Rated 13.5W A19 LED Lamp - Universal - 1100 Lumens - Warm White (3000K) - 80 CRI - 25000 Hours - E26 (Medium) - 120 to 130V TCP - L11A19D2530K | 3000 | 84 | 1100 | 81.4815 | 25000 | 13.5 | 1 | 4.34 | 4.34 | 5.0997 | 2020Q2 | https://shop.regencylighting.com/lamps/led/l11a19d2530k-tcp.html | Regency Lighting | 2020 | Yes
LED Lighting | A-Type | TCP | True |  | General Purpose Replacement | A19 | E26 (Medium) | Damp Location Rated Home / Light Bulbs / LED / TCP - L11A19D2541K Energy Star; Durable Plastic Housing; Enclosed Fixture Rated; Damp Location Rated 13.5W A19 LED Lamp - Universal - 1100 Lumens - Cool White (4100K) - 80 CRI - 25000 Hours - E26 (Medium) - 120 to 130V TCP - L11A19D2541K | 4000 | 85 | 1100 | 81.4815 | 25000 | 13.5 | 1 | 4.34 | 4.34 | 5.0997 | 2020Q2 | https://shop.regencylighting.com/lamps/led/l11a19d2541k-tcp.html | Regency Lighting | 2020 | Yes
LED Lighting | A-Type | Manufacturer: TCP | True | Daylighting/Photocell, | General Purpose Replacement | A19 | E26 (Medium) | Damp Location Rated Home > Energy Star Qualified Products > 13.5 Watt 1100 Lumen Dimmable Enclosed Fixture Rated LED A19 Light Bulb 5000K Product Specifications - Quick Reference Input Voltage: Lumens: 120 Volt AC 1100 Lumens Dimensions: Dimmable: 2.4" W x 4.4" MOL Yes LED Color: 5000K Daylight Life Time: 25,000 Hours Power Consumption: Luminous Efficacy: 13.5 Watts 81.5 lm/W CRI: Certifications: 80 CRI UL listed, RoHS, Energy Star Built off a 20-year history of producing energy efficient lighting, Technical Consumer Products, Inc. (TCP) is excited to announce its most advanced and comprehensive lineup of LED lamps: the LED Elite Series. With TCPs dedication to manufacturing high quality, state-of-the-art lighting, combined with excellent high color rendering index (CRI), smooth dimming capabilities and new shatterproof smooth housing (which gives the appearance of traditional halogen bulbs), the LED Elite Series bulbs are a perfect choice to transform nearly every lighted environment into something extraordinary. This is the TCP, LED Elite Dimmable A19 lamp with 230 Degree Beam Angle, and it comes with a color temperature of 5000 K (Kelvin). UL approved, RoHS compliant, and Energy Star Qualified, the TCP L11A19D2550K (a replacement of TCP LED13A21DOD50K) offers a very durable, solid state lighting technology that significantly reduces lighting service and maintenance costs. These Dimmable LED A19 bulbs consume up to 80% LESS energy than a standard 75A19 75-watt incandescent. These A19 LED light bulbs do not contain Mercury or any other harmful substance, generate no IR or UV rays and carry a 5 Year Limited Warranty. TCPs LED A19 lamps have the highest light output, best dimmability (100% down to 5%) and are the most efficient LED A19 lamps available today. Consuming just 13.5 watts of 120 volt energy, this A19 bulb generates 1100 lumens, that's 81.5 Lumens per watt. This LED A19 lamp is rated for enclosed fixtures, 25,000 hours with a minimum starting temperature of -30 degrees Celsius and measures 4.4" MOL and 2.4" in diameter. Click here to see the TCP LED Elite A19 Series Specification Sheet. Typical Applications Typical applications for the TCP L11A19D2550K, Elite Dimmable A19 LED light bulbs include dimmable general lighting, table lamps, sconces, floor lamps and ceiling fixtures. TCP 13.5 Watt 1100 Lumen Dimmable Enclosed Fixture Rated LED A19 Light Bulb 5000K | 5000 | 86 | 1100 | 81.4815 | 25000 | 13.5 | 1 | 3.6 | 3.6 | 4.2301 | 2020Q2 | https://www.greenelectricalsupply.com/13.5-watt-dimmable-daylight-5000k-led-a19-light-bulbs.aspx | Green Electrical Supply | 2020 | Yes
LED Lighting | A-Type | Manufacturer: TCP | True |  | General Purpose Replacement | A19 | E26 (Medium) | Damp Location Rated Home > Energy Star Qualified Products > 13.5 Watt 1100 Lumen Dimmable Enclosed Fixture Rated LED A19 Light Bulb 2700K Product Specifications - Quick Reference Input Voltage: Lumens: 120 Volt AC 1100 Lumens Dimensions: Dimmable: 2.4" W x 4.4" MOL Yes LED Color: 2700K Warm White Life Time: 25,000 Hours Power Consumption: Luminous Efficacy: 13.5 Watts 81.5 lm/W CRI: Certifications: 80 CRI UL listed, RoHS, Energy Star Built off a 20-year history of producing energy efficient lighting, Technical Consumer Products, Inc. (TCP) is excited to announce its most advanced and comprehensive lineup of LED lamps: the LED Elite Series. With TCPs dedication to manufacturing high quality, state-of-the-art lighting, combined with excellent high color rendering index (CRI), smooth dimming capabilities and new shatterproof smooth housing (which gives the appearance of traditional halogen bulbs), the LED Elite Series bulbs are a perfect choice to transform nearly every lighted environment into something extraordinary. This is the TCP, LED Elite Dimmable A19 lamp with 230 Degree Beam Angle, and it comes with a color temperature of 2700 Kelvin (K). UL approved, RoHS compliant, and Energy Star Qualified, the TCP L11A19D2527K (a replacement of TCP LED13A21DOD27K) offers a very durable, solid state lighting technology that significantly reduces lighting service and maintenance costs. These Dimmable LED A19 light bulbs consume up to 80% LESS energy than a standard 75A19 75-watt incandescent. These A19 LED light bulbs do not contain Mercury or any other harmful substance, generate no IR or UV rays and carry a 5 Year Limited Warranty. TCPs LED A19 lamps have the highest light output, best dimmability (100% down to 5%) and are the most efficient LED A19 lamps available today. Consuming just 13.5 watts of 120 volt energy, this A19 bulb generates 1100 lumens- that's 81.5 Lumens per watt. This LED A19 lamp is rated for enclosed fixtures, 25,000 hours with a minimum starting temperature of -30 degrees Celsius and measures 4.4" MOL and 2.4" in diameter. Click here to see the TCP LED Elite A19 Series Specification Sheet. Typical Applications Typical applications for the TCP L11A19D2527K, Elite Dimmable A19 LED light bulbs include dimmable general lighting, table lamps, sconces, floor lamps and ceiling fixtures. TCP 13.5 Watt 1100 Lumen Dimmable Enclosed Fixture Rated LED A19 Light Bulb 2700K | 2700 | 83 | 1100 | 81.4815 | 25000 | 13.5 | 1 | 3.6 | 3.6 | 4.2301 | 2020Q2 | https://www.greenelectricalsupply.com/tcp-13.5-watt-a19-dimmable-led-light-bulbs-2700k.aspx | Green Electrical Supply | 2020 | Yes
LED Lighting | A-Type | TCP | True |  | General Purpose Replacement | A19 | E26 (Medium) | Damp Location Rated HomeLamps, Bulbs, BallastsBulbs - LEDLED - TraditionalLamps - A-Type TCP L11A19D2527K LED 11W A19 TCP L11A19D2527K TCP L11A19D2527K | 2700 | 83 | 1100 | 81.4815 | 25000 | 13.5 | 1 | 5.64 | 5.64 | 6.6272 | 2020Q2 | https://www.platt.com/platt-electric-supply/LED-Traditional-Lamps-A-Type/TCP/L11A19D2527K/product.aspx?zpid=445752 | Platt | 2020 | Yes
LED Lighting | A-Type |  | True |  |  |  |  | DESCRIPTION LED Dimmable Lamp; Item LED Lamp; Type Dimmable; Voltage Rating 120 V; Wattage 22 W; Intensity 1780 Lumen; Shape Designation A21; Base Type Medium; Color Rendering Index 80; Color Temperature in Kelvin 2700; Life in hour 25000 PHIL 22A21/END/2700 DIM 6/1 PRO# 423525 |  |  | 1780 | 80.9091 |  | 22 | 1 | 139.7 | 139.7 | 164.1529 | 2020Q3 | https://www.granitecityelectric.com/index.jsp?path=product&part=790941&ds=dept&process=search&qdx=0&ID=%2CLighting%2CLamps%2CLED.Lamps.Modules%2CLED.A.Line.A.Shape.Lamps%2Cdept-20Z&title=423525 | Granite City Electric Supply | 2020 | Yes
LED Lighting | A-Type | Brand Sylvania | [5 empty] | Sylvania Color Changing LED Bulb A19 Bulb Shape E26 Base Type 120V Voltage Rating 60 Watt Equivalent 800 Lumens 20000 Hours Average Life 80 Color Rendering Index. Mfg #73693 Sylvania A19 RGB Color Changing LED Bulb 4-Pack | 1900 | 80 | 805 | 80.5 | 20000 | 10 | 1 | 212.8 | 212.8 | 250.0482 | 2020Q3 | https://hdsupplysolutions.com/p/led-00-75-10-35/sylvania-a19-rgb-color-changing-led-bulb-4-pack-p205742 | HD Supply | 2020 | No
LED Lighting | A-Type | Brand Green Creative | True |  | General Purpose Replacement | A19 | E26 (Medium) | Not for Use in Recessed Fixtures,Damp Location Rated Not for Use in Recessed Fixtures,Damp Location Rated Green Creative 6 Watt 120/277 Volt LED 230° Beam Angle 3000K Color Temperature E26 Light Bulb Base 480 Lumens 25,000 Hours Rated Life. Mfg #97986 Green Creative 6 Watt 3000K 480 Lumens E26 Dimmable LED Light 6-Pack | 3000 | 83 | 480 | 80 | 25000 | 6 | 1 | 52.21 | 52.21 | 61.3488 | 2020Q3 | https://hdsupplysolutions.com/p/led-00-75-10-35/green-creative-6-watt-3000k-480-lumens-e26-dimmable-led-light-6-pack-p374208 | HD Supply | 2020 | Yes
LED Lighting | A-Type | Brand TCP | True |  | General Purpose Replacement | A19 | E26 (Medium) | Damp Location Rated Damp Location Rated TCP 6 Watt Omni Directional LED A-19 Bulb 120 Volt Medium Base 2,700 Kelvin 450 Lumens 82 CRI 25,000 Average Hour Life 270° Dimmable Replaces 40W Incandescent Bulb Mfg #L40A19D2527K LED Bulb TCP 6W Omni-Directional A19 40W Equivalent 2700K Dim Package Of 12 | 2700 | 82 | 480 | 80 | 25000 | 6 | 12 | 68.5 | 5.7083 | 6.7075 | 2020Q3 | https://hdsupplysolutions.com/p/led-00-75-10-35/led-bulb-tcp-6w-omni-directional-a19-40w-equivalent-2700k-dim-package-of-12-p159449 | HD Supply | 2020 | Yes
LED Lighting | A-Type | Brand TCP | True |  | General Purpose Replacement | A19 | E26 (Medium) | Damp Location Rated Damp Location Rated TCP 7 Watt Omni Directional LED A-19 Bulb 120 Volt Medium Base 3,000 Kelvin 475 Lumens 82 CRI 25,000 Average Hour Life 270° Dimmable Replaces 40W Incandescent Bulb Mfg #L40A19D2530K Mfg #L40A19D2530K LED Bulb TCP 7W Omni-Directional A19 40W Equivalent 3000K Dim Package Of 12 | 3000 | 83 | 480 | 80 | 25000 | 6 | 12 | 39 | 3.25 | 3.8189 | 2020Q3 | https://hdsupplysolutions.com/p/led-00-75-10-35/led-bulb-tcp-7w-omni-directional-a19-40w-equivalent-3000k-dim-package-of-12-p159450 | HD Supply | 2020 | Yes
LED Lighting | A-Type | Brand TCP | False |  | General Purpose Replacement | A19 | E26 (Medium) | Damp Location Rated Damp Location Rated TCP® 6 Watt A-19 LED Bulb Medium Base 120 Volt 2,700 Kelvin 480 Lumens 80 CRI 15,000 Average Hour Life Non-Dimmable Replaces 40W Incandescent Bulb Mfg #L6A19N1527K TCP® 6 Watt A-19 LED Bulb, Medium Base, 2700 Kelvin, 480 Lumens, Package of 12 | 2700 | 83 | 480 | 80 | 15000 | 6 | 1 | 47.88 | 47.88 | 56.2609 | 2020Q3 | https://hdsupplysolutions.com/p/led-00-75-10-35/tcp-6-watt-a-19-led-bulb-medium-base-2700-kelvin-480-lumens-package-of-12-p112948 | HD Supply | 2020 | Yes
LED Lighting | A-Type | Satco | False |  | General Purpose Replacement | A19 | E26 (Medium) | Damp Location Rated Damp Location Rated Home / Light Bulbs / LED / Satco - S9590 - 6A19/LED/2700K/120V Enclosed Fixture Rated; Energy Star Certified; Suitable for Use in Damp Locations 6W A19 LED Lamp - Universal - 480 Lumens - Warm White (2700K) - 80 CRI - 15000 Hours - E26 (Medium) - 120 to 130V - Frost Satco - S9590 - 6A19/LED/2700K/120V | 2700 | 82 | 480 | 80 | 15000 | 6 | 1 | 3 | 3 | 3.5251 | 2020Q3 | https://shop.regencylighting.com/lamps/led/6a19-led-2700k-120v-s9590.html | Regency Lighting | 2020 | Yes
LED Lighting | A-Type | Satco | True |  | General Purpose Replacement | A19 | E26 (Medium) | Damp Location Rated,Recessed Fixtures Damp Location Rated,Recessed Fixtures Home / Light Bulbs / LED / Satco - S29830 - 6A19/OMNI/220/LED/27K Suitable for Enclosed Fixtures; Suitable for Damp Locations; Energy Star Certified 6W A19 LED Lamp - Universal - 480 Lumens - Warm White (2700K) - 83 CRI - 25000 hrs. - E26 (Medium) - 120 to 130V - Frost Satco - S29830 - 6A19/OMNI/220/LED/27K | 2700 | 83 | 480 | 80 | 25000 | 6 | 1 | 3.19 | 3.19 | 3.7484 | 2020Q3 | https://shop.regencylighting.com/lamps/led/6a19-omni-220-led-27k-s29830.html | Regency Lighting | 2020 | Yes
LED Lighting | A-Type | Satco | True |  | General Purpose Replacement | A19 | E26 (Medium) | Damp Location Rated,Recessed Fixtures Damp Location Rated,Recessed Fixtures Home / Light Bulbs / LED / Satco - S29832 - 6A19/OMNI/220/LED/35K Enclosed Fixture Rated; Energy Star Certified; Suitable for Use in Damp Locations 6W A19 LED Lamp - Universal - 480 Lumens - Neutral White (3500K) - 80 CRI - 25000 Hours - E26 (Medium) - 120 to 130V - Frost Satco - S29832 - 6A19/OMNI/220/LED/35K | 3500 | 84 | 480 | 80 | 25000 | 6 | 1 | 4.53 | 4.53 | 5.3229 | 2020Q3 | https://shop.regencylighting.com/lamps/led/6a19-omni-220-led-35k-s29832.html | Regency Lighting | 2020 | Yes
LED Lighting | A-Type | Satco | False |  | General Purpose Replacement | A19 | E26 (Medium) | Damp Location Rated Damp Location Rated Home / Light Bulbs / LED / LED A-Line / Satco - S9590 - 6A19/LED/2700K/120V Enclosed Fixture Rated; Energy Star Certified; Suitable for Use in Damp Locations 6W A19 LED Lamp - Universal - 480 Lumens - Warm White (2700K) - 80 CRI - 15000 Hours - E26 (Medium) - 120 to 130V - Frost Satco - S9590 - 6A19/LED/2700K/120V | 2700 | 82 | 480 | 80 | 15000 | 6 | 1 | 3 | 3 | 3.5251 | 2020Q3 | https://shop.regencylighting.com/lamps/led/a-line/6a19-led-2700k-120v-s9590.html | Regency Lighting | 2020 | Yes
LED Lighting | A-Type | Satco | True |  | General Purpose Replacement | A19 | E26 (Medium) | Damp Location Rated,Recessed Fixtures Damp Location Rated,Recessed Fixtures Home / Light Bulbs / LED / LED A-Line / Satco - S29830 - 6A19/OMNI/220/LED/27K Suitable for Enclosed Fixtures; Suitable for Damp Locations; Energy Star Certified 6W A19 LED Lamp - Universal - 480 Lumens - Warm White (2700K) - 83 CRI - 25000 hrs. - E26 (Medium) - 120 to 130V - Frost Satco - S29830 - 6A19/OMNI/220/LED/27K | 2700 | 83 | 480 | 80 | 25000 | 6 | 1 | 3.19 | 3.19 | 3.7484 | 2020Q3 | https://shop.regencylighting.com/lamps/led/a-line/6a19-omni-220-led-27k-s29830.html | Regency Lighting | 2020 | Yes
LED Lighting | A-Type | Satco | True |  | General Purpose Replacement | A19 | E26 (Medium) | Damp Location Rated,Recessed Fixtures Damp Location Rated,Recessed Fixtures Home / Light Bulbs / LED / LED A-Line / Satco - S29832 - 6A19/OMNI/220/LED/35K Enclosed Fixture Rated; Energy Star Certified; Suitable for Use in Damp Locations 6W A19 LED Lamp - Universal - 480 Lumens - Neutral White (3500K) - 80 CRI - 25000 Hours - E26 (Medium) - 120 to 130V - Frost Satco - S29832 - 6A19/OMNI/220/LED/35K | 3500 | 84 | 480 | 80 | 25000 | 6 | 1 | 4.53 | 4.53 | 5.3229 | 2020Q3 | https://shop.regencylighting.com/lamps/led/a-line/6a19-omni-220-led-35k-s29832.html | Regency Lighting | 2020 | Yes
LED Lighting | A-Type | Maxlite | True |  | General Purpose Replacement | A19 | GU24 | Recessed Fixtures,Damp Location Rated Recessed Fixtures,Damp Location Rated Home / Light Bulbs / LED / LED A-Line / Maxlite - 14099405 - E6A19GUDLED27/G6 Enclosed Rated 6W A19 LED Lamp - Universal - 480 Lumens - Warm White (2700K) - 80 CRI - 2500 Hours - GU24 (Bi-Pin / Twist & Lock) - 120 to 130V Maxlite - 14099405 - E6A19GUDLED27/G6 | 2700 | 82 | 480 | 80 | 25000 | 6 | 1 | 3.45 | 3.45 | 4.0539 | 2020Q3 | https://shop.regencylighting.com/lamps/led/a-line/e6a19gudled27-g6-mxt.html | Regency Lighting | 2020 | Yes
LED Lighting | A-Type | Maxlite | True |  | General Purpose Replacement | A19 | GU24 | Recessed Fixtures,Damp Location Rated Recessed Fixtures,Damp Location Rated Home / Light Bulbs / LED / LED A-Line / Maxlite - 14099406 - E6A19GUDLED30/G6 Enclosed Rated 6W A19 LED Lamp - Universal - 480 Lumens - Warm White (3000K) - 82 CRI - 2500 Hours - GU24 (Bi-Pin / Twist & Lock) - 120 to 130V Maxlite - 14099406 - E6A19GUDLED30/G6 | 3000 | 83 | 480 | 80 | 25000 | 6 | 1 | 3.45 | 3.45 | 4.0539 | 2020Q3 | https://shop.regencylighting.com/lamps/led/a-line/e6a19gudled30-g6-mxt.html | Regency Lighting | 2020 | Yes
LED Lighting | A-Type | Maxlite | True |  | General Purpose Replacement | A19 | GU24 | Recessed Fixtures,Damp Location Rated Recessed Fixtures,Damp Location Rated Home / Light Bulbs / LED / LED A-Line / Maxlite - 14099407 - E6A19GUDLED40/G6 Enclosed Rated 6W A19 LED Lamp - Universal - 480 Lumens - Cool White (4000K) - 83 CRI - 2500 Hours - GU24 (Bi-Pin / Twist & Lock) - 120 to 130V Maxlite - 14099407 - E6A19GUDLED40/G6 | 4000 | 84 | 480 | 80 | 25000 | 6 | 1 | 3.45 | 3.45 | 4.0539 | 2020Q3 | https://shop.regencylighting.com/lamps/led/a-line/e6a19gudled40-g6-mxt.html | Regency Lighting | 2020 | Yes
LED Lighting | A-Type | TCP | True |  | General Purpose Replacement | A19 | E26 (Medium) | Damp Location Rated Damp Location Rated Home / Light Bulbs / LED / LED A-Line / TCP - L40A19D2527K Energy Star; Durable Plastic Housing; Enclosed Fixture Rated; Damp Location Rated 6W A19 LED Lamp - Universal - 480 Lumens - Warm White (2700K) - 80 CRI - 25000 Hours - E26 (Medium) - 120 to 130V TCP - L40A19D2527K | 2700 | 82 | 480 | 80 | 25000 | 6 | 1 | 3.02 | 3.02 | 3.5486 | 2020Q3 | https://shop.regencylighting.com/lamps/led/a-line/l40a19d2527k-tcp.html | Regency Lighting | 2020 | Yes
LED Lighting | A-Type | TCP | True |  | General Purpose Replacement | A19 | E26 (Medium) | Damp Location Rated Damp Location Rated Home / Light Bulbs / LED / LED A-Line / TCP - L40A19D2530K Damp Location Rated; Energy Star Rated; Suitable for Use in Totally Enclosed Fixtures 6W A19 LED Lamp - Universal - 480 Lumens - Warm White (3000K) - 80 CRI - 25000 Hours - E26 (Medium) - 120 to 130V - Frost TCP - L40A19D2530K | 3000 | 83 | 480 | 80 | 25000 | 6 | 12 | 36.24 | 3.02 | 3.5486 | 2020Q3 | https://shop.regencylighting.com/lamps/led/a-line/l40a19d2530k-tcp.html | Regency Lighting | 2020 | Yes
LED Lighting | A-Type | TCP | False |  | General Purpose Replacement | A19 | E26 (Medium) | Damp Location Rated Damp Location Rated Home / Light Bulbs / LED / LED A-Line / TCP - L6A19N1527K Energy Star; Durable Plastic Housing; Enclosed Fixture Rated; Damp Location Rated 6W A19 LED Lamp - Universal - 480 Lumens - Warm White (2700K) - 80 CRI - 15000 Hours - E26 (Medium) - 120 to 130V TCP - L6A19N1527K | 2700 | 83 | 480 | 80 | 15000 | 6 | 1 | 2.22 | 2.22 | 2.6086 | 2020Q3 | https://shop.regencylighting.com/lamps/led/a-line/l6a19n1527k-tcp.html | Regency Lighting | 2020 | Yes
LED Lighting | A-Type | TCP | False |  | General Purpose Replacement | A19 | E26 (Medium) | Damp Location Rated Damp Location Rated Home / Light Bulbs / LED / LED A-Line / TCP - L6A19N1530K Suitable for Use in Totally Enclosed Fixtures; Energy Star Certified 6W A19 LED Lamp - Universal - 480 Lumens - Warm White (3000K) - 80 CRI - 15000 Hours - E26 (Medium) - 120 to 130V TCP - L6A19N1530K | 3000 | 83 | 480 | 80 | 15000 | 6 | 1 | 2.22 | 2.22 | 2.6086 | 2020Q3 | https://shop.regencylighting.com/lamps/led/a-line/l6a19n1530k-tcp.html | Regency Lighting | 2020 | Yes
LED Lighting | A-Type | TCP | False |  | General Purpose Replacement | A19 | E26 (Medium) | Damp Location Rated Damp Location Rated Home / Light Bulbs / LED / LED A-Line / TCP - L6A19N1541K Energy Star; Durable Plastic Housing; Enclosed Fixture Rated; Damp Location Rated 6W A19 LED Lamp - Universal - 480 Lumens - Cool White (4100K) - 80 CRI - 15000 Hours - E26 (Medium) - 120 to 130V TCP - L6A19N1541K | 4000 | 82 | 480 | 80 | 15000 | 6 | 1 | 2.22 | 2.22 | 2.6086 | 2020Q3 | https://shop.regencylighting.com/lamps/led/a-line/l6a19n1541k-tcp.html | Regency Lighting | 2020 | Yes
LED Lighting | A-Type | TCP | False | Daylighting/Photocell, | General Purpose Replacement | A19 | E26 (Medium) | Damp Location Rated Damp Location Rated Home / Light Bulbs / LED / LED A-Line / TCP - L6A19N1550K Energy Star; Durable Plastic Housing; Enclosed Fixture Rated; Damp Location Rated 6W A19 LED Lamp - Universal - 480 Lumens - Daylight (5000K) - 80 CRI - 15000 Hours - E26 (Medium) - 120 to 130V - White TCP - L6A19N1550K | 5000 | 86 | 480 | 80 | 15000 | 6 | 1 | 2.22 | 2.22 | 2.6086 | 2020Q3 | https://shop.regencylighting.com/lamps/led/a-line/l6a19n1550k-tcp.html | Regency Lighting | 2020 | Yes
LED Lighting | A-Type | Maxlite | True |  | General Purpose Replacement | A19 | GU24 | Recessed Fixtures,Damp Location Rated Recessed Fixtures,Damp Location Rated Home / Light Bulbs / LED / Maxlite - 14099405 - E6A19GUDLED27/G6 Enclosed Rated 6W A19 LED Lamp - Universal - 480 Lumens - Warm White (2700K) - 80 CRI - 2500 Hours - GU24 (Bi-Pin / Twist & Lock) - 120 to 130V Maxlite - 14099405 - E6A19GUDLED27/G6 | 2700 | 82 | 480 | 80 | 25000 | 6 | 1 | 3.45 | 3.45 | 4.0539 | 2020Q3 | https://shop.regencylighting.com/lamps/led/e6a19gudled27-g6-mxt.html | Regency Lighting | 2020 | Yes
LED Lighting | A-Type | Maxlite | True |  | General Purpose Replacement | A19 | GU24 | Recessed Fixtures,Damp Location Rated Recessed Fixtures,Damp Location Rated Home / Light Bulbs / LED / Maxlite - 14099406 - E6A19GUDLED30/G6 Enclosed Rated 6W A19 LED Lamp - Universal - 480 Lumens - Warm White (3000K) - 82 CRI - 2500 Hours - GU24 (Bi-Pin / Twist & Lock) - 120 to 130V Maxlite - 14099406 - E6A19GUDLED30/G6 | 3000 | 83 | 480 | 80 | 25000 | 6 | 1 | 3.45 | 3.45 | 4.0539 | 2020Q3 | https://shop.regencylighting.com/lamps/led/e6a19gudled30-g6-mxt.html | Regency Lighting | 2020 | Yes
LED Lighting | A-Type | Maxlite | True |  | General Purpose Replacement | A19 | GU24 | Recessed Fixtures,Damp Location Rated Recessed Fixtures,Damp Location Rated Home / Light Bulbs / LED / Maxlite - 14099407 - E6A19GUDLED40/G6 Enclosed Rated 6W A19 LED Lamp - Universal - 480 Lumens - Cool White (4000K) - 83 CRI - 2500 Hours - GU24 (Bi-Pin / Twist & Lock) - 120 to 130V Maxlite - 14099407 - E6A19GUDLED40/G6 | 4000 | 84 | 480 | 80 | 25000 | 6 | 1 | 3.45 | 3.45 | 4.0539 | 2020Q3 | https://shop.regencylighting.com/lamps/led/e6a19gudled40-g6-mxt.html | Regency Lighting | 2020 | Yes
LED Lighting | A-Type | TCP | True |  | General Purpose Replacement | A19 | E26 (Medium) | Damp Location Rated Damp Location Rated Home / Light Bulbs / LED / TCP - L40A19D2527K Energy Star; Durable Plastic Housing; Enclosed Fixture Rated; Damp Location Rated 6W A19 LED Lamp - Universal - 480 Lumens - Warm White (2700K) - 80 CRI - 25000 Hours - E26 (Medium) - 120 to 130V TCP - L40A19D2527K | 2700 | 82 | 480 | 80 | 25000 | 6 | 1 | 3.02 | 3.02 | 3.5486 | 2020Q3 | https://shop.regencylighting.com/lamps/led/l40a19d2527k-tcp.html | Regency Lighting | 2020 | Yes
LED Lighting | A-Type | TCP | True |  | General Purpose Replacement | A19 | E26 (Medium) | Damp Location Rated Damp Location Rated Home / Light Bulbs / LED / TCP - L40A19D2530K Damp Location Rated; Energy Star Rated; Suitable for Use in Totally Enclosed Fixtures 6W A19 LED Lamp - Universal - 480 Lumens - Warm White (3000K) - 80 CRI - 25000 Hours - E26 (Medium) - 120 to 130V - Frost TCP - L40A19D2530K | 3000 | 83 | 480 | 80 | 25000 | 6 | 12 | 36.24 | 3.02 | 3.5486 | 2020Q3 | https://shop.regencylighting.com/lamps/led/l40a19d2530k-tcp.html | Regency Lighting | 2020 | Yes
LED Lighting | A-Type | TCP | False |  | General Purpose Replacement | A19 | E26 (Medium) | Damp Location Rated Damp Location Rated Home / Light Bulbs / LED / TCP - L6A19N1527K Energy Star; Durable Plastic Housing; Enclosed Fixture Rated; Damp Location Rated 6W A19 LED Lamp - Universal - 480 Lumens - Warm White (2700K) - 80 CRI - 15000 Hours - E26 (Medium) - 120 to 130V TCP - L6A19N1527K | 2700 | 83 | 480 | 80 | 15000 | 6 | 1 | 2.22 | 2.22 | 2.6086 | 2020Q3 | https://shop.regencylighting.com/lamps/led/l6a19n1527k-tcp.html | Regency Lighting | 2020 | Yes
LED Lighting | A-Type | TCP | False |  | General Purpose Replacement | A19 | E26 (Medium) | Damp Location Rated Damp Location Rated Home / Light Bulbs / LED / TCP - L6A19N1530K Suitable for Use in Totally Enclosed Fixtures; Energy Star Certified 6W A19 LED Lamp - Universal - 480 Lumens - Warm White (3000K) - 80 CRI - 15000 Hours - E26 (Medium) - 120 to 130V TCP - L6A19N1530K | 3000 | 83 | 480 | 80 | 15000 | 6 | 1 | 2.22 | 2.22 | 2.6086 | 2020Q3 | https://shop.regencylighting.com/lamps/led/l6a19n1530k-tcp.html | Regency Lighting | 2020 | Yes
LED Lighting | A-Type | TCP | False |  | General Purpose Replacement | A19 | E26 (Medium) | Damp Location Rated Damp Location Rated Home / Light Bulbs / LED / TCP - L6A19N1541K Energy Star; Durable Plastic Housing; Enclosed Fixture Rated; Damp Location Rated 6W A19 LED Lamp - Universal - 480 Lumens - Cool White (4100K) - 80 CRI - 15000 Hours - E26 (Medium) - 120 to 130V TCP - L6A19N1541K | 4000 | 82 | 480 | 80 | 15000 | 6 | 1 | 2.22 | 2.22 | 2.6086 | 2020Q3 | https://shop.regencylighting.com/lamps/led/l6a19n1541k-tcp.html | Regency Lighting | 2020 | Yes
LED Lighting | A-Type | TCP | False | Daylighting/Photocell, | General Purpose Replacement | A19 | E26 (Medium) | Damp Location Rated Damp Location Rated Home / Light Bulbs / LED / TCP - L6A19N1550K Energy Star; Durable Plastic Housing; Enclosed Fixture Rated; Damp Location Rated 6W A19 LED Lamp - Universal - 480 Lumens - Daylight (5000K) - 80 CRI - 15000 Hours - E26 (Medium) - 120 to 130V - White TCP - L6A19N1550K | 5000 | 86 | 480 | 80 | 15000 | 6 | 1 | 2.22 | 2.22 | 2.6086 | 2020Q3 | https://shop.regencylighting.com/lamps/led/l6a19n1550k-tcp.html | Regency Lighting | 2020 | Yes
LED Lighting | A-Type | Green Creative | True |  | General Purpose Replacement | A19 | E26 (Medium) | Not for Use in Recessed Fixtures,Damp Location Rated Not for Use in Recessed Fixtures,Damp Location Rated Description Ensure quality lighting by using this LED A19 on a table lamp, wall sconce, ceiling fan, or other household fixture. Brightness is equal to a 40-Watt incandescent Long life to reduce replacements Color matches halogen bulbs Dimmable 480 Lumens - 3000 Kelvin - Medium Base - 120 Volt - Green Creative 97986 LED A19 - 6 Watt - 40 Watt Equal - Halogen Match | 3000 | 83 | 480 | 80 | 25000 | 6 | 6 | 10.14 | 1.69 | 1.9858 | 2020Q3 | https://www.1000bulbs.com/product/203194/GREENCREATIVE-97986.html | 1000bulbs.com | 2020 | Yes
LED Lighting | Downlight | Satco | [5 empty] | Downlight Recessed HomeLamps, Bulbs, BallastsBulbs - LEDLED - Tube TypeLED - Tube - T8 SATCO S9796 8" LED RECESSED 20WLED/CDL/8/30L/120-277V Satco S9796 20 watt Commercial LED Downlight Retrofit; 8 inch; 3000K; 120-277 volt | 3000 | 93 | 1240 | 62 | 50000 | 20 | 1 | 142.96 | 142.96 | 167.9835 | 2020Q2 | https://www.platt.com/platt-electric-supply/LED-Tube-Type-T8/Satco/S9796/product.aspx?zpid=241709 | Platt | 2020 | Yes
LED Lighting | Decorative | TCP | True |  | Other | B11 | E26 (Medium) | Damp Location Rated Topbulb » LED Bulbs » LED Chandelier » 5W Decorative Torpedo, Medium Base, Clear, Warm White, Dimmable This TCP LED5B10/E26/27K is an LED bulb that is designed to replace a 50W incandescent bulb. It uses 5 watts and is a decorative torpedo shape with a medium base. LED Technology Notice Due to constantly evolving nature of LED technology, manufacturers will reserve the right to replace this product with next generation technology. We appreciate your understanding and acceptance of this policy. Documents TCP LED5E26B1127K Spec Sheet About TCP Lighting TCP has a 20 year history of developing energy-efficient lighting products such as compact fluorescent and LED. With cutting edge technology and strong manufacturing expertise, TCP has shipped billions of high quality lamps and deployed integrated technology and manufacturing to provide expedited time-to-market. 5W Decorative Torpedo, Medium Base, Clear, Warm White, Dimmable | 2700 | 83 | 350 | 70 | 25000 | 5 | 1 | 7.95 | 7.95 | 9.3416 | 2020Q2 | https://www.topbulb.com/5w-decorative-torpedo-medium-base-clear-warm-white-dimmable | Top Bulb | 2020 | Yes
LED Lighting | Reflector | Cree | True |  | Reflector (Flood/Spot) | BR30 | E26 (Medium) | Damp Location Rated,Recessed Fixtures Topbulb » LED Bulbs » LED Reflector Flood » 100W / 120W Equal » Cree BR30-100W-27K-U1 ¦ 16.5W BR30 LED - 100W Equal - 2700K - Flood This Cree BR30-100W-27K-U1 is an LED BR30 lamp that uses 16.5 watts, equivalent to a 100 watt BR30 incandescent.Better light is beautiful light. The BR Series flood lamp is part of Cree's new and improved LED lamp family and features a remarkable combination of bright, wide flood light, high color rendering, and quiet dimming. Even better, BR Series lamps are incredibly efficient, last up to 6 times longer than other LED bulbs, and provides up to 89% energy savings compared to incandescent. LED Technology Notice Due to constantly evolving nature of LED technology, manufacturers will reserve the right to replace this product with next generation technology. We appreciate your understanding and acceptance of this policy. Utility/Government Incentives Documents Cree BR30-100W-27K-U1 Spec Sheet Cree BR30-100W-27K-U1 Sales Sheet Cree BR30-100W-27K-U1 Dimmer Compatibility 35,000 Hours • Warm White Light • Dimmable Cree BR30-100W-27K-U1 ¦ 16.5W BR30 LED - 100W Equal - 2700K - Flood | 2700 | 85 | 1500 | 90.9091 | 25000 | 16.5 | 1 | 15.95 | 15.95 | 18.7419 | 2020Q2 | https://www.topbulb.com/cree-br30-100w-27k-u1-16-5w-br30-led-100w-equal-2700k | Top Bulb | 2020 | Yes
LED Lighting | Reflector | Cree | True |  | Reflector (Flood/Spot) | BR30 | E26 (Medium) | Damp Location Rated,Recessed Fixtures Topbulb » LED Bulbs » LED Reflector Flood » 100W / 120W Equal » Cree BR30-100W-50K-U1 ¦ 15W BR30 LED - 100W Equal - 5000K - Flood This Cree BR30-100W-50K-U1 is an LED BR30 lamp that uses 15 watts, equivalent to a 100 watt BR30 incandescent.Better light is beautiful light. The BR Series flood lamp is part of Cree's new and improved LED lamp family and features a remarkable combination of bright, wide flood light, high color rendering, and quiet dimming. Even better, BR Series lamps are incredibly efficient, last up to 6 times longer than other LED bulbs, and provides up to 89% energy savings compared to incandescent. LED Technology Notice Due to constantly evolving nature of LED technology, manufacturers will reserve the right to replace this product with next generation technology. We appreciate your understanding and acceptance of this policy. Utility/Government Incentives Documents Cree BR30-100W-50K-U1 Spec Sheet Cree BR30-100W-50K-U1 Sales Sheet Cree BR30-100W-50K-U1 Dimmer Compatibility 35,000 Hours • Very Cool White Light • Dimmable Cree BR30-100W-50K-U1 ¦ 15W BR30 LED - 100W Equal - 5000K - Flood | 5000 | 93 | 1600 | 106.6667 | 25000 | 15 | 1 | 15.95 | 15.95 | 18.7419 | 2020Q2 | https://www.topbulb.com/cree-br30-100w-50k-u1-15w-br30-led-100w-equal-5000k | Top Bulb | 2020 | Yes
LED Lighting | Downlight | Eiko | True | Daylighting/Photocell, | LED |  |  | Downlight Solid State Retrofit Topbulb » Fixtures » Commercial Fixtures » Indoor » Recessed Downlights » LED - Retrofit » 5" / 6" Retrofit » Eiko LED-DK6-15W927-DIM-G7 ¦ 15W LED Downlight Retrofit - 5"/6" - 1100 Lumens - 2700K This Eiko LED-DK6-15W927-DIM-G7 LED recessed downlight retrofit is designed to replace 6 inch incandescent / halogen downlights using the existing housing. Included are two socket options for the pigtail connector: E26 and GU24. Features include: Integrated aluminum, white powder coated trim Dimmable to 10% IC Rated for insulated ceilings UL wet location listed Energy Star See the documents below for complete specifications and installation instructions LED Technology Notice Due to constantly evolving nature of LED technology, manufacturers will reserve the right to replace this product with next generation technology. We appreciate your understanding and acceptance of this policy. Utility/Government Incentives Documents Eiko LED-DK6-15W927-DIM-G7 Spec Sheet Eiko LED-DK6-15W927-DIM-G7 Installation Instructions About Eiko For over 35 years, EIKO has been a supplier of high quality general and specialty lighting products to a wide array of industries such as electrical, commercial, audio visual, medical, photographic and stage/studio. With offices in the U.S., Canada, Europe, China, Korea and Taiwan, EIKO is a global presence in the lighting industry. 50,000 Hour LED • 90W Incandescent Equal • CRI 90+ • Dimmable Eiko LED-DK6-15W927-DIM-G7 ¦ 15W LED Downlight Retrofit - 5"/6" - 1100 Lumens - 2700K | 2700 | 92 | 1100 | 73.3333 | 50000 | 15 | 1 | 16.95 | 16.95 | 19.9169 | 2020Q2 | https://www.topbulb.com/eiko-led-dk6-15w927-dim-g7-led-downlight-kit-5-inch-6-inch-15w-1100lm-dimmable-wet-location-2700k-90cri-120vac-e26-gu24 | Top Bulb | 2020 | Yes
LED Lighting | Downlight | Eiko | True | Daylighting/Photocell, | LED |  |  | Downlight Solid State Retrofit Topbulb » Fixtures » Commercial Fixtures » Indoor » Recessed Downlights » LED - Retrofit » 5" / 6" Retrofit » Eiko LED-DK6-15W930-DIM-G7 ¦ 15W LED Downlight Retrofit - 5"/6" - 1100 Lumens - 3000K This Eiko LED-DK6-15W930-DIM-G7 LED recessed downlight retrofit is designed to replace 6 inch incandescent / halogen downlights using the existing housing. Included are two socket options for the pigtail connector: E26 and GU24. Features include: Integrated aluminum, white powder coated trim Dimmable to 10% IC Rated for insulated ceilings UL wet location listed Energy Star See the documents below for complete specifications and installation instructions LED Technology Notice Due to constantly evolving nature of LED technology, manufacturers will reserve the right to replace this product with next generation technology. We appreciate your understanding and acceptance of this policy. Utility/Government Incentives Documents Eiko LED-DK6-15W930-DIM-G7 Spec Sheet Eiko LED-DK6-15W930-DIM-G7 Installation Instructions About Eiko For over 35 years, EIKO has been a supplier of high quality general and specialty lighting products to a wide array of industries such as electrical, commercial, audio visual, medical, photographic and stage/studio. With offices in the U.S., Canada, Europe, China, Korea and Taiwan, EIKO is a global presence in the lighting industry. 50,000 Hour LED • 90W Incandescent Equal • CRI 90+ • Dimmable Eiko LED-DK6-15W930-DIM-G7 ¦ 15W LED Downlight Retrofit - 5"/6" - 1100 Lumens - 3000K | 3000 | 92 | 1100 | 73.3333 | 50000 | 15 | 1 | 16.95 | 16.95 | 19.9169 | 2020Q2 | https://www.topbulb.com/eiko-led-dk6-15w930-dim-g7-led-downlight-kit-5-inch-6-inch-15w-1100lm-dimmable-wet-location-3000k-90cri-120vac-e26-gu24 | Top Bulb | 2020 | Yes
LED Lighting | Downlight | Eiko | True | Daylighting/Photocell, | LED |  |  | Downlight Solid State Retrofit Topbulb » Fixtures » Commercial Fixtures » Indoor » Recessed Downlights » LED - Retrofit » 5" / 6" Retrofit » Eiko LED-DK6-15W940-DIM-G7 ¦ 15W LED Downlight Retrofit - 5"/6" - 1100 Lumens - 4000K This Eiko LED-DK6-15W940-DIM-G7 LED recessed downlight retrofit is designed to replace 6 inch incandescent / halogen downlights using the existing housing. Included are two socket options for the pigtail connector: E26 and GU24. Features include: Integrated aluminum, white powder coated trim Dimmable to 10% IC Rated for insulated ceilings UL wet location listed Energy Star See the documents below for complete specifications and installation instructions LED Technology Notice Due to constantly evolving nature of LED technology, manufacturers will reserve the right to replace this product with next generation technology. We appreciate your understanding and acceptance of this policy. Utility/Government Incentives Documents Eiko LED-DK6-15W940-DIM-G7 Spec Sheet Eiko LED-DK6-15W940-DIM-G7 Installation Instructions About Eiko For over 35 years, EIKO has been a supplier of high quality general and specialty lighting products to a wide array of industries such as electrical, commercial, audio visual, medical, photographic and stage/studio. With offices in the U.S., Canada, Europe, China, Korea and Taiwan, EIKO is a global presence in the lighting industry. 50,000 Hour LED • 90W Incandescent Equal • CRI 90+ • Dimmable Eiko LED-DK6-15W940-DIM-G7 ¦ 15W LED Downlight Retrofit - 5"/6" - 1100 Lumens - 4000K | 4000 | 92 | 1100 | 73.3333 | 50000 | 15 | 1 | 16.95 | 16.95 | 19.9169 | 2020Q2 | https://www.topbulb.com/eiko-led-dk6-15w940-dim-g7-led-downlight-kit-5-inch-6-inch-15w-1100lm-dimmable-wet-location-4000k-90cri-120vac-e26-gu24 | Top Bulb | 2020 | Yes
LED Lighting | Downlight | Eiko | True | Daylighting/Photocell, | LED |  |  | Downlight Solid State Retrofit Topbulb » Fixtures » Commercial Fixtures » Indoor » Recessed Downlights » LED - Retrofit » 5" / 6" Retrofit » Eiko LED-DK6-15W950-DIM-G7 ¦ 15W LED Downlight Retrofit - 5"/6" - 1100 Lumens - 5000K This Eiko LED-DK6-15W950-DIM-G7 LED recessed downlight retrofit is designed to replace 6 inch incandescent / halogen downlights using the existing housing. Included are two socket options for the pigtail connector: E26 and GU24. Features include: Integrated aluminum, white powder coated trim Dimmable to 10% IC Rated for insulated ceilings UL wet location listed Energy Star See the documents below for complete specifications and installation instructions LED Technology Notice Due to constantly evolving nature of LED technology, manufacturers will reserve the right to replace this product with next generation technology. We appreciate your understanding and acceptance of this policy. Utility/Government Incentives Documents Eiko LED-DK6-15W950-DIM-G7 Spec Sheet Eiko LED-DK6-15W950-DIM-G7 Installation Instructions About Eiko For over 35 years, EIKO has been a supplier of high quality general and specialty lighting products to a wide array of industries such as electrical, commercial, audio visual, medical, photographic and stage/studio. With offices in the U.S., Canada, Europe, China, Korea and Taiwan, EIKO is a global presence in the lighting industry. 50,000 Hour LED • 90W Incandescent Equal • CRI 90+ • Dimmable Eiko LED-DK6-15W950-DIM-G7 ¦ 15W LED Downlight Retrofit - 5"/6" - 1100 Lumens - 5000K | 5000 | 92 | 1100 | 73.3333 | 50000 | 15 | 1 | 16.95 | 16.95 | 19.9169 | 2020Q2 | https://www.topbulb.com/eiko-led-dk6-15w950-dim-g7-led-downlight-kit-5-inch-6-inch-15w-1100lm-dimmable-wet-location-5000k-90cri-120vac-e26-gu24 | Top Bulb | 2020 | Yes
LED Lighting | Reflector | E-Lume | True |  | Reflector (Flood/Spot) | MR16 | GU5.3 | Damp Location Rated,Recessed Fixtures Topbulb » LED Bulbs » LED MR16 » 12V MR16 » 50W Equal » Elume - 7W MR16 LED - 50W Equal - Flood - Halogen-White Light Elume brand LED light bulbs offer quality manufacturing with all the benefits of long bulb life and energy savings at an attractive price. The Energy Star qualification provides assurance that these bulbs will produce the light levels, savings and rated life claimed by the manufacturer. This quality, 40,000 hour life LED MR16 with a bipin base, operates on 12 volt low voltage and is a direct replacement for a 50 watt equivalent halogen MR16 bulb used track and accent lighting. The bulb produces light that matches the color characteristics of halogen. Simply remove the existing bulb and replace with this energy saving, long life LED. The 40 degree beam produced by this LED lamp provides a medium wide light beam for general accent lighting. Fully dimmable, consult the document below for compatible dimmers that will provide optimum dimming. This is an Energy Star qualified product. Shipping Notice This item will not ship to Canada. LED Technology Notice Due to constantly evolving nature of LED technology, manufacturers will reserve the right to replace this product with next generation technology. We appreciate your understanding and acceptance of this policy. Applications Track LightingAccent Lighting Cross References Cree MR16-50W-30K-40D Cree LM16-50W-30K-40D Eiko 08432 LED8WMR16/38/830-DIM GE 69950 LED7XDMR16D83035 Green Creative 95338 7MR16G3DIM/830FL36 Lighting Science Group LS 16 50WE WW FL S1 BX Philips 42019-0 10MR16/END/F35 3000 DIM 10/1 TCP LED712VMR1630KFL 7W 12V MR16 3000K, 40 DEGREE Ushio 1003921 8W LED MR16 FL38 3000K WW Verbatim 98391 M16-L500-C30-B38-W Westinghouse 349100 7MR16/LED/DIM/FL/30 Utility/Government Incentives Documents Elume 63606 Specifications and Dimmer List About E-Lume E-Lume is a value brand of Standard Products Inc. The E-Lume product line includes LED, halogen, fluorescent, HID and incandescent lamps that offer good value with excellent performance. The head office of Standard Products is located in Montreal, Canada. Standard supplies a full range of lighting solutions to the North American market. Standard Products Inc. is a Gold Standard Winner as one of Canada's Best Managed Companies. Resources Step by Step, How to Buy an LED Bulb for Your Home 40,000 Hour Life • Energy Star • Dimmable Elume - 7W MR16 LED - 50W Equal - Flood - Halogen-White Light | 3000 | 83 | 520 | 70.2703 | 25000 | 7.4 | 1 | 6.95 | 6.95 | 8.1665 | 2020Q2 | https://www.topbulb.com/elume-7w-mr16-led-50w-equal-flood-halogen-white-light | Top Bulb | 2020 | Yes
LED Lighting | Reflector | E-Lume | True |  | Reflector (Flood/Spot) | MR16 | GU5.3 | Damp Location Rated,Recessed Fixtures Topbulb » LED Bulbs » LED MR16 » 12V MR16 » 50W Equal » Elume - 7W MR16 LED - 50W Equal - Narrow Flood - Halogen-White Light Elume brand LED light bulbs offer quality manufacturing with all the benefits of long bulb life and energy savings at an attractive price. The Energy Star qualification provides assurance that these bulbs will produce the light levels, savings and rated life claimed by the manufacturer. This quality, 40,000 hour life LED MR16 with a bipin base, operates on 12 volt low voltage and is a direct replacement for a 50 watt equivalent halogen MR16 bulb used track and accent lighting. The bulb produces light that matches the color characteristics of halogen. Simply remove the existing bulb and replace with this energy saving, long life LED. The 25 degree beam produced by this LED lamp provides a medium focus for accent lighting. Fully dimmable, consult the document below for compatible dimmers that will provide optimum dimming. This is an Energy Star qualified product. Shipping Notice This item will not ship to Canada. LED Technology Notice Due to constantly evolving nature of LED technology, manufacturers will reserve the right to replace this product with next generation technology. We appreciate your understanding and acceptance of this policy. Applications Track LightingAccent Lighting Utility/Government Incentives Documents Elume 63605 Specifications and Dimmer List About E-Lume E-Lume is a value brand of Standard Products Inc. The E-Lume product line includes LED, halogen, fluorescent, HID and incandescent lamps that offer good value with excellent performance. The head office of Standard Products is located in Montreal, Canada. Standard supplies a full range of lighting solutions to the North American market. Standard Products Inc. is a Gold Standard Winner as one of Canada's Best Managed Companies. Resources Step by Step, How to Buy an LED Bulb for Your Home 40,000 Hour Life • Energy Star • Dimmable Elume - 7W MR16 LED - 50W Equal - Narrow Flood - Halogen-White Light | 3000 | 83 | 520 | 70.2703 | 25000 | 7.4 | 1 | 7.18 | 7.18 | 8.4368 | 2020Q2 | https://www.topbulb.com/elume-7w-mr16-led-50w-equal-narrow-flood-halogen-white-light | Top Bulb | 2020 | Yes
LED Lighting | Reflector | GE Lighting | True | Daylighting/Photocell, | Reflector (Flood/Spot) | BR40 | E26 (Medium) | Damp Location Rated,Use With Timers,Use With Photo and/or Motion Sensors,Recessed Fixtures Topbulb » LED Bulbs » LED Reflector Flood » 85W Equal » GE 14708 ¦ 13W BR40 LED - 85W Equal - Flood - 3000K Use this GE 13 watt BR40 LED as a direct, energy saving replacement for an 85 watt BR40 incandescent. Energy Star qualified. See the document below for complete specifications. LED Technology Notice Due to constantly evolving nature of LED technology, manufacturers will reserve the right to replace this product with next generation technology. We appreciate your understanding and acceptance of this policy. Utility/Government Incentives Documents GE LED13DBR40/830 Specification Sheet About GE Lighting Started over 130 years ago, General Electric began with Thomas Edison's invention of the world's first affordable incandescent light bulb. More than a century later, the company still brings light to the world through its products. Its modern new light technologies, such as fluorescent and LED light bulbs, cost less and are more energy efficient and environmentally friendly. GE currently works to make nearly all of their lighting products Energy Star certified. 25,000 Hours • 1070 Lumens • Medium Screw Base GE 14708 ¦ 13W BR40 LED - 85W Equal - Flood - 3000K | 3000 | 81 | 1070 | 82.3077 | 25000 | 13 | 1 | 11.17 | 11.17 | 13.1252 | 2020Q2 | https://www.topbulb.com/ge-14708-13w-led-br40-e26-medium-base-3000k | Top Bulb | 2020 | Yes
LED Lighting | Decorative | GE Lighting | True | Daylighting/Photocell, | Decorative | CA10 | E12 (Candelabra) | Damp Location Rated,Use With Timers,Not for Use in Recessed Fixtures,Use With Photo and/or Motion Sensors Topbulb » LED Bulbs » LED Chandelier » GE 21231 ¦ 4W LED Bent Tip - 40W Equal - Candelabra Base - 2700K Use this GE 4 watt, bent tip candelabra base LED as a direct replacement for a 40 watt incandescent. LED Technology Notice Due to constantly evolving nature of LED technology, manufacturers will reserve the right to replace this product with next generation technology. We appreciate your understanding and acceptance of this policy. Utility/Government Incentives Documents GE 21231 Spec Sheet About GE Lighting Started over 130 years ago, General Electric began with Thomas Edison's invention of the world's first affordable incandescent light bulb. More than a century later, the company still brings light to the world through its products. Its modern new light technologies, such as fluorescent and LED light bulbs, cost less and are more energy efficient and environmentally friendly. GE currently works to make nearly all of their lighting products Energy Star certified. 15,000 Hours • Warm White Light • Dimmable GE 21231 ¦ 4W LED Bent Tip - 40W Equal - Candelabra Base - 2700K | 2700 | 82 | 300 | 71.4286 | 15000 | 4.2 | 1 | 5.95 | 5.95 | 6.9915 | 2020Q2 | https://www.topbulb.com/ge-21231-4w-led-cac-2700k | Top Bulb | 2020 | Yes
LED Lighting | Decorative | GE Lighting | True | Daylighting/Photocell, | Decorative | CA10 | E12 (Candelabra) | Damp Location Rated,Use With Timers,Not for Use in Recessed Fixtures,Use With Photo and/or Motion Sensors Topbulb » LED Bulbs » LED Chandelier » GE 21233 ¦ 7W LED Bent Tip - 40W Equal - Candelabra Base - 2700K Use this GE 7 watt, bent tip candelabra base LED as a direct replacement for a 50 watt incandescent. LED Technology Notice Due to constantly evolving nature of LED technology, manufacturers will reserve the right to replace this product with next generation technology. We appreciate your understanding and acceptance of this policy. Utility/Government Incentives Documents GE 21233 Spec Sheet About GE Lighting Started over 130 years ago, General Electric began with Thomas Edison's invention of the world's first affordable incandescent light bulb. More than a century later, the company still brings light to the world through its products. Its modern new light technologies, such as fluorescent and LED light bulbs, cost less and are more energy efficient and environmentally friendly. GE currently works to make nearly all of their lighting products Energy Star certified. 15,000 Hours • 500 Lumens • Dimmable GE 21233 ¦ 7W LED Bent Tip - 40W Equal - Candelabra Base - 2700K | 2700 | 82 | 500 | 76.9231 | 15000 | 6.5 | 1 | 7.95 | 7.95 | 9.3416 | 2020Q2 | https://www.topbulb.com/ge-21233-7w-led-cac-2700k | Top Bulb | 2020 | Yes
LED Lighting | Decorative | GE Lighting | True | Daylighting/Photocell, | Decorative | CA10 | E26 (Medium) | Damp Location Rated,Use With Timers,Not for Use in Recessed Fixtures,Use With Photo and/or Motion Sensors Topbulb » LED Bulbs » LED Chandelier » GE 21250 ¦ 4W LED Bent Tip - 40W Equal - Medium Base - 2700K Use this GE 4 watt, bent tip medium base LED as a direct replacement for a 40 watt incandescent. LED Technology Notice Due to constantly evolving nature of LED technology, manufacturers will reserve the right to replace this product with next generation technology. We appreciate your understanding and acceptance of this policy. Utility/Government Incentives Documents GE 21250 Spec Sheet About GE Lighting Started over 130 years ago, General Electric began with Thomas Edison's invention of the world's first affordable incandescent light bulb. More than a century later, the company still brings light to the world through its products. Its modern new light technologies, such as fluorescent and LED light bulbs, cost less and are more energy efficient and environmentally friendly. GE currently works to make nearly all of their lighting products Energy Star certified. 15,000 Hours • 300 Lumens • Dimmable GE 21250 ¦ 4W LED Bent Tip - 40W Equal - Medium Base - 2700K | 2700 | 82 | 300 | 71.4286 | 15000 | 4.2 | 1 | 5.95 | 5.95 | 6.9915 | 2020Q2 | https://www.topbulb.com/ge-21250-4w-led-cam-2700k | Top Bulb | 2020 | Yes
LED Lighting | Reflector | GE Lighting |  |  | Reflector (Flood/Spot) | PAR38 | E26 (Medium) | Damp Location Rated,Not Rated for Recessed Fixtures Topbulb » LED Bulbs » LED PAR » LED PAR38 » 250W Equal » GE 25953 ¦ 28W LED PAR38 - Flood - 3000K Use this GE PAR38 as an energy saving, long life direct replacement for a 250 watt PAR38 halogen. LED Technology Notice Due to constantly evolving nature of LED technology, manufacturers will reserve the right to replace this product with next generation technology. We appreciate your understanding and acceptance of this policy. About GE Lighting Started over 130 years ago, General Electric began with Thomas Edison's invention of the world's first affordable incandescent light bulb. More than a century later, the company still brings light to the world through its products. Its modern new light technologies, such as fluorescent and LED light bulbs, cost less and are more energy efficient and environmentally friendly. GE currently works to make nearly all of their lighting products Energy Star certified. 25,000 Hours • 40° Beam • 2400 Lumens GE 25953 ¦ 28W LED PAR38 - Flood - 3000K | 3000 | 83 | 2400 | 85.7143 | 25000 | 28 | 1 | 53.95 | 53.95 | 63.3933 | 2020Q2 | https://www.topbulb.com/ge-25953-28w-led-par38-3000k | Top Bulb | 2020 | Yes
LED Lighting | Reflector | GE Lighting | True | Daylighting/Photocell, | Reflector (Flood/Spot) | PAR16 | GU10 | Use With Timers,Use With Photo and/or Motion Sensors,Recessed Fixtures Topbulb » Brands » GE Lighting » LED Lamps » Directional » MR » GE 26346 ¦ 6W LED MR16 - 35W Equal - GU10 Base - Narrow Flood - 3000K Use this 6 watt, 120 volt GE MR16 LED as a direct replacement for a 35 watt halogen MR16 with a GU10 base and matching beam spread.See the document below for complete specifications. LED Technology Notice Due to constantly evolving nature of LED technology, manufacturers will reserve the right to replace this product with next generation technology. We appreciate your understanding and acceptance of this policy. Utility/Government Incentives Documents GE 26346 Specification Sheet About GE Lighting Started over 130 years ago, General Electric began with Thomas Edison's invention of the world's first affordable incandescent light bulb. More than a century later, the company still brings light to the world through its products. Its modern new light technologies, such as fluorescent and LED light bulbs, cost less and are more energy efficient and environmentally friendly. GE currently works to make nearly all of their lighting products Energy Star certified. 25,000 Hours • 120V • 380 Lumens • Dimmable GE 26346 ¦ 6W LED MR16 - 35W Equal - GU10 Base - Narrow Flood - 3000K | 3000 | 82 | 430 | 81.1321 | 25000 | 5.3 | 1 | 11.95 | 11.95 | 14.0417 | 2020Q2 | https://www.topbulb.com/ge-26346-6w-led-mr16-3000k | Top Bulb | 2020 | Yes
LED Lighting | Reflector | GE Lighting | True | Daylighting/Photocell, | Reflector (Flood/Spot) | PAR16 | E26 (Medium) | Use With Timers,Use With Photo and/or Motion Sensors,Not Rated for Recessed Fixtures Topbulb » LED Bulbs » LED PAR » LED PAR16 » GE 26383 ¦ 4W LED PAR16 - Narrow Flood - 3000K Use this GE 4 watt PAR16 as a direct replacement for a 35 watt PAR16 halogen. LED Technology Notice Due to constantly evolving nature of LED technology, manufacturers will reserve the right to replace this product with next generation technology. We appreciate your understanding and acceptance of this policy. Utility/Government Incentives Documents GE 26383 Spec Sheet About GE Lighting Started over 130 years ago, General Electric began with Thomas Edison's invention of the world's first affordable incandescent light bulb. More than a century later, the company still brings light to the world through its products. Its modern new light technologies, such as fluorescent and LED light bulbs, cost less and are more energy efficient and environmentally friendly. GE currently works to make nearly all of their lighting products Energy Star certified. 25,000 Hours • 260 Lumens • 720 CD GE 26383 ¦ 4W LED PAR16 - Narrow Flood - 3000K | 3000 | 82 | 260 | 70.2703 | 25000 | 3.7 | 1 | 11.95 | 11.95 | 14.0417 | 2020Q2 | https://www.topbulb.com/ge-26383-4w-led-par16-3000k | Top Bulb | 2020 | Yes
LED Lighting | Reflector | GE Lighting | True | Daylighting/Photocell, | Reflector (Flood/Spot) | PAR38 | E26 (Medium) | Use With Timers,Use With Photo and/or Motion Sensors,Wet Location Rated,Recessed Fixtures Topbulb » LED Bulbs » LED PAR » LED PAR38 » 90W Equal » GE 32213 ¦ 15W LED PAR38 - 90W Equal - 40° Flood - 3000K Use this GE PAR38 as an energy saving, long life direct replacement for a 90 to 100 watt PAR38 halogen. LED Technology Notice Due to constantly evolving nature of LED technology, manufacturers will reserve the right to replace this product with next generation technology. We appreciate your understanding and acceptance of this policy. Utility/Government Incentives Documents GE 32213 Spec Sheet About GE Lighting Started over 130 years ago, General Electric began with Thomas Edison's invention of the world's first affordable incandescent light bulb. More than a century later, the company still brings light to the world through its products. Its modern new light technologies, such as fluorescent and LED light bulbs, cost less and are more energy efficient and environmentally friendly. GE currently works to make nearly all of their lighting products Energy Star certified. 25,000 Hours • 40° Beam • 1300 Lumens • Wet Listed GE 32213 ¦ 15W LED PAR38 - 90W Equal - 40° Flood - 3000K | 3000 | 84 | 1300 | 86.6667 | 25000 | 15 | 1 | 9.95 | 9.95 | 11.6916 | 2020Q2 | https://www.topbulb.com/ge-32213-15w-led-par38-3000k | Top Bulb | 2020 | Yes
LED Lighting | Downlight | GE Lighting | True |  | LED |  | Other | Downlight Solid State Retrofit Topbulb » Fixtures » Commercial Fixtures » Indoor » Recessed Downlights » LED - Retrofit » 4" Retrofit » GE 35365 ¦ 10W LED - Retrofit Downlight - 4" - 700 Lumens - 4000K - E26 Base This GE LED10RS4/840E26P is a 10W, 120V LED 4" aperture recessed downlight retrofit providing cool white illumination. This GE downlight is the perfect refit solution to give an updated look to ceilings with recessed lighting. Simply replace the existing BR30 lamp with the LED downlight, no tools or wiring required. The pigtail connector has a standard medium, E26 base. Standard 120 volt dimming. Damp location rated. LED Technology Notice Due to constantly evolving nature of LED technology, manufacturers will reserve the right to replace this product with next generation technology. We appreciate your understanding and acceptance of this policy. Utility/Government Incentives Documents GE 35365 Spec Sheet About GE Lighting Started over 130 years ago, General Electric began with Thomas Edison's invention of the world's first affordable incandescent light bulb. More than a century later, the company still brings light to the world through its products. Its modern new light technologies, such as fluorescent and LED light bulbs, cost less and are more energy efficient and environmentally friendly. GE currently works to make nearly all of their lighting products Energy Star certified. 50,000 Hour LED • 65W Equivalent GE 35365 ¦ 10W LED - Retrofit Downlight - 4" - 700 Lumens - 4000K - E26 Base | 4000 | 80 | 700 | 66.6667 | 50000 | 10.5 | 1 | 14.95 | 14.95 | 17.5668 | 2020Q2 | https://www.topbulb.com/ge-35365-10w-led-4-recessed-downlight-4000k | Top Bulb | 2020 | Yes
LED Lighting | Reflector | GE Lighting | True |  | Reflector (Flood/Spot) | PAR30 | E26 (Medium) | Damp Location Rated,Recessed Fixtures Topbulb » LED Bulbs » LED PAR » LED PAR30 » 90W Equal » GE 42133 ¦ 12W LED PAR30 - Narrow Flood - 2700K Use this Energy Star rated GE PAR30 as an energy saving, long life direct replacement for a 90 watt PAR30 halogen. LED Technology Notice Due to constantly evolving nature of LED technology, manufacturers will reserve the right to replace this product with next generation technology. We appreciate your understanding and acceptance of this policy. Utility/Government Incentives Documents GE 42133 Spec Sheet About GE Lighting Started over 130 years ago, General Electric began with Thomas Edison's invention of the world's first affordable incandescent light bulb. More than a century later, the company still brings light to the world through its products. Its modern new light technologies, such as fluorescent and LED light bulbs, cost less and are more energy efficient and environmentally friendly. GE currently works to make nearly all of their lighting products Energy Star certified. 25,000 Hours • 25° Beam • 4700 CD GE 42133 ¦ 12W LED PAR30 - Narrow Flood - 2700K | 2700 | 82 | 1000 | 83.3333 | 25000 | 12 | 1 | 20.95 | 20.95 | 24.6171 | 2020Q2 | https://www.topbulb.com/ge-42133-12w-led-par30-2700k | Top Bulb | 2020 | Yes
LED Lighting | Reflector | GE Lighting | True |  | Reflector (Flood/Spot) | PAR30 | E26 (Medium) | Damp Location Rated,Recessed Fixtures Topbulb » LED Bulbs » LED PAR » LED PAR30 » 90W Equal » GE 42134 ¦ 12W LED PAR30 - Flood - 2700K Use this Energy Star rated GE PAR30 as an energy saving, long life direct replacement for a 90 watt PAR30 halogen. LED Technology Notice Due to constantly evolving nature of LED technology, manufacturers will reserve the right to replace this product with next generation technology. We appreciate your understanding and acceptance of this policy. Utility/Government Incentives Documents GE 42134 Spec Sheet About GE Lighting Started over 130 years ago, General Electric began with Thomas Edison's invention of the world's first affordable incandescent light bulb. More than a century later, the company still brings light to the world through its products. Its modern new light technologies, such as fluorescent and LED light bulbs, cost less and are more energy efficient and environmentally friendly. GE currently works to make nearly all of their lighting products Energy Star certified. 25,000 Hours • 40° Beam • 1000 Lumens GE 42134 ¦ 12W LED PAR30 - Flood - 2700K | 2700 | 82 | 1000 | 83.3333 | 25000 | 12 | 1 | 20.95 | 20.95 | 24.6171 | 2020Q2 | https://www.topbulb.com/ge-42134-12w-led-par30-2700k | Top Bulb | 2020 | Yes
LED Lighting | Reflector | GE Lighting | True |  | Reflector (Flood/Spot) | PAR30L | E26 (Medium) | Damp Location Rated,Recessed Fixtures Topbulb » LED Bulbs » LED PAR » LED PAR30 » 90W Equal / Long Neck » GE 42136 ¦ 12W LED PAR30LN - Narrow Flood - 3000K Use this Energy Star rated GE PAR30 long neck as an energy saving, long life direct replacement for a 90 watt PAR30 long neck halogen. LED Technology Notice Due to constantly evolving nature of LED technology, manufacturers will reserve the right to replace this product with next generation technology. We appreciate your understanding and acceptance of this policy. Utility/Government Incentives Documents GE 42136 Spec Sheet About GE Lighting Started over 130 years ago, General Electric began with Thomas Edison's invention of the world's first affordable incandescent light bulb. More than a century later, the company still brings light to the world through its products. Its modern new light technologies, such as fluorescent and LED light bulbs, cost less and are more energy efficient and environmentally friendly. GE currently works to make nearly all of their lighting products Energy Star certified. 25,000 Hours • 25° Beam • 4800 CD GE 42136 ¦ 12W LED PAR30LN - Narrow Flood - 3000K | 3000 | 83 | 1050 | 87.5 | 25000 | 12 | 1 | 20.95 | 20.95 | 24.6171 | 2020Q2 | https://www.topbulb.com/ge-42136-12w-led-par30ln-3000k | Top Bulb | 2020 | Yes
LED Lighting | Reflector | GE Lighting | True |  | Reflector (Flood/Spot) | PAR30L | E26 (Medium) | Damp Location Rated,Recessed Fixtures Topbulb » LED Bulbs » LED PAR » LED PAR30 » 90W Equal / Long Neck » GE 42137 ¦ 12W LED PAR30LN - Flood - 3000K Use this Energy Star rated GE PAR30 long neck as an energy saving, long life direct replacement for a 90 watt PAR30 long neck halogen. LED Technology Notice Due to constantly evolving nature of LED technology, manufacturers will reserve the right to replace this product with next generation technology. We appreciate your understanding and acceptance of this policy. Utility/Government Incentives Documents GE 42137 Spec Sheet About GE Lighting Started over 130 years ago, General Electric began with Thomas Edison's invention of the world's first affordable incandescent light bulb. More than a century later, the company still brings light to the world through its products. Its modern new light technologies, such as fluorescent and LED light bulbs, cost less and are more energy efficient and environmentally friendly. GE currently works to make nearly all of their lighting products Energy Star certified. 25,000 Hours • 40° Beam • 1050 Lumens GE 42137 ¦ 12W LED PAR30LN - Flood - 3000K | 3000 | 83 | 1050 | 87.5 | 25000 | 12 | 1 | 20.95 | 20.95 | 24.6171 | 2020Q2 | https://www.topbulb.com/ge-42137-12w-led-par30ln-3000k | Top Bulb | 2020 | Yes
LED Lighting | Reflector | GE Lighting | True |  | Reflector (Flood/Spot) | PAR30L | E26 (Medium) | Damp Location Rated,Recessed Fixtures Topbulb » LED Bulbs » LED PAR » LED PAR30 » 90W Equal / Long Neck » GE 42141 ¦ 12W LED PAR30LN - Narrow Flood - 2700K Use this Energy Star rated GE PAR30 long neck as an energy saving, long life direct replacement for a 90 watt PAR30 long neck halogen. LED Technology Notice Due to constantly evolving nature of LED technology, manufacturers will reserve the right to replace this product with next generation technology. We appreciate your understanding and acceptance of this policy. Utility/Government Incentives Documents GE 42141 Spec Sheet About GE Lighting Started over 130 years ago, General Electric began with Thomas Edison's invention of the world's first affordable incandescent light bulb. More than a century later, the company still brings light to the world through its products. Its modern new light technologies, such as fluorescent and LED light bulbs, cost less and are more energy efficient and environmentally friendly. GE currently works to make nearly all of their lighting products Energy Star certified. 25,000 Hours • 25° Beam • 4700 CD GE 42141 ¦ 12W LED PAR30LN - Narrow Flood - 2700K | 2700 | 82 | 1000 | 83.3333 | 25000 | 12 | 1 | 20.95 | 20.95 | 24.6171 | 2020Q2 | https://www.topbulb.com/ge-42141-12w-led-par30ln-2700k | Top Bulb | 2020 | Yes
LED Lighting | Reflector | GE Lighting | True |  | Reflector (Flood/Spot) | PAR30L | E26 (Medium) | Damp Location Rated,Recessed Fixtures Topbulb » LED Bulbs » LED PAR » LED PAR30 » 90W Equal / Long Neck » GE 42144 ¦ 12W LED PAR30LN - Flood - 2700K Use this Energy Star rated GE PAR30 long neck as an energy saving, long life direct replacement for a 90 watt PAR30 long neck halogen. LED Technology Notice Due to constantly evolving nature of LED technology, manufacturers will reserve the right to replace this product with next generation technology. We appreciate your understanding and acceptance of this policy. Utility/Government Incentives Documents GE 42144 Spec Sheet About GE Lighting Started over 130 years ago, General Electric began with Thomas Edison's invention of the world's first affordable incandescent light bulb. More than a century later, the company still brings light to the world through its products. Its modern new light technologies, such as fluorescent and LED light bulbs, cost less and are more energy efficient and environmentally friendly. GE currently works to make nearly all of their lighting products Energy Star certified. 25,000 Hours • 40° Beam • 1000 Lumens GE 42144 ¦ 12W LED PAR30LN - Flood - 2700K | 2700 | 82 | 1000 | 83.3333 | 25000 | 12 | 1 | 19.95 | 19.95 | 23.442 | 2020Q2 | https://www.topbulb.com/ge-42144-12w-led-par30ln-2700k | Top Bulb | 2020 | Yes
LED Lighting | Reflector | GE Lighting | True | Daylighting/Photocell, | Reflector (Flood/Spot) | BR40 | E26 (Medium) | Damp Location Rated,Use With Timers,Use With Photo and/or Motion Sensors,Recessed Fixtures Topbulb » LED Bulbs » LED Reflector Flood » 85W Equal » GE 64176 ¦ 13W BR40 LED - 85W Equal - Flood - 2700K Use this GE 13 watt BR40 LED as a direct, energy saving replacement for an 85 watt BR40 incandescent. Energy Star qualified. See the document below for complete specifications. LED Technology Notice Due to constantly evolving nature of LED technology, manufacturers will reserve the right to replace this product with next generation technology. We appreciate your understanding and acceptance of this policy. Utility/Government Incentives Documents GE LED13DBR40/827 Specification Sheet About GE Lighting Started over 130 years ago, General Electric began with Thomas Edison's invention of the world's first affordable incandescent light bulb. More than a century later, the company still brings light to the world through its products. Its modern new light technologies, such as fluorescent and LED light bulbs, cost less and are more energy efficient and environmentally friendly. GE currently works to make nearly all of their lighting products Energy Star certified. 25,000 Hours • 1070 Lumens • Medium Screw Base GE 64176 ¦ 13W BR40 LED - 85W Equal - Flood - 2700K | 2700 | 82 | 1070 | 82.3077 | 25000 | 13 | 1 | 11.17 | 11.17 | 13.1252 | 2020Q2 | https://www.topbulb.com/ge-64176-13w-led-br40-e26-medium-base-2700k | Top Bulb | 2020 | Yes
LED Lighting | Reflector | GE Lighting | True |  | Reflector (Flood/Spot) | PAR38 | E26 (Medium) | Wet Location Rated,Recessed Fixtures Topbulb » LED Bulbs » LED PAR » LED PAR38 » 120W Equal » GE 65730 ¦ 18W LED PAR38 - 25° Narrow Flood - 5000K Use this GE PAR38 as an energy saving, long life direct replacement for a 120 watt PAR38 halogen. LED Technology Notice Due to constantly evolving nature of LED technology, manufacturers will reserve the right to replace this product with next generation technology. We appreciate your understanding and acceptance of this policy. Utility/Government Incentives Documents GE 65730 Spec Sheet About GE Lighting Started over 130 years ago, General Electric began with Thomas Edison's invention of the world's first affordable incandescent light bulb. More than a century later, the company still brings light to the world through its products. Its modern new light technologies, such as fluorescent and LED light bulbs, cost less and are more energy efficient and environmentally friendly. GE currently works to make nearly all of their lighting products Energy Star certified. 25,000 Hours • 25° Beam • 6500 CD • Wet Listed GE 65730 ¦ 18W LED PAR38 - 25° Narrow Flood - 5000K | 5000 | 84 | 1700 | 94.4444 | 25000 | 18 | 1 | 23.95 | 23.95 | 28.1422 | 2020Q2 | https://www.topbulb.com/ge-65730-18w-led-par38-5000k | Top Bulb | 2020 | Yes
LED Lighting | Reflector | GE Lighting | True | Daylighting/Photocell, | Reflector (Flood/Spot) | BR30 | E26 (Medium) | Damp Location Rated,Use With Timers,Use With Photo and/or Motion Sensors,Recessed Fixtures Topbulb » LED Bulbs » LED Reflector Flood » 65W / 75W Equal » GE 68161 ¦ 10W LED BR30 - 65W Equal - Flood - 3000K Use this GE 10 watt LED BR30 as an energy efficient, long life replacement for a traditional 65 watt incandescent BR30. LED Technology Notice Due to constantly evolving nature of LED technology, manufacturers will reserve the right to replace this product with next generation technology. We appreciate your understanding and acceptance of this policy. Utility/Government Incentives Documents GE 68161 Specification Sheet About GE Lighting Started over 130 years ago, General Electric began with Thomas Edison's invention of the world's first affordable incandescent light bulb. More than a century later, the company still brings light to the world through its products. Its modern new light technologies, such as fluorescent and LED light bulbs, cost less and are more energy efficient and environmentally friendly. GE currently works to make nearly all of their lighting products Energy Star certified. 25,000 Hours • 700 Lumens • Dimmable GE 68161 ¦ 10W LED BR30 - 65W Equal - Flood - 3000K | 3000 | 81 | 700 | 70 | 25000 | 10 | 1 | 6.95 | 6.95 | 8.1665 | 2020Q2 | https://www.topbulb.com/ge-68161-10w-led-br30-3000k | Top Bulb | 2020 | Yes
LED Lighting | Reflector | GE Lighting | True | Daylighting/Photocell, | Reflector (Flood/Spot) | BR30 | E26 (Medium) | Damp Location Rated,Use With Timers,Use With Photo and/or Motion Sensors,Recessed Fixtures Topbulb » LED Bulbs » LED Reflector Flood » 65W / 75W Equal » GE 69107 ¦ 10W LED BR30 - 65W Equal - Flood - 5000K Use this GE 10 watt LED BR30 as an energy efficient, long life replacement for a traditional 65 watt incandescent BR30 in application requiring very cool white illumination. LED Technology Notice Due to constantly evolving nature of LED technology, manufacturers will reserve the right to replace this product with next generation technology. We appreciate your understanding and acceptance of this policy. Utility/Government Incentives Documents GE 69107 Specification Sheet About GE Lighting Started over 130 years ago, General Electric began with Thomas Edison's invention of the world's first affordable incandescent light bulb. More than a century later, the company still brings light to the world through its products. Its modern new light technologies, such as fluorescent and LED light bulbs, cost less and are more energy efficient and environmentally friendly. GE currently works to make nearly all of their lighting products Energy Star certified. 25,000 Hours • 700 Lumens • Dimmable GE 69107 ¦ 10W LED BR30 - 65W Equal - Flood - 5000K | 5000 | 82 | 700 | 70 | 25000 | 10 | 1 | 8.95 | 8.95 | 10.5166 | 2020Q2 | https://www.topbulb.com/ge-69107-10w-led-br30-5000k | Top Bulb | 2020 | Yes
LED Lighting | A-Type | Green Creative | True |  | General Purpose Replacement | A19 | E26 (Medium) | Not for Use in Recessed Fixtures,Damp Location Rated Not for Use in Recessed Fixtures,Damp Location Rated Product Description Add 3000K of warm white light to your interior by replacing your old bulbs with Green Creative 6W A19 lamps. Their energy-efficient luminaires are a high-quality upgrade for standard 40 watt incandescent bulbs in any residential or office setting. These 6 watt lamps are part of the Titanium LED series, and they're compatible with any E26 lamp base. They're dimmable to 5 percent and offer up to 80 percent energy savings. Product Features: Omni-directional 230-degree beam angle Warm white color temperature with an efficacy of 80 LPW Color rendering of 82+ Compatible with E26 lamp bases Dimmable to 5 percent Lifespan of 25,000 hours Three-year warranty Applications: General interior lighting Shaded lamps Medium (E26) 6A19DIM/830 - 40W Incandescent Equivalent - 480 Lumens - 82 CRI - 230° Beam Angle - 120V Green Creative 97986 - 6W LED A19 - 3000K - E26 | 3000 | 83 | 480 | 80 | 25000 | 6 | 1 | 3.58 | 3.58 | 4.2066 | 2020Q3 | https://www.energyavenue.com/Green-Creative/97986 | Energy Avenue | 2020 | Yes
LED Lighting | A-Type | MaxLite | True |  | General Purpose Replacement | A19 | E26 (Medium) | Damp Location Rated,Recessed Fixtures Damp Location Rated,Recessed Fixtures Base TypeGU24Medium (E26) Wattage11 Watt15 Watt6 Watt9 Watt Color Temp.2700K3000K4000K Product Description Saving up to 85 percent on your energy bill by switching to this 6W LED A19 bulb from Maxlite. This quality product replaces your old 40W incandescent bulbs for any general lighting purpose, and you'll enjoy 2700K of warm white light for up to 25,000 hours. Energy Star certified. Product Features: Direct replacement for 40W incandescent lamps Compatible with most G8 base fixtures Classic A19 form factor Dimmable to 10 percent Color accuracy of 80 CRI Suitable for use in damp locations Energy Star certified Lifespan of up to 25,000 hours Five-year warranty Applications: General residential or commercial lighting Alternate Product Versions $3.75 add Maxlite 14099413 - 11W LED A19 - 4000K E11A19GUDLED40/G7 - 1,100 Lumens - 80 CRI - 75W Incandescent Equivalent - 120V $2.80 add Maxlite 14099410 - 9W LED A19 - 4000K E9A19GUDLED40/G7 - 800 Lumens - 80 CRI - 60W Incandescent Equivalent - 120V $3.65 add Maxlite 14099401 - 11W LED A19 - 4000K E11A19DLED40/G8 - 1,100 Lumens - 80 CRI - 75W Incandescent Equivalent - 220° - 120V $4.10 add Maxlite 14099402 - 15W LED A19 Bulb - 2700K - E26 Base E15A19DLED27/G8 - 1,600 Lumens - 82 CRI - 100W Incandescent Equivalent - 300° - 120V $3.65 add Maxlite 14099399 - 11W LED A19 Bulb - 2700K - E26 Base E11A19DLED27/G6 - 1,100 Lumens - 82 CRI - 75W Incandescent Equivalent - 300° - 120V $2.40 add Maxlite 14099407 - 6W LED A19 Bulb - 4000K E6A19GUDLED40/G6 - 480 Lumens - 83 CRI - 40W Incandescent Equivalent - 300° - 120V $3.70 add Maxlite 14099400 - 11W LED A19 Bulb - 3000K E11A19DLED30/G6 - 1,100 Lumens - 80 CRI - 75W Incandescent Equivalent - 300° - 120V $4.15 add Maxlite 14099415 - 15W LED A19 Bulb - 3000K E15A19GUDLED30/G7 - 1,600 Lumens - 80 CRI - 100W Incandescent Equivalent - 120V $4.70 add Maxlite 14099416 - 15W LED A19 Bulb - 4000K E15A19GUDLED40/G7 - 1,600 Lumens - 80 CRI - 100W Incandescent Equivalent - 120V - OUT OF STOCK UNTIL EARLY OCTOBER 2020 $2.45 add Maxlite 14099405 - 6W LED A19 Bulb - 2700K E6A19GUDLED27/G7 - 480 Lumens - 80 CRI - 40W Incandescent Equivalent - 120V $3.90 add Maxlite 14099412 - 11W LED A19 - 3000K E11A19GUDLED30/G7 - 1,100 Lumens - 80 CRI - 75W Incandescent Equivalent - 120V $3.75 add Maxlite 14099411 - 11W LED A19 - 2700K E11A19GUDLED27/G6 - 75W Incandescent Equivalent - GU24 - 1100 Lumens - 120V $2.23 add Maxlite 14099392 - 6W LED A19 - 3000K - E26 E6A19DLED30/G6 - 40W Incandescent Equivalent - 480 Lumens - 80 CRI - 120V $2.40 add Maxlite 14099406 - 6W LED A19 - 3000K E6A19GUDLED30/G6 - 40W Incandescent Equivalent - GU24 - 480 Lumens - 120V $4.13 add Maxlite 14099397 - 9W LED A19 - 3000K - A19 E9A19DLED30/G6 - 60W Incandescent Equivalent - 800 Lumens - 82 CRI - 300° Beam Angle - 120V $2.70 add Maxlite 14099408 - 9W LED A19 - 2700K E9A19GUDLED27/G6 - 60W Incandescent Equivalent - GU24 - 800 Lumens - 120V $2.75 add Maxlite 14099409 - 9W LED A19 - 3000K E9A19GUDLED30/G6 - 60W Incandescent Equivalent - GU24 - 800 Lumens - 120V Medium (E26) E6A19DLED27/G8 - 480 Lumens - 80 CRI - 40W Incandescent Equivalent - 220° - 120V Maxlite 14099390 - 6W LED A19 - 2700K | 2700 | 83 | 480 | 80 | 25000 | 6 | 1 | 2.2 | 2.2 | 2.5851 | 2020Q3 | https://www.energyavenue.com/MaxLite/14099390 | Energy Avenue | 2020 | Yes
LED Lighting | A-Type | MaxLite | True |  | General Purpose Replacement | A19 | E26 (Medium) | Damp Location Rated,Recessed Fixtures Damp Location Rated,Recessed Fixtures Product Description The Maxlite E6A19DLED40/G8 Energy Star certified bulb radiates 4000K cool white illumination for 25,000 life hours. The dome-shaped LED A19 bulb is a 40W incandescent replacement that installs in most standard lamp bases. A five-year warranty also comes with the bulb in case of defects. Maxlite 14099393 Features: Dimmable down to 10% Omni-directional beams Standard E26 base Maxlite 14099393 Applications: Dry and damp locations Residental and commercial use Open and enclosed fixtures Medium (E26) E6A19DLED40/G8 - 480 Lumens - 80 CRI - 40W Incandescent Equivalent - 220° - 120V Maxlite 14099393 - 6W LED A19 - 4000K | 4000 | 82 | 480 | 80 | 25000 | 6 | 50 | 186.5 | 3.73 | 4.3829 | 2020Q3 | https://www.energyavenue.com/MaxLite/14099393 | Energy Avenue | 2020 | Yes
LED Lighting | A-Type | MaxLite | True |  | General Purpose Replacement | A19 | GU24 | Recessed Fixtures,Damp Location Rated Recessed Fixtures,Damp Location Rated Base TypeGU24Medium (E26) Wattage11 Watt15 Watt6 Watt9 Watt Color Temp.2700K3000K4000K Product Description The Maxlite 14099406 is a great energy saving option for GU24 bases. This LED A19 replaces 40W incandescent lights while only using 6W. The LED Enclosed Omni A-Lamp provides a cool white light with its 3000K color temperature and is compatible with many dimmer switches. Designed to last up to 25,000 hours, these LED bulbs come equipped with a 5-year warranty. Maxlite 14099406 Features: A-shape design 300-degree beam angle Dimmable to 10% Five year limited warranty Maxlite 14099406 Applications: Floor lamps Chandeliers Scones Alternate Product Versions $3.75 add Maxlite 14099413 - 11W LED A19 - 4000K E11A19GUDLED40/G7 - 1,100 Lumens - 80 CRI - 75W Incandescent Equivalent - 120V $2.20 add Maxlite 14099390 - 6W LED A19 - 2700K E6A19DLED27/G8 - 480 Lumens - 80 CRI - 40W Incandescent Equivalent - 220° - 120V $2.80 add Maxlite 14099410 - 9W LED A19 - 4000K E9A19GUDLED40/G7 - 800 Lumens - 80 CRI - 60W Incandescent Equivalent - 120V $3.65 add Maxlite 14099401 - 11W LED A19 - 4000K E11A19DLED40/G8 - 1,100 Lumens - 80 CRI - 75W Incandescent Equivalent - 220° - 120V $4.10 add Maxlite 14099402 - 15W LED A19 Bulb - 2700K - E26 Base E15A19DLED27/G8 - 1,600 Lumens - 82 CRI - 100W Incandescent Equivalent - 300° - 120V $3.65 add Maxlite 14099399 - 11W LED A19 Bulb - 2700K - E26 Base E11A19DLED27/G6 - 1,100 Lumens - 82 CRI - 75W Incandescent Equivalent - 300° - 120V $2.40 add Maxlite 14099407 - 6W LED A19 Bulb - 4000K E6A19GUDLED40/G6 - 480 Lumens - 83 CRI - 40W Incandescent Equivalent - 300° - 120V $3.70 add Maxlite 14099400 - 11W LED A19 Bulb - 3000K E11A19DLED30/G6 - 1,100 Lumens - 80 CRI - 75W Incandescent Equivalent - 300° - 120V $4.15 add Maxlite 14099415 - 15W LED A19 Bulb - 3000K E15A19GUDLED30/G7 - 1,600 Lumens - 80 CRI - 100W Incandescent Equivalent - 120V $4.70 add Maxlite 14099416 - 15W LED A19 Bulb - 4000K E15A19GUDLED40/G7 - 1,600 Lumens - 80 CRI - 100W Incandescent Equivalent - 120V - OUT OF STOCK UNTIL EARLY OCTOBER 2020 $2.45 add Maxlite 14099405 - 6W LED A19 Bulb - 2700K E6A19GUDLED27/G7 - 480 Lumens - 80 CRI - 40W Incandescent Equivalent - 120V $3.90 add Maxlite 14099412 - 11W LED A19 - 3000K E11A19GUDLED30/G7 - 1,100 Lumens - 80 CRI - 75W Incandescent Equivalent - 120V $3.75 add Maxlite 14099411 - 11W LED A19 - 2700K E11A19GUDLED27/G6 - 75W Incandescent Equivalent - GU24 - 1100 Lumens - 120V $2.23 add Maxlite 14099392 - 6W LED A19 - 3000K - E26 E6A19DLED30/G6 - 40W Incandescent Equivalent - 480 Lumens - 80 CRI - 120V $4.13 add Maxlite 14099397 - 9W LED A19 - 3000K - A19 E9A19DLED30/G6 - 60W Incandescent Equivalent - 800 Lumens - 82 CRI - 300° Beam Angle - 120V $2.70 add Maxlite 14099408 - 9W LED A19 - 2700K E9A19GUDLED27/G6 - 60W Incandescent Equivalent - GU24 - 800 Lumens - 120V $2.75 add Maxlite 14099409 - 9W LED A19 - 3000K E9A19GUDLED30/G6 - 60W Incandescent Equivalent - GU24 - 800 Lumens - 120V GU24 E6A19GUDLED30/G6 - 40W Incandescent Equivalent - GU24 - 480 Lumens - 120V Maxlite 14099406 - 6W LED A19 - 3000K | 3000 | 83 | 480 | 80 | 25000 | 6 | 1 | 2.4 | 2.4 | 2.8201 | 2020Q3 | https://www.energyavenue.com/MaxLite/14099406 | Energy Avenue | 2020 | Yes
LED Lighting | A-Type | TCP Lighting | True |  | General Purpose Replacement | A19 | E26 (Medium) | Damp Location Rated Damp Location Rated Wattage11 Watt6 Watt9 Watt9.5 Watt Product Description The TCP L40A19D2527K light bulb's exterior is plastic with a standard E26 base. The LED A19 is a 40W incandescent equivalent bulb with 3-way and all purpose abilities along with Energy Star certification. It illuminates 2700K warm white radiance through omni-directional beams too. It's perfect for general lighting applications. TCP L40A19D2527K Features: 25,000 life hours Dims down to 10% 5-year warranty TCP L40A19D2527K Applications: Dry and damp locations Indoor and outdoor use Open and enclosed fixtures Alternate Product Versions $1.61 add TCP L60A19N1550K - 9W LED A19 - 5000K 850 Lumens - 80 CRI - 60W Incandescent Equivalent - 120V $2.30 add TCP L9A19D2530K - Omnidirectional 9W LED A19 - 3000K E26 Base - 60W Incandescent Equivalent - 825 Lumens - 80 CRI - Dimmable - 120 VAC $2.05 add TCP L9A19N1527K - 9W LED A19 - 2700K 60W Incandescent Equivalent - 800 Lumens - 120V $4.25 add TCP - LED11A19DOD27K95 - A19 LED - 60 Watt Incandescent Equivalent 11 Watt - 90 CRI - 2700K $4.50 add TCP LED10A19DOD27KW - 9.5W LED Omni-directional A19 - 2700K - Wet Location E26 Base - 60W Incandescent Equivalent - 800 Lumens - 80 CRI - 120V $6.45 add TCP Lighting - LED9A19DA - Dimmable A19 LED Light Bulb 9 Watt - 82 CRI Medium (E26) 480 Lumens - 80 CRI - 40W Incandescent Equivalent - 120V TCP L40A19D2527K - 6W LED A19 - 2700K | 2700 | 82 | 480 | 80 | 25000 | 6 | 12 | 27.84 | 2.32 | 2.7261 | 2020Q3 | https://www.energyavenue.com/TCP-Lighting/L40A19D2527K | Energy Avenue | 2020 | Yes
LED Lighting | A-Type | TCP Lighting | True |  | General Purpose Replacement | A19 | E26 (Medium) | Damp Location Rated Damp Location Rated Product Description The TCP L40A19D2530K all-purpose bulb's housing is durable plastic material with a standard E26 base. The LED A19 Energy Star certified bulb replaces 40W incandescent bulbs while offering the same 3000K soft white radiance users expect from the bulb. It lasts 50,000 life hours. It includes a 5-year warranty too. TCP L40A19D2530K Features: 3-way A-lamp Dims down to 10% Omni-directional beams TCP L40A19D2530K Applications: Open and enclosed fixtures Indoor and outdoor use Dry and damp locations Medium (E26) 480 Lumens - 80 CRI - 40W Incandescent Equivalent - 120V TCP L40A19D2530K - 6W LED A19 - 3000K | 3000 | 83 | 480 | 80 | 25000 | 6 | 12 | 27.48 | 2.29 | 2.6908 | 2020Q3 | https://www.energyavenue.com/TCP-Lighting/L40A19D2530K | Energy Avenue | 2020 | Yes
LED Lighting | A-Type | Manufacturer: Satco | False |  | General Purpose Replacement | A19 | E26 (Medium) | Damp Location Rated Damp Location Rated Home > Energy Star Qualified Products > 6 Watt 480 Lumen Non-Dimmable LED A19 Enclosed Fixture Rated Light Bulb 2700K ** Non-CEC Compliant - NOT Lawful for Sale in California ** Product Specifications - Quick Reference Input Voltage: Lumens: 120 Volt 480 Lumens Dimensions: Dimmable: 4-3/16" (MOL) x 2-3/8" (MOD) NO - Not Dimmable LED Color: 2700K Warm White Life Time: 15,000 Hours Power Consumption: Luminous Efficacy: 6 Watts 80 lm/W CRI: Certifications: 80 CRI Energy Star, RoHS, cULus Satco's LED series of omni-directional non-dimmable LED A19 Lamps are here to replace your 40 watt and 60 watt incandescent light bulbs or your 9 watt and 13 watt screw-in CFLs. Within this series, Satco is exhibiting their Solid State LED Lighting for these A shaped replacement lamps. This series of A19 LED light bulbs are not dimmable, but are approved for totally enclosed fixtures. They have a long life of 15,000 hours and possess a 3 Year Limited Warranty. This series comes in either a 6 watt model or a 9.5 watt model and the following color temperatures: 2700K, 3000K, and 5000K. This model is part number S9590, which produces 480 lumens of a 2700K warm white color. This bulb consumes just 6 watts of 120 volt energy. This bulb is Energy Star certified, RoHS compliant, cULus - damp location rated, and enclosed fixture rated. This led light bulb is NOT dimmable and has a CRI of 80, while producing zero UV or IR radiation. The innovative design of this A19 bulb features a frosted finish and a medium E26 base. When you replace your 40A19 bulbs with these 6 watt A19 LED bulbs, your energy use decreases significantly while keeping the same look and feel of your old A19 bulbs. Click here for the complete Satco S9590 LED A19 Light Bulb Specification Sheet. Satco 6 Watt 480 Lumen Non-Dimmable LED A19 Enclosed Fixture Rated Light Bulb 2700K | 2700 | 82 | 480 | 80 | 15000 | 6 | 1 | 2.95 | 2.95 | 3.4664 | 2020Q3 | https://www.greenelectricalsupply.com/6-watt-enclosed-fixture-rated-e26-a19-led-light-bulbs-2700k.aspx | Green Electrical Supply | 2020 | Yes
LED Lighting | Downlight | GE Lighting | True |  | LED |  | GU24 | Downlight Solid State Retrofit Topbulb » Fixtures » Commercial Fixtures » Indoor » Recessed Downlights » LED - Retrofit » 5" / 6" Retrofit » GE 70124 ¦ 13W LED - Retrofit Downlight - 6" - 1000 Lumens - 2700K - GU24 Base This GE LED13RS6/827GUP is a 13W, 120V LED 6" aperture recessed downlight retrofit providing warm white illumination. This GE downlight is the perfect refit solution to give an updated look to ceilings with recessed lighting. Simply replace the existing BR30 lamp with the LED downlight, no tools or wiring required. The pigtail connector has a GU24 base. Standard 120 volt dimming. Damp location rated. LED Technology Notice Due to constantly evolving nature of LED technology, manufacturers will reserve the right to replace this product with next generation technology. We appreciate your understanding and acceptance of this policy. Utility/Government Incentives Documents GE 70124 Spec Sheet About GE Lighting Started over 130 years ago, General Electric began with Thomas Edison's invention of the world's first affordable incandescent light bulb. More than a century later, the company still brings light to the world through its products. Its modern new light technologies, such as fluorescent and LED light bulbs, cost less and are more energy efficient and environmentally friendly. GE currently works to make nearly all of their lighting products Energy Star certified. 50,000 Hour LED • 90W Equivalent GE 70124 ¦ 13W LED - Retrofit Downlight - 6" - 1000 Lumens - 2700K - GU24 Base | 2700 | 82 | 1000 | 74.6269 | 50000 | 13.4 | 1 | 18.95 | 18.95 | 22.267 | 2020Q2 | https://www.topbulb.com/ge-70124-13w-led-6-recessed-downlight-3000k | Top Bulb | 2020 | Yes
LED Lighting | Reflector | GE Lighting | True | Daylighting/Photocell, | Reflector (Flood/Spot) | PAR30 | E26 (Medium) | Damp Location Rated,Use With Timers,Use With Photo and/or Motion Sensors,Not Rated for Recessed Fixtures Topbulb » LED Bulbs » LED PAR » LED PAR30 » 90W Equal » GE 73583 ¦ 12W LED PAR30 - Flood - 2700K - Black Body Use this Energy Star rated GE PAR30 as an energy saving, long life direct replacement for a 90 watt PAR30 halogen. LED Technology Notice Due to constantly evolving nature of LED technology, manufacturers will reserve the right to replace this product with next generation technology. We appreciate your understanding and acceptance of this policy. Utility/Government Incentives Documents GE 73583 Spec Sheet About GE Lighting Started over 130 years ago, General Electric began with Thomas Edison's invention of the world's first affordable incandescent light bulb. More than a century later, the company still brings light to the world through its products. Its modern new light technologies, such as fluorescent and LED light bulbs, cost less and are more energy efficient and environmentally friendly. GE currently works to make nearly all of their lighting products Energy Star certified. 25,000 Hours • 40° Beam • 1000 Lumens GE 73583 ¦ 12W LED PAR30 - Flood - 2700K - Black Body | 2700 | 82 | 1000 | 83.3333 | 25000 | 12 | 1 | 22.95 | 22.95 | 26.9671 | 2020Q2 | https://www.topbulb.com/ge-73583-12w-led-par30-2700k | Top Bulb | 2020 | Yes
LED Lighting | Reflector | GE Lighting | True | Daylighting/Photocell, | Reflector (Flood/Spot) | PAR30 | E26 (Medium) | Damp Location Rated,Use With Timers,Use With Photo and/or Motion Sensors,Not Rated for Recessed Fixtures Topbulb » LED Bulbs » LED PAR » LED PAR30 » 90W Equal » GE 84374 ¦ 12W LED PAR30 - Spot - 3000K - High CRI Use this Energy Star rated GE PAR30 15 degree spot as an energy saving, long life direct replacement for a 90 watt PAR30 spot halogen. With a center beam candlepower of 9400cd, this lamp provides the lumen intensity, precise beam and strong color rendering required for some museum, gallery and high end retail applications. See the document below for complete specifications. LED Technology Notice Due to constantly evolving nature of LED technology, manufacturers will reserve the right to replace this product with next generation technology. We appreciate your understanding and acceptance of this policy. Utility/Government Incentives Documents GE84374 Specification Sheet About GE Lighting Started over 130 years ago, General Electric began with Thomas Edison's invention of the world's first affordable incandescent light bulb. More than a century later, the company still brings light to the world through its products. Its modern new light technologies, such as fluorescent and LED light bulbs, cost less and are more energy efficient and environmentally friendly. GE currently works to make nearly all of their lighting products Energy Star certified. 25,000 Hours • 15° Beam • 9400 CD • CRI 90 GE 84374 ¦ 12W LED PAR30 - Spot - 3000K - High CRI | 3000 | 93 | 860 | 71.6667 | 25000 | 12 | 1 | 21.95 | 21.95 | 25.7921 | 2020Q2 | https://www.topbulb.com/ge-84374-12w-led-par30-3000k | Top Bulb | 2020 | Yes
LED Lighting | Reflector | GE Lighting | True |  | Reflector (Flood/Spot) | PAR30 | E26 (Medium) | Damp Location Rated,Recessed Fixtures Topbulb » LED Bulbs » LED PAR » LED PAR30 » 90W Equal » GE 84379 ¦ 12W LED PAR30 - Narrow Flood - 3000K - High CRI Use this Energy Star rated GE PAR30 as an energy saving, long life direct replacement for a 90 watt PAR30 halogen. LED Technology Notice Due to constantly evolving nature of LED technology, manufacturers will reserve the right to replace this product with next generation technology. We appreciate your understanding and acceptance of this policy. Utility/Government Incentives About GE Lighting Started over 130 years ago, General Electric began with Thomas Edison's invention of the world's first affordable incandescent light bulb. More than a century later, the company still brings light to the world through its products. Its modern new light technologies, such as fluorescent and LED light bulbs, cost less and are more energy efficient and environmentally friendly. GE currently works to make nearly all of their lighting products Energy Star certified. 25,000 Hours • 25° Beam • 3900 CD • CRI 90 GE 84379 ¦ 12W LED PAR30 - Narrow Flood - 3000K - High CRI | 3000 | 92 | 900 | 75 | 25000 | 12 | 1 | 21.95 | 21.95 | 25.7921 | 2020Q2 | https://www.topbulb.com/ge-84379-12w-led-par30-3000k | Top Bulb | 2020 | Yes
LED Lighting | Reflector | GE Lighting | True |  | Reflector (Flood/Spot) | PAR30 | E26 (Medium) | Damp Location Rated,Recessed Fixtures Topbulb » LED Bulbs » LED PAR » LED PAR30 » 90W Equal » GE 84380 ¦ 12W LED PAR30 - Flood - 3000K - High CRI Use this Energy Star rated GE PAR30 as an energy saving, long life direct replacement for a 90 watt PAR30 halogen. LED Technology Notice Due to constantly evolving nature of LED technology, manufacturers will reserve the right to replace this product with next generation technology. We appreciate your understanding and acceptance of this policy. Utility/Government Incentives Documents GE 84380 Spec Sheet About GE Lighting Started over 130 years ago, General Electric began with Thomas Edison's invention of the world's first affordable incandescent light bulb. More than a century later, the company still brings light to the world through its products. Its modern new light technologies, such as fluorescent and LED light bulbs, cost less and are more energy efficient and environmentally friendly. GE currently works to make nearly all of their lighting products Energy Star certified. 25,000 Hours • 40° Beam • 900 Lumens • CRI 90 GE 84380 ¦ 12W LED PAR30 - Flood - 3000K - High CRI | 3000 | 92 | 900 | 75 | 25000 | 12 | 1 | 21.95 | 21.95 | 25.7921 | 2020Q2 | https://www.topbulb.com/ge-84380-12w-led-par30-3000k | Top Bulb | 2020 | Yes
LED Lighting | Reflector | GE Lighting | True |  | Reflector (Flood/Spot) | PAR30 | E26 (Medium) | Damp Location Rated,Recessed Fixtures Topbulb » LED Bulbs » LED PAR » LED PAR30 » 90W Equal » GE 84384 ¦ 12W LED PAR30 - Narrow Flood - 3000K Use this Energy Star rated GE PAR30 as an energy saving, long life direct replacement for a 90 watt PAR30 halogen. LED Technology Notice Due to constantly evolving nature of LED technology, manufacturers will reserve the right to replace this product with next generation technology. We appreciate your understanding and acceptance of this policy. Utility/Government Incentives About GE Lighting Started over 130 years ago, General Electric began with Thomas Edison's invention of the world's first affordable incandescent light bulb. More than a century later, the company still brings light to the world through its products. Its modern new light technologies, such as fluorescent and LED light bulbs, cost less and are more energy efficient and environmentally friendly. GE currently works to make nearly all of their lighting products Energy Star certified. 25,000 Hours • 25° Beam • 4800 CD GE 84384 ¦ 12W LED PAR30 - Narrow Flood - 3000K | 3000 | 83 | 1050 | 87.5 | 25000 | 12 | 1 | 20.95 | 20.95 | 24.6171 | 2020Q2 | https://www.topbulb.com/ge-84384-12w-led-par30-3000k | Top Bulb | 2020 | Yes
LED Lighting | Reflector | GE Lighting | True | Daylighting/Photocell, | Reflector (Flood/Spot) | PAR30 | E26 (Medium) | Damp Location Rated,Use With Timers,Use With Photo and/or Motion Sensors,Not Rated for Recessed Fixtures Topbulb » LED Bulbs » LED PAR » LED PAR30 » 90W Equal » GE 84386 ¦ 12W LED PAR30 - Spot - 2700K - High CRI Use this Energy Star rated GE PAR30 as an energy saving, long life direct replacement for a 90 watt PAR30 halogen. LED Technology Notice Due to constantly evolving nature of LED technology, manufacturers will reserve the right to replace this product with next generation technology. We appreciate your understanding and acceptance of this policy. About GE Lighting Started over 130 years ago, General Electric began with Thomas Edison's invention of the world's first affordable incandescent light bulb. More than a century later, the company still brings light to the world through its products. Its modern new light technologies, such as fluorescent and LED light bulbs, cost less and are more energy efficient and environmentally friendly. GE currently works to make nearly all of their lighting products Energy Star certified. 25,000 Hours • 15° Beam • 9000 CD • CRI 90 GE 84386 ¦ 12W LED PAR30 - Spot - 2700K - High CRI | 2700 | 93 | 820 | 68.3333 | 25000 | 12 | 1 | 21.95 | 21.95 | 25.7921 | 2020Q2 | https://www.topbulb.com/ge-84386-12w-led-par30-2700k | Top Bulb | 2020 | Yes
LED Lighting | Reflector | GE Lighting | True |  | Reflector (Flood/Spot) | PAR30 | E26 (Medium) | Damp Location Rated,Recessed Fixtures Topbulb » LED Bulbs » LED PAR » LED PAR30 » 90W Equal » GE 84392 ¦ 12W LED PAR30 - Narrow Flood - 2700K - High CRI Use this Energy Star rated GE PAR30 as an energy saving, long life direct replacement for a 90 watt PAR30 halogen. LED Technology Notice Due to constantly evolving nature of LED technology, manufacturers will reserve the right to replace this product with next generation technology. We appreciate your understanding and acceptance of this policy. Utility/Government Incentives Documents GE 84392 Spec Sheet About GE Lighting Started over 130 years ago, General Electric began with Thomas Edison's invention of the world's first affordable incandescent light bulb. More than a century later, the company still brings light to the world through its products. Its modern new light technologies, such as fluorescent and LED light bulbs, cost less and are more energy efficient and environmentally friendly. GE currently works to make nearly all of their lighting products Energy Star certified. 25,000 Hours • 25° Beam • 3500 CD • CRI 90 GE 84392 ¦ 12W LED PAR30 - Narrow Flood - 2700K - High CRI | 2700 | 92 | 850 | 70.8333 | 25000 | 12 | 1 | 21.95 | 21.95 | 25.7921 | 2020Q2 | https://www.topbulb.com/ge-84392-12w-led-par30-2700k | Top Bulb | 2020 | Yes
LED Lighting | Reflector | GE Lighting | True |  | Reflector (Flood/Spot) | PAR30 | E26 (Medium) | Damp Location Rated,Recessed Fixtures Topbulb » LED Bulbs » LED PAR » LED PAR30 » 90W Equal » GE 84395 ¦ 12W LED PAR30 - Flood - 2700K - High CRI Use this Energy Star rated GE PAR30 as an energy saving, long life direct replacement for a 90 watt PAR30 halogen. LED Technology Notice Due to constantly evolving nature of LED technology, manufacturers will reserve the right to replace this product with next generation technology. We appreciate your understanding and acceptance of this policy. Utility/Government Incentives Documents GE 84395 Spec Sheet About GE Lighting Started over 130 years ago, General Electric began with Thomas Edison's invention of the world's first affordable incandescent light bulb. More than a century later, the company still brings light to the world through its products. Its modern new light technologies, such as fluorescent and LED light bulbs, cost less and are more energy efficient and environmentally friendly. GE currently works to make nearly all of their lighting products Energy Star certified. 25,000 Hours • 40° Beam • 850 Lumens • CRI 90 GE 84395 ¦ 12W LED PAR30 - Flood - 2700K - High CRI | 2700 | 92 | 850 | 70.8333 | 25000 | 12 | 1 | 21.95 | 21.95 | 25.7921 | 2020Q2 | https://www.topbulb.com/ge-84395-12w-led-par30-2700k | Top Bulb | 2020 | Yes
LED Lighting | Reflector | GE Lighting | True |  | Reflector (Flood/Spot) | PAR30L | E26 (Medium) | Damp Location Rated,Recessed Fixtures Topbulb » LED Bulbs » LED PAR » LED PAR30 » 90W Equal / Long Neck » GE 84399 ¦ 12W LED PAR30LN - Narrow Flood - 3000K - High CRI Use this Energy Star rated GE PAR30 long neck as an energy saving, long life direct replacement for a 90 watt PAR30 long neck halogen. LED Technology Notice Due to constantly evolving nature of LED technology, manufacturers will reserve the right to replace this product with next generation technology. We appreciate your understanding and acceptance of this policy. Utility/Government Incentives Documents GE 84399 Spec Sheet About GE Lighting Started over 130 years ago, General Electric began with Thomas Edison's invention of the world's first affordable incandescent light bulb. More than a century later, the company still brings light to the world through its products. Its modern new light technologies, such as fluorescent and LED light bulbs, cost less and are more energy efficient and environmentally friendly. GE currently works to make nearly all of their lighting products Energy Star certified. 25,000 Hours • 25° Beam • 3900 CD • CRI 90 GE 84399 ¦ 12W LED PAR30LN - Narrow Flood - 3000K - High CRI | 3000 | 92 | 900 | 75 | 25000 | 12 | 1 | 22.95 | 22.95 | 26.9671 | 2020Q2 | https://www.topbulb.com/ge-84399-12w-led-par30ln-3000k | Top Bulb | 2020 | Yes
LED Lighting | Reflector | GE Lighting | True |  | Reflector (Flood/Spot) | PAR30L | E26 (Medium) | Damp Location Rated,Recessed Fixtures Topbulb » LED Bulbs » LED PAR » LED PAR30 » 90W Equal / Long Neck » GE 84400 ¦ 12W LED PAR30LN - Flood - 3000K - High CRI Use this Energy Star rated GE PAR30 long neck as an energy saving, long life direct replacement for a 90 watt PAR30 long neck halogen. LED Technology Notice Due to constantly evolving nature of LED technology, manufacturers will reserve the right to replace this product with next generation technology. We appreciate your understanding and acceptance of this policy. Utility/Government Incentives Documents GE 84400 Spec Sheet About GE Lighting Started over 130 years ago, General Electric began with Thomas Edison's invention of the world's first affordable incandescent light bulb. More than a century later, the company still brings light to the world through its products. Its modern new light technologies, such as fluorescent and LED light bulbs, cost less and are more energy efficient and environmentally friendly. GE currently works to make nearly all of their lighting products Energy Star certified. 25,000 Hours • 40° Beam • 900 Lumens • CRI 90 GE 84400 ¦ 12W LED PAR30LN - Flood - 3000K - High CRI | 3000 | 92 | 900 | 75 | 25000 | 12 | 1 | 22.95 | 22.95 | 26.9671 | 2020Q2 | https://www.topbulb.com/ge-84400-12w-led-par30ln-3000k | Top Bulb | 2020 | Yes
LED Lighting | Reflector | GE Lighting | True |  | Reflector (Flood/Spot) | PAR30L | E26 (Medium) | Damp Location Rated,Recessed Fixtures Topbulb » LED Bulbs » LED PAR » LED PAR30 » 90W Equal / Long Neck » GE 84407 ¦ 12W LED PAR30LN - Flood - 2700K - High CRI Use this Energy Star rated GE PAR30 long neck as an energy saving, long life direct replacement for a 90 watt PAR30 long neck halogen. LED Technology Notice Due to constantly evolving nature of LED technology, manufacturers will reserve the right to replace this product with next generation technology. We appreciate your understanding and acceptance of this policy. Utility/Government Incentives Documents GE 84407 Spec Sheet About GE Lighting Started over 130 years ago, General Electric began with Thomas Edison's invention of the world's first affordable incandescent light bulb. More than a century later, the company still brings light to the world through its products. Its modern new light technologies, such as fluorescent and LED light bulbs, cost less and are more energy efficient and environmentally friendly. GE currently works to make nearly all of their lighting products Energy Star certified. 25,000 Hours • 40° Beam • 850 Lumens • CRI 90 • GE 84407 ¦ 12W LED PAR30LN - Flood - 2700K - High CRI | 2700 | 92 | 850 | 70.8333 | 25000 | 12 | 1 | 22.95 | 22.95 | 26.9671 | 2020Q2 | https://www.topbulb.com/ge-84407-12w-led-par30ln-2700k | Top Bulb | 2020 | Yes
LED Lighting | Downlight | GE Lighting | True |  | LED |  | Other | Downlight Solid State Retrofit Topbulb » Fixtures » Commercial Fixtures » Indoor » Recessed Downlights » LED - Retrofit » 5" / 6" Retrofit » GE 85160 ¦ 10W LED Retrofit Downlight - 6" - 700 Lumens - 3000K Use this GE 10 watt LED retrofit downlight to replace the reflector / trim of an existing 6" aperture, 50 / 60 watt incandescent or halogen downlight. See the document below for complete specifications. LED Technology Notice Due to constantly evolving nature of LED technology, manufacturers will reserve the right to replace this product with next generation technology. We appreciate your understanding and acceptance of this policy. Utility/Government Incentives Documents GE 85160 Spec Sheet About GE Lighting Started over 130 years ago, General Electric began with Thomas Edison's invention of the world's first affordable incandescent light bulb. More than a century later, the company still brings light to the world through its products. Its modern new light technologies, such as fluorescent and LED light bulbs, cost less and are more energy efficient and environmentally friendly. GE currently works to make nearly all of their lighting products Energy Star certified. 50,000 Hours • Dimmable • LED Array GE 85160 ¦ 10W LED Retrofit Downlight - 6" - 700 Lumens - 3000K | 3000 | 82 | 700 | 66.0377 | 50000 | 10.6 | 1 | 15.95 | 15.95 | 18.7419 | 2020Q2 | https://www.topbulb.com/ge-85160-10wled-6-recessed-downlight-3000k | Top Bulb | 2020 | Yes
LED Lighting | Reflector | GE Lighting | True | Daylighting/Photocell, | Reflector (Flood/Spot) | PAR16 | GU10 | Use With Timers,Use With Photo and/or Motion Sensors,Recessed Fixtures Topbulb » Brands » GE Lighting » LED Lamps » Directional » MR » GE 89020 ¦ 4W LED MR16 - 20W Equal - GU10 Base - Narrow Flood - 3000K Use this 4 watt, 120 volt GE MR16 LED as a direct replacement for a 20 watt halogen MR16 with a GU10 base and matching beam spread.See the document below for complete specifications. LED Technology Notice Due to constantly evolving nature of LED technology, manufacturers will reserve the right to replace this product with next generation technology. We appreciate your understanding and acceptance of this policy. Utility/Government Incentives Documents GE 89020 Specification Sheet About GE Lighting Started over 130 years ago, General Electric began with Thomas Edison's invention of the world's first affordable incandescent light bulb. More than a century later, the company still brings light to the world through its products. Its modern new light technologies, such as fluorescent and LED light bulbs, cost less and are more energy efficient and environmentally friendly. GE currently works to make nearly all of their lighting products Energy Star certified. 25,000 Hours • 120V • Dimmable GE 89020 ¦ 4W LED MR16 - 20W Equal - GU10 Base - Narrow Flood - 3000K | 3000 | 83 | 300 | 81.0811 | 25000 | 3.7 | 1 | 10.95 | 10.95 | 12.8667 | 2020Q2 | https://www.topbulb.com/ge-89020-4w-led-mr16-3000k | Top Bulb | 2020 | Yes
LED Lighting | Reflector | GE Lighting | True | Daylighting/Photocell, | Reflector (Flood/Spot) | PAR30L | E26 (Medium) | Damp Location Rated,Use With Timers,Use With Photo and/or Motion Sensors,Not Rated for Recessed Fixtures Topbulb » LED Bulbs » LED PAR » LED PAR30 » 90W Equal / Long Neck » GE 92885 ¦ 12W LED PAR30LN - Flood - 3500K Use this GE PAR30 long neck as an energy saving, long life direct replacement for a 90 watt PAR30 long neck halogen. LED Technology Notice Due to constantly evolving nature of LED technology, manufacturers will reserve the right to replace this product with next generation technology. We appreciate your understanding and acceptance of this policy. About GE Lighting Started over 130 years ago, General Electric began with Thomas Edison's invention of the world's first affordable incandescent light bulb. More than a century later, the company still brings light to the world through its products. Its modern new light technologies, such as fluorescent and LED light bulbs, cost less and are more energy efficient and environmentally friendly. GE currently works to make nearly all of their lighting products Energy Star certified. 25,000 Hours • 35° Beam • 1100 Lumens GE 92885 ¦ 12W LED PAR30LN - Flood - 3500K | 3500 | 81 | 1100 | 91.6667 | 25000 | 12 | 1 | 20.95 | 20.95 | 24.6171 | 2020Q2 | https://www.topbulb.com/ge-92885-12w-led-par30ln-3500k | Top Bulb | 2020 | Yes
LED Lighting | Reflector | GE Lighting | True |  | Reflector (Flood/Spot) | PAR38 | E26 (Medium) | Damp Location Rated,Recessed Fixtures Topbulb » LED Bulbs » LED PAR » LED PAR38 » 120W Equal » GE 92933 ¦ 18W PAR38 LED - 25° Narrow Flood - 3000K Use this high color rendering GE 18 watt PAR38 as a direct, energy saving replacement for a 120 watt halogen PAR38 or equivalent ceramic metal halide where narrow beam light distribution is required. UL damp location. Energy Star qualified. See the document below for complete specifications. LED Technology Notice Due to constantly evolving nature of LED technology, manufacturers will reserve the right to replace this product with next generation technology. We appreciate your understanding and acceptance of this policy. Utility/Government Incentives Documents GE LED18D38W3930/25 Specification Sheet About GE Lighting Started over 130 years ago, General Electric began with Thomas Edison's invention of the world's first affordable incandescent light bulb. More than a century later, the company still brings light to the world through its products. Its modern new light technologies, such as fluorescent and LED light bulbs, cost less and are more energy efficient and environmentally friendly. GE currently works to make nearly all of their lighting products Energy Star certified. 25,000 Hours • CRI 92 GE 92933 ¦ 18W PAR38 LED - 25° Narrow Flood - 3000K | 3000 | 92 | 1350 | 75 | 25000 | 18 | 1 | 26.95 | 26.95 | 31.6673 | 2020Q2 | https://www.topbulb.com/ge-92933-18w-led-par38-e26-medium-base-3000k | Top Bulb | 2020 | Yes
LED Lighting | Reflector | GE Lighting | True | Daylighting/Photocell, | Reflector (Flood/Spot) | PAR20 | E26 (Medium) | Damp Location Rated,Use With Timers,Use With Photo and/or Motion Sensors,Recessed Fixtures Topbulb » LED Bulbs » LED PAR » LED PAR20 » 50W Equal » GE 93349 ¦ 7W LED PAR20 - 20 Use this GE PAR20 as an energy saving, long life direct replacement for a 50 watt PAR20 halogen. LED Technology Notice Due to constantly evolving nature of LED technology, manufacturers will reserve the right to replace this product with next generation technology. We appreciate your understanding and acceptance of this policy. Utility/Government Incentives Documents GE 93349 Spec Sheet About GE Lighting Started over 130 years ago, General Electric began with Thomas Edison's invention of the world's first affordable incandescent light bulb. More than a century later, the company still brings light to the world through its products. Its modern new light technologies, such as fluorescent and LED light bulbs, cost less and are more energy efficient and environmentally friendly. GE currently works to make nearly all of their lighting products Energy Star certified. 25,000 Hours • 20° Beam • 3600 CD GE 93349 ¦ 7W LED PAR20 - 20 | 2700 | 83 | 500 | 71.4286 | 25000 | 7 | 1 | 13.95 | 13.95 | 16.3918 | 2020Q2 | https://www.topbulb.com/ge-93349-7w-led-par20-2700k | Top Bulb | 2020 | Yes
LED Lighting | Reflector | GE Lighting | True | Daylighting/Photocell, | Reflector (Flood/Spot) | PAR20 | E26 (Medium) | Damp Location Rated,Use With Timers,Use With Photo and/or Motion Sensors,Recessed Fixtures Topbulb » LED Bulbs » LED PAR » LED PAR20 » 50W Equal » GE 93354 ¦ 7W LED PAR20 - 35 Use this GE PAR20 as an energy saving, long life direct replacement for a 50 watt PAR20 halogen. LED Technology Notice Due to constantly evolving nature of LED technology, manufacturers will reserve the right to replace this product with next generation technology. We appreciate your understanding and acceptance of this policy. Utility/Government Incentives Documents GE 93354 Spec Sheet About GE Lighting Started over 130 years ago, General Electric began with Thomas Edison's invention of the world's first affordable incandescent light bulb. More than a century later, the company still brings light to the world through its products. Its modern new light technologies, such as fluorescent and LED light bulbs, cost less and are more energy efficient and environmentally friendly. GE currently works to make nearly all of their lighting products Energy Star certified. 25,000 Hours • 35° Beam • 1150 CD GE 93354 ¦ 7W LED PAR20 - 35 | 2700 | 83 | 500 | 71.4286 | 25000 | 7 | 1 | 13.95 | 13.95 | 16.3918 | 2020Q2 | https://www.topbulb.com/ge-93354-7w-led-par20-2700k | Top Bulb | 2020 | Yes
LED Lighting | Reflector | GE Lighting | True | Daylighting/Photocell, | Reflector (Flood/Spot) | PAR20 | E26 (Medium) | Damp Location Rated,Use With Timers,Use With Photo and/or Motion Sensors,Recessed Fixtures Topbulb » LED Bulbs » LED PAR » LED PAR20 » 50W Equal » GE 93360 ¦ 7W LED PAR20 - Narrow Flood - 2700K Use this GE PAR20 as an energy saving, long life direct replacement for a 50 watt PAR20 halogen. LED Technology Notice Due to constantly evolving nature of LED technology, manufacturers will reserve the right to replace this product with next generation technology. We appreciate your understanding and acceptance of this policy. Utility/Government Incentives Documents GE 93360 Spec Sheet About GE Lighting Started over 130 years ago, General Electric began with Thomas Edison's invention of the world's first affordable incandescent light bulb. More than a century later, the company still brings light to the world through its products. Its modern new light technologies, such as fluorescent and LED light bulbs, cost less and are more energy efficient and environmentally friendly. GE currently works to make nearly all of their lighting products Energy Star certified. 25,000 Hours • 20° Beam • 3600 CD GE 93360 ¦ 7W LED PAR20 - Narrow Flood - 2700K | 2700 | 83 | 500 | 71.4286 | 25000 | 7 | 1 | 13.95 | 13.95 | 16.3918 | 2020Q2 | https://www.topbulb.com/ge-93360-7w-led-par20-2700k | Top Bulb | 2020 | Yes
LED Lighting | Reflector | GE Lighting | True | Daylighting/Photocell, | Reflector (Flood/Spot) | PAR20 | E26 (Medium) | Damp Location Rated,Use With Timers,Use With Photo and/or Motion Sensors,Recessed Fixtures Topbulb » LED Bulbs » LED PAR » LED PAR20 » 50W Equal » GE 93362 ¦ 7W LED PAR20 - 50W Equal - Flood - 2700K Use this GE PAR20 as an energy saving, long life direct replacement for a 50 watt PAR20 halogen. LED Technology Notice Due to constantly evolving nature of LED technology, manufacturers will reserve the right to replace this product with next generation technology. We appreciate your understanding and acceptance of this policy. Utility/Government Incentives Documents GE 93362 Spec Sheet About GE Lighting Started over 130 years ago, General Electric began with Thomas Edison's invention of the world's first affordable incandescent light bulb. More than a century later, the company still brings light to the world through its products. Its modern new light technologies, such as fluorescent and LED light bulbs, cost less and are more energy efficient and environmentally friendly. GE currently works to make nearly all of their lighting products Energy Star certified. 25,000 Hours • 35° Beam • 500 Lumens GE 93362 ¦ 7W LED PAR20 - 50W Equal - Flood - 2700K | 2700 | 83 | 500 | 71.4286 | 25000 | 7 | 1 | 13.95 | 13.95 | 16.3918 | 2020Q2 | https://www.topbulb.com/ge-93362-7w-led-par20-2700k | Top Bulb | 2020 | Yes
LED Lighting | Downlight | GE Lighting | True |  | LED |  | GU24 | Downlight Solid State Retrofit Topbulb » Fixtures » Commercial Fixtures » Indoor » Recessed Downlights » LED - Retrofit » 5" / 6" Retrofit » GE 95851 ¦ 10W LED - Retrofit Downlight - 6" - 700 Lumens - 2700K - GU24 Base This GE LED10RS6/827GUP is a 10W, 120V LED 6" aperture recessed downlight retrofit providing warm white illumination. This GE downlight is the perfect refit solution to give an updated look to ceilings with recessed lighting. Simply replace the existing BR30 lamp with the LED downlight, no tools or wiring required. The pigtail connector has a GU24 base. Standard 120 volt dimming. Damp location rated. LED Technology Notice Due to constantly evolving nature of LED technology, manufacturers will reserve the right to replace this product with next generation technology. We appreciate your understanding and acceptance of this policy. Utility/Government Incentives Documents GE 95851 Spec Sheet About GE Lighting Started over 130 years ago, General Electric began with Thomas Edison's invention of the world's first affordable incandescent light bulb. More than a century later, the company still brings light to the world through its products. Its modern new light technologies, such as fluorescent and LED light bulbs, cost less and are more energy efficient and environmentally friendly. GE currently works to make nearly all of their lighting products Energy Star certified. 50,000 Hour LED • 65W Equivalent GE 95851 ¦ 10W LED - Retrofit Downlight - 6" - 700 Lumens - 2700K - GU24 Base | 2700 | 82 | 700 | 66.0377 | 50000 | 10.6 | 1 | 15.95 | 15.95 | 18.7419 | 2020Q2 | https://www.topbulb.com/ge-95851-10w-led-6-recessed-downlight-2700k | Top Bulb | 2020 | Yes
LED Lighting | Downlight | GE Lighting | True |  | LED |  | Other | Downlight Solid State Retrofit Topbulb » Fixtures » Commercial Fixtures » Indoor » Recessed Downlights » LED - Retrofit » 4" Retrofit » GE 95853 ¦ 10W LED - Retrofit Downlight - 4" - 700 Lumens - 2700K - E26 Base This GE LED10RS4/827E26P is a 10W, 120V LED 4" aperture recessed downlight retrofit providing warm white illumination. This GE downlight is the perfect refit solution to give an updated look to ceilings with recessed lighting. Simply replace the existing BR30 lamp with the LED downlight, no tools or wiring required. The pigtail connector has a standard medium, E26 base. Standard 120 volt dimming. Damp location rated. LED Technology Notice Due to constantly evolving nature of LED technology, manufacturers will reserve the right to replace this product with next generation technology. We appreciate your understanding and acceptance of this policy. Utility/Government Incentives Documents GE LED10RS4/827E26P Specification Sheet About GE Lighting Started over 130 years ago, General Electric began with Thomas Edison's invention of the world's first affordable incandescent light bulb. More than a century later, the company still brings light to the world through its products. Its modern new light technologies, such as fluorescent and LED light bulbs, cost less and are more energy efficient and environmentally friendly. GE currently works to make nearly all of their lighting products Energy Star certified. 50,000 Hour LED • 65W Equivalent GE 95853 ¦ 10W LED - Retrofit Downlight - 4" - 700 Lumens - 2700K - E26 Base | 2700 | 80 | 700 | 66.6667 | 35000 | 10.5 | 1 | 14.95 | 14.95 | 17.5668 | 2020Q2 | https://www.topbulb.com/ge-95853-10w-led-4-recessed-downlight-2700k | Top Bulb | 2020 | Yes
LED Lighting | Downlight | GE Lighting | True |  | LED |  | Other | Downlight Solid State Retrofit Topbulb » Fixtures » Commercial Fixtures » Indoor » Recessed Downlights » LED - Retrofit » 4" Retrofit » GE 95854 ¦ 10W LED - Retrofit Downlight - 4" - 700 Lumens - 3000K - E26 Base This GE LED10RS4/830E26P is a 10W, 120V LED 4" aperture recessed downlight retrofit providing halogen-white illumination. This GE downlight is the perfect refit solution to give an updated look to ceilings with recessed lighting. Simply replace the existing BR30 lamp with the LED downlight, no tools or wiring required. The pigtail connector has a standard medium, E26 base. Standard 120 volt dimming. Damp location rated. LED Technology Notice Due to constantly evolving nature of LED technology, manufacturers will reserve the right to replace this product with next generation technology. We appreciate your understanding and acceptance of this policy. Utility/Government Incentives Documents GE LED10RS4/830E26P Specification Sheet About GE Lighting Started over 130 years ago, General Electric began with Thomas Edison's invention of the world's first affordable incandescent light bulb. More than a century later, the company still brings light to the world through its products. Its modern new light technologies, such as fluorescent and LED light bulbs, cost less and are more energy efficient and environmentally friendly. GE currently works to make nearly all of their lighting products Energy Star certified. 50,000 Hour LED • 65W Equivalent GE 95854 ¦ 10W LED - Retrofit Downlight - 4" - 700 Lumens - 3000K - E26 Base | 3000 | 80 | 700 | 66.6667 | 50000 | 10.5 | 1 | 14.95 | 14.95 | 17.5668 | 2020Q2 | https://www.topbulb.com/ge-95854-10w-led-4-recessed-downlight-3000k | Top Bulb | 2020 | Yes
LED Lighting | Reflector | GE Lighting | True | Daylighting/Photocell, | Reflector (Flood/Spot) | PAR30 | E26 (Medium) | Damp Location Rated,Use With Timers,Use With Photo and/or Motion Sensors,Recessed Fixtures Topbulb » LED Bulbs » LED PAR » LED PAR30 » 75W Equal » GE 98755 ¦ 12W LED PAR30 - 75W Equal - Flood - 3000K Use this Energy Star rated GE PAR30 as an energy saving, long life direct replacement for a 90 watt PAR30 halogen. LED Technology Notice Due to constantly evolving nature of LED technology, manufacturers will reserve the right to replace this product with next generation technology. We appreciate your understanding and acceptance of this policy. Utility/Government Incentives Documents GE 98755 Spec Sheet About GE Lighting Started over 130 years ago, General Electric began with Thomas Edison's invention of the world's first affordable incandescent light bulb. More than a century later, the company still brings light to the world through its products. Its modern new light technologies, such as fluorescent and LED light bulbs, cost less and are more energy efficient and environmentally friendly. GE currently works to make nearly all of their lighting products Energy Star certified. 25,000 Hours • 35° Beam • 950 Lumens GE 98755 ¦ 12W LED PAR30 - 75W Equal - Flood - 3000K | 3000 | 83 | 950 | 79.1667 | 25000 | 12 | 1 | 17.95 | 17.95 | 21.0919 | 2020Q2 | https://www.topbulb.com/ge-98755-12w-led-par30-3000k | Top Bulb | 2020 | Yes
LED Lighting | Reflector | GE Lighting | True | Daylighting/Photocell, | Reflector (Flood/Spot) | PAR30L | E26 (Medium) | Damp Location Rated,Use With Timers,Use With Photo and/or Motion Sensors,Recessed Fixtures Topbulb » LED Bulbs » LED PAR » LED PAR30 » 75W Equal / Long Neck » GE 98811 ¦ 12W LED PAR30LN - 75W Equal - Flood - 3000K Use this Energy Star rated GE PAR30 long neck as an energy saving, long life direct replacement for a 90 watt PAR30 long neck halogen. LED Technology Notice Due to constantly evolving nature of LED technology, manufacturers will reserve the right to replace this product with next generation technology. We appreciate your understanding and acceptance of this policy. Utility/Government Incentives Documents GE 98811 Spec Sheet About GE Lighting Started over 130 years ago, General Electric began with Thomas Edison's invention of the world's first affordable incandescent light bulb. More than a century later, the company still brings light to the world through its products. Its modern new light technologies, such as fluorescent and LED light bulbs, cost less and are more energy efficient and environmentally friendly. GE currently works to make nearly all of their lighting products Energy Star certified. 25,000 Hours • 36° Beam • 950 Lumens GE 98811 ¦ 12W LED PAR30LN - 75W Equal - Flood - 3000K | 3000 | 83 | 950 | 79.1667 | 25000 | 12 | 1 | 17.95 | 17.95 | 21.0919 | 2020Q2 | https://www.topbulb.com/ge-98811-12w-led-par30ln-3000k | Top Bulb | 2020 | Yes
LED Lighting | Reflector | Green Creative | True |  | Reflector (Flood/Spot) | BR40 | E26 (Medium) | Damp Location Rated,Not Rated for Recessed Fixtures Topbulb » LED Bulbs » LED Reflector Flood » 85W Equal » Green Creative - 14W BR40 LED - 85W Equal - Flood - 2700K Green Creative offers their Titanium LED series BR40 bulb with an innovative, environmentally friendly construction "cloud" design which which makes this bulb 55% lighter. The cloud shape also provides more efficient light output than previous generation LED bulbs while using 35% less material. The lamp maintains the traditional BR40 incandescent form factor making it suitable for all applications including totally enclosed fixtures. In addition to a high lumen per watt efficacy, this bulb maintains accurate 2700K color temperature and CRI 82 color rendering for quality illumination. This LED is dimmable on most existing dimmers. See the document below for complete specifications and dimmer compatibility. LED Technology Notice Due to constantly evolving nature of LED technology, manufacturers will reserve the right to replace this product with next generation technology. We appreciate your understanding and acceptance of this policy. Utility/Government Incentives Documents Green Creative 40636 Specification Sheet Green Creative BR40 LED Dimmer List About Green Creative Green Creative, founded in 2010, is a solid state lighting development and manufacturing company based in Silicon Valley, CA. The company offers a comprehensive line of high-performance LED solutions that have been adopted by some of the largest companies in the world. Green Creative focuses on professional-grade LED lamps and fixtures that meet the high standards of commercial, institutional and industrial installations. Anchored by strongly integrated R&D capabilities and patented technology, Green Creative's innovation, performance and reliability have been recognized year after year by the Illuminating Engineering Society Progress Report, the LEDs Magazine Sapphire Awards and Lighting for Tomorrow. WHILE SUPPLIES LAST • 25,000 Hours • Dimmable • Cloud Design Green Creative - 14W BR40 LED - 85W Equal - Flood - 2700K | 2700 | 83 | 1065 | 76.0714 | 25000 | 14 | 1 | 8.98 | 8.98 | 10.5518 | 2020Q2 | https://www.topbulb.com/green-creative-14w-br40-led-85w-equal-flood-2700k | Top Bulb | 2020 | Yes
LED Lighting | Reflector | Green Creative | True |  | Reflector (Flood/Spot) | BR40 | E26 (Medium) | Damp Location Rated,Not Rated for Recessed Fixtures Topbulb » LED Bulbs » LED Reflector Flood » 85W Equal » Green Creative - 14W BR40 LED - 85W Equal - Flood - 3000K Green Creative offers their Titanium LED series BR40 bulb with an innovative, environmentally friendly construction "cloud" design which which makes this bulb 55% lighter. The cloud shape also provides more efficient light output than previous generation LED bulbs while using 35% less material. The lamp maintains the traditional BR40 incandescent form factor making it suitable for all applications including totally enclosed fixtures. In addition to a high lumen per watt efficacy, this bulb maintains accurate 3000K color temperature and CRI 82 color rendering for quality illumination. This LED is dimmable on most existing dimmers. See the document below for complete specifications and dimmer compatibility. LED Technology Notice Due to constantly evolving nature of LED technology, manufacturers will reserve the right to replace this product with next generation technology. We appreciate your understanding and acceptance of this policy. Utility/Government Incentives Documents Green Creative 40637 Specification Sheet Green Creative BR40 LED Dimmer List About Green Creative Green Creative, founded in 2010, is a solid state lighting development and manufacturing company based in Silicon Valley, CA. The company offers a comprehensive line of high-performance LED solutions that have been adopted by some of the largest companies in the world. Green Creative focuses on professional-grade LED lamps and fixtures that meet the high standards of commercial, institutional and industrial installations. Anchored by strongly integrated R&D capabilities and patented technology, Green Creative's innovation, performance and reliability have been recognized year after year by the Illuminating Engineering Society Progress Report, the LEDs Magazine Sapphire Awards and Lighting for Tomorrow. 25,000 Hours • Dimmable • Cloud Design Green Creative - 14W BR40 LED - 85W Equal - Flood - 3000K | 3000 | 85 | 1100 | 78.5714 | 25000 | 14 | 1 | 16.98 | 16.98 | 19.9522 | 2020Q2 | https://www.topbulb.com/green-creative-14w-br40-led-85w-equal-flood-3000k | Top Bulb | 2020 | Yes
LED Lighting | Downlight | Green Creative | False |  | LED Array |  |  | Downlight Recessed Topbulb » Fixtures » Commercial Fixtures » Indoor » Recessed Downlights » LED - Retrofit » Green Creative - 14W LED 4" Downlight - Adjustable Lumen Output - 3000K - 120/277V This Green Creative INNOFIT multi-watt, 4" LED downlight for retrofit or new construction features an adjustable lumen output with three defined light levels: Low - 6W - 500 lumens - Equal to 1 x 13W CFL Med - 9W - 700 lumens - Equal to 1 x 18W CFL High - 14W - 1000 lumens - Equal to 1 x 26W or 2 x 13W CFL Simply adjust the lamp power to the desired lumen output by sliding the selector switch on top of the fixture. Adjustable housing clips allow for easy installation in a large range of commercial and architectural housings ranging from 3.9" to 5.1". The spring-action clips push up easily and fit securely for both retrofit and new construction installations. In addition, with both 120V and 277V compatibility and an L70 rated life of 40,000 hours, this 4 inch aperture, 3000K, halogen-like white illumination downlight meets or exceeds all the requirements for most commercial or institutional recessed downlight applications. Suitable for damp locations. Energy Star qualified. UL / cUL Listed. See the documents below for complete specifications and installation instructions. Utility/Government Incentives Documents Green Creative 57864 Specification Sheet Green Creative INNOFIT Downlight Installation Guide About Green Creative Green Creative, founded in 2010, is a solid state lighting development and manufacturing company based in Silicon Valley, CA. The company offers a comprehensive line of high-performance LED solutions that have been adopted by some of the largest companies in the world. Green Creative focuses on professional-grade LED lamps and fixtures that meet the high standards of commercial, institutional and industrial installations. Anchored by strongly integrated R&D capabilities and patented technology, Green Creative's innovation, performance and reliability have been recognized year after year by the Illuminating Engineering Society Progress Report, the LEDs Magazine Sapphire Awards and Lighting for Tomorrow. Commercial Grade • Equals 13W, 18W, 26W CFL • 40,000 Hours Green Creative - 14W LED 4" Downlight - Adjustable Lumen Output - 3000K - 120/277V | 3000 | 83 | 1000 | 71.4286 | 40000 | 14 | 1 | 64.98 | 64.98 | 76.354 | 2020Q2 | https://www.topbulb.com/green-creative-14w-led-4-downlight-adjustable-lumen-output-3000k-120-277v | Top Bulb | 2020 | Yes
LED Lighting | Downlight | Green Creative | False |  | LED Array |  |  | Downlight Recessed Topbulb » Fixtures » Commercial Fixtures » Indoor » Recessed Downlights » LED - Retrofit » Green Creative - 14W LED 4" Downlight - Adjustable Lumen Output - 3500K - 120/277V This Green Creative INNOFIT multi-watt, 4" LED downlight for retrofit or new construction features an adjustable lumen output with three defined light levels: Low - 6W - 500 lumens - Equal to 1 x 13W CFL Med - 9W - 700 lumens - Equal to 1 x 18W CFL High - 14W - 1000 lumens - Equal to 1 x 26W or 2 x 13W CFL Simply adjust the lamp power to the desired lumen output by sliding the selector switch on top of the fixture. Adjustable housing clips allow for easy installation in a large range of commercial and architectural housings ranging from 3.9" to 5.1". The spring-action clips push up easily and fit securely for both retrofit and new construction installations. In addition, with both 120V and 277V compatibility and an L70 rated life of 40,000 hours, this 4 inch aperture, 3500K white illumination downlight meets or exceeds all the requirements for most commercial or institutional recessed downlight applications. Suitable for damp locations. Energy Star qualified. UL / cUL Listed. See the documents below for complete specifications and installation instructions. Utility/Government Incentives Documents Green Creative 57865 Specification Sheet Green Creative INNOFIT Downlight Installation Guide About Green Creative Green Creative, founded in 2010, is a solid state lighting development and manufacturing company based in Silicon Valley, CA. The company offers a comprehensive line of high-performance LED solutions that have been adopted by some of the largest companies in the world. Green Creative focuses on professional-grade LED lamps and fixtures that meet the high standards of commercial, institutional and industrial installations. Anchored by strongly integrated R&D capabilities and patented technology, Green Creative's innovation, performance and reliability have been recognized year after year by the Illuminating Engineering Society Progress Report, the LEDs Magazine Sapphire Awards and Lighting for Tomorrow. Commercial Grade • Equals 13W, 18W, 26W CFL • 40,000 Hours Green Creative - 14W LED 4" Downlight - Adjustable Lumen Output - 3500K - 120/277V | 3500 | 83 | 1000 | 71.4286 | 40000 | 14 | 1 | 64.98 | 64.98 | 76.354 | 2020Q2 | https://www.topbulb.com/green-creative-14w-led-4-downlight-adjustable-lumen-output-3500k-120-277v | Top Bulb | 2020 | Yes
LED Lighting | Downlight | Green Creative | False |  | LED Array |  |  | Downlight Recessed Topbulb » Fixtures » Commercial Fixtures » Indoor » Recessed Downlights » LED - Retrofit » Green Creative - 14W LED 4" Downlight - Adjustable Lumen Output - 4000K - 120/277V This Green Creative INNOFIT multi-watt, 4" LED downlight for retrofit or new construction features an adjustable lumen output with three defined light levels: Low - 6W - 500 lumens - Equal to 1 x 13W CFL Med - 9W - 700 lumens - Equal to 1 x 18W CFL High - 14W - 1000 lumens - Equal to 1 x 26W or 2 x 13W CFL Simply adjust the lamp power to the desired lumen output by sliding the selector switch on top of the fixture. Adjustable housing clips allow for easy installation in a large range of commercial and architectural housings ranging from 3.9" to 5.1". The spring-action clips push up easily and fit securely for both retrofit and new construction installations. In addition, with both 120V and 277V compatibility and an L70 rated life of 40,000 hours, this 4 inch aperture, cool white illumination downlight meets or exceeds all the requirements for most commercial or institutional recessed downlight applications. Suitable for damp locations. Energy Star qualified. UL / cUL Listed. See the documents below for complete specifications and installation instructions. Utility/Government Incentives Documents Green Creative 57866 Specification Sheet Green Creative INNOFIT Downlight Installation Guide About Green Creative Green Creative, founded in 2010, is a solid state lighting development and manufacturing company based in Silicon Valley, CA. The company offers a comprehensive line of high-performance LED solutions that have been adopted by some of the largest companies in the world. Green Creative focuses on professional-grade LED lamps and fixtures that meet the high standards of commercial, institutional and industrial installations. Anchored by strongly integrated R&D capabilities and patented technology, Green Creative's innovation, performance and reliability have been recognized year after year by the Illuminating Engineering Society Progress Report, the LEDs Magazine Sapphire Awards and Lighting for Tomorrow. Commercial Grade • Equals 13W, 18W, 26W CFL • 40,000 Hours Green Creative - 14W LED 4" Downlight - Adjustable Lumen Output - 4000K - 120/277V | 4000 | 85 | 1000 | 71.4286 | 40000 | 14 | 1 | 64.98 | 64.98 | 76.354 | 2020Q2 | https://www.topbulb.com/green-creative-14w-led-4-downlight-adjustable-lumen-output-4000k-120-277v | Top Bulb | 2020 | Yes
LED Lighting | Reflector | Green Creative | True |  | Reflector (Flood/Spot) | PAR38 | E26 (Medium) | Wet Location Rated,Not Rated for Recessed Fixtures Topbulb » LED Bulbs » LED PAR » LED PAR38 » 90W Equal » Green Creative - 14W PAR38 LED - 90W Equal - Flood - 2700K This CORE Series 14 watt PAR38 LED from Green Creative features a full-face optic to maximize distribution and minimize glare. The bulb also features smooth dimming on existing dimmers. Use this bulb to directly replace a 90 watt halogen PAR38. Specifications to match or exceed existing halogen PAR38 lamps and a lightweight environmentally friendly construction make this lamp an attractive choice for all commercial, institutional and residential 120 volt directional lighting applications. Wet location rated for outdoor use. Not intended for use in totally enclosed fixtures. See the document below for complete specifications and light distribution data. LED Technology Notice Due to constantly evolving nature of LED technology, manufacturers will reserve the right to replace this product with next generation technology. We appreciate your understanding and acceptance of this policy. Utility/Government Incentives Documents Green Creative 57807 Specification Sheet About Green Creative Green Creative, founded in 2010, is a solid state lighting development and manufacturing company based in Silicon Valley, CA. The company offers a comprehensive line of high-performance LED solutions that have been adopted by some of the largest companies in the world. Green Creative focuses on professional-grade LED lamps and fixtures that meet the high standards of commercial, institutional and industrial installations. Anchored by strongly integrated R&D capabilities and patented technology, Green Creative's innovation, performance and reliability have been recognized year after year by the Illuminating Engineering Society Progress Report, the LEDs Magazine Sapphire Awards and Lighting for Tomorrow. 25,000 Hours • Dimmable • Warm White Light Green Creative - 14W PAR38 LED - 90W Equal - Flood - 2700K | 2700 | 81 | 1000 | 71.4286 | 25000 | 14 | 1 | 12.98 | 12.98 | 15.252 | 2020Q2 | https://www.topbulb.com/green-creative-14w-par38-led-90w-equal-flood-2700k | Top Bulb | 2020 | Yes
LED Lighting | Reflector | Green Creative | True |  | Reflector (Flood/Spot) | PAR30L | E26 (Medium) | Damp Location Rated,Recessed Fixtures Topbulb » LED Bulbs » LED PAR » LED PAR30 » 75W Equal / Long Neck » Green Creative 16112 - 12.5W PAR30LN LED - 75W Equal - 25° - 2700K This Green Creative REFINE Series, 12.5 watt PAR30 long neck replaces a 75 watt halogen PAR30 long neck and provides equivalent light output and color quality. Extra long 40,000 hour life provides a significant reduction in maintenance costs. This lamp has been designed and engineered for commercial applications that demand high performance and accurate color rendering. With a CRI 90, R9 50 and R13 90, the lamp generates crisp and vibrant colors across the whole spectrum. All new REFINE Series lamps feature the full-face REFINE optic that provides a high candela to lumen ratio. Tight LED binning for consistent CCT across all lamps. Suitable for use in totally enclosed fixtures. See document below for complete specifications. LED Technology Notice Due to constantly evolving nature of LED technology, manufacturers will reserve the right to replace this product with next generation technology. We appreciate your understanding and acceptance of this policy. Utility/Government Incentives Documents Green Creative 16112 Specification Sheet About Green Creative Green Creative, founded in 2010, is a solid state lighting development and manufacturing company based in Silicon Valley, CA. The company offers a comprehensive line of high-performance LED solutions that have been adopted by some of the largest companies in the world. Green Creative focuses on professional-grade LED lamps and fixtures that meet the high standards of commercial, institutional and industrial installations. Anchored by strongly integrated R&D capabilities and patented technology, Green Creative's innovation, performance and reliability have been recognized year after year by the Illuminating Engineering Society Progress Report, the LEDs Magazine Sapphire Awards and Lighting for Tomorrow. WHILE SUPPLIES LAST • 40000 Hours • CRI 90 • Dimmable • Specification Grade Green Creative 16112 - 12.5W PAR30LN LED - 75W Equal - 25° - 2700K | 2700 | 91 | 815 | 65.2 | 25000 | 12.5 | 1 | 17.48 | 17.48 | 20.5397 | 2020Q2 | https://www.topbulb.com/green-creative-16112-125par30g4dim-927nf25-125w-120v-2700k | Top Bulb | 2020 | Yes
LED Lighting | Reflector | Green Creative | True |  | Reflector (Flood/Spot) | PAR30L | E26 (Medium) | Damp Location Rated,Recessed Fixtures Topbulb » LED Bulbs » LED PAR » LED PAR30 » 75W Equal / Long Neck » Green Creative 16209 - 12.5W PAR30LN LED - 75W Equal - 25° - 3000K - Black This Green Creative REFINE Series, 12.5 watt PAR30 long neck replaces a 75 watt halogen PAR30 long neck and provides equivalent light output and color quality. Extra long 40,000 hour life provides a significant reduction in maintenance costs. This lamp has been designed and engineered for commercial applications that demand high performance and accurate color rendering. With a CRI 90, R9 50 and R13 90, the lamp generates crisp and vibrant colors across the whole spectrum. All new REFINE Series lamps feature the full-face REFINE optic that provides a high candela to lumen ratio. Tight LED binning for consistent CCT across all lamps. Suitable for use in totally enclosed fixtures. See document below for complete specifications. LED Technology Notice Due to constantly evolving nature of LED technology, manufacturers will reserve the right to replace this product with next generation technology. We appreciate your understanding and acceptance of this policy. Utility/Government Incentives Documents Green Creative 16209 Specification Sheet About Green Creative Green Creative, founded in 2010, is a solid state lighting development and manufacturing company based in Silicon Valley, CA. The company offers a comprehensive line of high-performance LED solutions that have been adopted by some of the largest companies in the world. Green Creative focuses on professional-grade LED lamps and fixtures that meet the high standards of commercial, institutional and industrial installations. Anchored by strongly integrated R&D capabilities and patented technology, Green Creative's innovation, performance and reliability have been recognized year after year by the Illuminating Engineering Society Progress Report, the LEDs Magazine Sapphire Awards and Lighting for Tomorrow. 40000 Hours • CRI 90 • Dimmable • Specification Grade Green Creative 16209 - 12.5W PAR30LN LED - 75W Equal - 25° - 3000K - Black | 3000 | 91 | 850 | 68 | 25000 | 12.5 | 1 | 21.95 | 21.95 | 25.7921 | 2020Q2 | https://www.topbulb.com/green-creative-16209-125par30g4dim-930nf25-b-125w-120v-3000k | Top Bulb | 2020 | Yes
LED Lighting | Reflector | Green Creative | True |  | Reflector (Flood/Spot) | PAR30S | E26 (Medium) | Damp Location Rated,Recessed Fixtures Topbulb » LED Bulbs » LED PAR » LED PAR30 » 75W Equal » Green Creative 16233 - 11W PAR30 LED - 75W Equal - 25° - 3000K - Black This Green Creative REFINE Series 11 watt PAR30 replaces a 75 watt halogen PAR30 and provides equivalent illumination and color quality. Extra long 40,000 hour life provides a significant reduction in maintenance costs. This lamp has been designed and engineered for commercial applications that demand high performance and accurate color rendering. With a CRI 90, R9 50 and R13 90, the lamp generates crisp and vibrant colors across the whole spectrum. All new REFINE Series lamps feature the full-face REFINE optic that provides a high candela to lumen ratio. Tight LED binning for consistent CCT across all lamps. Suitable for use in totally enclosed fixtures. See document below for complete specifications. LED Technology Notice Due to constantly evolving nature of LED technology, manufacturers will reserve the right to replace this product with next generation technology. We appreciate your understanding and acceptance of this policy. Utility/Government Incentives Documents Green Creative 16233 Specification Sheet About Green Creative Green Creative, founded in 2010, is a solid state lighting development and manufacturing company based in Silicon Valley, CA. The company offers a comprehensive line of high-performance LED solutions that have been adopted by some of the largest companies in the world. Green Creative focuses on professional-grade LED lamps and fixtures that meet the high standards of commercial, institutional and industrial installations. Anchored by strongly integrated R&D capabilities and patented technology, Green Creative's innovation, performance and reliability have been recognized year after year by the Illuminating Engineering Society Progress Report, the LEDs Magazine Sapphire Awards and Lighting for Tomorrow. 40000 Hours • CRI 90 • Dimmable • Specification Grade Green Creative 16233 - 11W PAR30 LED - 75W Equal - 25° - 3000K - Black | 3000 | 91 | 740 | 67.2727 | 25000 | 11 | 1 | 17.48 | 17.48 | 20.5397 | 2020Q2 | https://www.topbulb.com/green-creative-16233-11par30sng4dim-930nf25-b-11w-120v-3000k | Top Bulb | 2020 | Yes
LED Lighting | Reflector | Green Creative | True |  | Reflector (Flood/Spot) | PAR30L | E26 (Medium) | Damp Location Rated,Recessed Fixtures Topbulb » LED Bulbs » LED PAR » LED PAR30 » GU24 Base » Green Creative 16279 - 12.5W PAR30LN LED - 75W Equal - 40° - 2700K - GU24 This Green Creative REFINE Series, 12.5 watt PAR30 long neck with a GU24 base replaces a 75 watt halogen PAR30 long neck and provides equivalent light output and color quality. Extra long 40,000 hour life provides a significant reduction in maintenance costs. This lamp has been designed and engineered for commercial applications that demand high performance and accurate color rendering. With a CRI 90, R9 50 and R13 90, the lamp generates crisp and vibrant colors across the whole spectrum. All new REFINE Series lamps feature the full-face REFINE optic that provides a high candela to lumen ratio. Tight LED binning for consistent CCT across all lamps. Suitable for use in totally enclosed fixtures. See document below for complete specifications. LED Technology Notice Due to constantly evolving nature of LED technology, manufacturers will reserve the right to replace this product with next generation technology. We appreciate your understanding and acceptance of this policy. Utility/Government Incentives Documents Green Creative 16279 Specification Sheet About Green Creative Green Creative, founded in 2010, is a solid state lighting development and manufacturing company based in Silicon Valley, CA. The company offers a comprehensive line of high-performance LED solutions that have been adopted by some of the largest companies in the world. Green Creative focuses on professional-grade LED lamps and fixtures that meet the high standards of commercial, institutional and industrial installations. Anchored by strongly integrated R&D capabilities and patented technology, Green Creative's innovation, performance and reliability have been recognized year after year by the Illuminating Engineering Society Progress Report, the LEDs Magazine Sapphire Awards and Lighting for Tomorrow. 40000 Hours • CRI 90 • Dimmable • Specification Grade Green Creative 16279 - 12.5W PAR30LN LED - 75W Equal - 40° - 2700K - GU24 | 2700 | 91 | 815 | 65.2 | 25000 | 12.5 | 1 | 18.28 | 18.28 | 21.4797 | 2020Q2 | https://www.topbulb.com/green-creative-16279-125par30g4dim-927fl40-gu24-125w-120v-2700k | Top Bulb | 2020 | Yes
LED Lighting | Reflector | Green Creative | True |  | Reflector (Flood/Spot) | PAR30L | GU24 | Damp Location Rated,Recessed Fixtures Topbulb » LED Bulbs » LED PAR » LED PAR30 » GU24 Base » Green Creative 16282 - 12.5W PAR30LN LED - 75W Equal - 40° - 3000K - GU24 This Green Creative REFINE Series, 12.5 watt PAR30 long neck with a GU24 base replaces a 75 watt halogen PAR30 long neck and provides equivalent light output and color quality. Extra long 40,000 hour life provides a significant reduction in maintenance costs. This lamp has been designed and engineered for commercial applications that demand high performance and accurate color rendering. With a CRI 90, R9 50 and R13 90, the lamp generates crisp and vibrant colors across the whole spectrum. All new REFINE Series lamps feature the full-face REFINE optic that provides a high candela to lumen ratio. Tight LED binning for consistent CCT across all lamps. Suitable for use in totally enclosed fixtures. See document below for complete specifications. LED Technology Notice Due to constantly evolving nature of LED technology, manufacturers will reserve the right to replace this product with next generation technology. We appreciate your understanding and acceptance of this policy. Utility/Government Incentives Documents Green Creative 16282 Specification Sheet About Green Creative Green Creative, founded in 2010, is a solid state lighting development and manufacturing company based in Silicon Valley, CA. The company offers a comprehensive line of high-performance LED solutions that have been adopted by some of the largest companies in the world. Green Creative focuses on professional-grade LED lamps and fixtures that meet the high standards of commercial, institutional and industrial installations. Anchored by strongly integrated R&D capabilities and patented technology, Green Creative's innovation, performance and reliability have been recognized year after year by the Illuminating Engineering Society Progress Report, the LEDs Magazine Sapphire Awards and Lighting for Tomorrow. 40000 Hours • CRI 90 • Dimmable • Specification Grade Green Creative 16282 - 12.5W PAR30LN LED - 75W Equal - 40° - 3000K - GU24 | 3000 | 91 | 850 | 68 | 25000 | 12.5 | 1 | 18.28 | 18.28 | 21.4797 | 2020Q2 | https://www.topbulb.com/green-creative-16282-125par30g4dim-930fl40-gu24-125w-120v-3000k | Top Bulb | 2020 | Yes
LED Lighting | Reflector | Green Creative | True |  | Reflector (Flood/Spot) | PAR38 | GU24 | Wet Location Rated,Recessed Fixtures Topbulb » LED Bulbs » LED PAR » LED PAR38 » 120W Equal » Green Creative 16303 - 17W PAR38 LED - 120W Equal - 40° - 2700K - GU24 This Green Creative REFINE Series, 17 watt PAR38 replaces a 120 watt halogen PAR38 and provides equivalent light output and color quality. Extra long 40,000 hour life provides a significant reduction in maintenance costs. This lamp has been designed and engineered for commercial applications that demand high performance and accurate color rendering. With a CRI 90, R9 50 and R13 90, the lamp generates crisp and vibrant colors across the whole spectrum. All new REFINE Series lamps feature the full-face REFINE optic that provides a high candela to lumen ratio. Tight LED binning for consistent CCT across all lamps. Suitable for use in totally enclosed fixtures. Wet location listed for outdoor use. See document below for complete specifications. LED Technology Notice Due to constantly evolving nature of LED technology, manufacturers will reserve the right to replace this product with next generation technology. We appreciate your understanding and acceptance of this policy. Utility/Government Incentives Documents Green Creative 16303 Specification Sheet About Green Creative Green Creative, founded in 2010, is a solid state lighting development and manufacturing company based in Silicon Valley, CA. The company offers a comprehensive line of high-performance LED solutions that have been adopted by some of the largest companies in the world. Green Creative focuses on professional-grade LED lamps and fixtures that meet the high standards of commercial, institutional and industrial installations. Anchored by strongly integrated R&D capabilities and patented technology, Green Creative's innovation, performance and reliability have been recognized year after year by the Illuminating Engineering Society Progress Report, the LEDs Magazine Sapphire Awards and Lighting for Tomorrow. 40000 Hours • CRI 90 • Dimmable • Specification Grade Green Creative 16303 - 17W PAR38 LED - 120W Equal - 40° - 2700K - GU24 | 2700 | 92 | 1105 | 65 | 25000 | 17 | 1 | 15.98 | 15.98 | 18.7771 | 2020Q2 | https://www.topbulb.com/green-creative-16303-17par38g4dim-927fl40-gu24-17w-120v-2700k | Top Bulb | 2020 | Yes
LED Lighting | A-Type | Manufacturer: Satco | False |  | General Purpose Replacement | A19 | E26 (Medium) | Damp Location Rated Damp Location Rated Home > Energy Star Qualified Products > 6 Watt 480 Lumen Non-Dimmable Enclosed Fixture Rated LED A19 Light Bulb 3000K ** Non-CEC Compliant - NOT Lawful for Sale in California ** Product Specifications - Quick Reference Input Voltage: Lumens: 120 Volt 480 Lumens Dimensions: Dimmable: 4-3/16" (MOL) x 2-3/8" (MOD) NO - Not Dimmable LED Color: 3000K Warm White Life Time: 15,000 Hours Power Consumption: Luminous Efficacy: 6 Watts 80 lm/W CRI: Certifications: 80 CRI Energy Star, RoHS, cULus Satco's LED series of omni-directional non-dimmable LED A19 Lamps are here to replace your 40 watt and 60 watt incandescent light bulbs or your 9 watt and 13 watt screw-in CFLs. Within this series, Satco is exhibiting their Solid State LED Lighting for these A shaped replacement lamps. This series of A19 LED lights bulbs are not dimmable, but are approved for totally enclosed fixtures. They have a long life of 15,000 hours and possess a 3 Year Limited Warranty. This series comes in either a 6 watt model or a 9.5 watt model and the following color temperatures: 2700K, 3000K, and 5000K. This model is part number S9591, which produces 480 lumens of a 3000K warm white color. This bulb consumes just 6 watts of 120 volt energy. This bulb is Energy Star certified, RoHS compliant, cULus - damp location rated, and enclosed fixture rated. This led light bulb is NOT dimmable and has a CRI of 80, while producing zero UV or IR radiation. The innovative design of this A19 bulb features a frosted finish and a medium E26 base. When you replace your 40A19 bulbs with these 6 watt A19 LED bulbs, your energy use decreases significantly while keeping the same look and feel of your old A19 bulbs. Click here for the complete Satco S9591 LED A19 Light Bulb Specification Sheet. Satco 6 Watt 480 Lumen Non-Dimmable Enclosed Fixture Rated LED A19 Light Bulb 3000K | 3000 | 84 | 480 | 80 | 15000 | 6 | 1 | 2.95 | 2.95 | 3.4664 | 2020Q3 | https://www.greenelectricalsupply.com/6-watt-enclosed-fixture-rated-e26-a19-led-light-bulbs-3000k.aspx | Green Electrical Supply | 2020 | Yes
LED Lighting | A-Type | Manufacturer: Satco | False | Daylighting/Photocell, | General Purpose Replacement | A19 | E26 (Medium) | Damp Location Rated Damp Location Rated Home > Energy Star Qualified Products > 6 Watt 480 Lumen Non-Dimmable Enclosed Fixture Rated LED A19 Light Bulb 5000K ** Non-CEC Compliant - NOT Lawful for Sale in California ** Product Specifications - Quick Reference Input Voltage: Lumens: 120 Volt 480 Lumens Dimensions: Dimmable: 4-3/16" (MOL) x 2-3/8" (MOD) NO - Not Dimmable LED Color: 5000K Daylight Life Time: 15,000 Hours Power Consumption: Luminous Efficacy: 6 Watts 80 lm/W CRI: Certifications: 80 CRI Energy Star, RoHS, cULus Satco's LED series of omni-directional non-dimmable LED A19 Lamps are here to replace your 40 watt and 60 watt incandescent light bulbs or your 9 watt and 13 watt screw-in CFLs. Within this series, Satco is exhibiting their Solid State LED Lighting for these A shaped replacement lamps. This series of A19 LED lights bulbs are not dimmable, but are approved for totally enclosed fixtures. They have a long life of 15,000 hours and possess a 3 Year Limited Warranty. This series comes in either a 6 watt model or a 9.5 watt model and the following color temperatures: 2700K, 3000K, and 5000K. This model is part number S9592, which produces 480 lumens of a 5000K daylight color. This bulb consumes just 6 watts of 120 volt energy. This bulb is Energy Star certified, RoHS compliant, cULus - damp location rated, and enclosed fixture rated. This led light bulb is NOT dimmable and has a CRI of 80, while producing zero UV or IR radiation. The innovative design of this A19 bulb features a frosted finish and a medium E26 base. When you replace your 40A19 bulbs with these 6 watt A19 LED bulbs, your energy use decreases significantly while keeping the same look and feel of your old A19 bulbs. Click here for the complete Satco S9592 LED A19 Light Bulb Specification Sheet. Satco 6 Watt 480 Lumen Non-Dimmable Enclosed Fixture Rated LED A19 Light Bulb 5000K | 5000 | 85 | 480 | 80 | 15000 | 6 | 1 | 2.95 | 2.95 | 3.4664 | 2020Q3 | https://www.greenelectricalsupply.com/6-watt-enclosed-fixture-rated-e26-a19-led-light-bulbs-5000k.aspx | Green Electrical Supply | 2020 | Yes
LED Lighting | A-Type | Manufacturer: Satco | True |  | General Purpose Replacement | A19 | E26 (Medium) | Damp Location Rated,Recessed Fixtures Damp Location Rated,Recessed Fixtures Home > Energy Star Qualified Products > 6 Watt 480 Lumen Dimmable LED A19 Enclosed Fixture Rated Light Bulb 2700K ** Non-CEC Compliant - NOT Lawful for Sale in California ** Product Specifications - Quick Reference Input Voltage: Lumens: 120 Volt 480 Lumens Dimensions: Dimmable: 4-3/16" (MOL) x 2-3/8" (MOD) Yes LED Color: 2700K Warm White Life Time: 25,000 Hours Power Consumption: Luminous Efficacy: 6 Watts 80 lm/W CRI: Certifications: 80 CRI Energy Star, RoHS, cULus Satco's LED series of omni-directional LED A19 Lamps are here to replace your 40 watt and 60 watt incandescent light bulbs. Within this series, Satco is exhibiting their Solid State LED Lighting for these A shaped replacement lamps. This series of A19 LED light bulbs are not only dimmable, but also are approved for totally enclosed fixtures. They have a long life of 25,000 hours and possess a 3 Year Limited Warranty. This series comes in either a 6 watt model or a 9.8 watt model and the following color temperatures: 2700K, 3000K, 3500K, 4000K and 5000K. This model is part number S29830, a replacement of S9830, which produces 480 lumens of a 2700K warm white color. This bulb consumes just 6 watts of 120 volt energy. This bulb is Energy Star certified, RoHS compliant, cULus - damp location rated, and enclosed fixture rated. This led light bulb is dimmable and has a CRI of 80, while producing zero UV or IR radiation. The innovative design of this A19 bulb features a smooth heat sink design to resemble traditional incandescent lamps. When you replace your 40A19 bulbs with these 6 watt A19 LED bulbs, your energy use decreases significantly while keeping the same look and feel of your old A19 bulbs. Click here for the complete Satco S29830 LED A19 Light Bulb Specification Sheet. Satco 6 Watt 480 Lumen Dimmable LED A19 Enclosed Fixture Rated Light Bulb 2700K | 2700 | 83 | 480 | 80 | 25000 | 6 | 1 | 2.95 | 2.95 | 3.4664 | 2020Q3 | https://www.greenelectricalsupply.com/6-watt-enclosed-rated-led-a19-light-bulbs-2700k.aspx | Green Electrical Supply | 2020 | Yes
LED Lighting | Downlight | Green Creative | False |  | LED Array |  |  | Downlight Recessed Topbulb » Fixtures » Commercial Fixtures » Indoor » Recessed Downlights » LED - Retrofit » Green Creative - 21W LED 6" Downlight - Adjustable Lumen Output - 3000K - 120/277V This Green Creative INNOFIT mulit-watt, 6" LED downlight for retrofit or new construction features an adjustable lumen output with three defined light levels: Low - 8.5W - 700 lumens - Equal to 1 x 18W CFL Med - 13.5W - 1000 lumens - Equal to 1 x 26W or 2 x 18W CFL High - 21W - 1500 lumens - Equal to 1 x 32W or 2 x 18W CFL Simply adjust the lamp power to the desired lumen output by sliding the selector switch on top of the fixture. Adjustable housing clips allow for easy installation in a large range of commercial and architectural housings ranging from 6" to 7.4". The spring-action clips push up easily and fit securely for both retrofit and new construction installations. In addition, with both 120V and 277V compatibility and an L70 rated life of 40,000 hours, this 6 inch aperture, 3000K, halogen-like white illumination downlight meets or exceeds all the requirements for most commercial or institutional recessed downlight applications. Suitable for damp locations. Energy Star qualified. UL / cUL Listed. See the documents below for complete specifications and installation instructions. Utility/Government Incentives Documents Green Creative 57869 Spec Sheet Green Creative Innofit Installation Guide About Green Creative Green Creative, founded in 2010, is a solid state lighting development and manufacturing company based in Silicon Valley, CA. The company offers a comprehensive line of high-performance LED solutions that have been adopted by some of the largest companies in the world. Green Creative focuses on professional-grade LED lamps and fixtures that meet the high standards of commercial, institutional and industrial installations. Anchored by strongly integrated R&D capabilities and patented technology, Green Creative's innovation, performance and reliability have been recognized year after year by the Illuminating Engineering Society Progress Report, the LEDs Magazine Sapphire Awards and Lighting for Tomorrow. Commercial Grade • Equals 18W, 26W, 32W, 36W CFL • 40,000 Hours Green Creative - 21W LED 6" Downlight - Adjustable Lumen Output - 3000K - 120/277V | 3000 | 84 | 1500 | 71.4286 | 25000 | 21 | 1 | 69.98 | 69.98 | 82.2292 | 2020Q2 | https://www.topbulb.com/green-creative-21w-led-6-downlight-adjustable-lumen-output-3000k-120-277v | Top Bulb | 2020 | Yes
LED Lighting | Downlight | Green Creative | False |  | LED Array |  |  | Downlight Recessed Topbulb » Fixtures » Commercial Fixtures » Indoor » Recessed Downlights » LED - Retrofit » Green Creative - 21W LED 6" Downlight - Adjustable Lumen Output - 3500K - 120/277V This Green Creative INNOFIT mulit-watt, 6" LED downlight for retrofit or new construction features an adjustable lumen output with three defined light levels: Low - 8.5W - 700 lumens - Equal to 1 x 18W CFL Med - 13.5W - 1000 lumens - Equal to 1 x 26W or 2 x 18W CFL High - 21W - 1500 lumens - Equal to 1 x 32W or 2 x 18W CFL Simply adjust the lamp power to the desired lumen output by sliding the selector switch on top of the fixture. Adjustable housing clips allow for easy installation in a large range of commercial and architectural housings ranging from 6" to 7.4". The spring-action clips push up easily and fit securely for both retrofit and new construction installations. In addition, with both 120V and 277V compatibility and an L70 rated life of 40,000 hours, this 6 inch aperture, 3500K, cool white illumination downlight meets or exceeds all the requirements for most commercial or institutional recessed downlight applications. Suitable for damp locations. Energy Star qualified. UL / cUL Listed. See the documents below for complete specifications and installation instructions. Utility/Government Incentives Documents Green Creative 57870 Specification Sheet Green Creative INNOFIT Downlight Installation Guide About Green Creative Green Creative, founded in 2010, is a solid state lighting development and manufacturing company based in Silicon Valley, CA. The company offers a comprehensive line of high-performance LED solutions that have been adopted by some of the largest companies in the world. Green Creative focuses on professional-grade LED lamps and fixtures that meet the high standards of commercial, institutional and industrial installations. Anchored by strongly integrated R&D capabilities and patented technology, Green Creative's innovation, performance and reliability have been recognized year after year by the Illuminating Engineering Society Progress Report, the LEDs Magazine Sapphire Awards and Lighting for Tomorrow. Commercial Grade • Equals 18W, 26W, 32W, 36W CFL • 40,000 Hours Green Creative - 21W LED 6" Downlight - Adjustable Lumen Output - 3500K - 120/277V | 3500 | 84 | 1500 | 71.4286 | 25000 | 21 | 1 | 69.98 | 69.98 | 82.2292 | 2020Q2 | https://www.topbulb.com/green-creative-21w-led-6-downlight-adjustable-lumen-output-3500k-120-277v | Top Bulb | 2020 | Yes
LED Lighting | Downlight | Green Creative | False |  | LED Array |  |  | Downlight Recessed Topbulb » Fixtures » Commercial Fixtures » Indoor » Recessed Downlights » LED - Retrofit » Green Creative - 21W LED 6" Downlight - Adjustable Lumen Output - 4000K - 120/277V This Green Creative INNOFIT mulit-watt, 6" LED downlight for retrofit or new construction features an adjustable lumen output with three defined light levels: Low - 8.5W - 700 lumens - Equal to 1 x 18W CFL Med - 13.5W - 1000 lumens - Equal to 1 x 26W or 2 x 18W CFL High - 21W - 1500 lumens - Equal to 1 x 32W or 2 x 18W CFL Simply adjust the lamp power to the desired lumen output by sliding the selector switch on top of the fixture. Adjustable housing clips allow for easy installation in a large range of commercial and architectural housings ranging from 6" to 7.4". The spring-action clips push up easily and fit securely for both retrofit and new construction installations. In addition, with both 120V and 277V compatibility and an L70 rated life of 40,000 hours, this 6 inch aperture, 4000K, cool white illumination downlight meets or exceeds all the requirements for most commercial or institutional recessed downlight applications. Suitable for damp locations. Energy Star qualified. UL / cUL Listed. See the documents below for complete specifications and installation instructions. Utility/Government Incentives Documents Green Creative 57871 Spec Sheet Green Creative Innofit Installation Guide About Green Creative Green Creative, founded in 2010, is a solid state lighting development and manufacturing company based in Silicon Valley, CA. The company offers a comprehensive line of high-performance LED solutions that have been adopted by some of the largest companies in the world. Green Creative focuses on professional-grade LED lamps and fixtures that meet the high standards of commercial, institutional and industrial installations. Anchored by strongly integrated R&D capabilities and patented technology, Green Creative's innovation, performance and reliability have been recognized year after year by the Illuminating Engineering Society Progress Report, the LEDs Magazine Sapphire Awards and Lighting for Tomorrow. Commercial Grade • Equals 18W, 26W, 32W, 36W CFL • 40,000 Hours Green Creative - 21W LED 6" Downlight - Adjustable Lumen Output - 4000K - 120/277V | 4000 | 83 | 1500 | 71.4286 | 25000 | 21 | 1 | 69.98 | 69.98 | 82.2292 | 2020Q2 | https://www.topbulb.com/green-creative-21w-led-6-downlight-adjustable-lumen-output-4000k-120-277v | Top Bulb | 2020 | Yes
LED Lighting | Downlight | Green Creative | True |  | LED |  |  | Downlight Solid State Retrofit Topbulb » Brands » Green Creative » Luminaires » Recessed Downlight » Green Creative 22CDL6G4DIM/830/277V ¦ 22W LED Downlight Retrofit - 6" - 1600 Lumens - 3000K This Green Creative Titanium LED Series 4.0 6″ commercial downlight has been designed and engineered for demanding commercial applications. This downlight retrofit kit offers the same light output as 2x18 watt CFLs and lasts 4 times longer. The product fits existing architectural and commercial housing, is compatible with 0-10V dimmers and features a quick connector and pre-wired conduit so installation is easy and takes just minutes. See the document below for complete specifications. LED Technology Notice Due to constantly evolving nature of LED technology, manufacturers will reserve the right to replace this product with next generation technology. We appreciate your understanding and acceptance of this policy. Utility/Government Incentives Documents Green Creative 22CDL6G4DIM/830/277V Spec Sheet About Green Creative Green Creative, founded in 2010, is a solid state lighting development and manufacturing company based in Silicon Valley, CA. The company offers a comprehensive line of high-performance LED solutions that have been adopted by some of the largest companies in the world. Green Creative focuses on professional-grade LED lamps and fixtures that meet the high standards of commercial, institutional and industrial installations. Anchored by strongly integrated R&D capabilities and patented technology, Green Creative's innovation, performance and reliability have been recognized year after year by the Illuminating Engineering Society Progress Report, the LEDs Magazine Sapphire Awards and Lighting for Tomorrow. 40,000 Hours • 2x18W CFL Equal • 0-10V Dimming Green Creative 22CDL6G4DIM/830/277V ¦ 22W LED Downlight Retrofit - 6" - 1600 Lumens - 3000K | 3000 | 83 | 1600 | 72.7273 | 36000 | 22 | 1 | 76.98 | 76.98 | 90.4545 | 2020Q2 | https://www.topbulb.com/green-creative-22cdl6g4dim-830-277v-6-retrofit-22w-120-277v-dimmable-0-10v | Top Bulb | 2020 | Yes
LED Lighting | Downlight | Green Creative | True |  | LED |  |  | Downlight Solid State Retrofit Topbulb » Brands » Green Creative » Luminaires » Recessed Downlight » Green Creative 97687 ¦ 22W LED Downlight Retrofit - 6" - 1650 Lumens - 3500K This Green Creative Titanium LED Series 4.0 6″ commercial downlight has been designed and engineered for demanding commercial applications. This downlight retrofit kit offers the same light output as 2x18 watt CFLs and lasts 4 times longer. The product fits existing architectural and commercial housing, is compatible with 0-10V dimmers and features a quick connector and pre-wired conduit so installation is easy and takes just minutes. See the document below for complete specifications. LED Technology Notice Due to constantly evolving nature of LED technology, manufacturers will reserve the right to replace this product with next generation technology. We appreciate your understanding and acceptance of this policy. Utility/Government Incentives Documents Green Creative 22CDL6G4DIM/835/277V Spec Sheet About Green Creative Green Creative, founded in 2010, is a solid state lighting development and manufacturing company based in Silicon Valley, CA. The company offers a comprehensive line of high-performance LED solutions that have been adopted by some of the largest companies in the world. Green Creative focuses on professional-grade LED lamps and fixtures that meet the high standards of commercial, institutional and industrial installations. Anchored by strongly integrated R&D capabilities and patented technology, Green Creative's innovation, performance and reliability have been recognized year after year by the Illuminating Engineering Society Progress Report, the LEDs Magazine Sapphire Awards and Lighting for Tomorrow. 40,000 Hours • 2x18W CFL Equal • 0-10V Dimming Green Creative 97687 ¦ 22W LED Downlight Retrofit - 6" - 1650 Lumens - 3500K | 3500 | 83 | 1600 | 72.7273 | 36000 | 22 | 1 | 76.98 | 76.98 | 90.4545 | 2020Q2 | https://www.topbulb.com/green-creative-22cdl6g4dim-835-277v-6-retrofit-22w-120-277v-dimmable-0-10v | Top Bulb | 2020 | Yes
LED Lighting | Downlight | Green Creative | True |  | LED |  |  | Downlight Solid State Retrofit Topbulb » Brands » Green Creative » Luminaires » Recessed Downlight » Green Creative 22CDL6G4DIM/840/277V ¦ 22W LED Downlight Retrofit - 6" - 1700 Lumens - 4000K This Green Creative Titanium LED Series 4.0 6″ commercial downlight has been designed and engineered for demanding commercial applications. This downlight retrofit kit offers the same light output as 2x18 watt CFLs and lasts 4 times longer. The product fits existing architectural and commercial housing, is compatible with 0-10V dimmers and features a quick connector and pre-wired conduit so installation is easy and takes just minutes. See the document below for complete specifications. LED Technology Notice Due to constantly evolving nature of LED technology, manufacturers will reserve the right to replace this product with next generation technology. We appreciate your understanding and acceptance of this policy. Utility/Government Incentives Documents Green Creative 22CDL6G4DIM/840/277V Spec Sheet About Green Creative Green Creative, founded in 2010, is a solid state lighting development and manufacturing company based in Silicon Valley, CA. The company offers a comprehensive line of high-performance LED solutions that have been adopted by some of the largest companies in the world. Green Creative focuses on professional-grade LED lamps and fixtures that meet the high standards of commercial, institutional and industrial installations. Anchored by strongly integrated R&D capabilities and patented technology, Green Creative's innovation, performance and reliability have been recognized year after year by the Illuminating Engineering Society Progress Report, the LEDs Magazine Sapphire Awards and Lighting for Tomorrow. 40,000 Hours • 2x18W CFL Equal • 0-10V Dimming Green Creative 22CDL6G4DIM/840/277V ¦ 22W LED Downlight Retrofit - 6" - 1700 Lumens - 4000K | 4000 | 83 | 1600 | 72.7273 | 36000 | 22 | 1 | 76.98 | 76.98 | 90.4545 | 2020Q2 | https://www.topbulb.com/green-creative-22cdl6g4dim-840-277v-6-retrofit-22w-120-277v-dimmable-0-10v | Top Bulb | 2020 | Yes
LED Lighting | A-Type | Manufacturer: Satco | True |  | General Purpose Replacement | A19 | E26 (Medium) | Damp Location Rated,Recessed Fixtures Damp Location Rated,Recessed Fixtures Home > Energy Star Qualified Products > 6 Watt 480 Lumen Dimmable LED A19 Enclosed Fixture Rated Light Bulb 3000K ** Non-CEC Compliant - NOT Lawful for Sale in California ** Product Specifications - Quick Reference Input Voltage: Lumens: 120 Volt 480 Lumens Dimensions: Dimmable: 4-3/16" (MOL) x 2-3/8" (MOD) Yes LED Color: 3000K Warm White Life Time: 25,000 Hours Power Consumption: Luminous Efficacy: 6 Watts 80 lm/W CRI: Certifications: 80 CRI Energy Star, RoHS, cULus Satco's LED series of omni-directional LED A19 Lamps are here to replace your 40 watt and 60 watt incandescent light bulbs. Within this series, Satco is exhibiting their Solid State LED Lighting for these A shaped replacement lamps. This series of A19 LED lights bulbs are not only dimmable, but also are approved for totally enclosed fixtures. They have a long life of 25,000 hours and possess a 3 Year Limited Warranty. This series comes in either a 6 watt model or a 9.8 watt model and the following color temperatures: 2700K, 3000K, 3500K, 4000K and 5000K. This model is part number S29831, a replacement of S9831, which produces 480 lumens of a 3000K warm white color. This bulb consumes just 6 watts of 120 volt energy. This bulb is Energy Star certified, RoHS compliant, cULus - damp location rated, and enclosed fixture rated. This led light bulb is dimmable and has a CRI of 80, while producing zero UV or IR radiation. The innovative design of this A19 bulb features a smooth heat sink design to resemble traditional incandescent lamps. When you replace your 40A19 bulbs with these 6 watt A19 LED bulbs, your energy use decreases significantly while keeping the same look and feel of your old A19 bulbs. Click here for the complete Satco S29831 LED A19 Light Bulb Specification Sheet. Satco 6 Watt 480 Lumen Dimmable LED A19 Enclosed Fixture Rated Light Bulb 3000K | 3000 | 84 | 480 | 80 | 25000 | 6 | 1 | 2.95 | 2.95 | 3.4664 | 2020Q3 | https://www.greenelectricalsupply.com/6-watt-enclosed-rated-led-a19-light-bulbs-3000k.aspx | Green Electrical Supply | 2020 | Yes
LED Lighting | A-Type | Manufacturer: Satco | True |  | General Purpose Replacement | A19 | E26 (Medium) | Damp Location Rated,Recessed Fixtures Damp Location Rated,Recessed Fixtures Home > Energy Star Qualified Products > 6 Watt 480 Lumen Dimmable LED A19 Enclosed Fixture Rated Light Bulb 3500K ** Non-CEC Compliant - NOT Lawful for Sale in California ** Product Specifications - Quick Reference Input Voltage: Lumens: 120 Volt 480 Lumens Dimensions: Dimmable: 4-3/16" (MOL) x 2-3/8" (MOD) Yes LED Color: 3500K Bright White Life Time: 25,000 Hours Power Consumption: Luminous Efficacy: 6 Watts 80 lm/W CRI: Certifications: 80 CRI Energy Star, RoHS, cULus Satco's LED series of omni-directional LED A19 Lamps are here to replace your 40 watt and 60 watt incandescent light bulbs. Within this series, Satco is exhibiting their Solid State LED Lighting for these A shaped replacement light bulbs. This series of A19 LED lights bulbs are not only dimmable, but also are approved for totally enclosed fixtures. They have a long life of 25,000 hours and possess a 3 Year Limited Warranty. This series comes in either a 6 watt model or a 9.8 watt model and the following color temperatures: 2700K, 3000K, 3500K, 4000K and 5000K. This model is part number S29832, Satco's replacement of S9832, which produces 480 lumens of a 3500K bright white color. This bulb consumes just 6 watts of 120 volt energy. This light bulb is Energy Star certified, RoHS compliant, cULus - damp location rated, and enclosed fixture rated. This led light bulb is dimmable and has a CRI of 80, while producing zero UV or IR radiation. The innovative design of this A19 bulb features a smooth heat sink design to resemble traditional incandescent lamps. When you replace your 40A19 bulbs with these 6 watt A19 LED bulbs, your energy use decreases significantly while keeping the same look and feel of your old A19 bulbs. Click here for the complete Satco S29832 LED A19 Light Bulb Specification Sheet. Satco 6 Watt 480 Lumen Dimmable LED A19 Enclosed Fixture Rated Light Bulb 3500K | 3500 | 84 | 480 | 80 | 25000 | 6 | 1 | 2.95 | 2.95 | 3.4664 | 2020Q3 | https://www.greenelectricalsupply.com/6-watt-enclosed-rated-led-a19-light-bulbs-3500k.aspx | Green Electrical Supply | 2020 | Yes
LED Lighting | Reflector | Green Creative | True |  | Reflector (Flood/Spot) | BR30 | E26 (Medium) | Damp Location Rated,Recessed Fixtures Topbulb » LED Bulbs » LED Reflector Flood » 65W / 75W Equal » Green Creative 57885 - 9W BR30 LED - 65W Equal - Warm Dimming This Green Creative 9 watt BR30 LED provides warm dimming functionality to match the way incandescent and halogen lamps dim. Get smooth dimming from 2700K (warm white) to 2200K (amber). This LED is suitable for use in totally enclosed fixtures. See the document below for additional information and specifications. LED Technology Notice Due to constantly evolving nature of LED technology, manufacturers will reserve the right to replace this product with next generation technology. We appreciate your understanding and acceptance of this policy. Documents Green Creative 9BR30DIM/8CCTD Specification Sheet About Green Creative Green Creative, founded in 2010, is a solid state lighting development and manufacturing company based in Silicon Valley, CA. The company offers a comprehensive line of high-performance LED solutions that have been adopted by some of the largest companies in the world. Green Creative focuses on professional-grade LED lamps and fixtures that meet the high standards of commercial, institutional and industrial installations. Anchored by strongly integrated R&D capabilities and patented technology, Green Creative's innovation, performance and reliability have been recognized year after year by the Illuminating Engineering Society Progress Report, the LEDs Magazine Sapphire Awards and Lighting for Tomorrow. 25,000 Hours • Flood • Medium Base Green Creative 57885 - 9W BR30 LED - 65W Equal - Warm Dimming | 2700 | 84 | 650 | 72.2222 | 25000 | 9 | 1 | 12.98 | 12.98 | 15.252 | 2020Q2 | https://www.topbulb.com/green-creative-57885-9br30dim-8cctd-9w-120v-2700-2200k | Top Bulb | 2020 | Yes
LED Lighting | Reflector | Green Creative | False | Daylighting/Photocell, | Reflector (Flood/Spot) | PAR38 | E26 (Medium) | Damp Location Rated,Use With Timers,Use With Photo and/or Motion Sensors,Recessed Fixtures Topbulb » LED Bulbs » LED PAR » LED PAR38 » 120W Equal » Green Creative 58166 - 17W PAR38 LED - 120W Equal - 120/277V - 40° This REFINE LED Pro Series PAR38 17W 277V LED from Green Creative was designed and engineered for commercial applications that demand high performance lighting and accurate color rendering. These lamps feature the full-face REFINE optic that provides a high candela to lumen ratio (watch the video above). For lower energy and maintenance costs use this bulb as a direct replacement for a 120 watt halogen PAR38. The 1450 lumen 40° flood light distribution bulb features a CRI 90 with an R9 of 65 and a R13 of 90 for richer reds and more natural skin tones. In addition, tight LED binning ensures consistent color temperature across all lamps. Excellent replacement LED solution for retail and color critical commercial applications. Suitable for use in totally enclosed fixtures. See the document below for complete specifications. LED Technology Notice Due to constantly evolving nature of LED technology, manufacturers will reserve the right to replace this product with next generation technology. We appreciate your understanding and acceptance of this policy. Documents Green Creative 58166 Specification Sheet About Green Creative Green Creative, founded in 2010, is a solid state lighting development and manufacturing company based in Silicon Valley, CA. The company offers a comprehensive line of high-performance LED solutions that have been adopted by some of the largest companies in the world. Green Creative focuses on professional-grade LED lamps and fixtures that meet the high standards of commercial, institutional and industrial installations. Anchored by strongly integrated R&D capabilities and patented technology, Green Creative's innovation, performance and reliability have been recognized year after year by the Illuminating Engineering Society Progress Report, the LEDs Magazine Sapphire Awards and Lighting for Tomorrow. 50,000 Hours • CRI 90 • Specification Grade Green Creative 58166 - 17W PAR38 LED - 120W Equal - 120/277V - 40° | 4000 | 93 | 1450 | 85.2941 | 25000 | 17 | 1 | 34.98 | 34.98 | 41.1029 | 2020Q2 | https://www.topbulb.com/green-creative-58166-17w-par38-led-120w-equal-40-flood-high-cri | Top Bulb | 2020 | Yes
LED Lighting | Decorative | Green Creative | True |  | Decorative | B10 | E26 (Medium) | Damp Location Rated Topbulb » LED Bulbs » LED Chandelier » Green Creative 97818 - 4.5W B11 LED - 40W Equal - Warm White This 4.5B11DIM/827/E26 premium 4.5 watt LED replacement for 40 bulbs from Green Creative features 120 volt operation and exception light distribution characteristics.See the document below for additional information and specifications. LED Technology Notice Due to constantly evolving nature of LED technology, manufacturers will reserve the right to replace this product with next generation technology. We appreciate your understanding and acceptance of this policy. Utility/Government Incentives Documents Green Creative 4.5B11DIM/827/E26 Specification Sheet About Green Creative Green Creative, founded in 2010, is a solid state lighting development and manufacturing company based in Silicon Valley, CA. The company offers a comprehensive line of high-performance LED solutions that have been adopted by some of the largest companies in the world. Green Creative focuses on professional-grade LED lamps and fixtures that meet the high standards of commercial, institutional and industrial installations. Anchored by strongly integrated R&D capabilities and patented technology, Green Creative's innovation, performance and reliability have been recognized year after year by the Illuminating Engineering Society Progress Report, the LEDs Magazine Sapphire Awards and Lighting for Tomorrow. 25000 Hours • CRI 80 Green Creative 97818 - 4.5W B11 LED - 40W Equal - Warm White | 2700 | 81 | 300 | 66.6667 | 25000 | 4.5 | 1 | 8.98 | 8.98 | 10.5518 | 2020Q2 | https://www.topbulb.com/green-creative-97818-45b11dim-827-e26-45w-120v-2700k | Top Bulb | 2020 | Yes
LED Lighting | Decorative | Green Creative | True |  | Decorative | B10 | E12 (Candelabra) | Damp Location Rated Topbulb » LED Bulbs » LED Chandelier » Green Creative 97823 - 5.5W B11 LED - 60W Equal - Warm White This 5.5B11DIM/827 premium 5.5 watt LED replacement for 60 bulbs from Green Creative features 120 volt operation and exception light distribution characteristics.See the document below for additional information and specifications. LED Technology Notice Due to constantly evolving nature of LED technology, manufacturers will reserve the right to replace this product with next generation technology. We appreciate your understanding and acceptance of this policy. Utility/Government Incentives Documents Green Creative 5.5B11DIM/827 Specification Sheet About Green Creative Green Creative, founded in 2010, is a solid state lighting development and manufacturing company based in Silicon Valley, CA. The company offers a comprehensive line of high-performance LED solutions that have been adopted by some of the largest companies in the world. Green Creative focuses on professional-grade LED lamps and fixtures that meet the high standards of commercial, institutional and industrial installations. Anchored by strongly integrated R&D capabilities and patented technology, Green Creative's innovation, performance and reliability have been recognized year after year by the Illuminating Engineering Society Progress Report, the LEDs Magazine Sapphire Awards and Lighting for Tomorrow. 25000 Hours • CRI 80 Green Creative 97823 - 5.5W B11 LED - 60W Equal - Warm White | 2700 | 81 | 500 | 89.2857 | 25000 | 5.6 | 1 | 12.98 | 12.98 | 15.252 | 2020Q2 | https://www.topbulb.com/green-creative-97823-55b11dim-827-55w-120v-2700k | Top Bulb | 2020 | Yes
LED Lighting | Decorative | Green Creative | True |  | Decorative | B10 | E26 (Medium) | Damp Location Rated Topbulb » LED Bulbs » LED Chandelier » Green Creative 97824 - 5.5W B11 LED - 60W Equal - Warm White This 5.5B11DIM/827/E26 premium 5.5 watt LED replacement for 60 bulbs from Green Creative features 120 volt operation and exception light distribution characteristics.See the document below for additional information and specifications. LED Technology Notice Due to constantly evolving nature of LED technology, manufacturers will reserve the right to replace this product with next generation technology. We appreciate your understanding and acceptance of this policy. Utility/Government Incentives Documents Green Creative 5.5B11DIM/827/E26 Specification Sheet About Green Creative Green Creative, founded in 2010, is a solid state lighting development and manufacturing company based in Silicon Valley, CA. The company offers a comprehensive line of high-performance LED solutions that have been adopted by some of the largest companies in the world. Green Creative focuses on professional-grade LED lamps and fixtures that meet the high standards of commercial, institutional and industrial installations. Anchored by strongly integrated R&D capabilities and patented technology, Green Creative's innovation, performance and reliability have been recognized year after year by the Illuminating Engineering Society Progress Report, the LEDs Magazine Sapphire Awards and Lighting for Tomorrow. 25000 Hours • CRI 80 Green Creative 97824 - 5.5W B11 LED - 60W Equal - Warm White | 2700 | 81 | 500 | 89.2857 | 25000 | 5.6 | 1 | 12.98 | 12.98 | 15.252 | 2020Q2 | https://www.topbulb.com/green-creative-97824-55b11dim-827-e26-55w-120v-2700k | Top Bulb | 2020 | Yes
LED Lighting | Downlight | Green Creative | False | Daylighting/Photocell, | General Purpose Replacement | A19 | E26 (Medium) | Damp Location Rated,Use With Timers,Use With Photo and/or Motion Sensors,Recessed Fixtures Topbulb » LED Bulbs » LED Standard Shape » 60W Equal » Green Creative - 9W LED Pro - 60W Equal - 120 / 277V - Cool White This premium 9 watt LED replacement for 60 watt incandescent from the GreenCreative Titanium LED Series 4.0 features universal 120 / 220 volt operation and exceptional light distribution characteristics. The 9A19/840/277V LED bulb meets the new Energy Star V1.0 requirements for omnidirectional bulbs by providing 300° of evenly distributed light intensity. In the 135° to 180° zone, this lamp emits 65% more lumens than what is required by Energy Star. Excellent for general lighting, downlights and uplighting in commercial and residential applications. See the document below for additional information and specifications. LED Technology Notice Due to constantly evolving nature of LED technology, manufacturers will reserve the right to replace this product with next generation technology. We appreciate your understanding and acceptance of this policy. Utility/Government Incentives Documents Green Creative 58039 (formerly 40752) Brochure About Green Creative Green Creative, founded in 2010, is a solid state lighting development and manufacturing company based in Silicon Valley, CA. The company offers a comprehensive line of high-performance LED solutions that have been adopted by some of the largest companies in the world. Green Creative focuses on professional-grade LED lamps and fixtures that meet the high standards of commercial, institutional and industrial installations. Anchored by strongly integrated R&D capabilities and patented technology, Green Creative's innovation, performance and reliability have been recognized year after year by the Illuminating Engineering Society Progress Report, the LEDs Magazine Sapphire Awards and Lighting for Tomorrow. 25,000 Hour Life • 300° Omni Directional • Not Dimmable Green Creative - 9W LED Pro - 60W Equal - 120 / 277V - Cool White | 4000 | 85 | 860 | 95.5556 | 25000 | 9 | 1 | 15.98 | 15.98 | 18.7771 | 2020Q2 | https://www.topbulb.com/green-creative-9w-led-pro-60w-equal-120-277v-cool-white | Top Bulb | 2020 | No
LED Lighting | Reflector | LaMar Lighting | True |  | Reflector (Flood/Spot) | PAR30L | E26 (Medium) | Damp Location Rated,Recessed Fixtures Topbulb » Brands » LaMar Lighting » Architectural LED Series » LaMar PRL48LPPS-40 ¦ 40W LED Suspended - Direct / Indirect - 4 Ft - 4370 Lumens - 4000K The LaMar PRL48LPPS-40 is part of the Pulsar LED Series of indirect / direct distribution fixtures for commercial applications. This stylish, clean-lined LED luminaire is ideal for schools, offices and other spaces utilizing video display terminals or locations requiring a visually comfortable environment. The fixture offers maximum uplight with subtle downlighting through a perforated metal diffuser and center cross baffle. Cable or pendant mounted individually. For 0-10V Dimming, 5-wire supply required. Call for other options. See the document below for complete specifications. LED Technology Notice Due to constantly evolving nature of LED technology, manufacturers will reserve the right to replace this product with next generation technology. We appreciate your understanding and acceptance of this policy. Documents Lamar PRL48LPPS-40 Spec Sheet Premium Steel Housing • 49.25"L x 11.75"W LaMar PRL48LPPS-40 ¦ 40W LED Suspended - Direct / Indirect - 4 Ft - 4370 Lumens - 4000K | 2700 | 96 | 841 | 79.3396 | 25000 | 10.6 | 1 | 459.95 | 459.95 | 540.459 | 2020Q2 | https://www.topbulb.com/lamar-prl48lpps-40-4000k-4-low-power-pulsar-led-series | Top Bulb | 2020 | No
LED Lighting | Downlight | MaxLite | True |  | LED |  |  | Downlight Solid State Retrofit Topbulb » Brands » Maxlite » Indoor Fixtures » Downlights » Maxlite RR62330W ¦ 23W LED Retrofit Downlight - 6" - 1725 Lumens - 3000K This Maxlite commercial-grade LED recessed downlight retrofit fixture is supplied with a quick connect-case and conduit to make an easy connection to an existing recessed fixture frame junction box. The fixture is also supplied with a heavy gauge anodized aluminum reflector in a haze finish. Includes external driver for easy installation and maintenance. Included: LED array, reflector, standard trim ring, external driver, retaining clips. Other features: Universal voltage (120-277) Mounts into existing recessed frame Dimmable to 5% (120v only) Power supply equipped with integral thermal protection Supplied with retaining clips if existing frame does not have adequate friction springs to secure reflector Optional extended trim ring acessory sold separately CRI: > 80 Power Factor: >.9 cETL listed for damp location use Five year limited manufacturer warranty Call for accessories. See the document below for complete specifications. LED Technology Notice Due to constantly evolving nature of LED technology, manufacturers will reserve the right to replace this product with next generation technology. We appreciate your understanding and acceptance of this policy. Utility/Government Incentives Documents Maxlite RR62330W Spec Sheet Indoor • Downlights • Commercial Recessed Downlight Retrofits • RR62330W Maxlite RR62330W ¦ 23W LED Retrofit Downlight - 6" - 1725 Lumens - 3000K | 3000 | 82 | 1360 | 59.1304 | 36000 | 23 | 1 | 122.95 | 122.95 | 144.471 | 2020Q2 | https://www.topbulb.com/maxlite-rr62330w-23w-6-led-commercial-downlight-retrofit-3000k-74039 | Top Bulb | 2020 | Yes
LED Lighting | Downlight | MaxLite | True |  | LED |  |  | Downlight Solid State Retrofit Topbulb » Brands » Maxlite » Indoor Fixtures » Downlights » Maxlite RR62340W ¦ 23W LED Retrofit Downlight - 6" - 1790 Lumens - 4000K This Maxlite commercial-grade LED recessed downlight retrofit fixture is supplied with a quick connect-case and conduit to make an easy connection to an existing recessed fixture frame junction box. The fixture is also supplied with a heavy gauge anodized aluminum reflector in a haze finish. Includes external driver for easy installation and maintenance. Included: LED array, reflector, standard trim ring, external driver, retaining clips. Other features: Universal voltage (120-277) Mounts into existing recessed frame Dimmable to 5% (120v only) Power supply equipped with integral thermal protection Supplied with retaining clips if existing frame does not have adequate friction springs to secure reflector Optional extended trim ring acessory sold separately CRI: > 80 Power Factor: >.9 cETL listed for damp location use Five year limited manufacturer warranty Call for accessories. See the document below for complete specifications. LED Technology Notice Due to constantly evolving nature of LED technology, manufacturers will reserve the right to replace this product with next generation technology. We appreciate your understanding and acceptance of this policy. Utility/Government Incentives Documents Maxlite RR62340W Spec Sheet Indoor • Downlights • Commercial Recessed Downlight Retrofits • RR62340W Maxlite RR62340W ¦ 23W LED Retrofit Downlight - 6" - 1790 Lumens - 4000K | 4000 | 82 | 1360 | 59.1304 | 36000 | 23 | 1 | 122.95 | 122.95 | 144.471 | 2020Q2 | https://www.topbulb.com/maxlite-rr62340w-23w-6-led-commercial-downlight-retrofit-4000k-74040 | Top Bulb | 2020 | Yes
LED Lighting | Downlight | MaxLite | True |  | LED |  |  | Downlight Solid State Retrofit Topbulb » Brands » Maxlite » Indoor Fixtures » Downlights » Maxlite RR63030W ¦ 30W LED Retrofit Downlight - 6" - 2250 Lumens - 3000K This Maxlite commercial-grade LED recessed downlight retrofit fixture is supplied with a quick connect-case and conduit to make an easy connection to an existing recessed fixture frame junction box. The fixture is also supplied with a heavy gauge anodized aluminum reflector in a haze finish. Includes external driver for easy installation and maintenance. Included: LED array, reflector, standard trim ring, external driver, retaining clips. Other features: Universal voltage (120-277) Mounts into existing recessed frame Dimmable to 5% (120v only) Power supply equipped with integral thermal protection Supplied with retaining clips if existing frame does not have adequate friction springs to secure reflector Optional extended trim ring acessory sold separately CRI: > 80 Power Factor: >.9 cETL listed for damp location use Five year limited manufacturer warranty Call for accessories. See the document below for complete specifications. LED Technology Notice Due to constantly evolving nature of LED technology, manufacturers will reserve the right to replace this product with next generation technology. We appreciate your understanding and acceptance of this policy. Utility/Government Incentives Documents Maxlite RR63030W Spec Sheet Indoor • Downlights • Commercial Recessed Downlight Retrofits • RR63030W Maxlite RR63030W ¦ 30W LED Retrofit Downlight - 6" - 2250 Lumens - 3000K | 3000 | 83 | 2241 | 74.7 | 36000 | 30 | 1 | 126.95 | 126.95 | 149.1712 | 2020Q2 | https://www.topbulb.com/maxlite-rr63030w-30w-6-led-commercial-downlight-retrofit-3000k-74041 | Top Bulb | 2020 | Yes
LED Lighting | Reflector | MaxLite | True | Daylighting/Photocell, | Reflector (Flood/Spot) | MR16 | GU5.3 | Use With Photo and/or Motion Sensors,Damp Location Rated,Dim to Warm,Recessed Fixtures Topbulb » Brands » Maxlite » Indoor Fixtures » Downlights » Maxlite RR63040W ¦ 30W LED Retrofit Downlight - 6" - 2525 Lumens - 4000K This Maxlite commercial-grade LED recessed downlight retrofit fixture is supplied with a quick connect-case and conduit to make an easy connection to an existing recessed fixture frame junction box. The fixture is also supplied with a heavy gauge anodized aluminum reflector in a haze finish. Includes external driver for easy installation and maintenance. Included: LED array, reflector, standard trim ring, external driver, retaining clips. Other features: Universal voltage (120-277) Mounts into existing recessed frame Dimmable to 5% (120v only) Power supply equipped with integral thermal protection Supplied with retaining clips if existing frame does not have adequate friction springs to secure reflector Optional extended trim ring acessory sold separately CRI: > 80 Power Factor: >.9 cETL listed for damp location use Five year limited manufacturer warranty Call for accessories. See the document below for complete specifications. LED Technology Notice Due to constantly evolving nature of LED technology, manufacturers will reserve the right to replace this product with next generation technology. We appreciate your understanding and acceptance of this policy. Utility/Government Incentives Documents Maxlite RR63040W Spec Sheet 50,000 Hour LED • 120/277V Maxlite RR63040W ¦ 30W LED Retrofit Downlight - 6" - 2525 Lumens - 4000K | 3000 | 82 | 700 | 77.7778 | 25000 | 9 | 1 | 126.95 | 126.95 | 149.1712 | 2020Q2 | https://www.topbulb.com/maxlite-rr63040w-30w-6-led-commercial-downlight-retrofit-4000k-74042 | Top Bulb | 2020 | No
LED Lighting | Reflector | MaxLite | True |  | Reflector (Flood/Spot) | PAR20 | E26 (Medium) | Damp Location Rated,Recessed Fixtures Topbulb » LED Bulbs » LED PAR » LED PAR20 » 50W Equal » Maxlite 6P20DLED40FL ¦ 6W PAR20 LED - 50W Equal - 4000K - Flood This Maxlite 102269 6P20DLED40FL LED lamp produces 450 lumens making it suitable as a direct replacement for a 50 watt halogen PAR20. Maxlite's PAR LED lineup has industry leading light output, making it ideal for architectural and wall wash lighting in track, recessed and decorative lighting fixtures in retail, high-end residential and office environments. Features include: 25,000 hour life at L70 standards CRI: >80 Dimmable down to 10% Operating temperature range: - 4° to 104°F Not for use in enclosed luminaires Five year manufacturer warranty See the document below for complete specifications. LED Technology Notice Due to constantly evolving nature of LED technology, manufacturers will reserve the right to replace this product with next generation technology. We appreciate your understanding and acceptance of this policy. Utility/Government Incentives Documents Maxlite 6P20DLED40FL Spec Sheet Lamps • PAR Lamps • LED PARs • 6P20DLED40FL Maxlite 6P20DLED40FL ¦ 6W PAR20 LED - 50W Equal - 4000K - Flood | 4000 | 82 | 450 | 75 | 25000 | 6 | 1 | 4.95 | 4.95 | 5.8164 | 2020Q2 | https://www.topbulb.com/mxl102269-maxlite-6p20dled40fl-6w-dim-par20-4000k-flood | Top Bulb | 2020 | Yes
LED Lighting | Reflector | MaxLite | True |  | Reflector (Flood/Spot) | PAR38 | E26 (Medium) | Damp Location Rated,Recessed Fixtures Topbulb » LED Bulbs » LED PAR » LED PAR38 » 90W Equal » Maxlite 13P38DLED40FL ¦ 13W PAR38 LED - 90W Equal - 4000K - Flood This Maxlite 102272 13P38DLED40FL LED lamp produces 950 lumens making it suitable as a direct replacement for a 90 watt halogen PAR38. Maxlite's PAR LED lineup has industry leading light output, making it ideal for architectural and wall wash lighting in track, recessed and decorative lighting fixtures in retail, high-end residential and office environments. Features include: 25,000 hour life at L70 standards CRI: >80 Dimmable down to 10% Operating temperature range: - 4° to 104°F Not for use in enclosed luminaires Five year manufacturer warranty See the document below for complete specifications. LED Technology Notice Due to constantly evolving nature of LED technology, manufacturers will reserve the right to replace this product with next generation technology. We appreciate your understanding and acceptance of this policy. Utility/Government Incentives Documents Maxlite 13P38DLED40FL Spec Sheet Lamps • PAR Lamps • LED PARs • 13P38DLED40FL Maxlite 13P38DLED40FL ¦ 13W PAR38 LED - 90W Equal - 4000K - Flood | 4000 | 83 | 950 | 73.0769 | 25000 | 13 | 1 | 9.95 | 9.95 | 11.6916 | 2020Q2 | https://www.topbulb.com/mxl102272-maxlite-13p38dled40fl-13w-dim-par38-4000k-flood | Top Bulb | 2020 | Yes
LED Lighting | Reflector | MaxLite | True |  | Reflector (Flood/Spot) | BR30 | E26 (Medium) | Damp Location Rated,Recessed Fixtures Topbulb » LED Bulbs » LED Reflector Flood » 65W / 75W Equal » Maxlite 8BR30DLED27/G2 ¦ 8W BR30 LED - 65W Equal - 650 Lumens - 2700K This Maxlite 76557 8BR30DLED27/G2 LED lamp can be used as a direct replacement for a 65 watt incandescent (BR30) reflector flood. Features include: Smooth aluminum housing with ANSI standard form factor Dimmable down to 10% Operating temperature: -4°F to 104°F Suitable for use in damp locations Not for use in enclosed luminaires See the document below for complete specifications. LED Technology Notice Due to constantly evolving nature of LED technology, manufacturers will reserve the right to replace this product with next generation technology. We appreciate your understanding and acceptance of this policy. Utility/Government Incentives Documents Maxlite 8BR30DLED27/G2 Spec Sheet Lamps • BR Lamps • 8BR30DLED27/G2 Maxlite 8BR30DLED27/G2 ¦ 8W BR30 LED - 65W Equal - 650 Lumens - 2700K | 2700 | 82 | 650 | 81.25 | 25000 | 8 | 1 | 4.95 | 4.95 | 5.8164 | 2020Q2 | https://www.topbulb.com/mxl76557-maxlite-8br30dled27-g2-8w-dim-br30-2700k-g2-retail-box | Top Bulb | 2020 | Yes
LED Lighting | Reflector | MaxLite | True |  | Reflector (Flood/Spot) | BR30 | E26 (Medium) | Damp Location Rated,Recessed Fixtures Topbulb » LED Bulbs » LED Reflector Flood » 65W / 75W Equal » Maxlite 8BR30DLED30/G2 ¦ 8W BR30 LED - 65W Equal - 650 Lumens - 3000K This Maxlite 77628 8BR30DLED30/G2 LED lamp can be used as a direct replacement for a 65 watt incandescent (BR30) reflector flood. Features include: Smooth aluminum housing with ANSI standard form factor Dimmable down to 10% Operating temperature: -4°F to 104°F Suitable for use in damp locations Not for use in enclosed luminaires See the document below for complete specifications. LED Technology Notice Due to constantly evolving nature of LED technology, manufacturers will reserve the right to replace this product with next generation technology. We appreciate your understanding and acceptance of this policy. Utility/Government Incentives Documents Maxlite 8BR30DLED30/G2 Spec Sheet Lamps • BR Lamps • 8BR30DLED30/G2 Maxlite 8BR30DLED30/G2 ¦ 8W BR30 LED - 65W Equal - 650 Lumens - 3000K | 3000 | 84 | 650 | 81.25 | 25000 | 8 | 1 | 4.95 | 4.95 | 5.8164 | 2020Q2 | https://www.topbulb.com/mxl77628-maxlite-8br30dled30-g2-8w-dim-br30-3000k-g2 | Top Bulb | 2020 | Yes
LED Lighting | Reflector | MaxLite | True |  | Reflector (Flood/Spot) | BR30 | E26 (Medium) | Damp Location Rated,Recessed Fixtures Topbulb » LED Bulbs » LED Reflector Flood » 65W / 75W Equal » Maxlite 8BR30DLED40/G2 ¦ 8W BR30 LED - 65W Equal - 650 Lumens - 4000K This Maxlite 77629 8BR30DLED40/G2 LED lamp can be used as a direct replacement for a 65 watt incandescent (BR30) reflector flood. Features include: Smooth aluminum housing with ANSI standard form factor Dimmable down to 10% Operating temperature: -4°F to 104°F Suitable for use in damp locations Not for use in enclosed luminaires See the document below for complete specifications. LED Technology Notice Due to constantly evolving nature of LED technology, manufacturers will reserve the right to replace this product with next generation technology. We appreciate your understanding and acceptance of this policy. Utility/Government Incentives Documents Maxlite 8BR30DLED40/G2 Spec Sheet Lamps • BR Lamps • 8BR30DLED40/G2 Maxlite 8BR30DLED40/G2 ¦ 8W BR30 LED - 65W Equal - 650 Lumens - 4000K | 4000 | 83 | 650 | 81.25 | 25000 | 8 | 1 | 4.95 | 4.95 | 5.8164 | 2020Q2 | https://www.topbulb.com/mxl77629-maxlite-8br30dled40-g2-8w-dim-br30-4000k-g2 | Top Bulb | 2020 | Yes
LED Lighting | Reflector | MaxLite | True |  | Reflector (Flood/Spot) | BR30 | E26 (Medium) | Damp Location Rated,Recessed Fixtures Topbulb » LED Bulbs » LED Reflector Flood » 65W / 75W Equal » Maxlite 11BR30DLED40/G2 ¦ 11W BR30 LED - 65W Equal - 850 Lumens - 4000K This Maxlite 77632 11BR30DLED40/G2 LED lamp produces 850 lumens and can be used as a direct replacement for a 65 watt incandescent (BR30) reflector flood. Features include: Smooth aluminum housing with ANSI standard form factor Dimmable down to 10% Operating temperature: -4°F to 104°F Suitable for use in damp locations Not for use in enclosed luminaires See the document below for complete specifications. LED Technology Notice Due to constantly evolving nature of LED technology, manufacturers will reserve the right to replace this product with next generation technology. We appreciate your understanding and acceptance of this policy. Utility/Government Incentives Documents Maxlite 11BR30DLED40/G2 Spec Sheet Lamps • BR Lamps • 11BR30DLED40/G2 Maxlite 11BR30DLED40/G2 ¦ 11W BR30 LED - 65W Equal - 850 Lumens - 4000K | 4000 | 83 | 850 | 77.2727 | 25000 | 11 | 1 | 4.95 | 4.95 | 5.8164 | 2020Q2 | https://www.topbulb.com/mxl77632-maxlite-11br30dled40-g2-11w-dim-br30-4000k-g2 | Top Bulb | 2020 | Yes
LED Lighting | Downlight | NICOR | True |  | LED Array | LED Retrofit Kit | LED Retrofit Kit | Downlight Solid State Retrofit Topbulb » Fixtures » Commercial Fixtures » Indoor » Recessed Downlights » LED - Retrofit » Nicor - 9W LED Retrofit Downlight - 4" - Gimbal - Warm White The Nicor DLG4-10-120-2K-WH is a 597 lumen output LED gimbal downlight for directional lighting. The 360 degrees of rotation and 35 degrees of adjustable tilt in both directions makes the DLG suitable for sloped ceilings and wall wash applications. Features include: color rendering index of 91, 2700K warm white white light, dimmable to 10 percent and a rated life of 36,000 hours. For complete specifications, see the document below. This is an Energy Star qualified and Title 24 product. Utility/Government Incentives Documents Nicor DLG4 LED Downlight Specifications White Trim • 36,000 Hours • Dimmable Nicor - 9W LED Retrofit Downlight - 4" - Gimbal - Warm White | 2700 | 90 | 550 | 61.1111 | 45000 | 9 | 1 | 46.95 | 46.95 | 55.1681 | 2020Q2 | https://www.topbulb.com/nicor-9w-led-retrofit-downlight-4-gimbal-warm-white | Top Bulb | 2020 | Yes
LED Lighting | Downlight | Philips | True |  | LED |  |  | Downlight Recessed Topbulb » LED Bulbs » LED MR16 » 12V MR16 » 50W Equal » Philips 461553 ¦ 7W MR16 LED - 50W Equal - 12V - 25° Narrow Flood - 2700K This Philips 12 volt MR16 dimmable LED lamp provides directional illumination ideal for track and open recessed fixtures in retail, hospitality and residential spaces. Increased transformer compatibility allows for operation on a wider range of transformers. See the document below for complete specifications. LED Technology Notice Due to constantly evolving nature of LED technology, manufacturers will reserve the right to replace this product with next generation technology. We appreciate your understanding and acceptance of this policy. Documents Philips 461553 Spec Sheet About Philips For over 123 years, Philips Lighting has been a global marketplace leader known for pioneering innovative lighting technology and products. Philips serves both individual consumers and businesses with a diverse, high quality product selection across a full range of market segments. The product selection provides for the needs of these markets through light sources, luminaires, electronics, controls, and full applications and solutions. 25,000 Hours • GU5.3 Base • Dimmable Philips 461553 ¦ 7W MR16 LED - 50W Equal - 12V - 25° Narrow Flood - 2700K | 3500 | 94 | 1500 | 93.75 | 60000 | 16 | 1 | 14.95 | 14.95 | 17.5668 | 2020Q2 | https://www.topbulb.com/philips-461553-7mr16-led-f25-827-dim-af2-10-1 | Top Bulb | 2020 | Yes
LED Lighting | Downlight | Philips | True |  | LED |  |  | Downlight Recessed Topbulb » LED Bulbs » LED MR16 » 12V MR16 » 50W Equal » Philips 461577 ¦ 7W MR16 LED - 50W Equal - 12V - 25° Narrow Flood - 4000K - CRI 90 This Philips 12 volt MR16 dimmable LED lamp provides directional illumination ideal for track and open recessed fixtures in retail, hospitality and residential spaces. With a color rendering index (CRI) of 90, this LED offers an excellent solution for color critical applications. Increased transformer compatibility allows for operation on a wider range of transformers. See the document below for complete specifications. LED Technology Notice Due to constantly evolving nature of LED technology, manufacturers will reserve the right to replace this product with next generation technology. We appreciate your understanding and acceptance of this policy. Documents Philips 461577 Spec Sheet About Philips For over 123 years, Philips Lighting has been a global marketplace leader known for pioneering innovative lighting technology and products. Philips serves both individual consumers and businesses with a diverse, high quality product selection across a full range of market segments. The product selection provides for the needs of these markets through light sources, luminaires, electronics, controls, and full applications and solutions. 25,000 Hours • GU5.3 Base • Dimmable Philips 461577 ¦ 7W MR16 LED - 50W Equal - 12V - 25° Narrow Flood - 4000K - CRI 90 | 4000 | 94 | 1100 | 91.6667 | 60000 | 12 | 1 | 14.95 | 14.95 | 17.5668 | 2020Q2 | https://www.topbulb.com/philips-461577-7mr16-led-f25-840-dim-af2-10-1 | Top Bulb | 2020 | Yes
LED Lighting | Reflector | Soraa | True | Daylighting/Photocell, | Reflector (Flood/Spot) | PAR20 | E26 (Medium) | Damp Location Rated,Recessed Fixtures Topbulb » LED Bulbs » LED PAR » LED PAR20 » 90W Equal » Soraa 01607 - 10.8W PAR20 - 90W Equal - 10° Beam Angle - CRI 85 Shipping NoticeSoraa Considers this item a "Not Standard" product, which will ship within eight weeks of ordering if not currently in stock.SORAA LED PAR20 Brilliant Series lamps are designed to provide very high center beam candle power and precise beam control for accent lighting applications in retail, hospitality and other accent lighting applications. These lamps directly replace halogen equivalent bulbs in track and recessed fixtures. Whiteness rendering matches or exceeds that of halogen sources at 2700K and 3000K. SNAP System Compatible: Beam and Color Shift Accessories Features include: 35,000 hour rated life (compared to 2,000 hours for halogen) 85% more efficient than halogen Compatible with standard fixtures, directly replaces halogen bulbs Suitable for fully enclosed fixtures (can be used with front glass cover) Designed to safely turn down in any thermal environment not conducive to minimum airflow or proper ventilation Indoor / Outdoor - suitable for damp locations Dimmable with trailing edge and leading edge phase cut dimmers 3-year warranty See the document below for complete specifications and photometrics. LED Technology Notice Due to constantly evolving nature of LED technology, manufacturers will reserve the right to replace this product with next generation technology. We appreciate your understanding and acceptance of this policy. Applications Art Gallery Hospitality Museum Recessed Lighting Retail Track Lighting Documents Soraa SP20-11-10D-827-03 Specification Sheet About Soraa LED manufacturer SORRA utilizes gallium nitride on gallium nitride (GaN on GaN) LED technology that emits more light per LED material, handles more electric current per area and has extremely precise crystals enabling full visible spectrum light. SORAA has built a line of lamps and light engines around this innovative light source. SORAA’s distinctive products feature an intense single point source LED with full visible spectrum light, Flicker Free digital driver, unique heat dissipating heat sink, and point source optics. SORAA is headquartered in Fremont, California, where a talented team manufactures the GaN on GaN LEDs in a semiconductor fabrication facility. They are also building a new facility in Syracuse, New York. SORAA has sales offices and distributors worldwide. 35,000 Hours • Natural White Technology • Dimmable Soraa 01607 - 10.8W PAR20 - 90W Equal - 10° Beam Angle - CRI 85 | 2700 | 84 | 756 | 70 | 25000 | 10.8 | 1 | 32.95 | 32.95 | 38.7175 | 2020Q2 | https://www.topbulb.com/soraa-sp20-11-10d-827-03-01607-par20-90-watt-equal-2700k | Top Bulb | 2020 | Yes
LED Lighting | Reflector | Soraa | True | Daylighting/Photocell, | Reflector (Flood/Spot) | PAR20 | E26 (Medium) | Damp Location Rated,Recessed Fixtures Topbulb » LED Bulbs » LED PAR » LED PAR20 » 90W Equal » Soraa 01623 - 10.8W PAR20 - 90W Equal - 10° Beam Angle - CRI 85 Shipping NoticeSoraa Considers this item a "Not Standard" product, which will ship within eight weeks of ordering if not currently in stock.SORAA LED PAR20 Brilliant Series lamps are designed to provide very high center beam candle power and precise beam control for accent lighting applications in retail, hospitality and other accent lighting applications. These lamps directly replace halogen equivalent bulbs in track and recessed fixtures. Whiteness rendering matches or exceeds that of halogen sources at 2700K and 3000K. SNAP System Compatible: Beam and Color Shift Accessories Features include: 35,000 hour rated life (compared to 2,000 hours for halogen) 85% more efficient than halogen Compatible with standard fixtures, directly replaces halogen bulbs Suitable for fully enclosed fixtures (can be used with front glass cover) Designed to safely turn down in any thermal environment not conducive to minimum airflow or proper ventilation Indoor / Outdoor - suitable for damp locations Dimmable with trailing edge and leading edge phase cut dimmers 3-year warranty See the document below for complete specifications and photometrics. LED Technology Notice Due to constantly evolving nature of LED technology, manufacturers will reserve the right to replace this product with next generation technology. We appreciate your understanding and acceptance of this policy. Applications Art Gallery Hospitality Museum Recessed Lighting Retail Track Lighting Documents Soraa SP20-11-10D-830-03 Specification Sheet About Soraa LED manufacturer SORRA utilizes gallium nitride on gallium nitride (GaN on GaN) LED technology that emits more light per LED material, handles more electric current per area and has extremely precise crystals enabling full visible spectrum light. SORAA has built a line of lamps and light engines around this innovative light source. SORAA’s distinctive products feature an intense single point source LED with full visible spectrum light, Flicker Free digital driver, unique heat dissipating heat sink, and point source optics. SORAA is headquartered in Fremont, California, where a talented team manufactures the GaN on GaN LEDs in a semiconductor fabrication facility. They are also building a new facility in Syracuse, New York. SORAA has sales offices and distributors worldwide. 35,000 Hours • Natural White Technology • Dimmable Soraa 01623 - 10.8W PAR20 - 90W Equal - 10° Beam Angle - CRI 85 | 3000 | 86 | 760 | 70.3704 | 25000 | 10.8 | 1 | 32.95 | 32.95 | 38.7175 | 2020Q2 | https://www.topbulb.com/soraa-sp20-11-10d-830-03-01623-par20-90-watt-equal-3000k | Top Bulb | 2020 | Yes
LED Lighting | Reflector | Soraa | True | Daylighting/Photocell, | Reflector (Flood/Spot) | PAR20 | E26 (Medium) | Damp Location Rated,Recessed Fixtures Topbulb » LED Bulbs » LED PAR » LED PAR20 » 90W Equal » Soraa 01609 - 10.8W PAR20 - 90W Equal - 25° Beam Angle - CRI 85 Shipping NoticeSoraa Considers this item a "Not Standard" product, which will ship within eight weeks of ordering if not currently in stock.SORAA LED PAR20 Brilliant Series lamps are designed to provide very high center beam candle power and precise beam control for accent lighting applications in retail, hospitality and other accent lighting applications. These lamps directly replace halogen equivalent bulbs in track and recessed fixtures. Whiteness rendering matches or exceeds that of halogen sources at 2700K and 3000K. SNAP System Compatible: Beam and Color Shift Accessories Features include: 35,000 hour rated life (compared to 2,000 hours for halogen) 85% more efficient than halogen Compatible with standard fixtures, directly replaces halogen bulbs Suitable for fully enclosed fixtures (can be used with front glass cover) Designed to safely turn down in any thermal environment not conducive to minimum airflow or proper ventilation Indoor / Outdoor - suitable for damp locations Dimmable with trailing edge and leading edge phase cut dimmers 3-year warranty See the document below for complete specifications and photometrics. LED Technology Notice Due to constantly evolving nature of LED technology, manufacturers will reserve the right to replace this product with next generation technology. We appreciate your understanding and acceptance of this policy. Applications Art Gallery Hospitality Museum Recessed Lighting Retail Track Lighting Documents Soraa SP20-11-25D-827-03 Specification Sheet About Soraa LED manufacturer SORRA utilizes gallium nitride on gallium nitride (GaN on GaN) LED technology that emits more light per LED material, handles more electric current per area and has extremely precise crystals enabling full visible spectrum light. SORAA has built a line of lamps and light engines around this innovative light source. SORAA’s distinctive products feature an intense single point source LED with full visible spectrum light, Flicker Free digital driver, unique heat dissipating heat sink, and point source optics. SORAA is headquartered in Fremont, California, where a talented team manufactures the GaN on GaN LEDs in a semiconductor fabrication facility. They are also building a new facility in Syracuse, New York. SORAA has sales offices and distributors worldwide. 35,000 Hours • Natural White Technology • Dimmable Soraa 01609 - 10.8W PAR20 - 90W Equal - 25° Beam Angle - CRI 85 | 2700 | 83 | 756 | 70 | 25000 | 10.8 | 1 | 25.95 | 25.95 | 30.4923 | 2020Q2 | https://www.topbulb.com/soraa-sp20-11-25d-827-03-01609-par20-90-watt-equal-2700k | Top Bulb | 2020 | Yes
LED Lighting | Reflector | Soraa | True | Daylighting/Photocell, | Reflector (Flood/Spot) | PAR20 | E26 (Medium) | Damp Location Rated,Recessed Fixtures Topbulb » LED Bulbs » LED PAR » LED PAR20 » 90W Equal » Soraa 01625 - 10.8W PAR20 - 90W Equal - 25° Beam Angle - CRI 85 Shipping NoticeSoraa Considers this item a "Not Standard" product, which will ship within eight weeks of ordering if not currently in stock.SORAA LED PAR20 Brilliant Series lamps are designed to provide very high center beam candle power and precise beam control for accent lighting applications in retail, hospitality and other accent lighting applications. These lamps directly replace halogen equivalent bulbs in track and recessed fixtures. Whiteness rendering matches or exceeds that of halogen sources at 2700K and 3000K. SNAP System Compatible: Beam and Color Shift Accessories Features include: 35,000 hour rated life (compared to 2,000 hours for halogen) 85% more efficient than halogen Compatible with standard fixtures, directly replaces halogen bulbs Suitable for fully enclosed fixtures (can be used with front glass cover) Designed to safely turn down in any thermal environment not conducive to minimum airflow or proper ventilation Indoor / Outdoor - suitable for damp locations Dimmable with trailing edge and leading edge phase cut dimmers 3-year warranty See the document below for complete specifications and photometrics. LED Technology Notice Due to constantly evolving nature of LED technology, manufacturers will reserve the right to replace this product with next generation technology. We appreciate your understanding and acceptance of this policy. Applications Art Gallery Hospitality Museum Recessed Lighting Retail Track Lighting Documents Soraa SP20-11-25D-830-03 Specification Sheet About Soraa LED manufacturer SORRA utilizes gallium nitride on gallium nitride (GaN on GaN) LED technology that emits more light per LED material, handles more electric current per area and has extremely precise crystals enabling full visible spectrum light. SORAA has built a line of lamps and light engines around this innovative light source. SORAA’s distinctive products feature an intense single point source LED with full visible spectrum light, Flicker Free digital driver, unique heat dissipating heat sink, and point source optics. SORAA is headquartered in Fremont, California, where a talented team manufactures the GaN on GaN LEDs in a semiconductor fabrication facility. They are also building a new facility in Syracuse, New York. SORAA has sales offices and distributors worldwide. 35,000 Hours • Natural White Technology • Dimmable Soraa 01625 - 10.8W PAR20 - 90W Equal - 25° Beam Angle - CRI 85 | 3000 | 86 | 760 | 70.3704 | 25000 | 10.8 | 1 | 25.95 | 25.95 | 30.4923 | 2020Q2 | https://www.topbulb.com/soraa-sp20-11-25d-830-03-01625-par20-90-watt-equal-3000k | Top Bulb | 2020 | Yes
LED Lighting | Reflector | Soraa | True | Daylighting/Photocell, | Reflector (Flood/Spot) | PAR20 | E26 (Medium) | Damp Location Rated,Recessed Fixtures Topbulb » LED Bulbs » LED PAR » LED PAR20 » 90W Equal » Soraa 01611 - 10.8W PAR20 - 90W Equal - 36° Beam Angle - CRI 85 Shipping NoticeSoraa Considers this item a "Not Standard" product, which will ship within eight weeks of ordering if not currently in stock.SORAA LED PAR20 Brilliant Series lamps are designed to provide very high center beam candle power and precise beam control for accent lighting applications in retail, hospitality and other accent lighting applications. These lamps directly replace halogen equivalent bulbs in track and recessed fixtures. Whiteness rendering matches or exceeds that of halogen sources at 2700K and 3000K. SNAP System Compatible: Beam and Color Shift Accessories Features include: 35,000 hour rated life (compared to 2,000 hours for halogen) 85% more efficient than halogen Compatible with standard fixtures, directly replaces halogen bulbs Suitable for fully enclosed fixtures (can be used with front glass cover) Designed to safely turn down in any thermal environment not conducive to minimum airflow or proper ventilation Indoor / Outdoor - suitable for damp locations Dimmable with trailing edge and leading edge phase cut dimmers 3-year warranty See the document below for complete specifications and photometrics. LED Technology Notice Due to constantly evolving nature of LED technology, manufacturers will reserve the right to replace this product with next generation technology. We appreciate your understanding and acceptance of this policy. Applications Art Gallery Hospitality Museum Recessed Lighting Retail Track Lighting Documents Soraa SP20-11-36D-827-03 Specification Sheet About Soraa LED manufacturer SORRA utilizes gallium nitride on gallium nitride (GaN on GaN) LED technology that emits more light per LED material, handles more electric current per area and has extremely precise crystals enabling full visible spectrum light. SORAA has built a line of lamps and light engines around this innovative light source. SORAA’s distinctive products feature an intense single point source LED with full visible spectrum light, Flicker Free digital driver, unique heat dissipating heat sink, and point source optics. SORAA is headquartered in Fremont, California, where a talented team manufactures the GaN on GaN LEDs in a semiconductor fabrication facility. They are also building a new facility in Syracuse, New York. SORAA has sales offices and distributors worldwide. 35,000 Hours • Natural White Technology • Dimmable Soraa 01611 - 10.8W PAR20 - 90W Equal - 36° Beam Angle - CRI 85 | 2700 | 84 | 756 | 70 | 25000 | 10.8 | 1 | 25.95 | 25.95 | 30.4923 | 2020Q2 | https://www.topbulb.com/soraa-sp20-11-36d-827-03-01611-par20-90-watt-equal-2700k | Top Bulb | 2020 | Yes
LED Lighting | Reflector | Soraa | True | Daylighting/Photocell, | Reflector (Flood/Spot) | PAR20 | E26 (Medium) | Damp Location Rated,Recessed Fixtures Topbulb » LED Bulbs » LED PAR » LED PAR20 » 90W Equal » Soraa 01627 - 10.8W PAR20 - 90W Equal - 36° Beam Angle - CRI 85 Shipping NoticeSoraa Considers this item a "Not Standard" product, which will ship within eight weeks of ordering if not currently in stock.SORAA LED PAR20 Brilliant Series lamps are designed to provide very high center beam candle power and precise beam control for accent lighting applications in retail, hospitality and other accent lighting applications. These lamps directly replace halogen equivalent bulbs in track and recessed fixtures. Whiteness rendering matches or exceeds that of halogen sources at 2700K and 3000K. SNAP System Compatible: Beam and Color Shift Accessories Features include: 35,000 hour rated life (compared to 2,000 hours for halogen) 85% more efficient than halogen Compatible with standard fixtures, directly replaces halogen bulbs Suitable for fully enclosed fixtures (can be used with front glass cover) Designed to safely turn down in any thermal environment not conducive to minimum airflow or proper ventilation Indoor / Outdoor - suitable for damp locations Dimmable with trailing edge and leading edge phase cut dimmers 3-year warranty See the document below for complete specifications and photometrics. LED Technology Notice Due to constantly evolving nature of LED technology, manufacturers will reserve the right to replace this product with next generation technology. We appreciate your understanding and acceptance of this policy. Applications Art Gallery Hospitality Museum Recessed Lighting Retail Track Lighting Documents Soraa SP20-11-36D-830-03 Specification Sheet About Soraa LED manufacturer SORRA utilizes gallium nitride on gallium nitride (GaN on GaN) LED technology that emits more light per LED material, handles more electric current per area and has extremely precise crystals enabling full visible spectrum light. SORAA has built a line of lamps and light engines around this innovative light source. SORAA’s distinctive products feature an intense single point source LED with full visible spectrum light, Flicker Free digital driver, unique heat dissipating heat sink, and point source optics. SORAA is headquartered in Fremont, California, where a talented team manufactures the GaN on GaN LEDs in a semiconductor fabrication facility. They are also building a new facility in Syracuse, New York. SORAA has sales offices and distributors worldwide. 35,000 Hours • Natural White Technology • Dimmable Soraa 01627 - 10.8W PAR20 - 90W Equal - 36° Beam Angle - CRI 85 | 3000 | 86 | 760 | 70.3704 | 25000 | 10.8 | 1 | 24.95 | 24.95 | 29.3172 | 2020Q2 | https://www.topbulb.com/soraa-sp20-11-36d-830-03-01627-par20-90-watt-equal-3000k | Top Bulb | 2020 | Yes
LED Lighting | Reflector | Soraa | True | Daylighting/Photocell, | Reflector (Flood/Spot) | PAR20 | E26 (Medium) | Damp Location Rated,Recessed Fixtures Topbulb » LED Bulbs » LED PAR » LED PAR20 » 90W Equal » Soraa 01613 - 10.8W PAR20 - 90W Equal - 60° Beam Angle - CRI 85 Shipping NoticeSoraa Considers this item a "Not Standard" product, which will ship within eight weeks of ordering if not currently in stock.SORAA LED PAR20 Brilliant Series lamps are designed to provide very high center beam candle power and precise beam control for accent lighting applications in retail, hospitality and other accent lighting applications. These lamps directly replace halogen equivalent bulbs in track and recessed fixtures. Whiteness rendering matches or exceeds that of halogen sources at 2700K and 3000K. SNAP System Compatible: Beam and Color Shift Accessories Features include: 35,000 hour rated life (compared to 2,000 hours for halogen) 85% more efficient than halogen Compatible with standard fixtures, directly replaces halogen bulbs Suitable for fully enclosed fixtures (can be used with front glass cover) Designed to safely turn down in any thermal environment not conducive to minimum airflow or proper ventilation Indoor / Outdoor - suitable for damp locations Dimmable with trailing edge and leading edge phase cut dimmers 3-year warranty See the document below for complete specifications and photometrics. LED Technology Notice Due to constantly evolving nature of LED technology, manufacturers will reserve the right to replace this product with next generation technology. We appreciate your understanding and acceptance of this policy. Applications Art Gallery Hospitality Museum Recessed Lighting Retail Track Lighting Documents Soraa SP20-11-60D-827-03 Specification Sheet About Soraa LED manufacturer SORRA utilizes gallium nitride on gallium nitride (GaN on GaN) LED technology that emits more light per LED material, handles more electric current per area and has extremely precise crystals enabling full visible spectrum light. SORAA has built a line of lamps and light engines around this innovative light source. SORAA’s distinctive products feature an intense single point source LED with full visible spectrum light, Flicker Free digital driver, unique heat dissipating heat sink, and point source optics. SORAA is headquartered in Fremont, California, where a talented team manufactures the GaN on GaN LEDs in a semiconductor fabrication facility. They are also building a new facility in Syracuse, New York. SORAA has sales offices and distributors worldwide. 35,000 Hours • Natural White Technology • Dimmable Soraa 01613 - 10.8W PAR20 - 90W Equal - 60° Beam Angle - CRI 85 | 2700 | 84 | 756 | 70 | 25000 | 10.8 | 1 | 25.95 | 25.95 | 30.4923 | 2020Q2 | https://www.topbulb.com/soraa-sp20-11-60d-827-03-01613-par20-90-watt-equal-2700k | Top Bulb | 2020 | Yes
LED Lighting | Reflector | Soraa | True | Daylighting/Photocell, | Reflector (Flood/Spot) | PAR20 | E26 (Medium) | Damp Location Rated,Recessed Fixtures Topbulb » LED Bulbs » LED PAR » LED PAR20 » 90W Equal » Soraa 01629 - 10.8W PAR20 - 90W Equal - 60° Beam Angle - CRI 85 Shipping NoticeSoraa Considers this item a "Not Standard" product, which will ship within eight weeks of ordering if not currently in stock.SORAA LED PAR20 Brilliant Series lamps are designed to provide very high center beam candle power and precise beam control for accent lighting applications in retail, hospitality and other accent lighting applications. These lamps directly replace halogen equivalent bulbs in track and recessed fixtures. Whiteness rendering matches or exceeds that of halogen sources at 2700K and 3000K. SNAP System Compatible: Beam and Color Shift Accessories Features include: 35,000 hour rated life (compared to 2,000 hours for halogen) 85% more efficient than halogen Compatible with standard fixtures, directly replaces halogen bulbs Suitable for fully enclosed fixtures (can be used with front glass cover) Designed to safely turn down in any thermal environment not conducive to minimum airflow or proper ventilation Indoor / Outdoor - suitable for damp locations Dimmable with trailing edge and leading edge phase cut dimmers 3-year warranty See the document below for complete specifications and photometrics. LED Technology Notice Due to constantly evolving nature of LED technology, manufacturers will reserve the right to replace this product with next generation technology. We appreciate your understanding and acceptance of this policy. Applications Art Gallery Hospitality Museum Recessed Lighting Retail Track Lighting Documents Soraa SP20-11-60D-830-03 Specification Sheet About Soraa LED manufacturer SORRA utilizes gallium nitride on gallium nitride (GaN on GaN) LED technology that emits more light per LED material, handles more electric current per area and has extremely precise crystals enabling full visible spectrum light. SORAA has built a line of lamps and light engines around this innovative light source. SORAA’s distinctive products feature an intense single point source LED with full visible spectrum light, Flicker Free digital driver, unique heat dissipating heat sink, and point source optics. SORAA is headquartered in Fremont, California, where a talented team manufactures the GaN on GaN LEDs in a semiconductor fabrication facility. They are also building a new facility in Syracuse, New York. SORAA has sales offices and distributors worldwide. 35,000 Hours • Natural White Technology • Dimmable Soraa 01629 - 10.8W PAR20 - 90W Equal - 60° Beam Angle - CRI 85 | 3000 | 86 | 760 | 70.3704 | 25000 | 10.8 | 1 | 25.95 | 25.95 | 30.4923 | 2020Q2 | https://www.topbulb.com/soraa-sp20-11-60d-830-03-01629-par20-90-watt-equal-3000k | Top Bulb | 2020 | Yes
LED Lighting | Reflector | Soraa | True | Daylighting/Photocell, | Reflector (Flood/Spot) | PAR38 | E26 (Medium) | Damp Location Rated,Recessed Fixtures Topbulb » LED Bulbs » LED PAR » LED PAR38 » 120W Equal » Soraa 00985 - 18.5W PAR38 - 120W Equal - 9° Beam Angle - CRI 85 Shipping NoticeSoraa Considers this item a Standard product, which will ship within four to five weeks of ordering if not currently in stock.SORAA LED PAR38 Brilliant Series lamps are designed to provide exceptional center beam candle power and beam control. Intended for use in PAR38 compatible recessed downlights, track lighting and other indoor and outdoor installations. These lamps directly replace PAR38 halogen equivalent. Whiteness rendering matches or exceeds that of halogen sources at 2700K and 3000K. Features include: 35,000 hour rated life (compared to 2,000 hours for halogen) 85% more efficient than halogen Compatible with standard fixtures, directly replaces halogen bulbs Suitable for fully enclosed fixtures (can be used with front glass cover) Designed to safely turn down in any thermal environment not conducive to minimum airflow or proper ventilation Indoor / Outdoor - suitable for damp locations Dimmable with trailing edge and leading edge phase cut dimmers 3-year warranty See the document below for complete specifications and photometrics. LED Technology Notice Due to constantly evolving nature of LED technology, manufacturers will reserve the right to replace this product with next generation technology. We appreciate your understanding and acceptance of this policy. Applications Art Gallery Hospitality Museum Recessed Lighting Retail Track Lighting Documents Soraa SP38-18-09D-827-03 Specification Sheet About Soraa LED manufacturer SORRA utilizes gallium nitride on gallium nitride (GaN on GaN) LED technology that emits more light per LED material, handles more electric current per area and has extremely precise crystals enabling full visible spectrum light. SORAA has built a line of lamps and light engines around this innovative light source. SORAA’s distinctive products feature an intense single point source LED with full visible spectrum light, Flicker Free digital driver, unique heat dissipating heat sink, and point source optics. SORAA is headquartered in Fremont, California, where a talented team manufactures the GaN on GaN LEDs in a semiconductor fabrication facility. They are also building a new facility in Syracuse, New York. SORAA has sales offices and distributors worldwide. 35,000 Hours • Natural White Technology • Dimmable Soraa 00985 - 18.5W PAR38 - 120W Equal - 9° Beam Angle - CRI 85 | 2700 | 84 | 1295 | 70 | 25000 | 18.5 | 1 | 45.95 | 45.95 | 53.993 | 2020Q2 | https://www.topbulb.com/soraa-sp38-18-09d-827-03-00985-par38-120-watt-equal-2700k | Top Bulb | 2020 | Yes
LED Lighting | Reflector | Soraa | True | Daylighting/Photocell, | Reflector (Flood/Spot) | PAR38 | E26 (Medium) | Damp Location Rated,Recessed Fixtures Topbulb » LED Bulbs » LED PAR » LED PAR38 » 120W Equal » Soraa 01001 - 18.5W PAR38 - 120W Equal - 9° Beam Angle - CRI 85 Shipping NoticeSoraa Considers this item a Standard product, which will ship within four to five weeks of ordering if not currently in stock.SORAA LED PAR38 Brilliant Series lamps are designed to provide exceptional center beam candle power and beam control. Intended for use in PAR38 compatible recessed downlights, track lighting and other indoor and outdoor installations. These lamps directly replace PAR38 halogen equivalent. Whiteness rendering matches or exceeds that of halogen sources at 2700K and 3000K. Features include: 35,000 hour rated life (compared to 2,000 hours for halogen) 85% more efficient than halogen Compatible with standard fixtures, directly replaces halogen bulbs Suitable for fully enclosed fixtures (can be used with front glass cover) Designed to safely turn down in any thermal environment not conducive to minimum airflow or proper ventilation Indoor / Outdoor - suitable for damp locations Dimmable with trailing edge and leading edge phase cut dimmers 3-year warranty See the document below for complete specifications and photometrics. LED Technology Notice Due to constantly evolving nature of LED technology, manufacturers will reserve the right to replace this product with next generation technology. We appreciate your understanding and acceptance of this policy. Applications Art Gallery Hospitality Museum Recessed Lighting Retail Track Lighting Documents Soraa SP38-18-09D-830-03 Specification Sheet About Soraa LED manufacturer SORRA utilizes gallium nitride on gallium nitride (GaN on GaN) LED technology that emits more light per LED material, handles more electric current per area and has extremely precise crystals enabling full visible spectrum light. SORAA has built a line of lamps and light engines around this innovative light source. SORAA’s distinctive products feature an intense single point source LED with full visible spectrum light, Flicker Free digital driver, unique heat dissipating heat sink, and point source optics. SORAA is headquartered in Fremont, California, where a talented team manufactures the GaN on GaN LEDs in a semiconductor fabrication facility. They are also building a new facility in Syracuse, New York. SORAA has sales offices and distributors worldwide. 35,000 Hours • Natural White Technology • Dimmable Soraa 01001 - 18.5W PAR38 - 120W Equal - 9° Beam Angle - CRI 85 | 3000 | 86 | 1300 | 70.2703 | 25000 | 18.5 | 1 | 45.95 | 45.95 | 53.993 | 2020Q2 | https://www.topbulb.com/soraa-sp38-18-09d-830-03-01001-par38-120-watt-equal-3000k | Top Bulb | 2020 | Yes
LED Lighting | Reflector | Soraa | True | Daylighting/Photocell, | Reflector (Flood/Spot) | PAR38 | E26 (Medium) | Damp Location Rated,Recessed Fixtures Topbulb » LED Bulbs » LED PAR » LED PAR38 » 120W Equal » Soraa 00987 - 18.5W PAR38 - 120W Equal - 25° Beam Angle - CRI 85 Shipping NoticeSoraa Considers this item a Standard product, which will ship within four to five weeks of ordering if not currently in stock.SORAA LED PAR38 Brilliant Series lamps are designed to provide exceptional center beam candle power and beam control. Intended for use in PAR38 compatible recessed downlights, track lighting and other indoor and outdoor installations. These lamps directly replace PAR38 halogen equivalent. Whiteness rendering matches or exceeds that of halogen sources at 2700K and 3000K. Features include: 35,000 hour rated life (compared to 2,000 hours for halogen) 85% more efficient than halogen Compatible with standard fixtures, directly replaces halogen bulbs Suitable for fully enclosed fixtures (can be used with front glass cover) Designed to safely turn down in any thermal environment not conducive to minimum airflow or proper ventilation Indoor / Outdoor - suitable for damp locations Dimmable with trailing edge and leading edge phase cut dimmers 3-year warranty See the document below for complete specifications and photometrics. LED Technology Notice Due to constantly evolving nature of LED technology, manufacturers will reserve the right to replace this product with next generation technology. We appreciate your understanding and acceptance of this policy. Applications Art Gallery Hospitality Museum Recessed Lighting Retail Track Lighting Documents Soraa SP38-18-25D-827-03 Specification Sheet About Soraa LED manufacturer SORRA utilizes gallium nitride on gallium nitride (GaN on GaN) LED technology that emits more light per LED material, handles more electric current per area and has extremely precise crystals enabling full visible spectrum light. SORAA has built a line of lamps and light engines around this innovative light source. SORAA’s distinctive products feature an intense single point source LED with full visible spectrum light, Flicker Free digital driver, unique heat dissipating heat sink, and point source optics. SORAA is headquartered in Fremont, California, where a talented team manufactures the GaN on GaN LEDs in a semiconductor fabrication facility. They are also building a new facility in Syracuse, New York. SORAA has sales offices and distributors worldwide. 35,000 Hours • Natural White Technology • Dimmable Soraa 00987 - 18.5W PAR38 - 120W Equal - 25° Beam Angle - CRI 85 | 2700 | 84 | 1295 | 70 | 25000 | 18.5 | 1 | 40.95 | 40.95 | 48.1178 | 2020Q2 | https://www.topbulb.com/soraa-sp38-18-25d-827-03-00987-par38-120-watt-equal-2700k | Top Bulb | 2020 | Yes
LED Lighting | Reflector | Soraa | True | Daylighting/Photocell, | Reflector (Flood/Spot) | PAR38 | E26 (Medium) | Damp Location Rated,Recessed Fixtures Topbulb » LED Bulbs » LED PAR » LED PAR38 » 120W Equal » Soraa 01003 - 18.5W PAR38 - 120W Equal - 25° Beam Angle - CRI 85 Shipping NoticeSoraa Considers this item a Standard product, which will ship within four to five weeks of ordering if not currently in stock.SORAA LED PAR38 Brilliant Series lamps are designed to provide exceptional center beam candle power and beam control. Intended for use in PAR38 compatible recessed downlights, track lighting and other indoor and outdoor installations. These lamps directly replace PAR38 halogen equivalent. Whiteness rendering matches or exceeds that of halogen sources at 2700K and 3000K. Features include: 35,000 hour rated life (compared to 2,000 hours for halogen) 85% more efficient than halogen Compatible with standard fixtures, directly replaces halogen bulbs Suitable for fully enclosed fixtures (can be used with front glass cover) Designed to safely turn down in any thermal environment not conducive to minimum airflow or proper ventilation Indoor / Outdoor - suitable for damp locations Dimmable with trailing edge and leading edge phase cut dimmers 3-year warranty See the document below for complete specifications and photometrics. LED Technology Notice Due to constantly evolving nature of LED technology, manufacturers will reserve the right to replace this product with next generation technology. We appreciate your understanding and acceptance of this policy. Applications Art Gallery Hospitality Museum Recessed Lighting Retail Track Lighting Documents Soraa SP38-18-25D-830-03 Specification Sheet About Soraa LED manufacturer SORRA utilizes gallium nitride on gallium nitride (GaN on GaN) LED technology that emits more light per LED material, handles more electric current per area and has extremely precise crystals enabling full visible spectrum light. SORAA has built a line of lamps and light engines around this innovative light source. SORAA’s distinctive products feature an intense single point source LED with full visible spectrum light, Flicker Free digital driver, unique heat dissipating heat sink, and point source optics. SORAA is headquartered in Fremont, California, where a talented team manufactures the GaN on GaN LEDs in a semiconductor fabrication facility. They are also building a new facility in Syracuse, New York. SORAA has sales offices and distributors worldwide. 35,000 Hours • Natural White Technology • Dimmable Soraa 01003 - 18.5W PAR38 - 120W Equal - 25° Beam Angle - CRI 85 | 3000 | 86 | 1300 | 70.2703 | 25000 | 18.5 | 1 | 40.95 | 40.95 | 48.1178 | 2020Q2 | https://www.topbulb.com/soraa-sp38-18-25d-830-03-01003-par38-120-watt-equal-3000k | Top Bulb | 2020 | Yes
LED Lighting | Reflector | Soraa | True | Daylighting/Photocell, | Reflector (Flood/Spot) | PAR38 | E26 (Medium) | Damp Location Rated,Recessed Fixtures Topbulb » LED Bulbs » LED PAR » LED PAR38 » 120W Equal » Soraa 00989 - 18.5W PAR38 - 120W Equal - 36° Beam Angle - CRI 85 Shipping NoticeSoraa Considers this item a Standard product, which will ship within four to five weeks of ordering if not currently in stock.SORAA LED PAR38 Brilliant Series lamps are designed to provide exceptional center beam candle power and beam control. Intended for use in PAR38 compatible recessed downlights, track lighting and other indoor and outdoor installations. These lamps directly replace PAR38 halogen equivalent. Whiteness rendering matches or exceeds that of halogen sources at 2700K and 3000K. Features include: 35,000 hour rated life (compared to 2,000 hours for halogen) 85% more efficient than halogen Compatible with standard fixtures, directly replaces halogen bulbs Suitable for fully enclosed fixtures (can be used with front glass cover) Designed to safely turn down in any thermal environment not conducive to minimum airflow or proper ventilation Indoor / Outdoor - suitable for damp locations Dimmable with trailing edge and leading edge phase cut dimmers 3-year warranty See the document below for complete specifications and photometrics. LED Technology Notice Due to constantly evolving nature of LED technology, manufacturers will reserve the right to replace this product with next generation technology. We appreciate your understanding and acceptance of this policy. Applications Art Gallery Hospitality Museum Recessed Lighting Retail Track Lighting Documents Soraa SP38-18-36D-827-03 Specification Sheet About Soraa LED manufacturer SORRA utilizes gallium nitride on gallium nitride (GaN on GaN) LED technology that emits more light per LED material, handles more electric current per area and has extremely precise crystals enabling full visible spectrum light. SORAA has built a line of lamps and light engines around this innovative light source. SORAA’s distinctive products feature an intense single point source LED with full visible spectrum light, Flicker Free digital driver, unique heat dissipating heat sink, and point source optics. SORAA is headquartered in Fremont, California, where a talented team manufactures the GaN on GaN LEDs in a semiconductor fabrication facility. They are also building a new facility in Syracuse, New York. SORAA has sales offices and distributors worldwide. 35,000 Hours • Natural White Technology • Dimmable Soraa 00989 - 18.5W PAR38 - 120W Equal - 36° Beam Angle - CRI 85 | 2700 | 84 | 1295 | 70 | 25000 | 18.5 | 1 | 40.95 | 40.95 | 48.1178 | 2020Q2 | https://www.topbulb.com/soraa-sp38-18-36d-827-03-00989-par38-120-watt-equal-2700k | Top Bulb | 2020 | Yes
LED Lighting | Reflector | Soraa | True | Daylighting/Photocell, | Reflector (Flood/Spot) | PAR38 | E26 (Medium) | Damp Location Rated,Recessed Fixtures Topbulb » LED Bulbs » LED PAR » LED PAR38 » 120W Equal » Soraa 01005 - 18.5W PAR38 - 120W Equal - 36° Beam Angle - CRI 85 Shipping NoticeSoraa Considers this item a Standard product, which will ship within four to five weeks of ordering if not currently in stock.SORAA LED PAR38 Brilliant Series lamps are designed to provide exceptional center beam candle power and beam control. Intended for use in PAR38 compatible recessed downlights, track lighting and other indoor and outdoor installations. These lamps directly replace PAR38 halogen equivalent. Whiteness rendering matches or exceeds that of halogen sources at 2700K and 3000K. Features include: 35,000 hour rated life (compared to 2,000 hours for halogen) 85% more efficient than halogen Compatible with standard fixtures, directly replaces halogen bulbs Suitable for fully enclosed fixtures (can be used with front glass cover) Designed to safely turn down in any thermal environment not conducive to minimum airflow or proper ventilation Indoor / Outdoor - suitable for damp locations Dimmable with trailing edge and leading edge phase cut dimmers 3-year warranty See the document below for complete specifications and photometrics. LED Technology Notice Due to constantly evolving nature of LED technology, manufacturers will reserve the right to replace this product with next generation technology. We appreciate your understanding and acceptance of this policy. Applications Art Gallery Hospitality Museum Recessed Lighting Retail Track Lighting Documents Soraa SP38-18-36D-830-03 Specification Sheet About Soraa LED manufacturer SORRA utilizes gallium nitride on gallium nitride (GaN on GaN) LED technology that emits more light per LED material, handles more electric current per area and has extremely precise crystals enabling full visible spectrum light. SORAA has built a line of lamps and light engines around this innovative light source. SORAA’s distinctive products feature an intense single point source LED with full visible spectrum light, Flicker Free digital driver, unique heat dissipating heat sink, and point source optics. SORAA is headquartered in Fremont, California, where a talented team manufactures the GaN on GaN LEDs in a semiconductor fabrication facility. They are also building a new facility in Syracuse, New York. SORAA has sales offices and distributors worldwide. 35,000 Hours • Natural White Technology • Dimmable Soraa 01005 - 18.5W PAR38 - 120W Equal - 36° Beam Angle - CRI 85 | 3000 | 86 | 1300 | 70.2703 | 25000 | 18.5 | 1 | 40.95 | 40.95 | 48.1178 | 2020Q2 | https://www.topbulb.com/soraa-sp38-18-36d-830-03-01005-par38-120-watt-equal-3000k | Top Bulb | 2020 | Yes
LED Lighting | Reflector | Soraa | True | Daylighting/Photocell, | Reflector (Flood/Spot) | PAR38 | E26 (Medium) | Damp Location Rated,Recessed Fixtures Topbulb » LED Bulbs » LED PAR » LED PAR38 » 120W Equal » Soraa 00991 - 18.5W PAR38 - 120W Equal - 60° Beam Angle - CRI 85 Shipping NoticeSoraa Considers this item a "Not Standard" product, which will ship within eight weeks of ordering if not currently in stock.SORAA LED PAR38 Brilliant Series lamps are designed to provide exceptional center beam candle power and beam control. Intended for use in PAR38 compatible recessed downlights, track lighting and other indoor and outdoor installations. These lamps directly replace PAR38 halogen equivalent. Whiteness rendering matches or exceeds that of halogen sources at 2700K and 3000K. Features include: 35,000 hour rated life (compared to 2,000 hours for halogen) 85% more efficient than halogen Compatible with standard fixtures, directly replaces halogen bulbs Suitable for fully enclosed fixtures (can be used with front glass cover) Designed to safely turn down in any thermal environment not conducive to minimum airflow or proper ventilation Indoor / Outdoor - suitable for damp locations Dimmable with trailing edge and leading edge phase cut dimmers 3-year warranty See the document below for complete specifications and photometrics. LED Technology Notice Due to constantly evolving nature of LED technology, manufacturers will reserve the right to replace this product with next generation technology. We appreciate your understanding and acceptance of this policy. Applications Art Gallery Hospitality Museum Recessed Lighting Retail Track Lighting Documents Soraa SP38-18-60D-827-03 Specification Sheet About Soraa LED manufacturer SORRA utilizes gallium nitride on gallium nitride (GaN on GaN) LED technology that emits more light per LED material, handles more electric current per area and has extremely precise crystals enabling full visible spectrum light. SORAA has built a line of lamps and light engines around this innovative light source. SORAA’s distinctive products feature an intense single point source LED with full visible spectrum light, Flicker Free digital driver, unique heat dissipating heat sink, and point source optics. SORAA is headquartered in Fremont, California, where a talented team manufactures the GaN on GaN LEDs in a semiconductor fabrication facility. They are also building a new facility in Syracuse, New York. SORAA has sales offices and distributors worldwide. 35,000 Hours • Natural White Technology • Dimmable Soraa 00991 - 18.5W PAR38 - 120W Equal - 60° Beam Angle - CRI 85 | 2700 | 84 | 1295 | 70 | 25000 | 18.5 | 1 | 40.95 | 40.95 | 48.1178 | 2020Q2 | https://www.topbulb.com/soraa-sp38-18-60d-827-03-00991-par38-120-watt-equal-2700k | Top Bulb | 2020 | Yes
LED Lighting | Reflector | Soraa | True | Daylighting/Photocell, | Reflector (Flood/Spot) | PAR38 | E26 (Medium) | Damp Location Rated,Recessed Fixtures Topbulb » LED Bulbs » LED PAR » LED PAR38 » 120W Equal » Soraa 01007 - 18.5W PAR38 - 120W Equal - 60° Beam Angle - CRI 85 Shipping NoticeSoraa Considers this item a "Not Standard" product, which will ship within eight weeks of ordering if not currently in stock.SORAA LED PAR38 Brilliant Series lamps are designed to provide exceptional center beam candle power and beam control. Intended for use in PAR38 compatible recessed downlights, track lighting and other indoor and outdoor installations. These lamps directly replace PAR38 halogen equivalent. Whiteness rendering matches or exceeds that of halogen sources at 2700K and 3000K. Features include: 35,000 hour rated life (compared to 2,000 hours for halogen) 85% more efficient than halogen Compatible with standard fixtures, directly replaces halogen bulbs Suitable for fully enclosed fixtures (can be used with front glass cover) Designed to safely turn down in any thermal environment not conducive to minimum airflow or proper ventilation Indoor / Outdoor - suitable for damp locations Dimmable with trailing edge and leading edge phase cut dimmers 3-year warranty See the document below for complete specifications and photometrics. LED Technology Notice Due to constantly evolving nature of LED technology, manufacturers will reserve the right to replace this product with next generation technology. We appreciate your understanding and acceptance of this policy. Applications Art Gallery Hospitality Museum Recessed Lighting Retail Track Lighting Documents Soraa SP38-18-60D-830-03 Specification Sheet About Soraa LED manufacturer SORRA utilizes gallium nitride on gallium nitride (GaN on GaN) LED technology that emits more light per LED material, handles more electric current per area and has extremely precise crystals enabling full visible spectrum light. SORAA has built a line of lamps and light engines around this innovative light source. SORAA’s distinctive products feature an intense single point source LED with full visible spectrum light, Flicker Free digital driver, unique heat dissipating heat sink, and point source optics. SORAA is headquartered in Fremont, California, where a talented team manufactures the GaN on GaN LEDs in a semiconductor fabrication facility. They are also building a new facility in Syracuse, New York. SORAA has sales offices and distributors worldwide. 35,000 Hours • Natural White Technology • Dimmable Soraa 01007 - 18.5W PAR38 - 120W Equal - 60° Beam Angle - CRI 85 | 3000 | 86 | 1300 | 70.2703 | 25000 | 18.5 | 1 | 40.95 | 40.95 | 48.1178 | 2020Q2 | https://www.topbulb.com/soraa-sp38-18-60d-830-03-01007-par38-120-watt-equal-3000k | Top Bulb | 2020 | Yes
LED Lighting | Reflector | Standard Products | True |  | Reflector (Flood/Spot) | PAR38 | E26 (Medium) | Damp Location Rated,Recessed Fixtures Topbulb » LED Bulbs » LED PAR » LED PAR38 » 100W Equal » Standard - 15W PAR38 LED - 100W Equal - 40° Use this Standard 15 watt PAR38 flood for color critical applications. With a high color rendering index of 94 and an R9 at 75, this lamp provides the color characteristics required for retail, museum and gallery installations. Fully dimmable and compatible with most dimmers. Not for use in totally enclosed fixtures. See the document below for complete specifications. LED Technology Notice Due to constantly evolving nature of LED technology, manufacturers will reserve the right to replace this product with next generation technology. We appreciate your understanding and acceptance of this policy. Utility/Government Incentives Documents Standard 63982 Specification Sheet About Standard Standard Products Inc., head office located in Montreal, Canada, supplies a full range of lighting solutions to the North American market. Standard surpasses market norms on quality products and innovative ideas across their entire line of lamps. Standard Products Inc. is a Gold Standard Winner as one of Canada's Best Managed Companies. 40,000 Hours • CRI 94 • R9 75 Standard - 15W PAR38 LED - 100W Equal - 40° | 4000 | 94 | 1194 | 79.6 | 25000 | 15 | 1 | 32.95 | 32.95 | 38.7175 | 2020Q2 | https://www.topbulb.com/standard-15w-par38-led-100w-equal-40-beam-4000k-high-cri | Top Bulb | 2020 | Yes
LED Lighting | Reflector | Standard Products | True |  | Reflector (Flood/Spot) | MR16 | GU5.3 | None,Recessed Fixtures Topbulb » LED Bulbs » LED MR16 » 12V MR16 » 50W Equal » Standard - 6.5W MR16 LED - 50W Equal - GU5.3 Base - 4000K This Standard 6.5 watt dimmable MR16 LED flood can be used as a direct replacement for a 50 watt halogen MR16 flood. The lamp provides a cool white illumination appropriate for accent lighting and narrow aperture, low volt downlights or wall washers. See the document below for complete specifications and the compatible dimmer list. This LED light bulb is Energy Star Qualified. Shipping Notice This item will not ship to Canada. LED Technology Notice Due to constantly evolving nature of LED technology, manufacturers will reserve the right to replace this product with next generation technology. We appreciate your understanding and acceptance of this policy. Utility/Government Incentives Documents Standard 64009 Specifications and Dimmer List About Standard Standard Products Inc., head office located in Montreal, Canada, supplies a full range of lighting solutions to the North American market. Standard surpasses market norms on quality products and innovative ideas across their entire line of lamps. Standard Products Inc. is a Gold Standard Winner as one of Canada's Best Managed Companies. 40,000 Hour Life • Energy Star Standard - 6.5W MR16 LED - 50W Equal - GU5.3 Base - 4000K | 4000 | 83 | 640 | 98.4615 | 25000 | 6.5 | 1 | 14.95 | 14.95 | 17.5668 | 2020Q2 | https://www.topbulb.com/standard-6-5w-mr16-led-50w-equal-gu5-3-base-4000k | Top Bulb | 2020 | Yes
LED Lighting | Reflector | Standard Products | True |  | Reflector (Flood/Spot) | PAR16 | GU10 | Damp Location Rated,Not Rated for Recessed Fixtures Topbulb » Brands » Standard » LED Lamps » Reflector Lamps » Standard - 6.5W MR16 LED - GU10 Base - Flood - Warm White - Dimmable The Standard 6.5 watt LED flood (38° beam angle) operates on 120 volts with a GU10 base. For optimum dimming performance, see the compatible dimmer list below. This LED bulb is Energy Star qualified. Shipping Notice This item will not ship to Canada. LED Technology Notice Due to constantly evolving nature of LED technology, manufacturers will reserve the right to replace this product with next generation technology. We appreciate your understanding and acceptance of this policy. Utility/Government Incentives Documents Standard 63998 Specifications and Dimmer List About Standard Standard Products Inc., head office located in Montreal, Canada, supplies a full range of lighting solutions to the North American market. Standard surpasses market norms on quality products and innovative ideas across their entire line of lamps. Standard Products Inc. is a Gold Standard Winner as one of Canada's Best Managed Companies. 40,000 Hours • 2700K • CRI 81 Standard - 6.5W MR16 LED - GU10 Base - Flood - Warm White - Dimmable | 2700 | 81 | 571 | 87.8462 | 25000 | 6.5 | 1 | 10.95 | 10.95 | 12.8667 | 2020Q2 | https://www.topbulb.com/standard-6-5w-mr16-led-gu10-base-flood-warm-white-dimmable | Top Bulb | 2020 | Yes
LED Lighting | Decorative | Standard Products | True |  | Globe | G25 | E26 (Medium) | Damp Location Rated Topbulb » LED Bulbs » LED Globe » Standard - 6W G25 LED - 30W Equal - 3000K This Standard 6 watt G25 LED globe replaces a 30 watt incandescent globe. With a neutral white color temperature of 3000K, this LED globe produces halogen-like white illumination. Energy Star qualifed. Shipping Notice This item will not ship to Canada. LED Technology Notice Due to constantly evolving nature of LED technology, manufacturers will reserve the right to replace this product with next generation technology. We appreciate your understanding and acceptance of this policy. Applications Pendant Vanity Decor Utility/Government Incentives Documents Standard 63622 Brochure Standard 63622 Spec Sheet About Standard Standard Products Inc., head office located in Montreal, Canada, supplies a full range of lighting solutions to the North American market. Standard surpasses market norms on quality products and innovative ideas across their entire line of lamps. Standard Products Inc. is a Gold Standard Winner as one of Canada's Best Managed Companies. Dimmable • Energy Star Qualified Standard - 6W G25 LED - 30W Equal - 3000K | 3000 | 83 | 450 | 75 | 25000 | 6 | 1 | 22.95 | 22.95 | 26.9671 | 2020Q2 | https://www.topbulb.com/standard-6w-g25-led-30w-equal-3000k | Top Bulb | 2020 | Yes
LED Lighting | Reflector | Standard Products | True |  | Reflector (Flood/Spot) | PAR20 | E26 (Medium) | Damp Location Rated,Recessed Fixtures Topbulb » LED Bulbs » LED PAR » LED PAR20 » 50W Equal » Standard - 7W PAR20 LED - 50W Equal - Flood - 4000K - CRI 94 This Standard 7 watt PAR20 LED flood is a direct replacement for a 50 watt halogen PAR20. This LED features a high color rendering index of 94 (R9 value = 76) making it an excellent choice for color critical applications such as accent lighting on art or for illuminating retail displays. A broad operating temperature range of -40°F to 104°F make this LED suitable for a variety of installations. Fully dimmable, see the document below for compatible dimmers for optimum performance. This is an Energy Star qualified LED light bulb. Shipping Notice This item will not ship to Canada. LED Technology Notice Due to constantly evolving nature of LED technology, manufacturers will reserve the right to replace this product with next generation technology. We appreciate your understanding and acceptance of this policy. Applications Accent Lighting Track Lights Downlights Wall Washers Utility/Government Incentives Documents Standard 63957 Specification Sheet & Dimmer List About Standard Standard Products Inc., head office located in Montreal, Canada, supplies a full range of lighting solutions to the North American market. Standard surpasses market norms on quality products and innovative ideas across their entire line of lamps. Standard Products Inc. is a Gold Standard Winner as one of Canada's Best Managed Companies. 40,000 Hour Life • 40° Beam • Energy Star Standard - 7W PAR20 LED - 50W Equal - Flood - 4000K - CRI 94 | 4000 | 94 | 520 | 74.2857 | 25000 | 7 | 1 | 16.95 | 16.95 | 19.9169 | 2020Q2 | https://www.topbulb.com/standard-7w-par20-led-50w-equal-flood-4000k-cri-94 | Top Bulb | 2020 | Yes
LED Lighting | Reflector | Standard Products | True |  | Reflector (Flood/Spot) | PAR20 | E26 (Medium) | Damp Location Rated,Recessed Fixtures Topbulb » LED Bulbs » LED PAR » LED PAR20 » 50W Equal » Standard - 7W PAR20 LED - 50W Equal - Narrow Flood - Halogen-White - Black This black 7 watt dimmable PAR20 LED from Standard features halogen-like white light and a high color rendering index of 93. Use this lamp as a substitute for 50 watt halogen PAR20 bulbs in rececessed downlights and track accent lighting where narrow flood beam spreads are required. The high CRI makes this an excellent LED for color critical applications such as illumination of art work and fabrics. With a 40,000 hour rated life, expect much lower maintenance costs than the typical 2,000 hour life of halogen bulbs. This LED light bulb is Energy Start qualified. Shipping Notice This item will not ship to Canada. LED Technology Notice Due to constantly evolving nature of LED technology, manufacturers will reserve the right to replace this product with next generation technology. We appreciate your understanding and acceptance of this policy. Utility/Government Incentives Documents Standard 63953 Brochure Standard 63953 Spec Sheet About Standard Standard Products Inc., head office located in Montreal, Canada, supplies a full range of lighting solutions to the North American market. Standard surpasses market norms on quality products and innovative ideas across their entire line of lamps. Standard Products Inc. is a Gold Standard Winner as one of Canada's Best Managed Companies. CRI 93 • Dimmable • Energy Star Standard - 7W PAR20 LED - 50W Equal - Narrow Flood - Halogen-White - Black | 3000 | 92 | 506 | 72.2857 | 25000 | 7 | 1 | 16.95 | 16.95 | 19.9169 | 2020Q2 | https://www.topbulb.com/standard-7w-par20-led-50w-equal-narrow-flood-halogen-white-black | Top Bulb | 2020 | Yes
LED Lighting | A-Type | Manufacturer: Satco | True |  | General Purpose Replacement | A19 | E26 (Medium) | Damp Location Rated,Recessed Fixtures Damp Location Rated,Recessed Fixtures Home > Energy Star Qualified Products > 6 Watt 480 Lumen Dimmable LED A19 Enclosed Fixture Rated Light Bulb 4000K ** Non-CEC Compliant - NOT Lawful for Sale in California ** Product Specifications - Quick Reference Input Voltage: Lumens: 120 Volt 480 Lumens Dimensions: Dimmable: 4-3/16" (MOL) x 2-3/8" (MOD) Yes LED Color: 4000K Cool White Life Time: 25,000 Hours Power Consumption: Luminous Efficacy: 6 Watts 80 lm/W CRI: Certifications: 80 CRI Energy Star, RoHS, cULus Satco's LED series of omni-directional LED A19 Lamps are here to replace your 40 watt and 60 watt incandescent light bulbs. Within this series, Satco is exhibiting their Solid State LED Lighting for these A shaped replacement lamps. This series of A19 LED lights bulbs are not only dimmable, but also are approved for totally enclosed fixtures. They have a long life of 25,000 hours and possess a 3 Year Limited Warranty. This series comes in either a 6 watt model or a 9.8 watt model and the following color temperatures: 2700K, 3000K, 3500K, 4000K and 5000K. This model is part number S29833, a replacement of S9833, which produces 480 lumens of a 4000K cool white color. This bulb consumes just 6 watts of 120 volt energy. This light bulb is Energy Star certified, RoHS compliant, cULus - damp location rated, and enclosed fixture rated. This led light bulb is dimmable and has a CRI of 80, while producing zero UV or IR radiation. The innovative design of this A19 bulb features a smooth heat sink design to resemble traditional incandescent lamps. When you replace your 40A19 bulbs with these 6 watt A19 LED bulbs, your energy use decreases significantly while keeping the same look and feel of your old A19 bulbs. Click here for the complete Satco S29833 LED A19 Light Bulb Specification Sheet. Satco 6 Watt 480 Lumen Dimmable LED A19 Enclosed Fixture Rated Light Bulb 4000K | 4000 | 86 | 480 | 80 | 25000 | 6 | 1 | 2.95 | 2.95 | 3.4664 | 2020Q3 | https://www.greenelectricalsupply.com/6-watt-enclosed-rated-led-a19-light-bulbs-4000k.aspx | Green Electrical Supply | 2020 | Yes
LED Lighting | Downlight | Sylvania | True |  | LED Array |  |  | Downlight Solid State Retrofit Topbulb » Fixtures » Commercial Fixtures » Indoor » Recessed Downlights » LED - Retrofit » Sylvania LED/RT4/G/600/827 ¦ 9W LED Retrofit Downlight - 4" - Gimbal - 2700K Sylvania's Ultra LED RT4 adjustable gimbal downlight is a four inch LED recessed downlight kit featuring strong lumen output. The adjustable gimbal features a smooth adjustment from nadir to a 35° tilt, making it suitable for slanted ceilings and wall wash. The gimbal’s friction blade design allows the downlight to be installed in any position within the housing aperture and the 360° horizontal rotation capability of the gimbal head offers easy aiming and adjustment. This downlight is optimized for new construction and retrofit applications. Installation is easy and fast in most standard 4" frames including: Ceiling (IC), Airtight (AT) and non-IC housings. Medium base socket adaptor and integrated white trim included. Dimmable to 10% light output with most standard dimmers. See the document below for more dimmer information. Energy Star qualified. See the document below for complete specifications. Utility/Government Incentives Documents Sylvana 70387 Spec Sheet Sylvania 70387 Dimmer Compatibility Replaces 50W R20 Incandescent • 50,000 Hours • 600 Lumens Sylvania LED/RT4/G/600/827 ¦ 9W LED Retrofit Downlight - 4" - Gimbal - 2700K | 2700 | 83 | 600 | 66.6667 | 50000 | 9 | 1 | 29.95 | 29.95 | 35.1924 | 2020Q2 | https://www.topbulb.com/sylvania-70387-led-rt4-g-600-827-led | Top Bulb | 2020 | Yes
LED Lighting | Downlight | Sylvania | True |  | LED Array |  |  | Downlight Solid State Retrofit Topbulb » Fixtures » Commercial Fixtures » Indoor » Recessed Downlights » LED - Retrofit » Sylvania LED/RT4/G/600/830 ¦ 9W LED Retrofit Downlight - 4" - Gimbal - 3000K Sylvania's Ultra LED RT4 adjustable gimbal downlight is a four inch LED recessed downlight kit featuring strong lumen output. The adjustable gimbal features a smooth adjustment from nadir to a 35° tilt, making it suitable for slanted ceilings and wall wash. The gimbal’s friction blade design allows the downlight to be installed in any position within the housing aperture and the 360° horizontal rotation capability of the gimbal head offers easy aiming and adjustment. This downlight is optimized for new construction and retrofit applications. Installation is easy and fast in most standard 4" frames including: Ceiling (IC), Airtight (AT) and non-IC housings. Medium base socket adaptor and integrated white trim included. Dimmable to 10% light output with most standard dimmers. See the document below for more dimmer information. Energy Star qualified. See the document below for complete specifications. Utility/Government Incentives Documents Sylvana 70395 Spec Sheet Sylvania 70395 Dimmer Compatibility Replaces 50W R20 Incandescent • 50,000 Hours • 600 Lumens Sylvania LED/RT4/G/600/830 ¦ 9W LED Retrofit Downlight - 4" - Gimbal - 3000K | 3000 | 82 | 600 | 66.6667 | 50000 | 9 | 1 | 29.95 | 29.95 | 35.1924 | 2020Q2 | https://www.topbulb.com/sylvania-70395-led-rt4-g-600-830-led | Top Bulb | 2020 | Yes
LED Lighting | A-Type | Manufacturer: Satco | True | Daylighting/Photocell, | General Purpose Replacement | A19 | E26 (Medium) | Damp Location Rated,Recessed Fixtures Damp Location Rated,Recessed Fixtures Home > Energy Star Qualified Products > 6 Watt 480 Lumen Dimmable LED A19 Enclosed Fixture Rated Light Bulb 5000K ** Non-CEC Compliant - NOT Lawful for Sale in California ** Product Specifications - Quick Reference Input Voltage: Lumens: 120 Volt 480 Lumens Dimensions: Dimmable: 4-3/16" (MOL) x 2-3/8" (MOD) Yes LED Color: 5000K Daylight Life Time: 25,000 Hours Power Consumption: Luminous Efficacy: 6 Watts 80 lm/W CRI: Certifications: 80 CRI Energy Star, RoHS, cULus Satco's LED series of omni-directional LED A19 Lamps are here to replace your 40 watt and 60 watt incandescent light bulbs. Within this series, Satco is exhibiting their Solid State LED Lighting for these A shaped replacement light bulbs. This series of A19 LED lights bulbs are not only dimmable, but also are approved for totally enclosed fixtures. They have a long life of 25,000 hours and possess a 3 Year Limited Warranty. This series comes in either a 6 watt model or a 9.8 watt model and the following color temperatures: 2700K, 3000K, 3500K, 4000K and 5000K. This model is part number S29834, a replacement of S9834, which produces 480 lumens of a 5000K daylight color. This bulb consumes just 6 watts of 120 volt energy. This light bulb is Energy Star certified, RoHS compliant, cULus - damp location rated, and enclosed fixture rated. This led light bulb is dimmable and has a CRI of 80, while producing zero UV or IR radiation. The innovative design of this A19 bulb features a smooth heat sink design to resemble traditional incandescent lamps. When you replace your 40A19 bulbs with these 6 watt A19 LED bulbs, your energy use decreases significantly while keeping the same look and feel of your old A19 bulbs. Click here for the complete Satco S29834 LED A19 Light Bulb Specification Sheet. Satco 6 Watt 480 Lumen Dimmable LED A19 Enclosed Fixture Rated Light Bulb 5000K | 5000 | 84 | 480 | 80 | 25000 | 6 | 1 | 2.95 | 2.95 | 3.4664 | 2020Q3 | https://www.greenelectricalsupply.com/6-watt-enclosed-rated-led-a19-light-bulbs-5000k.aspx | Green Electrical Supply | 2020 | Yes
LED Lighting | Reflector | Sylvania | True | Daylighting/Photocell, | Reflector (Flood/Spot) | MR16 | GU5.3 | Use With Photo and/or Motion Sensors,Damp Location Rated,Dim to Warm,Recessed Fixtures Topbulb » LED Bulbs » LED MR16 » 12V MR16 » 50W Equal » Sylvania 74042 ¦ 9W MR16 LED - 50W Equal - 35° Flood - 3000K Sylvania 74042 LED9MR16/DIM/830/FL35. This 50 watt equivalent 12 volt MR16 lamp only uses 9 watts of energy. The lamp has a color temperature of 3000 Kelvin which is similar to a traditional halogen bulb. With a GU5.3 bi-pin base, a CRI of 83, and a rated life of 25,000 hours this bulb is a direct replacement for an equivalent halogen MR16. Energy Star Qualified. See the documents below for complete specifications and dimmer compatibility. LED Technology Notice Due to constantly evolving nature of LED technology, manufacturers will reserve the right to replace this product with next generation technology. We appreciate your understanding and acceptance of this policy. Utility/Government Incentives Documents Sylvana 74042 Spec Sheet Sylvania 74042 Dimmer Compatibility 25,000 Hours • 12V • GU5.3 Base • Dimmable Sylvania 74042 ¦ 9W MR16 LED - 50W Equal - 35° Flood - 3000K | 3000 | 82 | 700 | 77.7778 | 25000 | 9 | 1 | 10.95 | 10.95 | 12.8667 | 2020Q2 | https://www.topbulb.com/sylvania-74042-led9mr16-dim-830-fl35-led | Top Bulb | 2020 | Yes
LED Lighting | Reflector | Sylvania | True | Daylighting/Photocell, | Reflector (Flood/Spot) | MR16 | GU5.3 | Use With Photo and/or Motion Sensors,Damp Location Rated,Dim to Warm,Recessed Fixtures Topbulb » LED Bulbs » LED MR16 » 12V MR16 » 50W Equal » Sylvania 74044 ¦ 9W MR16 LED - 50W Equal - 25° NFL - 3000K Sylvania 74044 LED9MR16/DIM/830/NFL25. This 50 watt equivalent 12 volt MR16 lamp only uses 9 watts of energy. The lamp has a color temperature of 3000 Kelvin which is similar to a traditional halogen bulb. With a GU5.3 bi-pin base, a CRI of 83, and a rated life of 25,000 hours this bulb is a direct replacement for an equivalent halogen MR16. Energy Star Qualified. See the documents below for complete specifications and dimmer compatibility. LED Technology Notice Due to constantly evolving nature of LED technology, manufacturers will reserve the right to replace this product with next generation technology. We appreciate your understanding and acceptance of this policy. Utility/Government Incentives Documents Sylvana 74044 Spec Sheet Sylvania 74044 Dimmer Compatibility 25,000 Hours • 12V • GU5.3 Base • Dimmable Sylvania 74044 ¦ 9W MR16 LED - 50W Equal - 25° NFL - 3000K | 3000 | 83 | 700 | 77.7778 | 25000 | 9 | 1 | 8.95 | 8.95 | 10.5166 | 2020Q2 | https://www.topbulb.com/sylvania-74044-led9mr16-dim-830-nfl25-led | Top Bulb | 2020 | Yes
LED Lighting | Reflector | Sylvania | True | Daylighting/Photocell, | Reflector (Flood/Spot) | PAR30L | E26 (Medium) | Use With Timers,Use With Photo and/or Motion Sensors,Damp Location Rated,Wet Location Rated,Recessed Fixtures Topbulb » LED Bulbs » LED PAR » LED PAR30 » 75W Equal / Long Neck » Sylvania 74059 ¦ 13W PAR30LN LED - 75W Equal - 40° Flood - 5000K This Sylvania ULTRA LED PAR lamp features a glass body with full optics, similar to halogen PAR lamps. These versatile wet listed lamps can be used in both indoor and outdoor applications to provide high quality illumination as an energy efficient, long life replacement for halogen. See the document below for complete specifications. LED Technology Notice Due to constantly evolving nature of LED technology, manufacturers will reserve the right to replace this product with next generation technology. We appreciate your understanding and acceptance of this policy. Utility/Government Incentives Documents Sylvana 74059 Spec Sheet Sylvania 74059 Dimmer Compatibility 25,000 Hours • Glass Body • Dimmable Sylvania 74059 ¦ 13W PAR30LN LED - 75W Equal - 40° Flood - 5000K | 5000 | 82 | 823 | 70.3419 | 25000 | 11.7 | 1 | 15.95 | 15.95 | 18.7419 | 2020Q2 | https://www.topbulb.com/sylvania-74059-led13par30lndim850fl40gl1wrp-led | Top Bulb | 2020 | Yes
LED Lighting | Reflector | Sylvania | True |  | Reflector (Flood/Spot) | PAR38 | E26 (Medium) | Damp Location Rated,Wet Location Rated,Recessed Fixtures Topbulb » LED Bulbs » LED PAR » LED PAR38 » 120W Equal » Sylvania 74068 ¦ 17W PAR38 LED - 120W Equal - 40° Flood - 5000K This Sylvania ULTRA LED PAR38 lamp features a glass body with full optics, similar to halogen PAR lamps. These versatile wet listed lamps can be used in both indoor and outdoor applications to provide high quality illumination as an energy efficient, long life replacement for halogen. See the document below for complete specifications. LED Technology Notice Due to constantly evolving nature of LED technology, manufacturers will reserve the right to replace this product with next generation technology. We appreciate your understanding and acceptance of this policy. Utility/Government Incentives Documents Sylvana 74068 Spec Sheet Sylvania 74068 Dimmer Compatibility 25,000 Hours • Glass Body • Dimmable Sylvania 74068 ¦ 17W PAR38 LED - 120W Equal - 40° Flood - 5000K | 5000 | 82 | 1300 | 76.4706 | 25000 | 17 | 1 | 17.95 | 17.95 | 21.0919 | 2020Q2 | https://www.topbulb.com/sylvania-74068-led17par38dim850fl40gl1wrp-led | Top Bulb | 2020 | Yes
LED Lighting | Reflector | Sylvania | True |  | Reflector (Flood/Spot) | PAR38 | E26 (Medium) | Damp Location Rated,Wet Location Rated,Recessed Fixtures Topbulb » LED Bulbs » LED PAR » LED PAR38 » 250W Equal » Sylvania 74085 ¦ 26W PAR38 LED - 250W Equal - 40° Flood - 3000K This Sylvania 26 watt PAR38 LED has a sleek design and delivers exceptionally high lumen output. The lamp also features outstanding color uniformity and beam quality utilizing COB technology. Replaces high power halogen and HID lamps. See the document below for complete specifications. LED Technology Notice Due to constantly evolving nature of LED technology, manufacturers will reserve the right to replace this product with next generation technology. We appreciate your understanding and acceptance of this policy. Utility/Government Incentives Documents Sylvana 74085 Spec Sheet Sylvania 74085 Dimmer Compatibility 25,000 Hours • Dimmable • Specification Grade Sylvania 74085 ¦ 26W PAR38 LED - 250W Equal - 40° Flood - 3000K | 3000 | 82 | 2400 | 92.3077 | 25000 | 26 | 1 | 35.95 | 35.95 | 42.2426 | 2020Q2 | https://www.topbulb.com/sylvania-74085-led26par38hodim830fl40w-led | Top Bulb | 2020 | Yes
LED Lighting | A-Type | Manufacturer: Keystone Technologies | False |  | General Purpose Replacement | A19 | E26 (Medium) | Recessed Fixtures,Damp Location Rated Recessed Fixtures,Damp Location Rated Home > LED Light Bulbs > LED A19 Bulbs > Under 500 Lumens (40W Equal) > 2700K Warm White > 6 Watt Essential Series LED General Purpose A19 Light Bulb Non-Dimmable 480 Lumens 80 CRI 120V 2700K Product Specifications - Quick Reference Lamp Wattage: Working Voltage: 6 Watts 120 Volt Dimensions: Dimmability: 2.36" W x 4.33" (MOL) NO CRI: Delivered Lumens: 80 CRI 480 Lumens Replaces: Certifications: 40 Watt Incandescent ENERGY STAR, UL, RoHS Light Color: 2700K Warm White Warranty: 2 Year Limited Keystone’s Essential Series A Shape Bulbs are designed for general purpose lighting needs. They’re suitable for new construction applications or replacing incandescent and halogen bulbs. Offering substantially longer lifespans and higher efficiencies, our A Shape Bulbs minimize energy and replacement costs. Keystone’s extensive line of Essential Series omnidirectional LED bulbs provide solutions for a variety of application needs. There is a wide range of wattage and lumen outputs available, as well as both 80 and 90 CRI options for a majority of the line. Color temperature choices include 2700K, 3000K, and 5000K, offering more aesthetic flexibility over incandescent bulbs. This Keystone Technologies KT-LED6A19-O-827-ND Essential Series Non-Dimmable LED A19 Light Bulb produces a color temperature of 2700K warm white, operates on your existing 120V circuit and consumes just 6 watts of energy. These LED A19 A lamps 40 watt incandescent equivalent retrofit lights generate 480 lumens and have a Color Rendering Index (CRI) of 80. These 120 volt LED light bulbs fit fixtures with an E26 medium base. These LED A19 bulbs are dimmable but are NOT CEC Title 20 Compliant. For Dimmable versions, or CEC compliant versions, please refer to the related products below. Can't find what you are looking for or need a quote for a large job? Give our customer service a call at 248-276-9640. The bulb's dimensions are 2.36 inches wide by 4.33 inches MOL. The lens conceals the LEDs from sight and evenly distributes the light and with a durable plastic housing that lowers the risk for breakage. They can be used with LED compatible controls and dimmers and are also rated for use in enclosed fixtures. Click here to see the complete Keystone 6 Watt 80CRI General Purpose Non-Dimmable A19 Specification Sheet. These bulbs are damp location rated, Energy Star qualified, and have a rated life of 15,000 hours or a 2 Year limited warranty. Typical Applications Typical applications for these omni-directional LED A19 lamps include table and floor lamps, chandeliers, pendants, corridor light and sconce fixtures and general decorative outdoor lighting in residential, office, retail, restaurant, school, hospital and hotel/motel locations. Keystone Technologies 6 Watt Essential Series LED General Purpose A19 Light Bulb Non-Dimmable 480 Lumens 80 CRI 120V 2700K | 2700 | 81 | 480 | 80 | 15000 | 6 | 1 | 1.46 | 1.46 | 1.7156 | 2020Q3 | https://www.greenelectricalsupply.com/6-watt-essential-series-led-general-purpose-a19-light-bulb-non-dimmable-480-lumens-80-cri-120v-2700k.aspx | Green Electrical Supply | 2020 | Yes
LED Lighting | Reflector | Sylvania | True | Daylighting/Photocell, | Reflector (Flood/Spot) | PAR38 | E26 (Medium) | Use With Timers,Use With Photo and/or Motion Sensors,Damp Location Rated,Wet Location Rated,Recessed Fixtures Topbulb » LED Bulbs » LED PAR » LED PAR38 » 100W Equal » Sylvania 74088 ¦ 14W PAR38 LED - 100W Equal - 40° Flood - 4000K This Sylvania ULTRA LED PAR38 lamp features a glass body with full optics, similar to halogen PAR lamps. These versatile wet listed lamps can be used in both indoor and outdoor applications to provide high quality illumination as an energy efficient, long life replacement for halogen. See the document below for complete specifications. LED Technology Notice Due to constantly evolving nature of LED technology, manufacturers will reserve the right to replace this product with next generation technology. We appreciate your understanding and acceptance of this policy. Utility/Government Incentives Documents Sylvana 74088 Spec Sheet Sylvana 74088 Dimmer Compatibility 25,000 Hours • Glass Body • Dimmable Sylvania 74088 ¦ 14W PAR38 LED - 100W Equal - 40° Flood - 4000K | 3000 | 82 | 1050 | 72.4138 | 25000 | 14.5 | 1 | 15.95 | 15.95 | 18.7419 | 2020Q2 | https://www.topbulb.com/sylvania-74088-led14par38-dim-840-fl40-gl1-w-led | Top Bulb | 2020 | Yes
LED Lighting | Downlight | Sylvania |  | Daylighting/Photocell, | LED |  |  | Downlight Solid State Retrofit Topbulb » Brands » Sylvania » LED Luminaires » Wall Packs » Sylvania 74204 ¦ 30W LED Wall Pack - 70W HPS Equal - 4000K - Photocontrol Sylvania LED slim series wall packs are environmentally preferable alternatives to traditional HID or Incandescent luminaires, offering up to 87% in energy savings. Designed for use on building exteriors, outdoor corridors, walkways, and stairwells. Features a cast aluminum housing, glass lens and cutoff distribution. See the document below for complete specifications. LED Technology Notice Due to constantly evolving nature of LED technology, manufacturers will reserve the right to replace this product with next generation technology. We appreciate your understanding and acceptance of this policy. Utility/Government Incentives Documents Sylvana 74204 Spec Sheet 125,000 Hours • 2800 Lumens • Bronze Finish Sylvania 74204 ¦ 30W LED Wall Pack - 70W HPS Equal - 4000K - Photocontrol | 4000 | 83 | 500 | 62.5 | 50000 | 8 | 1 | 137.95 | 137.95 | 162.0966 | 2020Q2 | https://www.topbulb.com/sylvania-74204-slmwpk1a-030120740-co-bz-p-led | Top Bulb | 2020 | Yes
LED Lighting | Downlight | Sylvania |  |  | LED |  |  | Downlight Solid State Retrofit Topbulb » Brands » Sylvania » LED Luminaires » Wall Packs » Sylvania 74206 ¦ 60W LED Wall Pack - 175W MH Equal - 4000K Sylvania LED slim series wall packs are environmentally preferable alternatives to traditional HID or Incandescent luminaires, offering up to 87% in energy savings. Designed for use on building exteriors, outdoor corridors, walkways, and stairwells. Features a cast aluminum housing, glass lens and cutoff distribution. See the document below for complete specifications. LED Technology Notice Due to constantly evolving nature of LED technology, manufacturers will reserve the right to replace this product with next generation technology. We appreciate your understanding and acceptance of this policy. Utility/Government Incentives Documents Sylvana 74206 Spec Sheet 125,000 Hours • 5500 Lumens • Bronze Finish Sylvania 74206 ¦ 60W LED Wall Pack - 175W MH Equal - 4000K | 4000 | 86 | 800 | 66.6667 | 50000 | 12 | 1 | 219.95 | 219.95 | 258.4497 | 2020Q2 | https://www.topbulb.com/sylvania-74206-slmwpk1a-060120740-co-bz-p-led | Top Bulb | 2020 | Yes
LED Lighting | Downlight | Sylvania |  | Daylighting/Photocell, | LED |  |  | Downlight Solid State Retrofit Topbulb » Brands » Sylvania » LED Luminaires » Wall Packs » Sylvania 74208 ¦ 40W LED Wall Pack - 100W HPS Equal - 5000K - Photocontrol Sylvania LED slim series wall packs are environmentally preferable alternatives to traditional HID or Incandescent luminaires, offering up to 87% in energy savings. Designed for use on building exteriors, outdoor corridors, walkways, and stairwells. Features a cast aluminum housing, glass lens and cutoff distribution. See the document below for complete specifications. LED Technology Notice Due to constantly evolving nature of LED technology, manufacturers will reserve the right to replace this product with next generation technology. We appreciate your understanding and acceptance of this policy. Utility/Government Incentives Documents Sylvana 74208 Spec Sheet 125,000 Hours • 3900 Lumens • Bronze Finish Sylvania 74208 ¦ 40W LED Wall Pack - 100W HPS Equal - 5000K - Photocontrol | 4000 | 83 | 800 | 66.6667 | 50000 | 12 | 1 | 170.95 | 170.95 | 200.8729 | 2020Q2 | https://www.topbulb.com/sylvania-74208-slmwpk1a-040120750-co-bz-p-led | Top Bulb | 2020 | Yes
LED Lighting | Downlight | Sylvania | True |  | LED Array |  | LED Retrofit Kit | Downlight Solid State Retrofit Topbulb » Fixtures » Commercial Fixtures » Indoor » Recessed Downlights » LED - Retrofit » Sylvania LEDRT4/600/927/FL80 ¦ 9W LED Retrofit Downlight - 4" - 600 Lumens - 2700K Sylvania's Ultra LED RT4 downlight is a four inch LED recessed downlight kit featuring strong lumen output and excellent color rendering. The optical design directs light in an 80° beam angle with low glare. This downlight is optimized for new construction and retrofit applications. Installation is easy and fast in most standard 4" frames including: Ceiling (IC), Airtight (AT) and non-IC housings. Medium base socket adaptor and integrated white trim included. Dimmable to 10% light output with most standard dimmers. See the document below for more dimmer information. Energy Star qualified. See the document below for complete specifications. Applications HealthcareHospitalityOfficeProperty ManagementResidentialRetail Utility/Government Incentives Documents Sylvania 74285 Spec Sheet Replaces 50W R20 Incandescent • 50,000 Hours • 90 CRI Sylvania LEDRT4/600/927/FL80 ¦ 9W LED Retrofit Downlight - 4" - 600 Lumens - 2700K | 2700 | 90 | 600 | 66.6667 | 50000 | 9 | 1 | 15.95 | 15.95 | 18.7419 | 2020Q2 | https://www.topbulb.com/sylvania-74285-ledrt4600927fl80-9w-2700k-ultra-rt4-downlight | Top Bulb | 2020 | Yes
LED Lighting | Downlight | Sylvania | True |  | LED Array |  | LED Retrofit Kit | Downlight Solid State Retrofit Topbulb » Fixtures » Commercial Fixtures » Indoor » Recessed Downlights » LED - Retrofit » Sylvania LEDRT4/600/930/FL80 ¦ 9W LED Retrofit Downlight - 4" - 600 Lumens - 3000K Sylvania's Ultra LED RT4 downlight is a four inch LED recessed downlight kit featuring strong lumen output and excellent color rendering. The optical design directs light in an 80° beam angle with low glare. This downlight is optimized for new construction and retrofit applications. Installation is easy and fast in most standard 4" frames including: Ceiling (IC), Airtight (AT) and non-IC housings. Medium base socket adaptor and integrated white trim included. Dimmable to 10% light output with most standard dimmers. See the document below for more dimmer information. Energy Star qualified. See the document below for complete specifications. Applications HealthcareHospitalityOfficeProperty ManagementResidentialRetail Utility/Government Incentives Documents Sylvania 74287 Spec Sheet Replaces 50W R20 Incandescent • 50,000 Hours • 90 CRI Sylvania LEDRT4/600/930/FL80 ¦ 9W LED Retrofit Downlight - 4" - 600 Lumens - 3000K | 3000 | 92 | 600 | 66.6667 | 50000 | 9 | 1 | 15.95 | 15.95 | 18.7419 | 2020Q2 | https://www.topbulb.com/sylvania-74287-ledrt4600930fl80rp-9w-3000k-ultra-rt4-downlight | Top Bulb | 2020 | Yes
LED Lighting | Downlight | Sylvania | True |  | LED Array |  | LED Retrofit Kit | Downlight Solid State Retrofit Topbulb » Fixtures » Commercial Fixtures » Indoor » Recessed Downlights » LED - Retrofit » Sylvania LEDRT4/600/950/FL80 ¦ 9W LED Retrofit Downlight - 4" - 600 Lumens - 5000K Sylvania's Ultra LED RT4 downlight is a four inch LED recessed downlight kit featuring strong lumen output and excellent color rendering. The optical design directs light in an 80° beam angle with low glare. This downlight is optimized for new construction and retrofit applications. Installation is easy and fast in most standard 4" frames including: Ceiling (IC), Airtight (AT) and non-IC housings. Medium base socket adaptor and integrated white trim included. Dimmable to 10% light output with most standard dimmers. See the document below for more dimmer information. Energy Star qualified. See the document below for complete specifications. Applications HealthcareHospitalityOfficeProperty ManagementResidentialRetail Utility/Government Incentives Documents Sylvania 74289 Spec Sheet Replaces 50W R20 Incandescent • 50,000 Hours • 90 CRI Sylvania LEDRT4/600/950/FL80 ¦ 9W LED Retrofit Downlight - 4" - 600 Lumens - 5000K | 5000 | 97 | 600 | 66.6667 | 50000 | 9 | 1 | 15.95 | 15.95 | 18.7419 | 2020Q2 | https://www.topbulb.com/sylvania-74289-ledrt4600950-9w-5000k-ultra-rt4-downlight | Top Bulb | 2020 | Yes
LED Lighting | Downlight | Sylvania | True |  | LED | LED Retrofit Kit | LED Retrofit Kit | Downlight Solid State Retrofit Topbulb » Brands » Sylvania » LED Lamps » Retrofit Downlights » RT5/6 » Sylvania 74290 ¦ 10W LED Retrofit Downlight - 5"/6" - 700 Lumens - 2700K This Sylvania LEDRT56700927FL80 is an Ultra LED RT5/6 recessed downlight designed to replace an existing 100 watt incandescent downlight. With 5" and 6" compatiblity, this LED recessed downlight provides high quality white light and is optimized for new construction and retrofit applications. Installation is done quickly and easily in most standard 5" or 6" Insulated Ceiling (IC) housings, Airtight (AT) housings and non-IC housings. See the documents below for complete specifications and dimmer compatibility. LED Technology Notice Due to constantly evolving nature of LED technology, manufacturers will reserve the right to replace this product with next generation technology. We appreciate your understanding and acceptance of this policy. Applications HealthcareHospitalityOfficeProperty ManagementResidentialRetail Utility/Government Incentives Documents Sylvania 74290 Spec Sheet Sylvania 74290 Dimmer Compatibility 50,000 Hours • CRI 90 • Integrated White Trim Sylvania 74290 ¦ 10W LED Retrofit Downlight - 5"/6" - 700 Lumens - 2700K | 2700 | 91 | 700 | 66.0377 | 54000 | 10.6 | 1 | 16.95 | 16.95 | 19.9169 | 2020Q2 | https://www.topbulb.com/sylvania-74290-ledrt56700927fl80-10w-2700k-ultra-rt5-6-downlight | Top Bulb | 2020 | Yes
LED Lighting | Downlight | Sylvania | True |  | LED | LED Retrofit Kit | LED Retrofit Kit | Downlight Solid State Retrofit Topbulb » Brands » Sylvania » LED Lamps » Retrofit Downlights » RT5/6 » Sylvania 74291 ¦ 10W LED Retrofit Downlight - 5"/6" - 700 Lumens - 3000K This Sylvania LEDRT56700930FL80 is an Ultra LED RT5/6 recessed downlight designed to replace an existing 100 watt incandescent downlight. With 5" and 6" compatiblity, this LED recessed downlight provides high quality white light and is optimized for new construction and retrofit applications. Installation is done quickly and easily in most standard 5" or 6" Insulated Ceiling (IC) housings, Airtight (AT) housings and non-IC housings. See the documents below for complete specifications and dimmer compatibility. LED Technology Notice Due to constantly evolving nature of LED technology, manufacturers will reserve the right to replace this product with next generation technology. We appreciate your understanding and acceptance of this policy. Applications HealthcareHospitalityOfficeProperty ManagementResidentialRetail Utility/Government Incentives Documents Sylvania 74291 Spec Sheet Sylvania 74291 Dimmer Compatibility 50,000 Hours • CRI 90 • Integrated White Trim Sylvania 74291 ¦ 10W LED Retrofit Downlight - 5"/6" - 700 Lumens - 3000K | 3000 | 92 | 700 | 70 | 54000 | 10 | 1 | 16.95 | 16.95 | 19.9169 | 2020Q2 | https://www.topbulb.com/sylvania-74291-ledrt56700930fl80-10w-3000k-ultra-rt5-6-downlight | Top Bulb | 2020 | Yes
LED Lighting | Downlight | Sylvania | True |  | LED | LED Retrofit Kit | LED Retrofit Kit | Downlight Solid State Retrofit Topbulb » Brands » Sylvania » LED Lamps » Retrofit Downlights » RT5/6 » Sylvania 74292 ¦ 10W LED Retrofit Downlight - 5"/6" - 700 Lumens - 4000K This Sylvania LEDRT56700940FL80 is an Ultra LED RT5/6 recessed downlight designed to replace an existing 100 watt incandescent downlight. With 5" and 6" compatiblity, this LED recessed downlight provides high quality white light and is optimized for new construction and retrofit applications. Installation is done quickly and easily in most standard 5" or 6" Insulated Ceiling (IC) housings, Airtight (AT) housings and non-IC housings. See the documents below for complete specifications and dimmer compatibility. LED Technology Notice Due to constantly evolving nature of LED technology, manufacturers will reserve the right to replace this product with next generation technology. We appreciate your understanding and acceptance of this policy. Applications HealthcareHospitalityOfficeProperty ManagementResidentialRetail Utility/Government Incentives Documents Sylvania 74292 Spec Sheet Sylvania 74292 Dimmer Compatibility 50,000 Hours • CRI 90 • Integrated White Trim Sylvania 74292 ¦ 10W LED Retrofit Downlight - 5"/6" - 700 Lumens - 4000K | 2700 | 95 | 700 | 70 | 54000 | 10 | 1 | 16.95 | 16.95 | 19.9169 | 2020Q2 | https://www.topbulb.com/sylvania-74292-ledrt56700940fl80-10w-4000k-ultra-rt5-6-downlight | Top Bulb | 2020 | Yes
LED Lighting | Downlight | Sylvania | True |  | LED | LED Retrofit Kit | LED Retrofit Kit | Downlight Solid State Retrofit Topbulb » Brands » Sylvania » LED Lamps » Retrofit Downlights » RT5/6 » Sylvania 74293 ¦ 10W LED Retrofit Downlight - 5"/6" - 700 Lumens - 5000K This Sylvania LEDRT56700950FL80 is an Ultra LED RT5/6 recessed downlight designed to replace an existing 100 watt incandescent downlight. With 5" and 6" compatiblity, this LED recessed downlight provides high quality white light and is optimized for new construction and retrofit applications. Installation is done quickly and easily in most standard 5" or 6" Insulated Ceiling (IC) housings, Airtight (AT) housings and non-IC housings. See the documents below for complete specifications and dimmer compatibility. LED Technology Notice Due to constantly evolving nature of LED technology, manufacturers will reserve the right to replace this product with next generation technology. We appreciate your understanding and acceptance of this policy. Applications HealthcareHospitalityOfficeProperty ManagementResidentialRetail Utility/Government Incentives Documents Sylvania 74293 Spec Sheet Sylvania 74293 Dimmer Compatibility 50,000 Hours • CRI 90 • Integrated White Trim Sylvania 74293 ¦ 10W LED Retrofit Downlight - 5"/6" - 700 Lumens - 5000K | 5000 | 95 | 700 | 70 | 54000 | 10 | 1 | 17.95 | 17.95 | 21.0919 | 2020Q2 | https://www.topbulb.com/sylvania-74293-ledrt56700950fl80-10w-5000k-ultra-rt5-6-downlight | Top Bulb | 2020 | Yes
LED Lighting | A-Type | Manufacturer: Keystone Technologies | False |  | General Purpose Replacement | A19 | E26 (Medium) | Recessed Fixtures,Damp Location Rated Recessed Fixtures,Damp Location Rated Home > LED Light Bulbs > LED A19 Bulbs > Under 500 Lumens (40W Equal) > 3000K Warm White > 6 Watt Essential Series LED General Purpose A19 Light Bulb Non-Dimmable 480 Lumens 80 CRI 120V 3000K Product Specifications - Quick Reference Lamp Wattage: Working Voltage: 6 Watts 120 Volt Dimensions: Dimmability: 2.36" W x 4.33" (MOL) NO CRI: Delivered Lumens: 80 CRI 480 Lumens Replaces: Certifications: 40 Watt Incandescent ENERGY STAR, UL, RoHS Light Color: 3000K Warm White Warranty: 2 Year Limited Keystone’s Essential Series A Shape Bulbs are designed for general purpose lighting needs. They’re suitable for new construction applications or replacing incandescent and halogen bulbs. Offering substantially longer lifespans and higher efficiencies, our A Shape Bulbs minimize energy and replacement costs. Keystone’s extensive line of Essential Series omnidirectional LED bulbs provide solutions for a variety of application needs. There is a wide range of wattage and lumen outputs available, as well as both 80 and 90 CRI options for a majority of the line. Color temperature choices include 2700K, 3000K, and 5000K, offering more aesthetic flexibility over incandescent bulbs. This Keystone Technologies KT-LED6A19-O-830-ND Essential Series Non-Dimmable LED A19 Light Bulb produces a color temperature of 3000K warm white, operates on your existing 120V circuit and consumes just 6 watts of energy. These LED A19 A lamps 40 watt incandescent equivalent retrofit lights generate 480 lumens and have a Color Rendering Index (CRI) of 80. These 120 volt LED light bulbs fit fixtures with an E26 medium base. These LED A19 bulbs are dimmable and CEC Title 20 Compliant. For Non-Dimmable versions, or Non-CEC compliant versions, please refer to the related products below. Can't find what you are looking for or need a quote for a large job? Give our customer service a call at 248-276-9640. The bulb's dimensions are 2.36 inches wide by 4.33 inches MOL. The lens conceals the LEDs from sight and evenly distributes the light and with a durable plastic housing that lowers the risk for breakage. They can be used with LED compatible controls and dimmers and are also rated for use in enclosed fixtures. Click here to see the complete Keystone 6 Watt 80CRI General Purpose Non-Dimmable A19 Specification Sheet. These bulbs are damp location rated, Energy Star qualified, and have a rated life of 15,000 hours or a 2 Year limited warranty. Typical Applications Typical applications for these omni-directional LED A19 lamps include table and floor lamps, chandeliers, pendants, corridor light and sconce fixtures and general decorative outdoor lighting in residential, office, retail, restaurant, school, hospital and hotel/motel locations. Keystone Technologies 6 Watt Essential Series LED General Purpose A19 Light Bulb Non-Dimmable 480 Lumens 80 CRI 120V 3000K | 3000 | 83 | 480 | 80 | 15000 | 6 | 1 | 1.46 | 1.46 | 1.7156 | 2020Q3 | https://www.greenelectricalsupply.com/6-watt-essential-series-led-general-purpose-a19-light-bulb-non-dimmable-480-lumens-80-cri-120v-3000k.aspx | Green Electrical Supply | 2020 | Yes
LED Lighting | A-Type | Manufacturer: Keystone Technologies | False | Daylighting/Photocell, | General Purpose Replacement | A19 | E26 (Medium) | Recessed Fixtures,Damp Location Rated Recessed Fixtures,Damp Location Rated Home > LED Light Bulbs > LED A19 Bulbs > Under 500 Lumens (40W Equal) > 5000K Daylight > 6 Watt Essential Series LED General Purpose A19 Light Bulb Non-Dimmable 480 Lumens 80 CRI 120V 5000K Product Specifications - Quick Reference Lamp Wattage: Working Voltage: 6 Watts 120 Volt Dimensions: Dimmability: 2.36" W x 4.33" (MOL) NO CRI: Delivered Lumens: 80 CRI 480 Lumens Replaces: Certifications: 40 Watt Incandescent ENERGY STAR, UL, RoHS Light Color: 5000K Daylight Warranty: 2 Year Limited Keystone’s Essential Series A Shape Bulbs are designed for general purpose lighting needs. They’re suitable for new construction applications or replacing incandescent and halogen bulbs. Offering substantially longer lifespans and higher efficiencies, our A Shape Bulbs minimize energy and replacement costs. Keystone’s extensive line of Essential Series omnidirectional LED bulbs provide solutions for a variety of application needs. There is a wide range of wattage and lumen outputs available, as well as both 80 and 90 CRI options for a majority of the line. Color temperature choices include 2700K, 3000K, and 5000K, offering more aesthetic flexibility over incandescent bulbs. This Keystone Technologies KT-LED6A19-O-850-ND Essential Series Non-Dimmable LED A19 Light Bulb produces a color temperature of 5000K daylight, operates on your existing 120V circuit and consumes just 6 watts of energy. These LED A19 A lamps 40 watt incandescent equivalent retrofit lights generate 480 lumens and have a Color Rendering Index (CRI) of 80. These 120 volt LED light bulbs fit fixtures with an E26 medium base. These LED A19 bulbs are dimmable and CEC Title 20 Compliant. For Non-Dimmable versions, or Non-CEC compliant versions, please refer to the related products below. Can't find what you are looking for or need a quote for a large job? Give our customer service a call at 248-276-9640. The bulb's dimensions are 2.36 inches wide by 4.33 inches MOL. The lens conceals the LEDs from sight and evenly distributes the light and with a durable plastic housing that lowers the risk for breakage. They can be used with LED compatible controls and dimmers and are also rated for use in enclosed fixtures. Click here to see the complete Keystone 6 Watt 80CRI General Purpose Non-Dimmable A19 Specification Sheet. These bulbs are damp location rated, Energy Star qualified, and have a rated life of 15,000 hours or a 2 Year limited warranty. Typical Applications Typical applications for these omni-directional LED A19 lamps include table and floor lamps, chandeliers, pendants, corridor light and sconce fixtures and general decorative outdoor lighting in residential, office, retail, restaurant, school, hospital and hotel/motel locations. Keystone Technologies 6 Watt Essential Series LED General Purpose A19 Light Bulb Non-Dimmable 480 Lumens 80 CRI 120V 5000K | 5000 | 84 | 480 | 80 | 15000 | 6 | 1 | 1.46 | 1.46 | 1.7156 | 2020Q3 | https://www.greenelectricalsupply.com/6-watt-essential-series-led-general-purpose-a19-light-bulb-non-dimmable-480-lumens-80-cri-120v-5000k.aspx | Green Electrical Supply | 2020 | Yes
LED Lighting | Decorative | Sylvania | True |  | Globe | G25 | E26 (Medium) | Damp Location Rated Topbulb » LED Bulbs » LED Filament / Vintage » Warm White Light » Sylvania 74587 ¦ 4.5W Filament LED - 40W Equal - G25 - Medium Base - 2700K This Sylvania LED4.5G25DIM827FILG2RP G25 shaped, medium base, dimmable 4.5 watt LED is useful in applications such as restaurants, bars, patios and other spaces where a warm white light, exposed filament nostalgic motif is desired. LED Technology Notice Due to constantly evolving nature of LED technology, manufacturers will reserve the right to replace this product with next generation technology. We appreciate your understanding and acceptance of this policy. Utility/Government Incentives Sylvania 74587 ¦ 4.5W Filament LED - 40W Equal - G25 - Medium Base - 2700K | 2700 | 82 | 450 | 100 | 15000 | 4.5 | 1 | 6.95 | 6.95 | 8.1665 | 2020Q2 | https://www.topbulb.com/sylvania-74587-led-g25-4-5w-dimmable-80cri-450-lumen-2700k-15000-life | Top Bulb | 2020 | Yes
LED Lighting | Decorative | Sylvania | True | Daylighting/Photocell, | Decorative | ST | E26 (Medium) | Use With Timers,Filament Style,Use With Photo and/or Motion Sensors,Recessed Fixtures,Damp Location Rated,Dim to Warm Topbulb » LED Bulbs » LED Filament / Vintage » Warm White Light » Sylvania 74588 ¦ 4.5W Filament LED - 40W Equal - ST19 - Medium Base - 2700K This Sylvania LED4.5ST19DIM827FILG2RP ST19 shaped, medium base, dimmable 4.5 watt LED is useful in applications such as restaurants, bars, patios and other spaces where a warm white light, exposed filament nostalgic motif is desired. LED Technology Notice Due to constantly evolving nature of LED technology, manufacturers will reserve the right to replace this product with next generation technology. We appreciate your understanding and acceptance of this policy. Utility/Government Incentives 15,000 Hours • Exposed Filament Vintage Style Sylvania 74588 ¦ 4.5W Filament LED - 40W Equal - ST19 - Medium Base - 2700K | 2700 | 82 | 533 | 118.4444 | 15000 | 4.5 | 1 | 6.95 | 6.95 | 8.1665 | 2020Q2 | https://www.topbulb.com/sylvania-74588-led-st19-4-5w-dimmable-80cri-450-lumen-2700k-15000-life | Top Bulb | 2020 | Yes
LED Lighting | A-Type | Manufacturer: TCP | False |  | General Purpose Replacement | A19 | E26 (Medium) | Damp Location Rated Damp Location Rated Home > Energy Star Qualified Products > 6 Watt 480 Lumen Non-Dimmable LED A19 Light Bulb 3000K Product Specifications - Quick Reference Input Voltage: Lumens: 120 Volt AC 480 Lumens Dimensions: Dimmable: 2.4" W x 4.3" MOL NO - Not Dimmable LED Color: 3000K Warm White Life Time: 15,000 Hours Power Consumption: Luminous Efficacy: 6 Watts 80 lm/W CRI: Certifications: 80 CRI UL listed, Energy Star Built off a 20-year history of producing energy efficient lighting, Technical Consumer Products, Inc. (TCP) is excited to announce its most advanced and comprehensive lineup of LED lamps: the LED Elite Series. With TCPs dedication to manufacturing high quality, state-of-the-art lighting, combined with excellent high color rendering index (CRI) and new shatterproof smooth housing (which gives the appearance of traditional halogen bulbs), the LED Elite Series bulbs are a perfect choice to transform nearly every lighted environment into something extraordinary. This is the TCP, LED Elite All-Purpose NON-Dimmable A19 lamp with 230 Degree Beam Angle, and it comes with a color temperature of 3000 Kelvin (K). UL approved, the TCP L6A19N1530K offers a very durable, solid state lighting technology that significantly reduces lighting service and maintenance costs. This item is a replacement of the TCP LED5A1930K product. These NON-Dimmable LED A19 bulbs consume up to 80% LESS energy than a standard 40A19 40-watt incandescent light bulb. These LED A19 bulbs do not contain Mercury or any other harmful substance, generate no IR or UV rays and carry a 3 Year Limited Warranty. TCPs LED A19 lamps have the highest light output and are the most efficient LED A19 lamps available today. Consuming just 6 watts of 120 volt energy, this A19 bulb generates 480 lumens thats 80 Lumens per watt. This LED A19 40 watt equivalent bulb can be used in outdoor fixtures when protected from the elements, in enclosed fixtures, has a rated life of 15,000 hours with a minimum starting temperature of -30 degrees Celsius and measures 4.4" MOL and 2.4" in diameter. Click here to see the TCP LED Elite Omni Directional A19 Series Specification Sheet. Typical Applications Typical applications for the TCP L6A19N1530K, Elite non-dimmable A19 LED light bulbs include general indoor or outdoor lighting, table lamps, sconces, floor lamps and ceiling fixtures. TCP 6 Watt 480 Lumen Non-Dimmable LED A19 Light Bulb 3000K | 3000 | 83 | 480 | 80 | 15000 | 6 | 1 | 1.87 | 1.87 | 2.1973 | 2020Q3 | https://www.greenelectricalsupply.com/6-watt-led-non-dimmable-a19-3000k.aspx | Green Electrical Supply | 2020 | Yes
LED Lighting | A-Type | Manufacturer: TCP | False |  | General Purpose Replacement | A19 | E26 (Medium) | Damp Location Rated Damp Location Rated Home > Energy Star Qualified Products > 6 Watt 480 Lumen Non-Dimmable LED A19 Light Bulb 2700K Product Specifications - Quick Reference Input Voltage: Lumens: 120 Volt AC 480 Lumens Dimensions: Dimmable: 2.4" W x 4.3" MOL NO - Not Dimmable LED Color: 2700K Warm White Life Time: 15,000 Hours Power Consumption: Luminous Efficacy: 6 Watts 80 lm/W CRI: Certifications: 80 CRI UL listed, Energy Star Built off a 20-year history of producing energy efficient lighting, Technical Consumer Products, Inc. (TCP) is excited to announce its most advanced and comprehensive lineup of LED lamps: the LED Elite Series. With TCPs dedication to manufacturing high quality, state-of-the-art lighting, combined with excellent high color rendering index (CRI) and new shatterproof smooth housing (which gives the appearance of traditional halogen bulbs), the LED Elite Series bulbs are a perfect choice to transform nearly every lighted environment into something extraordinary. This is the TCP, LED Elite All-Purpose NON-Dimmable A19 lamp with 230 Degree Beam Angle, and it comes with a color temperature of 2700K (Kelvin). UL approved, the TCP L6A19N1527K offers a very durable, solid state lighting technology that significantly reduces lighting service and maintenance costs. This item is a replacement of the TCP LED5A1927K product. These NON-Dimmable LED A19 light bulbs consume up to 80% LESS energy than a standard 40A19 40-watt incandescent light bulb. These LED A19 bulbs do not contain Mercury or any other harmful substance, generate no IR or UV rays and carry a 3 Year Limited Warranty. TCPs LED A19 lamps have the highest light output and are the most efficient LED A19 lamps available today. Consuming just 6 watts of 120 volt energy, this A19 bulb generates 480 lumens thats 80 Lumens per watt. This LED A19 40 watt equivalent bulb can be used in outdoor fixtures when protected from the elements, in enclosed fixtures, has a rated life of 15,000 hours with a minimum starting temperature of -30 degrees Celsius and measures 4.4" MOL and 2.4" in diameter. Click here to see the TCP LED Elite Omni Directional A19 Series Specification Sheet. Typical Applications Typical applications for the TCP L6A19N1527K, Elite non-dimmable A19 LED light bulbs include general indoor or outdoor lighting, table lamps, sconces, floor lamps and ceiling fixtures. TCP 6 Watt 480 Lumen Non-Dimmable LED A19 Light Bulb 2700K | 2700 | 83 | 480 | 80 | 15000 | 6 | 1 | 1.87 | 1.87 | 2.1973 | 2020Q3 | https://www.greenelectricalsupply.com/6-watt-non-dimmable-led-a19-2700k.aspx | Green Electrical Supply | 2020 | Yes
LED Lighting | A-Type | Manufacturer: TCP | False |  | General Purpose Replacement | A19 | E26 (Medium) | Damp Location Rated Damp Location Rated Home > Energy Star Qualified Products > 6 Watt 500 Lumen Non-Dimmable LED A19 Light Bulb 4100K Product Specifications - Quick Reference Input Voltage: Lumens: 120 Volt AC 480 Lumens Dimensions: Dimmable: 2.4" W x 4.3" MOL NO - Not Dimmable LED Color: 4100K Cool White Life Time: 15,000 Hours Power Consumption: Luminous Efficacy: 6 Watts 83.3 lm/W CRI: Certifications: 80 CRI UL listed, Energy Star Built off a 20-year history of producing energy efficient lighting, Technical Consumer Products, Inc. (TCP) is excited to announce its most advanced and comprehensive lineup of LED lamps: the LED Elite Series. With TCPs dedication to manufacturing high quality, state-of-the-art lighting, combined with excellent high color rendering index (CRI) and new shatterproof smooth housing (which gives the appearance of traditional halogen bulbs), the LED Elite Series bulbs are a perfect choice to transform nearly every lighted environment into something extraordinary. This is the TCP, LED Elite All-Purpose NON-Dimmable A19 lamp with 230 Degree Beam Angle, and it comes with a color temperature of 3000 Kelvin (K). UL approved, the TCP L6A19N1541K offers a very durable, solid state lighting technology that significantly reduces lighting service and maintenance costs. This item is a replacement of the TCP LED5A1941K product. These NON-Dimmable LED A19 bulbs consume up to 80% LESS energy than a standard 40A19 40-watt incandescent light bulb. These LED A19 bulbs do not contain Mercury or any other harmful substance, generate no IR or UV rays and carry a 3 Year Limited Warranty. TCPs LED A19 lamps have the highest light output and are the most efficient LED A19 lamps available today. Consuming just 6 watts of 120 volt energy, this A19 bulb generates 500 lumens thats 83.3 Lumens per watt. This LED A19 40 watt equivalent bulb can be used in outdoor fixtures when protected from the elements, in enclosed fixtures, has a rated life of 15,000 hours with a minimum starting temperature of -30 degrees Celsius and measures 4.4" MOL and 2.4" in diameter. Click here to see the TCP LED Elite Omni Directional A19 Series Specification Sheet. Typical Applications Typical applications for the TCP L6A19N1541K, Elite non-dimmable A19 LED light bulbs include general indoor or outdoor lighting, table lamps, sconces, floor lamps and ceiling fixtures. TCP 6 Watt 500 Lumen Non-Dimmable LED A19 Light Bulb 4100K | 4000 | 82 | 480 | 80 | 15000 | 6 | 1 | 1.87 | 1.87 | 2.1973 | 2020Q3 | https://www.greenelectricalsupply.com/6-watt-non-dimmable-led-a19-4100k.aspx | Green Electrical Supply | 2020 | Yes
LED Lighting | Reflector | Sylvania | True | Daylighting/Photocell, | Reflector (Flood/Spot) | MR16 | GU5.3 | Use With Photo and/or Motion Sensors,Damp Location Rated,Dim to Warm,Recessed Fixtures Topbulb » LED Bulbs » LED MR16 » 12V MR16 » 50W Equal » Sylvania 78199 ¦ 9W LED MR16 - 50W Equal - 25° NFL - 2700K Sylvania 78199 LED9MR16/DIM/827/NFL25. This 50 watt equivalent 12 volt MR16 lamp only uses 9 watts of energy. The lamp has a color temperature of 2700 Kelvin which produces warmer light compared to a traditional halogen bulb. With a GU5.3 bi-pin base, a CRI of 83, and a rated life of 25,000 hours this bulb is a direct replacement for an equivalent halogen MR16. Energy Star Qualified. See the documents below for complete specifications and dimmer compatibility. LED Technology Notice Due to constantly evolving nature of LED technology, manufacturers will reserve the right to replace this product with next generation technology. We appreciate your understanding and acceptance of this policy. Documents Sylvania 78199 Spec Sheet Sylvania 78199 Dimmer Compatibility 25,000 Hours • 12V • GU5.3 Base • Dimmable Sylvania 78199 ¦ 9W LED MR16 - 50W Equal - 25° NFL - 2700K | 2700 | 82 | 700 | 77.7778 | 25000 | 9 | 1 | 8.95 | 8.95 | 10.5166 | 2020Q2 | https://www.topbulb.com/sylvania-78199-led-mr16-9w-dimmable-80cri-700-lumen-2700k-25000-life | Top Bulb | 2020 | Yes
LED Lighting | Reflector | Sylvania | True |  | Reflector (Flood/Spot) | MR16 | GU5.3 | Damp Location Rated,Recessed Fixtures Topbulb » LED Bulbs » LED MR16 » 12V MR16 » 50W Equal » Sylvania 78200 ¦ 9W LED MR16 - 50W Equal - 35° Flood - 2700K Sylvania 78200 LED9MR16/DIM/827/FL35. This 50 watt equivalent 12 volt MR16 lamp only uses 9 watts of energy. The lamp has a color temperature of 2700 Kelvin which produces warmer light compared to a traditional halogen bulb. With a GU5.3 bi-pin base, a CRI of 83, and a rated life of 25,000 hours this bulb is a direct replacement for an equivalent halogen MR16. Energy Star Qualified. See the documents below for complete specifications and dimmer compatibility. LED Technology Notice Due to constantly evolving nature of LED technology, manufacturers will reserve the right to replace this product with next generation technology. We appreciate your understanding and acceptance of this policy. Documents Sylvania 78200 Spec Sheet Sylvania 78200 Dimmer Compatibility 25,000 Hours • 12V • GU5.3 Base • Dimmable Sylvania 78200 ¦ 9W LED MR16 - 50W Equal - 35° Flood - 2700K | 2700 | 81 | 700 | 77.7778 | 25000 | 9 | 1 | 8.95 | 8.95 | 10.5166 | 2020Q2 | https://www.topbulb.com/sylvania-78200-led-mr16-9w-dimmable-80cri-700-lumen-2700k-25000-life | Top Bulb | 2020 | Yes
LED Lighting | Reflector | Sylvania | True | Daylighting/Photocell, | Reflector (Flood/Spot) | PAR30L | E26 (Medium) | Use With Timers,Use With Photo and/or Motion Sensors,Damp Location Rated,Wet Location Rated,Recessed Fixtures Topbulb » LED Bulbs » LED PAR » LED PAR30 » 75W Equal / Long Neck » Sylvania 78227 ¦ 13W PAR30LN LED - 75W Equal - 25° NFL - 3000K This Sylvania ULTRA LED PAR lamp features a glass body with full optics, similar to halogen PAR lamps. These versatile wet listed lamps can be used in both indoor and outdoor applications to provide high quality illumination as an energy efficient, long life replacement for halogen. See the document below for complete specifications. LED Technology Notice Due to constantly evolving nature of LED technology, manufacturers will reserve the right to replace this product with next generation technology. We appreciate your understanding and acceptance of this policy. Utility/Government Incentives Documents Sylvana 78227 Spec Sheet Sylvania 78227 Dimmer Compatibility 25,000 Hours • Glass Body • Dimmable Sylvania 78227 ¦ 13W PAR30LN LED - 75W Equal - 25° NFL - 3000K | 3000 | 82 | 823 | 70.3419 | 25000 | 11.7 | 1 | 15.95 | 15.95 | 18.7419 | 2020Q2 | https://www.topbulb.com/sylvania-78227-led13par30lndim830nfl25gl1w-led | Top Bulb | 2020 | Yes
LED Lighting | Reflector | Sylvania | True | Daylighting/Photocell, | Reflector (Flood/Spot) | PAR30L | E26 (Medium) | Use With Timers,Use With Photo and/or Motion Sensors,Damp Location Rated,Wet Location Rated,Recessed Fixtures Topbulb » LED Bulbs » LED PAR » LED PAR30 » 75W Equal / Long Neck » Sylvania 78230 ¦ 13W PAR30LN LED - 75W Equal - 40° Flood - 2700K This Sylvania ULTRA LED PAR lamp features a glass body with full optics, similar to halogen PAR lamps. These versatile wet listed lamps can be used in both indoor and outdoor applications to provide high quality illumination as an energy efficient, long life replacement for halogen. See the document below for complete specifications. LED Technology Notice Due to constantly evolving nature of LED technology, manufacturers will reserve the right to replace this product with next generation technology. We appreciate your understanding and acceptance of this policy. Utility/Government Incentives Documents Sylvana 78230 Spec Sheet Sylvania 78230 Dimmer Compatibility 25,000 Hours • Glass Body • Dimmable Sylvania 78230 ¦ 13W PAR30LN LED - 75W Equal - 40° Flood - 2700K | 2700 | 82 | 916 | 70.4615 | 25000 | 13 | 1 | 15.95 | 15.95 | 18.7419 | 2020Q2 | https://www.topbulb.com/sylvania-78230-led13par30lndim827fl40gl1w-led | Top Bulb | 2020 | Yes
LED Lighting | Reflector | Sylvania | True | Daylighting/Photocell, | Reflector (Flood/Spot) | PAR38 | E26 (Medium) | Use With Timers,Use With Photo and/or Motion Sensors,Damp Location Rated,Recessed Fixtures Topbulb » LED Bulbs » LED PAR » LED PAR38 » 90W Equal » Sylvania 78351 ¦ 16.5W PAR38 LED - 90W Equal - 15° Spot - 3000K - CRI 90+ The Sylvania Renaissance line features high CBCP PAR lamps with superior beam quality, designed for color critical applications. The high R9 specification enhances warm color palettes and makes whites more crisp - ideal for hospitality, healthcare and retail applications. Lens facing contains full optics. Indoor / outdoor damp rated. See the document below for complete specifications. LED Technology Notice Due to constantly evolving nature of LED technology, manufacturers will reserve the right to replace this product with next generation technology. We appreciate your understanding and acceptance of this policy. Utility/Government Incentives Documents Sylvania 78351 Specfication Sheet Sylvania 78351 Dimmer Compatibility 25,000 Hours • 13,500 CBCP • Dimmable Sylvania 78351 ¦ 16.5W PAR38 LED - 90W Equal - 15° Spot - 3000K - CRI 90+ | 3000 | 92 | 1000 | 76.9231 | 25000 | 13 | 1 | 21.45 | 21.45 | 25.2046 | 2020Q2 | https://www.topbulb.com/sylvania-78351-led-par-38-13w-dimmable-91cri-1000-lumen-3000k-25000-life | Top Bulb | 2020 | Yes
LED Lighting | Reflector | Sylvania | True | Daylighting/Photocell, | Reflector (Flood/Spot) | PAR38 | E26 (Medium) | Use With Timers,Use With Photo and/or Motion Sensors,Damp Location Rated,Recessed Fixtures Topbulb » LED Bulbs » LED PAR » LED PAR38 » 120W Equal » Sylvania 78352 ¦ 16.5W PAR38 LED - 120W Equal - 15° Spot - 2700K - CRI 90+ The Sylvania Renaissance line features high CBCP PAR lamps with superior beam quality, ideal for color critical applications. The high R9 specification enhances warm color palettes and makes whites more crisp - ideal for hospitality, healthcare and retail applications. Lens facing contains full optics. Indoor / outdoor damp rated. See the document below for complete specifications. LED Technology Notice Due to constantly evolving nature of LED technology, manufacturers will reserve the right to replace this product with next generation technology. We appreciate your understanding and acceptance of this policy. Utility/Government Incentives Documents Sylvania 78352 Specfication Sheet Sylvania 78352 Dimkmer Compatibility 25,000 Hours • 12,500 CBCP • Dimmable Sylvania 78352 ¦ 16.5W PAR38 LED - 120W Equal - 15° Spot - 2700K - CRI 90+ | 2700 | 92 | 1230 | 73.2143 | 25000 | 16.8 | 1 | 21.45 | 21.45 | 25.2046 | 2020Q2 | https://www.topbulb.com/sylvania-78352-led-par38-165w-dimmable-91cri-1250-lumen-2700k-25000-life | Top Bulb | 2020 | Yes
LED Lighting | Reflector | Sylvania | True | Daylighting/Photocell, | Reflector (Flood/Spot) | PAR38 | E26 (Medium) | Use With Timers,Use With Photo and/or Motion Sensors,Damp Location Rated,Recessed Fixtures Topbulb » LED Bulbs » LED PAR » LED PAR38 » 120W Equal » Sylvania 78353 ¦ 16.5W PAR38 LED - 120W Equal - 25° NFL - 2700K The Sylvania Renaissance line features high CBCP PAR lamps with superior beam quality, ideal for color critical applications. The high R9 specification enhances warm color palettes and makes whites more crisp - ideal for hospitality, healthcare and retail applications. Lens facing contains full optics. Indoor / outdoor damp rated. See the document below for complete specifications. LED Technology Notice Due to constantly evolving nature of LED technology, manufacturers will reserve the right to replace this product with next generation technology. We appreciate your understanding and acceptance of this policy. Utility/Government Incentives Documents Sylvania 78353 Specfication Sheet Sylvania 78353 Dimmer Compatibility 25,000 Hours • 5600cd • Dimmable Sylvania 78353 ¦ 16.5W PAR38 LED - 120W Equal - 25° NFL - 2700K | 2700 | 92 | 1230 | 73.2143 | 25000 | 16.8 | 1 | 21.95 | 21.95 | 25.7921 | 2020Q2 | https://www.topbulb.com/sylvania-78353-led-par38-165w-dimmable-91cri-1250-lumen-2700k-25000-life | Top Bulb | 2020 | Yes
LED Lighting | Reflector | Sylvania | True | Daylighting/Photocell, | Reflector (Flood/Spot) | PAR38 | E26 (Medium) | Use With Timers,Use With Photo and/or Motion Sensors,Damp Location Rated,Recessed Fixtures Topbulb » LED Bulbs » LED PAR » LED PAR38 » 120W Equal » Sylvania 78354 ¦ 16.5W PAR38 LED - 120W Equal - 40° Flood - 2700K - CRI 90+ The Sylvania Renaissance line features high CBCP PAR lamps with superior beam quality, ideal for color critical applications. The high R9 specification enhances warm color palettes and makes whites more crisp - ideal for hospitality, healthcare and retail applications. Lens facing contains full optics. Indoor / outdoor damp rated. See the document below for complete specifications. LED Technology Notice Due to constantly evolving nature of LED technology, manufacturers will reserve the right to replace this product with next generation technology. We appreciate your understanding and acceptance of this policy. Utility/Government Incentives Documents Sylvania 78354 Specfication Sheet Sylvania 78354 Dimmer Compatibility 25,000 Hours • Dimmable Sylvania 78354 ¦ 16.5W PAR38 LED - 120W Equal - 40° Flood - 2700K - CRI 90+ | 2700 | 92 | 1230 | 73.2143 | 25000 | 16.8 | 1 | 21.45 | 21.45 | 25.2046 | 2020Q2 | https://www.topbulb.com/sylvania-78354-led-par38-165w-dimmable-91cri-1250-lumen-2700k-25000-life | Top Bulb | 2020 | Yes
LED Lighting | Reflector | Sylvania | True | Daylighting/Photocell, | Reflector (Flood/Spot) | PAR38 | E26 (Medium) | Use With Timers,Use With Photo and/or Motion Sensors,Damp Location Rated,Recessed Fixtures Topbulb » LED Bulbs » LED PAR » LED PAR38 » 120W Equal » Sylvania 78355 ¦ 16.5W PAR38 LED - 120W Equal - 15° Spot - 3000K The Sylvania Renaissance line features high CBCP PAR lamps with superior beam quality, ideal for color critical applications. The high R9 specification enhances warm color palettes and makes whites more crisp - ideal for hospitality, healthcare and retail applications. Lens facing contains full optics. Indoor / outdoor damp rated. See the document below for complete specifications. LED Technology Notice Due to constantly evolving nature of LED technology, manufacturers will reserve the right to replace this product with next generation technology. We appreciate your understanding and acceptance of this policy. Utility/Government Incentives Documents Sylvania 78355 Specfication Sheet Sylvania 78355 Dimmer Compatibility 25,000 Hours • Dimmable • 13,000 CBCP Sylvania 78355 ¦ 16.5W PAR38 LED - 120W Equal - 15° Spot - 3000K | 3000 | 92 | 1350 | 79.8817 | 25000 | 16.9 | 1 | 21.95 | 21.95 | 25.7921 | 2020Q2 | https://www.topbulb.com/sylvania-78355-led-par38-165w-dimmable-91cri-1350-lumen-3000k-25000-life | Top Bulb | 2020 | Yes
LED Lighting | Reflector | Sylvania | True | Daylighting/Photocell, | Reflector (Flood/Spot) | PAR38 | E26 (Medium) | Use With Timers,Use With Photo and/or Motion Sensors,Damp Location Rated,Recessed Fixtures Topbulb » LED Bulbs » LED PAR » LED PAR38 » 120W Equal » Sylvania 78356 ¦ 16.5W PAR38 LED - 120W Equal - 25° NFL - 3000K - CRI 90+ The Sylvania Renaissance line features high CBCP PAR lamps with superior beam quality, ideal for color critical applications. The high R9 specification enhances warm color palettes and makes whites more crisp - ideal for hospitality, healthcare and retail applications. Lens facing contains full optics. Indoor / outdoor damp rated. See the document below for complete specifications. LED Technology Notice Due to constantly evolving nature of LED technology, manufacturers will reserve the right to replace this product with next generation technology. We appreciate your understanding and acceptance of this policy. Utility/Government Incentives Documents Sylvania 78356 Specfication Sheet Sylvania 78356 Dimmer Compatibility 25,000 Hours • Dimmable Sylvania 78356 ¦ 16.5W PAR38 LED - 120W Equal - 25° NFL - 3000K - CRI 90+ | 3000 | 92 | 1350 | 79.8817 | 25000 | 16.9 | 1 | 21.45 | 21.45 | 25.2046 | 2020Q2 | https://www.topbulb.com/sylvania-78356-led-par38-165w-dimmable-91cri-1350-lumen-3000k-25000-life | Top Bulb | 2020 | Yes
LED Lighting | Reflector | Sylvania | True | Daylighting/Photocell, | Reflector (Flood/Spot) | PAR38 | E26 (Medium) | Use With Timers,Use With Photo and/or Motion Sensors,Damp Location Rated,Recessed Fixtures Topbulb » LED Bulbs » LED PAR » LED PAR38 » 120W Equal » Sylvania 78357 ¦ 16.5W PAR38 LED - 120W Equal - 40° Flood - 3000K The Sylvania Renaissance line features high CBCP PAR lamps with superior beam quality, ideal for color critical applications. The high R9 specification enhances warm color palettes and makes whites more crisp - ideal for hospitality, healthcare and retail applications. Lens facing contains full optics. Indoor / outdoor damp rated. See the document below for complete specifications. LED Technology Notice Due to constantly evolving nature of LED technology, manufacturers will reserve the right to replace this product with next generation technology. We appreciate your understanding and acceptance of this policy. Documents Sylvania 78357 Specfication Sheet Sylvania 78357 Dimmer Compatibility 25,000 Hours • Dimmable Sylvania 78357 ¦ 16.5W PAR38 LED - 120W Equal - 40° Flood - 3000K | 3000 | 92 | 1350 | 79.8817 | 25000 | 16.9 | 1 | 21.95 | 21.95 | 25.7921 | 2020Q2 | https://www.topbulb.com/sylvania-78357-led-par38-165w-dimmable-91cri-1350-lumen-3000k-25000-life | Top Bulb | 2020 | Yes
LED Lighting | Reflector | Sylvania | True | Daylighting/Photocell, | Reflector (Flood/Spot) | PAR38 | E26 (Medium) | Use With Timers,Use With Photo and/or Motion Sensors,Damp Location Rated,Recessed Fixtures Topbulb » LED Bulbs » LED PAR » LED PAR38 » 120W Equal » Sylvania 78358 ¦ 16.5W PAR38 LED - 120W Equal - 15° Spot - 3500K The Sylvania Renaissance line features high CBCP PAR lamps with superior beam quality, ideal for color critical applications. The high R9 specification enhances warm color palettes and makes whites more crisp - ideal for hospitality, healthcare and retail applications. Lens facing contains full optics. Indoor / outdoor damp rated. See the document below for complete specifications. LED Technology Notice Due to constantly evolving nature of LED technology, manufacturers will reserve the right to replace this product with next generation technology. We appreciate your understanding and acceptance of this policy. Documents Sylvania 78358 Specfication Sheet Sylvania 78358 Dimmer Compatibility 25,000 Hours • Dimmable • 13,000 CBCP Sylvania 78358 ¦ 16.5W PAR38 LED - 120W Equal - 15° Spot - 3500K | 3500 | 93 | 1350 | 80.3571 | 25000 | 16.8 | 1 | 21.95 | 21.95 | 25.7921 | 2020Q2 | https://www.topbulb.com/sylvania-78358-led-par38-165w-dimmable-91cri-1350-lumen-3500k-25000-life | Top Bulb | 2020 | Yes
LED Lighting | Reflector | Sylvania | True | Daylighting/Photocell, | Reflector (Flood/Spot) | PAR38 | E26 (Medium) | Use With Timers,Use With Photo and/or Motion Sensors,Damp Location Rated,Recessed Fixtures Topbulb » LED Bulbs » LED PAR » LED PAR38 » 120W Equal » Sylvania 78359 ¦ 16.5W PAR38 LED - 120W Equal - 25° Narrow Flood - 3500K - CRI 90+ The Sylvania Renaissance line features high CBCP PAR lamps with superior beam quality, ideal for color critical applications. The high R9 specification enhances warm color palettes and makes whites more crisp - ideal for hospitality, healthcare and retail applications. Lens facing contains full optics. Indoor / outdoor damp rated. See the document below for complete specifications. LED Technology Notice Due to constantly evolving nature of LED technology, manufacturers will reserve the right to replace this product with next generation technology. We appreciate your understanding and acceptance of this policy. Documents Sylvania 78359 Specfication Sheet Sylvania 78359 Dimmer Compatibility 25,000 Hours • 5800cd • Dimmable Sylvania 78359 ¦ 16.5W PAR38 LED - 120W Equal - 25° Narrow Flood - 3500K - CRI 90+ | 3500 | 93 | 1350 | 80.3571 | 25000 | 16.8 | 1 | 21.45 | 21.45 | 25.2046 | 2020Q2 | https://www.topbulb.com/sylvania-78359-led-par38-165w-dimmable-91cri-1350-lumen-3500k-25000-life | Top Bulb | 2020 | Yes
LED Lighting | Reflector | Sylvania | True | Daylighting/Photocell, | Reflector (Flood/Spot) | PAR38 | E26 (Medium) | Use With Timers,Use With Photo and/or Motion Sensors,Damp Location Rated,Recessed Fixtures Topbulb » LED Bulbs » LED PAR » LED PAR38 » 120W Equal » Sylvania 78360 ¦ 16.5W PAR38 LED - 120W Equal - 40° Flood - 3500K The Sylvania Renaissance line features high CBCP PAR lamps with superior beam quality, ideal for color critical applications. The high R9 specification enhances warm color palettes and makes whites more crisp - ideal for hospitality, healthcare and retail applications. Lens facing contains full optics. Indoor / outdoor damp rated. See the document below for complete specifications. LED Technology Notice Due to constantly evolving nature of LED technology, manufacturers will reserve the right to replace this product with next generation technology. We appreciate your understanding and acceptance of this policy. Documents Sylvania 78360 Specfication Sheet Sylvania 78360 Dimmer Compatibility 25,000 Hours • Dimmable Sylvania 78360 ¦ 16.5W PAR38 LED - 120W Equal - 40° Flood - 3500K | 3500 | 93 | 1350 | 80.3571 | 25000 | 16.8 | 1 | 21.95 | 21.95 | 25.7921 | 2020Q2 | https://www.topbulb.com/sylvania-78360-led-par38-165w-dimmable-91cri-1350-lumen-3500k-25000-life | Top Bulb | 2020 | Yes
LED Lighting | Reflector | Sylvania | True | Daylighting/Photocell, | Reflector (Flood/Spot) | PAR38 | E26 (Medium) | Use With Timers,Use With Photo and/or Motion Sensors,Damp Location Rated,Recessed Fixtures Topbulb » LED Bulbs » LED PAR » LED PAR38 » 90W Equal » Sylvania 78361 ¦ 13W PAR38 LED - 90W Equal - 40° Flood - 3000K - CRI 90+ The Sylvania Renaissance line features high CBCP PAR lamps with superior beam quality, ideal for color critical applications. The high R9 specification enhances warm color palettes and makes whites more crisp - ideal for hospitality, healthcare and retail applications. Lens facing contains full optics. Indoor / outdoor damp rated. See the document below for complete specifications. LED Technology Notice Due to constantly evolving nature of LED technology, manufacturers will reserve the right to replace this product with next generation technology. We appreciate your understanding and acceptance of this policy. Documents Sylvania 78361 Specfication Sheet Sylvania 78361 Dimmer Compatibility 25,000 Hours • Dimmable Sylvania 78361 ¦ 13W PAR38 LED - 90W Equal - 40° Flood - 3000K - CRI 90+ | 3000 | 92 | 1000 | 76.9231 | 25000 | 13 | 1 | 21.45 | 21.45 | 25.2046 | 2020Q2 | https://www.topbulb.com/sylvania-78361-led-par38-13w-dimmable-91cri-1000-lumen-3000k-25000-life | Top Bulb | 2020 | Yes
LED Lighting | Reflector | Sylvania | True | Daylighting/Photocell, | Reflector (Flood/Spot) | PAR38 | E26 (Medium) | Use With Timers,Use With Photo and/or Motion Sensors,Damp Location Rated,Recessed Fixtures Topbulb » LED Bulbs » LED PAR » LED PAR38 » 90W Equal » Sylvania 78362 ¦ 13W PAR38 LED - 90W Equal - 25° NFL - 3000K - CRI 90+ The Sylvania Renaissance line features high CBCP PAR lamps with superior beam quality, ideal for color critical applications. The high R9 specification enhances warm color palettes and makes whites more crisp - ideal for hospitality, healthcare and retail applications. Lens facing contains full optics. Indoor / outdoor damp rated. See the document below for complete specifications. LED Technology Notice Due to constantly evolving nature of LED technology, manufacturers will reserve the right to replace this product with next generation technology. We appreciate your understanding and acceptance of this policy. Documents Sylvania 78362 Specfication Sheet Sylvania 78362 Dimmer Compatibility 25,000 Hours • Dimmable Sylvania 78362 ¦ 13W PAR38 LED - 90W Equal - 25° NFL - 3000K - CRI 90+ | 3000 | 92 | 1000 | 76.9231 | 25000 | 13 | 1 | 20.95 | 20.95 | 24.6171 | 2020Q2 | https://www.topbulb.com/sylvania-78362-led-par38-13w-dimmable-91cri-1000-lumen-3000k-25000-life | Top Bulb | 2020 | Yes
LED Lighting | Reflector | Sylvania | True | Daylighting/Photocell, | Reflector (Flood/Spot) | PAR20 | E26 (Medium) | Use With Timers,Use With Photo and/or Motion Sensors,Damp Location Rated,Dim to Warm,Recessed Fixtures Topbulb » LED Bulbs » LED PAR » LED PAR20 » 50W Equal » Sylvania 78363 ¦ 8W PAR20 LED - 50W Equal - 25° NFL - 2700K - CRI 90+ This Sylvania Renaissance high CBCP PAR20 lamp has superior beam quality, ideal for color critical applications. The high R9 (R9 up to 74) feature enhances warm color palettes and makes whites more crisp, making them ideal for hospitality, healthcare and retail applications. See the document below for complete specifications. LED Technology Notice Due to constantly evolving nature of LED technology, manufacturers will reserve the right to replace this product with next generation technology. We appreciate your understanding and acceptance of this policy. Utility/Government Incentives Documents Sylvania 78363 Specfication Sheet Sylvania 78363 Dimmer Compatibility 25,000 Hours • Dimmable Sylvania 78363 ¦ 8W PAR20 LED - 50W Equal - 25° NFL - 2700K - CRI 90+ | 2700 | 95 | 500 | 62.5 | 25000 | 8 | 1 | 12.95 | 12.95 | 15.2168 | 2020Q2 | https://www.topbulb.com/sylvania-78363-led-par-20-8w-dimmable-91cri-500-lumen-2700k-25000-life | Top Bulb | 2020 | Yes
LED Lighting | Reflector | Sylvania | True | Daylighting/Photocell, | Reflector (Flood/Spot) | PAR20 | E26 (Medium) | Use With Timers,Use With Photo and/or Motion Sensors,Damp Location Rated,Dim to Warm,Recessed Fixtures Topbulb » LED Bulbs » LED PAR » LED PAR20 » 50W Equal » Sylvania 78364 ¦ 8W PAR20 LED - 50W Equal - 25° NFL - 3000K - CRI 90+ This Sylvania Renaissance high CBCP PAR20 lamp has superior beam quality, ideal for color critical applications. The high R9 (R9 up to 74) feature enhances warm color palettes and makes whites more crisp, making them ideal for hospitality, healthcare and retail applications. See the document below for complete specifications. LED Technology Notice Due to constantly evolving nature of LED technology, manufacturers will reserve the right to replace this product with next generation technology. We appreciate your understanding and acceptance of this policy. Utility/Government Incentives Documents Sylvania 78364 Specfication Sheet Sylvania 78364 Dimmer Compatibility 25,000 Hours • Dimmable Sylvania 78364 ¦ 8W PAR20 LED - 50W Equal - 25° NFL - 3000K - CRI 90+ | 3000 | 92 | 550 | 68.75 | 25000 | 8 | 1 | 12.95 | 12.95 | 15.2168 | 2020Q2 | https://www.topbulb.com/sylvania-78364-led-par-20-8w-dimmable-91cri-550-lumen-3000k-25000-life | Top Bulb | 2020 | Yes
LED Lighting | Reflector | Sylvania | True | Daylighting/Photocell, | Reflector (Flood/Spot) | PAR20 | E26 (Medium) | Use With Timers,Use With Photo and/or Motion Sensors,Damp Location Rated,Dim to Warm,Recessed Fixtures Topbulb » LED Bulbs » LED PAR » LED PAR20 » 50W Equal » Sylvania 78365 ¦ 8W PAR20 LED - 50W Eqaul - 25° NFL - 3500K - CRI 90+ This Sylvania Renaissance high CBCP PAR20 lamp has superior beam quality, ideal for color critical applications. The high R9 (R9 up to 74) feature enhances warm color palettes and makes whites more crisp, making them ideal for hospitality, healthcare and retail applications. See the document below for complete specifications. LED Technology Notice Due to constantly evolving nature of LED technology, manufacturers will reserve the right to replace this product with next generation technology. We appreciate your understanding and acceptance of this policy. Utility/Government Incentives Documents Sylvania 78365 Specfication Sheet Sylvania 78365 Dimmer Compatibility 25,000 Hours • Dimmable Sylvania 78365 ¦ 8W PAR20 LED - 50W Eqaul - 25° NFL - 3500K - CRI 90+ | 3500 | 95 | 600 | 75 | 25000 | 8 | 1 | 12.95 | 12.95 | 15.2168 | 2020Q2 | https://www.topbulb.com/sylvania-78365-led-par-20-8w-dimmable-91cri-600-lumen-3500k-25000-life | Top Bulb | 2020 | Yes
LED Lighting | Reflector | Sylvania | True | Daylighting/Photocell, | Reflector (Flood/Spot) | PAR20 | E26 (Medium) | Use With Timers,Use With Photo and/or Motion Sensors,Damp Location Rated,Dim to Warm,Recessed Fixtures Topbulb » LED Bulbs » LED PAR » LED PAR20 » 50W Equal » Sylvania 78366 ¦ 8W PAR20 LED - 50W Equal - 40° Flood - 2700K - CRI 90+ This Sylvania Renaissance high CBCP PAR20 lamp has superior beam quality, ideal for color critical applications. The high R9 (R9 up to 74) feature enhances warm color palettes and makes whites more crisp, making them ideal for hospitality, healthcare and retail applications. See the document below for complete specifications. LED Technology Notice Due to constantly evolving nature of LED technology, manufacturers will reserve the right to replace this product with next generation technology. We appreciate your understanding and acceptance of this policy. Utility/Government Incentives Documents Sylvania 78366 Specfication Sheet Sylvania 78366 Dimmer Compatibility 25,000 Hours • Dimmable Sylvania 78366 ¦ 8W PAR20 LED - 50W Equal - 40° Flood - 2700K - CRI 90+ | 2700 | 95 | 500 | 62.5 | 25000 | 8 | 1 | 12.95 | 12.95 | 15.2168 | 2020Q2 | https://www.topbulb.com/sylvania-78366-led-par-20-8w-dimmable-91cri-500-lumen-2700k-25000-life | Top Bulb | 2020 | Yes
LED Lighting | Reflector | Sylvania | True | Daylighting/Photocell, | Reflector (Flood/Spot) | PAR20 | E26 (Medium) | Use With Timers,Use With Photo and/or Motion Sensors,Damp Location Rated,Dim to Warm,Recessed Fixtures Topbulb » LED Bulbs » LED PAR » LED PAR20 » 50W Equal » Sylvania 78367 ¦ 8W PAR20 LED - 50W Equal - 40° Flood - 3000K - CRI 90+ This Sylvania Renaissance high CBCP PAR20 lamp has superior beam quality, ideal for color critical applications. The high R9 (R9 up to 74) feature enhances warm color palettes and makes whites more crisp, making them ideal for hospitality, healthcare and retail applications. See the document below for complete specifications. LED Technology Notice Due to constantly evolving nature of LED technology, manufacturers will reserve the right to replace this product with next generation technology. We appreciate your understanding and acceptance of this policy. Utility/Government Incentives Documents Sylvania 78367 Specfication Sheet Sylvania 78367 Dimmer Compatibility 25,000 Hours • Dimmable Sylvania 78367 ¦ 8W PAR20 LED - 50W Equal - 40° Flood - 3000K - CRI 90+ | 3000 | 92 | 550 | 68.75 | 25000 | 8 | 1 | 12.95 | 12.95 | 15.2168 | 2020Q2 | https://www.topbulb.com/sylvania-78367-led-par-20-8w-dimmable-91cri-550-lumen-3000k-25000-life | Top Bulb | 2020 | Yes
LED Lighting | Reflector | Sylvania | True | Daylighting/Photocell, | Reflector (Flood/Spot) | PAR20 | E26 (Medium) | Use With Timers,Use With Photo and/or Motion Sensors,Damp Location Rated,Dim to Warm,Recessed Fixtures Topbulb » LED Bulbs » LED PAR » LED PAR20 » 50W Equal » Sylvania 78368 ¦ 8W PAR20 LED - 50W Equal - 40° Flood - 3500K - CRI 90+ This Sylvania Renaissance high CBCP PAR20 lamp has superior beam quality, ideal for color critical applications. The high R9 (R9 up to 74) feature enhances warm color palettes and makes whites more crisp, making them ideal for hospitality, healthcare and retail applications. See the document below for complete specifications. LED Technology Notice Due to constantly evolving nature of LED technology, manufacturers will reserve the right to replace this product with next generation technology. We appreciate your understanding and acceptance of this policy. Utility/Government Incentives Documents Sylvania 78368 Specification Sheet Sylvania 78368 Dimmer Compatibility 25,000 Hours • Dimmable Sylvania 78368 ¦ 8W PAR20 LED - 50W Equal - 40° Flood - 3500K - CRI 90+ | 3500 | 95 | 600 | 75 | 25000 | 8 | 1 | 12.95 | 12.95 | 15.2168 | 2020Q2 | https://www.topbulb.com/sylvania-78368-led-par-20-8w-dimmable-93cri-550-lumen-3500k-25000-life | Top Bulb | 2020 | Yes
LED Lighting | Reflector | Sylvania | True |  | Reflector (Flood/Spot) | PAR38 | E26 (Medium) | Damp Location Rated,Recessed Fixtures Topbulb » LED Bulbs » LED PAR » LED PAR38 » 90W Equal » Sylvania 78457 - 17W PAR38 LED - Ultra Pro - 90W Equal - 40° Flood - 2700K Sylvania Ultra Pro PAR lamps offer extreme energy efficiency, high power factor and beam characteristics that closely match halogen PAR lamps featuring a high center beam candlepower and soft edges. No warm-up time, instant on with full light output, crisp white light and stable color. This LED light bulb is Energy Star qualified. LED Technology Notice Due to constantly evolving nature of LED technology, manufacturers will reserve the right to replace this product with next generation technology. We appreciate your understanding and acceptance of this policy. Utility/Government Incentives Documents Sylvania 78457 Specifications Sylvania 78457 Dimmer Compatibility 25,000 Hour Life • Dimmable • Specification Grade Sylvania 78457 - 17W PAR38 LED - Ultra Pro - 90W Equal - 40° Flood - 2700K | 2700 | 86 | 1191 | 72.1818 | 25000 | 16.5 | 1 | 45.95 | 45.95 | 53.993 | 2020Q2 | https://www.topbulb.com/sylvania-78457-17w-par38-led-90w-equal-flood-2700k | Top Bulb | 2020 | Yes
LED Lighting | Reflector | Sylvania | True |  | Reflector (Flood/Spot) | PAR38 | E26 (Medium) | Damp Location Rated,Recessed Fixtures Topbulb » LED Bulbs » LED PAR » LED PAR38 » 75W Equal » Sylvania 78463 ¦ 17W PAR38 LED - Ultra Pro HD - 75W Equal - 15° Spot - 3000K - CRI 90+ Sylvania Ultra Pro HD LED PAR lamps offer extreme energy efficiency, high power factor and beam characteristics that closely match halogen PAR lamps featuring a high center beam candlepower and soft edges. This lamp is designed for color critical applications, offering a 90+ CRI. The high R9 (R9 up to 85) feature enhances warm color palettes and makes whites more crisp, making them ideal for hospitality, healthcare and retail applications. LED Technology Notice Due to constantly evolving nature of LED technology, manufacturers will reserve the right to replace this product with next generation technology. We appreciate your understanding and acceptance of this policy. Utility/Government Incentives Documents Sylvana 78463 Spec Sheet Sylvania 78463 Dimmer Compatibility 25,000 Hours • Dimmable • Specification Grade Sylvania 78463 ¦ 17W PAR38 LED - Ultra Pro HD - 75W Equal - 15° Spot - 3000K - CRI 90+ | 3000 | 95 | 1080 | 65.8537 | 25000 | 16.4 | 1 | 48.95 | 48.95 | 57.5181 | 2020Q2 | https://www.topbulb.com/sylvania-78463-led17par38pro930wsp15p3-led | Top Bulb | 2020 | Yes
LED Lighting | Reflector | Sylvania | True |  | Reflector (Flood/Spot) | PAR38 | E26 (Medium) | Damp Location Rated,Recessed Fixtures Topbulb » LED Bulbs » LED PAR » LED PAR38 » Sylvania 78464 - 17W PAR38 LED - Ultra Pro HD - 90W Equal - 25° Beam Sylvania Ultra Pro HD LED PAR lamps offer extreme energy efficiency, high power factor and beam characteristics that closely match halogen PAR lamps featuring a high center beam candlepower and soft edges. This lamp is designed for color critical applications, offering a 90+ CRI. The high R9 (R9 up to 85) feature enhances warm color palettes and makes whites more crisp, making them ideal for hospitality, healthcare and retail applications. LED Technology Notice Due to constantly evolving nature of LED technology, manufacturers will reserve the right to replace this product with next generation technology. We appreciate your understanding and acceptance of this policy. Utility/Government Incentives Documents Sylvania 78464 Dimmer Compatibility Sylvania Ultra LED PAR Brochure 25,000 Hours • Dimmable Sylvania 78464 - 17W PAR38 LED - Ultra Pro HD - 90W Equal - 25° Beam | 3000 | 95 | 1080 | 65.8537 | 25000 | 16.4 | 1 | 45.95 | 45.95 | 53.993 | 2020Q2 | https://www.topbulb.com/sylvania-78464-17w-par38-led-3000k-high-cri-narrow-flood-dimmable | Top Bulb | 2020 | Yes
LED Lighting | Reflector | Sylvania | True |  | Reflector (Flood/Spot) | PAR38 | E26 (Medium) | Damp Location Rated,Recessed Fixtures Topbulb » LED Bulbs » LED PAR » LED PAR38 » 75W Equal » Sylvania 78467 ¦ 17W PAR38 LED - Ultra Pro HD - 75W Equal - 15° Spot - 2700K - CRI 90+ Sylvania Ultra Pro HD LED PAR lamps offer extreme energy efficiency, high power factor and beam characteristics that closely match halogen PAR lamps featuring a high center beam candlepower and soft edges. This lamp is designed for color critical applications, offering a 90+ CRI. The high R9 (R9 up to 85) feature enhances warm color palettes and makes whites more crisp, making them ideal for hospitality, healthcare and retail applications. LED Technology Notice Due to constantly evolving nature of LED technology, manufacturers will reserve the right to replace this product with next generation technology. We appreciate your understanding and acceptance of this policy. Utility/Government Incentives Documents Sylvana 78467 Spec Sheet Sylvania 78467 Dimmer Compatibility 25,000 Hours • Dimmable • Specification Grade Sylvania 78467 ¦ 17W PAR38 LED - Ultra Pro HD - 75W Equal - 15° Spot - 2700K - CRI 90+ | 2700 | 93 | 1033 | 62.6061 | 25000 | 16.5 | 1 | 48.95 | 48.95 | 57.5181 | 2020Q2 | https://www.topbulb.com/sylvania-78467-led17par38-pro-927-wsp15-p3mto-led | Top Bulb | 2020 | Yes
LED Lighting | Reflector | Sylvania | True | Daylighting/Photocell, | Reflector (Flood/Spot) | PAR38 | E26 (Medium) | Use With Timers,Use With Photo and/or Motion Sensors,Damp Location Rated,Recessed Fixtures Topbulb » LED Bulbs » LED PAR » LED PAR38 » 90W Equal » Sylvania 78476 ¦ 18W PAR38 LED - Ultra Pro - 90W Equal - 12° Spot - 3500K Sylvania ULTRA PRO LED PAR lamps offer extreme energy efficiency, high power factor and beam characteristics that closely match halogen PAR lamps featuring a high center beam candlepower and soft edges. This lamp is designed for hospitality, healthcare and retail applications. LED Technology Notice Due to constantly evolving nature of LED technology, manufacturers will reserve the right to replace this product with next generation technology. We appreciate your understanding and acceptance of this policy. Utility/Government Incentives Documents Sylvana 78476 Spec Sheet Sylvana 78476 Dimmer Compatibility 25,000 Hours • Dimmable • Specification Grade Sylvania 78476 ¦ 18W PAR38 LED - Ultra Pro - 90W Equal - 12° Spot - 3500K | 3500 | 84 | 1275 | 70.8333 | 25000 | 18 | 1 | 48.95 | 48.95 | 57.5181 | 2020Q2 | https://www.topbulb.com/sylvania-78476-led18par38-dim-835-sp12-p3mto-led | Top Bulb | 2020 | Yes
LED Lighting | Reflector | Sylvania | True |  | Reflector (Flood/Spot) | PAR38 | E26 (Medium) | Damp Location Rated,Recessed Fixtures Topbulb » LED Bulbs » LED PAR » LED PAR38 » Sylvania 78483 - 17W PAR38 LED - Ultra Pro HD - 90W Equal - 40° Beam Sylvania Ultra Pro HD LED PAR lamps offer extreme energy efficiency, high power factor and beam characteristics that closely match halogen PAR lamps featuring a high center beam candlepower and soft edges. This lamp is designed for color critical applications, offering a 90+ CRI. The high R9 (R9 up to 85) feature enhances warm color palettes and makes whites more crisp, making them ideal for hospitality, healthcare and retail applications. LED Technology Notice Due to constantly evolving nature of LED technology, manufacturers will reserve the right to replace this product with next generation technology. We appreciate your understanding and acceptance of this policy. Applications Hospitality Healthcare Retail Gallery Utility/Government Incentives Documents Sylvania Ultra Pro LED PAR Brochure Sylvania Ultra LED Directional Dimmer List 25,000 Hour Life • Dimmable Sylvania 78483 - 17W PAR38 LED - Ultra Pro HD - 90W Equal - 40° Beam | 3500 | 96 | 1107 | 68.3333 | 25000 | 16.2 | 1 | 47.95 | 47.95 | 56.3431 | 2020Q2 | https://www.topbulb.com/sylvania-78483-17w-par38-led-90w-equal-3500k-cri-94 | Top Bulb | 2020 | Yes
LED Lighting | Reflector | Sylvania | True |  | Reflector (Flood/Spot) | PAR30L | E26 (Medium) | Damp Location Rated,Recessed Fixtures Topbulb » LED Bulbs » LED PAR » LED PAR30 » 75W Equal / Long Neck » Sylvania 78699 - 13W PAR30LN LED - UltraPro - 75W Equal - Flood - 3500K Sylvania Ultra Pro PAR LED lamps offer extreme energy efficiency, high power factor and beam characteristics that closely match halogen PAR lamps featuring a high center beam candlepower and soft edges. No warm-up time, instant on with full light output, crisp white light and stable color. This LED light bulb is Energy Star qualified. LED Technology Notice Due to constantly evolving nature of LED technology, manufacturers will reserve the right to replace this product with next generation technology. We appreciate your understanding and acceptance of this policy. Utility/Government Incentives Documents Sylvania 78699 Dimmer Compatibility 25,000 Hour Life • 40° Beam • Energy Star Sylvania 78699 - 13W PAR30LN LED - UltraPro - 75W Equal - Flood - 3500K | 2700 | 85 | 930 | 71.5385 | 25000 | 13 | 1 | 42.95 | 42.95 | 50.4679 | 2020Q2 | https://www.topbulb.com/sylvania-78699-13w-par30ln-led-75w-equal-flood-3500k | Top Bulb | 2020 | Yes
LED Lighting | Reflector | Sylvania | True |  | Reflector (Flood/Spot) | PAR16 | GU10 | Damp Location Rated,Recessed Fixtures Topbulb » LED Bulbs » LED PAR » LED PAR16 » Sylvania 79288 ¦ 6W PAR16 LED - 50W Equal - Flood - GU10 Base - 3000K This Sylvania 79288 dimmable 6 watt LED replaces a 50 watt halogen PAR16 bulb using a twist and lock, GU10 base that operates on 120 volts. The bulb has a color temperature of 3000K which matches the color appearance on the light from a halogen bulb. Energy Star qualified. LED Technology Notice Due to constantly evolving nature of LED technology, manufacturers will reserve the right to replace this product with next generation technology. We appreciate your understanding and acceptance of this policy. Utility/Government Incentives Documents Sylvana 79288 Spec Sheet Sylvania 79288 Dimmer Compatibility 25,000 Hours • Dimmable Sylvania 79288 ¦ 6W PAR16 LED - 50W Equal - Flood - GU10 Base - 3000K | 3000 | 83 | 450 | 75 | 25000 | 6 | 1 | 7.95 | 7.95 | 9.3416 | 2020Q2 | https://www.topbulb.com/sylvania-79288-led6par16gu10dim830fl36gl1rp-led | Top Bulb | 2020 | Yes
LED Lighting | Reflector | Sylvania | True |  | Reflector (Flood/Spot) | PAR30L | E26 (Medium) | Damp Location Rated,Recessed Fixtures Topbulb » LED Bulbs » LED PAR » LED PAR30 » 75W Equal / Long Neck » Sylvania 79361 ¦ 19W PAR30LN LED - 75W Equal - 120V - 15° - 3000K This Sylvania LED HO PAR lamp delivers high center beam candle power along with outstanding color uniformity and beam quality utilizing COB technology. The high CBCP performance makes these lamps an excellent LED replacement for high power halogen and HID lamps. Suitable for wet locations. See the document below for complete specifications. LED Technology Notice Due to constantly evolving nature of LED technology, manufacturers will reserve the right to replace this product with next generation technology. We appreciate your understanding and acceptance of this policy. Utility/Government Incentives Documents Sylvana 79361 Spec Sheet Sylvania 79361 Dimmer Compatibility 25,000 Hours • 17,600 CBCP • Dimmable • Specification Grade Sylvania 79361 ¦ 19W PAR30LN LED - 75W Equal - 120V - 15° - 3000K | 3000 | 82 | 1800 | 94.7368 | 25000 | 19 | 1 | 32.95 | 32.95 | 38.7175 | 2020Q2 | https://www.topbulb.com/sylvania-79361-led19par30lnhodim830sp15w120-led | Top Bulb | 2020 | Yes
LED Lighting | Reflector | Sylvania | False | Daylighting/Photocell, | Reflector (Flood/Spot) | PAR30L | E26 (Medium) | Use With Timers,Use With Photo and/or Motion Sensors,Damp Location Rated,Wet Location Rated,Recessed Fixtures Topbulb » LED Bulbs » LED PAR » LED PAR30 » 75W Equal / Long Neck » Sylvania 79362 ¦ 19W PAR30LN LED - 75W Equal - 120/277V - 15° - 3000K This Sylvania LED HO PAR lamp delivers high center beam candle power along with outstanding color uniformity and beam quality utilizing COB technology. The high CBCP performance makes these lamps an excellent LED replacement for high power halogen and HID lamps. Suitable for wet locations. See the document below for complete specifications. LED Technology Notice Due to constantly evolving nature of LED technology, manufacturers will reserve the right to replace this product with next generation technology. We appreciate your understanding and acceptance of this policy. Utility/Government Incentives Documents Sylvana 79362 Spec Sheet 25,000 Hours • 17,600 CBCP • Not Dimmable • Specification Grade Sylvania 79362 ¦ 19W PAR30LN LED - 75W Equal - 120/277V - 15° - 3000K | 3000 | 83 | 1847 | 97.2105 | 25000 | 19 | 1 | 32.95 | 32.95 | 38.7175 | 2020Q2 | https://www.topbulb.com/sylvania-79362-led19par30ln-ho-830-sp15-w-unv-led | Top Bulb | 2020 | Yes
LED Lighting | Reflector | Sylvania | True | Daylighting/Photocell, | Reflector (Flood/Spot) | PAR30L | E26 (Medium) | Use With Timers,Use With Photo and/or Motion Sensors,Damp Location Rated,Wet Location Rated,Recessed Fixtures Topbulb » LED Bulbs » LED PAR » LED PAR30 » 75W Equal » Sylvania 79372 ¦ 13W PAR30 LED - 75W Equal - 40° Flood - 3000K Use this Sylvania Ultra LED 13 watt PAR30 flood, featuring a glass body, as an energy saving, long life direct replacement for a 75 watt halogen PAR30. Energy Star qualified. See the document below for complete specifications. LED Technology Notice Due to constantly evolving nature of LED technology, manufacturers will reserve the right to replace this product with next generation technology. We appreciate your understanding and acceptance of this policy. Utility/Government Incentives Documents Sylvana 79372 Spec Sheet Sylvania 79372 Dimmer Compatibility 25,000 Hours • Glass Body • Dimmable Sylvania 79372 ¦ 13W PAR30 LED - 75W Equal - 40° Flood - 3000K | 3000 | 82 | 823 | 70.3419 | 25000 | 11.7 | 1 | 15.95 | 15.95 | 18.7419 | 2020Q2 | https://www.topbulb.com/sylvania-79372-led13par30dim830fl40gl1wrp-led | Top Bulb | 2020 | Yes
LED Lighting | Reflector | Sylvania | True |  | Reflector (Flood/Spot) | PAR38 | E26 (Medium) | Wet Location Rated,Recessed Fixtures Topbulb » LED Bulbs » LED PAR » LED PAR38 » 250W Equal » Sylvania 79479 - 26W PAR38 LED - 250W Equal - 40° Beam This Sylvania 26 watt PAR38 LED has a sleek design and delivers exceptionally high lumen output. The lamp also features outstanding color uniformity and beam quality utilizing COB technology. Replaces high power halogen and HID lamps. See the document below for complete specifications. LED Technology Notice Due to constantly evolving nature of LED technology, manufacturers will reserve the right to replace this product with next generation technology. We appreciate your understanding and acceptance of this policy. Utility/Government Incentives Documents Sylvana 79479 Spec Sheet Sylvania 79479 Dimmer Compatibility 25,000 Hours • Dimmable Sylvania 79479 - 26W PAR38 LED - 250W Equal - 40° Beam | 5000 | 82 | 2400 | 92.3077 | 25000 | 26 | 1 | 34.95 | 34.95 | 41.0676 | 2020Q2 | https://www.topbulb.com/sylvania-79479-led26par38hodim850fl40wrp-led | Top Bulb | 2020 | Yes
LED Lighting | Decorative | Sylvania | True | Daylighting/Photocell, | Decorative | B10 | E26 (Medium) | Filament Style,Use With Photo and/or Motion Sensors,Recessed Fixtures,Damp Location Rated,Dim to Warm Topbulb » Clearance » LED Bulbs » Sylvania 79523 ¦ 4.5W Filament LED - 40W Equal - B10 - Medium Base - 2700K LED Technology Notice Due to constantly evolving nature of LED technology, manufacturers will reserve the right to replace this product with next generation technology. We appreciate your understanding and acceptance of this policy. WHILE SUPPLIES LAST - 1 IN STOCK Sylvania 79523 ¦ 4.5W Filament LED - 40W Equal - B10 - Medium Base - 2700K | 2700 | 82 | 450 | 100 | 15000 | 4.5 | 1 | 5.95 | 5.95 | 6.9915 | 2020Q2 | https://www.topbulb.com/sylvania-79523-led4-5b10bentdim827fil-led | Top Bulb | 2020 | Yes
LED Lighting | Reflector | Sylvania | True | Daylighting/Photocell, | Reflector (Flood/Spot) | PAR30L | E26 (Medium) | Use With Timers,Use With Photo and/or Motion Sensors,Damp Location Rated,Recessed Fixtures Topbulb » LED Bulbs » LED PAR » LED PAR30 » 75W Equal / Long Neck » Sylvania 79564 ¦ 12.5W PAR30LN LED - 75W Equal - 25° NFL - 2700K - CRI 90+ The Sylvania Renaissance line offers high CBCP PAR lamps with superior beam quality, ideal for color critical applications. The high R9 (R9 up to 74) produces enhanced, warm color palettes and makes whites more crisp - ideal for hospitality, healthcare and retail applications. The lens facing on the lamp contains full optics. 5-year manufacturer warranty. See the document below for complete specifications. LED Technology Notice Due to constantly evolving nature of LED technology, manufacturers will reserve the right to replace this product with next generation technology. We appreciate your understanding and acceptance of this policy. Utility/Government Incentives Documents Sylvania 79564 Specfication Sheet Sylvania 79564 Dimmer Compatibility 25,000 Hours • Dimmable Sylvania 79564 ¦ 12.5W PAR30LN LED - 75W Equal - 25° NFL - 2700K - CRI 90+ | 2700 | 92 | 900 | 72 | 25000 | 12.5 | 1 | 17.95 | 17.95 | 21.0919 | 2020Q2 | https://www.topbulb.com/sylvania-79564-led125par30lnhddim927nfl25 | Top Bulb | 2020 | Yes
LED Lighting | Reflector | Sylvania | True | Daylighting/Photocell, | Reflector (Flood/Spot) | PAR30L | E26 (Medium) | Use With Timers,Use With Photo and/or Motion Sensors,Damp Location Rated,Recessed Fixtures Topbulb » LED Bulbs » LED PAR » LED PAR30 » 75W Equal / Long Neck » Sylvania 79565 ¦ 12.5W PAR30LN LED - 75W Equal - 25° NFL - 3000K - CRI 90+ The Sylvania Renaissance line offers high CBCP PAR lamps with superior beam quality, ideal for color critical applications. The high R9 (R9 up to 74) produces enhanced, warm color palettes and makes whites more crisp - ideal for hospitality, healthcare and retail applications. The lens facing on the lamp contains full optics. 5-year manufacturer warranty. See the document below for complete specifications. LED Technology Notice Due to constantly evolving nature of LED technology, manufacturers will reserve the right to replace this product with next generation technology. We appreciate your understanding and acceptance of this policy. Utility/Government Incentives Documents Sylvania 79565 Specfication Sheet Sylvania 79565 Dimmer Compatibility 25,000 Hours • Dimmable Sylvania 79565 ¦ 12.5W PAR30LN LED - 75W Equal - 25° NFL - 3000K - CRI 90+ | 3000 | 92 | 1000 | 80 | 25000 | 12.5 | 1 | 17.95 | 17.95 | 21.0919 | 2020Q2 | https://www.topbulb.com/sylvania-79565-led-par30ln-125w-dimmable-91cri-1000-lumen-3000k-25000-life | Top Bulb | 2020 | Yes
LED Lighting | Reflector | Sylvania | True | Daylighting/Photocell, | Reflector (Flood/Spot) | PAR30L | E26 (Medium) | Use With Timers,Use With Photo and/or Motion Sensors,Damp Location Rated,Recessed Fixtures Topbulb » LED Bulbs » LED PAR » LED PAR30 » 75W Equal / Long Neck » Sylvania 79566 ¦ 12.5W PAR30LN LED - 75W Equal - 25° NFL - 3500K - CRI 90+ The Sylvania Renaissance line offers high CBCP PAR lamps with superior beam quality, ideal for color critical applications. The high R9 (R9 up to 74) produces enhanced, warm color palettes and makes whites more crisp - ideal for hospitality, healthcare and retail applications. The lens facing on the lamp contains full optics. 5-year manufacturer warranty. See the document below for complete specifications. LED Technology Notice Due to constantly evolving nature of LED technology, manufacturers will reserve the right to replace this product with next generation technology. We appreciate your understanding and acceptance of this policy. Utility/Government Incentives Documents Sylvania 79566 Specfication Sheet Sylvania 79566 Dimmer Compatibility 25,000 Hours • Dimmable Sylvania 79566 ¦ 12.5W PAR30LN LED - 75W Equal - 25° NFL - 3500K - CRI 90+ | 3500 | 93 | 1050 | 84 | 25000 | 12.5 | 1 | 17.95 | 17.95 | 21.0919 | 2020Q2 | https://www.topbulb.com/sylvania-79566-led-par30ln-125w-dimmable-91cri-1050-lumen-3500k-25000-life | Top Bulb | 2020 | Yes
LED Lighting | Reflector | Sylvania | True | Daylighting/Photocell, | Reflector (Flood/Spot) | PAR30L | E26 (Medium) | Use With Timers,Use With Photo and/or Motion Sensors,Damp Location Rated,Recessed Fixtures Topbulb » LED Bulbs » LED PAR » LED PAR30 » 75W Equal / Long Neck » Sylvania 79567 ¦ 12.5W PAR30LN LED - 75W Equal - 40° Flood - 2700K - CRI 90+ The Sylvania Renaissance line offers high CBCP PAR lamps with superior beam quality, ideal for color critical applications. The high R9 (R9 up to 74) produces enhanced, warm color palettes and makes whites more crisp - ideal for hospitality, healthcare and retail applications. The lens facing on the lamp contains full optics. 5-year manufacturer warranty. See the document below for complete specifications. LED Technology Notice Due to constantly evolving nature of LED technology, manufacturers will reserve the right to replace this product with next generation technology. We appreciate your understanding and acceptance of this policy. Utility/Government Incentives Documents Sylvania 79567 Specfication Sheet Sylvania 79567 Dimmer Compatibility 25,000 Hours • Dimmable Sylvania 79567 ¦ 12.5W PAR30LN LED - 75W Equal - 40° Flood - 2700K - CRI 90+ | 2700 | 92 | 900 | 72 | 25000 | 12.5 | 1 | 17.95 | 17.95 | 21.0919 | 2020Q2 | https://www.topbulb.com/sylvania-79567-led-par30ln-125w-dimmable-91cri-900-lumen-2700k-25000-life | Top Bulb | 2020 | Yes
LED Lighting | Reflector | Sylvania | True | Daylighting/Photocell, | Reflector (Flood/Spot) | PAR30L | E26 (Medium) | Use With Timers,Use With Photo and/or Motion Sensors,Damp Location Rated,Recessed Fixtures Topbulb » LED Bulbs » LED PAR » LED PAR30 » 75W Equal / Long Neck » Sylvania 79568 ¦ 12.5W PAR30LN LED - 75W Equal - 40° Flood - 3000K - CRI 90+ The Sylvania Renaissance line offers high CBCP PAR lamps with superior beam quality, ideal for color critical applications. The high R9 (R9 up to 74) produces enhanced, warm color palettes and makes whites more crisp - ideal for hospitality, healthcare and retail applications. The lens facing on the lamp contains full optics. 5-year manufacturer warranty. See the document below for complete specifications. LED Technology Notice Due to constantly evolving nature of LED technology, manufacturers will reserve the right to replace this product with next generation technology. We appreciate your understanding and acceptance of this policy. Utility/Government Incentives Documents Sylvania 79568 Specfication Sheet Sylvania 79568 Dimmer Compatibility 25,000 Hours • Dimmable Sylvania 79568 ¦ 12.5W PAR30LN LED - 75W Equal - 40° Flood - 3000K - CRI 90+ | 3000 | 92 | 1000 | 80 | 25000 | 12.5 | 1 | 17.95 | 17.95 | 21.0919 | 2020Q2 | https://www.topbulb.com/sylvania-79568-led-par30ln-125w-dimmable-91cri-1000-lumen-3000k-25000-life | Top Bulb | 2020 | Yes
LED Lighting | Reflector | Sylvania | True | Daylighting/Photocell, | Reflector (Flood/Spot) | PAR30L | E26 (Medium) | Use With Timers,Use With Photo and/or Motion Sensors,Damp Location Rated,Recessed Fixtures Topbulb » LED Bulbs » LED PAR » LED PAR30 » 75W Equal / Long Neck » Sylvania 79569 ¦ 12.5W PAR30LN LED - 75W Equal - 40° Flood - 3500K - CRI 90+ The Sylvania Renaissance line offers high CBCP PAR lamps with superior beam quality, ideal for color critical applications. The high R9 (R9 up to 74) produces enhanced, warm color palettes and makes whites more crisp - ideal for hospitality, healthcare and retail applications. The lens facing on the lamp contains full optics. 5-year manufacturer warranty. See the document below for complete specifications. LED Technology Notice Due to constantly evolving nature of LED technology, manufacturers will reserve the right to replace this product with next generation technology. We appreciate your understanding and acceptance of this policy. Utility/Government Incentives Documents Sylvania 79569 Specfication Sheet Sylvania 79569 Dimmer Compatibility 25,000 Hours • Dimmable Sylvania 79569 ¦ 12.5W PAR30LN LED - 75W Equal - 40° Flood - 3500K - CRI 90+ | 3500 | 93 | 1050 | 84 | 25000 | 12.5 | 1 | 17.95 | 17.95 | 21.0919 | 2020Q2 | https://www.topbulb.com/sylvania-79569-led-par30ln-125w-dimmable-91cri-1050-lumen-3500k-25000-life | Top Bulb | 2020 | Yes
LED Lighting | Reflector | Sylvania | True | Daylighting/Photocell, | Reflector (Flood/Spot) | PAR30S | E26 (Medium) | Use With Timers,Use With Photo and/or Motion Sensors,Damp Location Rated,Recessed Fixtures Topbulb » LED Bulbs » LED PAR » LED PAR30 » 75W Equal » Sylvania 79570 ¦ 12.5W PAR30 LED - 75W Equal - 25° NFL - 2700K - CRI 90+ The Sylvania Renaissance line offers a full family of high CBCP PAR lamps with superior beam quality, ideal for color critical applications. The high R9 (R9 up to 74) feature enhances warm color palettes and makes whites more crisp, making them ideal for hospitality, healthcare and retail applications. This lamp features a 25,000 hour design life (L70) and a 5 year manufacturer warranty. LED Technology Notice Due to constantly evolving nature of LED technology, manufacturers will reserve the right to replace this product with next generation technology. We appreciate your understanding and acceptance of this policy. Documents Sylvania 79570 Specfication Sheet Sylvania 79570 Dimmer Compatibility 25,000 Hours • Dimmable Sylvania 79570 ¦ 12.5W PAR30 LED - 75W Equal - 25° NFL - 2700K - CRI 90+ | 2700 | 92 | 900 | 72 | 25000 | 12.5 | 1 | 18.95 | 18.95 | 22.267 | 2020Q2 | https://www.topbulb.com/sylvania-79570-led-par30-125w-dimmable-91cri-900-lumen-2700k-25000-life | Top Bulb | 2020 | Yes
LED Lighting | Reflector | Sylvania | True | Daylighting/Photocell, | Reflector (Flood/Spot) | PAR30S | E26 (Medium) | Use With Timers,Use With Photo and/or Motion Sensors,Damp Location Rated,Recessed Fixtures Topbulb » LED Bulbs » LED PAR » LED PAR30 » 75W Equal » Sylvania 79571 ¦ 12.5W PAR30 LED - 75W Equal - 25° NFL - 3000K - CRI 90+ The Sylvania Renaissance line offers a full family of high CBCP PAR lamps with superior beam quality, ideal for color critical applications. The high R9 (R9 up to 74) feature enhances warm color palettes and makes whites more crisp, making them ideal for hospitality, healthcare and retail applications. This lamp features a 25,000 hour design life (L70) and a 5 year manufacturer warranty. LED Technology Notice Due to constantly evolving nature of LED technology, manufacturers will reserve the right to replace this product with next generation technology. We appreciate your understanding and acceptance of this policy. Documents Sylvania 79571 Specfication Sheet Sylvania 79571 Dimmer Compatibility 25,000 Hours • Dimmable Sylvania 79571 ¦ 12.5W PAR30 LED - 75W Equal - 25° NFL - 3000K - CRI 90+ | 3000 | 92 | 1000 | 80 | 25000 | 12.5 | 1 | 18.95 | 18.95 | 22.267 | 2020Q2 | https://www.topbulb.com/sylvania-79571-led-par30-125w-dimmable-91cri-1000-lumen-3000k-25000-life | Top Bulb | 2020 | Yes
LED Lighting | Reflector | Sylvania | True | Daylighting/Photocell, | Reflector (Flood/Spot) | PAR30S | E26 (Medium) | Use With Timers,Use With Photo and/or Motion Sensors,Damp Location Rated,Recessed Fixtures Topbulb » LED Bulbs » LED PAR » LED PAR30 » 75W Equal » Sylvania 79572 ¦ 12.5W PAR30 LED - 75W Equal - 25° NFL - 3500K - CRI 90+ The Sylvania Renaissance line offers a full family of high CBCP PAR lamps with superior beam quality, ideal for color critical applications. The high R9 (R9 up to 74) feature enhances warm color palettes and makes whites more crisp, making them ideal for hospitality, healthcare and retail applications. This lamp features a 25,000 hour design life (L70) and a 5 year manufacturer warranty. LED Technology Notice Due to constantly evolving nature of LED technology, manufacturers will reserve the right to replace this product with next generation technology. We appreciate your understanding and acceptance of this policy. Documents Sylvania 79572 Specfication Sheet Sylvania 79572 Dimmer Compatibility 25,000 Hours • Dimmable Sylvania 79572 ¦ 12.5W PAR30 LED - 75W Equal - 25° NFL - 3500K - CRI 90+ | 3500 | 93 | 1050 | 84 | 25000 | 12.5 | 1 | 18.95 | 18.95 | 22.267 | 2020Q2 | https://www.topbulb.com/sylvania-79572-led-par30-125w-dimmable-91cri-1050-lumen-3500k-25000-life | Top Bulb | 2020 | Yes
LED Lighting | Reflector | Sylvania | True | Daylighting/Photocell, | Reflector (Flood/Spot) | PAR30S | E26 (Medium) | Use With Timers,Use With Photo and/or Motion Sensors,Damp Location Rated,Recessed Fixtures Topbulb » LED Bulbs » LED PAR » LED PAR30 » 75W Equal » Sylvania 79573 ¦ 12.5W PAR30 LED - 75W Equal - 40° Flood - 2700K - CRI 90+ The Sylvania Renaissance line offers a full family of high CBCP PAR lamps with superior beam quality, ideal for color critical applications. The high R9 (R9 up to 74) feature enhances warm color palettes and makes whites more crisp, making them ideal for hospitality, healthcare and retail applications. This lamp features a 25,000 hour design life (L70) and a 5 year manufacturer warranty. LED Technology Notice Due to constantly evolving nature of LED technology, manufacturers will reserve the right to replace this product with next generation technology. We appreciate your understanding and acceptance of this policy. Utility/Government Incentives Documents Sylvania 79573 Specfication Sheet Sylvania 79573 Dimmer Compatibility 25,000 Hours • Dimmable Sylvania 79573 ¦ 12.5W PAR30 LED - 75W Equal - 40° Flood - 2700K - CRI 90+ | 2700 | 92 | 900 | 72 | 25000 | 12.5 | 1 | 18.95 | 18.95 | 22.267 | 2020Q2 | https://www.topbulb.com/sylvania-79573-led-par30-125w-dimmable-91cri-900-lumen-2700k-25000-life | Top Bulb | 2020 | Yes
LED Lighting | Reflector | Sylvania | True | Daylighting/Photocell, | Reflector (Flood/Spot) | PAR30S | E26 (Medium) | Use With Timers,Use With Photo and/or Motion Sensors,Damp Location Rated,Recessed Fixtures Topbulb » LED Bulbs » LED PAR » LED PAR30 » 75W Equal » Sylvania 79574 ¦ 12.5W PAR30 LED - 75W Equal - 40° Flood - 3000K - CRI 90+ The Sylvania Renaissance line offers a full family of high CBCP PAR lamps with superior beam quality, ideal for color critical applications. The high R9 (R9 up to 74) feature enhances warm color palettes and makes whites more crisp, making them ideal for hospitality, healthcare and retail applications. This lamp features a 25,000 hour design life (L70) and a 5 year manufacturer warranty. LED Technology Notice Due to constantly evolving nature of LED technology, manufacturers will reserve the right to replace this product with next generation technology. We appreciate your understanding and acceptance of this policy. Documents Sylvania 79574 Specfication Sheet Sylvania 79574 Dimmer Compatibility 25,000 Hours • Dimmable Sylvania 79574 ¦ 12.5W PAR30 LED - 75W Equal - 40° Flood - 3000K - CRI 90+ | 3000 | 92 | 1000 | 80 | 25000 | 12.5 | 1 | 18.95 | 18.95 | 22.267 | 2020Q2 | https://www.topbulb.com/sylvania-79574-led-par30-125w-dimmable-91cri-1000-lumen-3000k-25000-life | Top Bulb | 2020 | Yes
LED Lighting | Reflector | Sylvania | True | Daylighting/Photocell, | Reflector (Flood/Spot) | PAR30S | E26 (Medium) | Use With Timers,Use With Photo and/or Motion Sensors,Damp Location Rated,Recessed Fixtures Topbulb » LED Bulbs » LED PAR » LED PAR30 » 75W Equal » Sylvania 79575 ¦ 12.5W PAR30 LED - 75W Equal - 40° Flood - 3500K - CRI 90+ The Sylvania Renaissance line offers a full family of high CBCP PAR lamps with superior beam quality, ideal for color critical applications. The high R9 (R9 up to 74) feature enhances warm color palettes and makes whites more crisp, making them ideal for hospitality, healthcare and retail applications. This lamp features a 25,000 hour design life (L70) and a 5 year manufacturer warranty. LED Technology Notice Due to constantly evolving nature of LED technology, manufacturers will reserve the right to replace this product with next generation technology. We appreciate your understanding and acceptance of this policy. Documents Sylvania 79575 Specfication Sheet Sylvania 79575 Dimmer Compatibility 25,000 Hours • Dimmable Sylvania 79575 ¦ 12.5W PAR30 LED - 75W Equal - 40° Flood - 3500K - CRI 90+ | 3500 | 93 | 1050 | 84 | 25000 | 12.5 | 1 | 18.95 | 18.95 | 22.267 | 2020Q2 | https://www.topbulb.com/sylvania-79575-led-par30-125w-dimmable-91cri-1050-lumen-3500k-25000-life | Top Bulb | 2020 | Yes
LED Lighting | Reflector | Sylvania | False | Daylighting/Photocell, | Reflector (Flood/Spot) | PAR38 | E26 (Medium) | Use With Photo and/or Motion Sensors,Damp Location Rated,Wet Location Rated,Recessed Fixtures Topbulb » LED Bulbs » LED PAR » LED PAR38 » 250W Equal » Sylvania 79600 - 30W PAR38 LED - 150W Equal - 120-277V - 25° Narrow Flood - 3000K This Sylvania high lumen output PAR38 LED features outstanding color uniformity and beam quality utilizing COB technology. Sleek, lightweight design. Energy saving, long life replacement for high power halogen and HID lamps. See the document below for complete specifications. LED Technology Notice Due to constantly evolving nature of LED technology, manufacturers will reserve the right to replace this product with next generation technology. We appreciate your understanding and acceptance of this policy. Documents Sylvana 79600 Spec Sheet 25,000 Hours • Not Dimmable • Specification Grade Sylvania 79600 - 30W PAR38 LED - 150W Equal - 120-277V - 25° Narrow Flood - 3000K | 3000 | 82 | 3000 | 100 | 25000 | 30 | 1 | 39.95 | 39.95 | 46.9428 | 2020Q2 | https://www.topbulb.com/sylvania-79600-led30par38-ho-830-nfl25-w-unv-led | Top Bulb | 2020 | Yes
LED Lighting | Reflector | Sylvania | False | Daylighting/Photocell, | Reflector (Flood/Spot) | PAR30L | E26 (Medium) | Use With Photo and/or Motion Sensors,Damp Location Rated,Wet Location Rated,Recessed Fixtures Topbulb » LED Bulbs » LED PAR » LED PAR30 » 75W Equal / Long Neck » Sylvania 79693 ¦ 25W PAR30LN LED - 75W Equal - 120/277V - 25° - 3000K This Sylvania LED HO PAR lamp delivers exceptionally high lumen output along with outstanding color uniformity and beam quality utilizing COB technology. The high CBCP performance makes these lamps an excellent LED replacement for high power halogen and HID lamps. Suitable for wet locations. See the document below for complete specifications. LED Technology Notice Due to constantly evolving nature of LED technology, manufacturers will reserve the right to replace this product with next generation technology. We appreciate your understanding and acceptance of this policy. Documents Sylvana 79693 Spec Sheet 25,000 Hours • 2300 Lumens • Not Dimmable • Specification Grade Sylvania 79693 ¦ 25W PAR30LN LED - 75W Equal - 120/277V - 25° - 3000K | 3000 | 82 | 2300 | 92 | 25000 | 25 | 1 | 35.95 | 35.95 | 42.2426 | 2020Q2 | https://www.topbulb.com/sylvania-79693-led25par30lnho-830-nfl25-w-unv-led | Top Bulb | 2020 | Yes
LED Lighting | A-Type | Green Creative | True |  | General Purpose Replacement | A19 | E26 (Medium) | Not for Use in Recessed Fixtures,Damp Location Rated Not for Use in Recessed Fixtures,Damp Location Rated Home Lamps, Bulbs, Ballasts Bulbs - LED LED - Traditional Lamps - A-Type Non-Dimmable LED Lamp, 6W, 120V, Bulb: A-Type (A19), Base: Medium Screw (E26), Lumens: 480, CRI: 82, Color Temperature: 2700K. Rated Average Life: 25,000 Hrs., Dimmable Green Creative 97986 97986 6A19DIM/830 | 3000 | 83 | 480 | 80 | 25000 | 6 | 1 | 2.16 | 2.16 | 2.5381 | 2020Q3 | https://www.platt.com/platt-electric-supply/LED-Traditional-Lamps-A-Type/Green-Creative/97986/product.aspx?zpid=968704 | Platt | 2020 | Yes
LED Lighting | Downlight | Sylvania | True |  | LED Array | LED Retrofit Kit | LED Retrofit Kit | Downlight Solid State Retrofit Topbulb » Brands » Sylvania » LED Lamps » Retrofit Downlights » RT5/6 » Sylvania 79750 ¦ 16W LED Retrofit Downlight - 5"/6" - 1200 Lumens - 2700K This Sylvania LEDRT561200927 is an Ultra LED RT5/6 recessed downlight designed to replace an existing 100 watt incandescent downlight. With 5" and 6" compatiblity, this LED recessed downlight provides high quality white light and is optimized for new construction and retrofit applications. Installation is done quickly and easily in most standard 5" or 6" Insulated Ceiling (IC) housings, Airtight (AT) housings and non-IC housings. See the documents below for complete specifications and dimmer compatibility. Applications HealthcareHospitalityOfficeProperty ManagementResidentialRetail Utility/Government Incentives Documents Sylvania 79750 Spec Sheet Sylvania 79750 Dimmer Compatibility 50,000 Hours • CRI 90 • Dimmable • Integrated White Trim Sylvania 79750 ¦ 16W LED Retrofit Downlight - 5"/6" - 1200 Lumens - 2700K | 2700 | 92 | 1200 | 75 | 50000 | 16 | 1 | 22.95 | 22.95 | 26.9671 | 2020Q2 | https://www.topbulb.com/sylvania-79750-ledrt561200927-16w-2700k-ultra-led-rt5-6-downlight | Top Bulb | 2020 | Yes
LED Lighting | Downlight | Sylvania | True |  | LED Array | LED Retrofit Kit | LED Retrofit Kit | Downlight Solid State Retrofit Topbulb » Brands » Sylvania » LED Lamps » Retrofit Downlights » RT5/6 » Sylvania 79751 ¦ 16W LED Retrofit Downlight - 5"/6" - 1200 Lumens - 3000K This Sylvania LEDRT561200930 is an Ultra LED RT5/6 recessed downlight designed to replace an existing 100 watt incandescent downlight. With 5" and 6" compatiblity, this LED recessed downlight provides high quality white light and is optimized for new construction and retrofit applications. Installation is done quickly and easily in most standard 5" or 6" Insulated Ceiling (IC) housings, Airtight (AT) housings and non-IC housings. See the documents below for complete specifications and dimmer compatibility. Applications HealthcareHospitalityOfficeProperty ManagementResidentialRetail Utility/Government Incentives Documents Sylvania 79751 Spec Sheet Sylvania 79751 Dimmer Compatibility 50,000 Hours • CRI 90 • Dimmable • Integrated White Trim Sylvania 79751 ¦ 16W LED Retrofit Downlight - 5"/6" - 1200 Lumens - 3000K | 3000 | 92 | 1200 | 75 | 50000 | 16 | 1 | 23.95 | 23.95 | 28.1422 | 2020Q2 | https://www.topbulb.com/sylvania-79751-ledrt561200930-16w-3000k-ultra-led-rt5-6-downlight | Top Bulb | 2020 | Yes
LED Lighting | Downlight | Sylvania | True |  | LED Array | LED Retrofit Kit | LED Retrofit Kit | Downlight Solid State Retrofit Topbulb » Brands » Sylvania » LED Lamps » Retrofit Downlights » RT5/6 » Sylvania 79753 ¦ 16W LED Retrofit Downlight - 5"/6" - 1200 Lumens - 4000K This Sylvania LEDRT561200940 is an Ultra LED RT5/6 recessed downlight designed to replace an existing 100 watt incandescent downlight. With 5" and 6" compatiblity, this LED recessed downlight provides high quality white light and is optimized for new construction and retrofit applications. Installation is done quickly and easily in most standard 5" or 6" Insulated Ceiling (IC) housings, Airtight (AT) housings and non-IC housings. See the documents below for complete specifications and dimmer compatibility. Applications HealthcareHospitalityOfficeProperty ManagementResidentialRetail Utility/Government Incentives Documents Sylvania 79753 Spec Sheet Sylvania 79753 Dimmer Compatibility 50,000 Hours • CRI 90 • Dimmable • Integrated White Trim Sylvania 79753 ¦ 16W LED Retrofit Downlight - 5"/6" - 1200 Lumens - 4000K | 4000 | 92 | 1200 | 75 | 50000 | 16 | 1 | 22.95 | 22.95 | 26.9671 | 2020Q2 | https://www.topbulb.com/sylvania-79753-ledrt561200940-16w-4000k-ultra-led-rt5-6-downlight | Top Bulb | 2020 | Yes
LED Lighting | Reflector | Sylvania | True |  | Reflector (Flood/Spot) | BR40 | E26 (Medium) | Damp Location Rated,Recessed Fixtures Topbulb » LED Bulbs » LED Reflector Flood » 85W Equal » Sylvania 78063 ¦ 12W BR40 LED - 85W Equal - Flood - 2700K Use this Sylvania high output 12 watt BR40 to replace 85 watt incandescent BR40 in recessed downlight wallwashes where warm white light is desired. Energy Star qualified. LED Technology Notice Due to constantly evolving nature of LED technology, manufacturers will reserve the right to replace this product with next generation technology. We appreciate your understanding and acceptance of this policy. Utility/Government Incentives Documents Sylvania 78603 Specfication Sheet 25,000 Hours • 1100 Lumens • Dimmable Sylvania 78063 ¦ 12W BR40 LED - 85W Equal - Flood - 2700K | 2700 | 83 | 1100 | 91.6667 | 25000 | 12 | 1 | 10.95 | 10.95 | 12.8667 | 2020Q2 | https://www.topbulb.com/sylvania-led12br40-dim-ho-827-12w-br40-led-85w-equal-warm-white-medium-base | Top Bulb | 2020 | Yes
LED Lighting | Reflector | Sylvania | True |  | Reflector (Flood/Spot) | R20 | E26 (Medium) | Damp Location Rated,Recessed Fixtures Topbulb » LED Bulbs » LED Reflector Flood » 45W / 50W Equal » Sylvania 74477 ¦ 4.5W R20 LED R20 - 45W Equal - Flood - 2700K This Sylvania 4.5 watt LED R20 replaces a 45 watt incandescent R20 flood and provides significant energy savings and approximately 25 times long life. Dimmable down to 10% light output. Energy Star qualified. See the document below for complete specifications. LED Technology Notice Due to constantly evolving nature of LED technology, manufacturers will reserve the right to replace this product with next generation technology. We appreciate your understanding and acceptance of this policy. Documents Sylvania 74477 Spec Sheet 25,000 Hours • 325 Lumens • Dimmable Sylvania 74477 ¦ 4.5W R20 LED R20 - 45W Equal - Flood - 2700K | 2700 | 83 | 325 | 72.2222 | 25000 | 4.5 | 1 | 7.95 | 7.95 | 9.3416 | 2020Q2 | https://www.topbulb.com/sylvania-led45r20dim827g3rp-led-r20-45w-dimmable-80cri-325-lumen-2700k-25000-life | Top Bulb | 2020 | Yes
LED Lighting | Reflector | Sylvania | True |  | Reflector (Flood/Spot) | R20 | E26 (Medium) | Damp Location Rated,Recessed Fixtures Topbulb » LED Bulbs » LED Reflector Flood » 45W / 50W Equal » Sylvania 78062 ¦ 6W R20 LED - 50W Equal - 2700K This Sylvania 6 watt LED replaces a 50 watt incandescent reflector. It is ideal for general flood distribution from recessed downlights, track lights and wall washers. Energy Star rated. See the document below for complete specifications. LED Technology Notice Due to constantly evolving nature of LED technology, manufacturers will reserve the right to replace this product with next generation technology. We appreciate your understanding and acceptance of this policy. Utility/Government Incentives Documents Sylvania 78062 Specfication Sheet 25,000 Hours • Warm White Light • Dimmable Sylvania 78062 ¦ 6W R20 LED - 50W Equal - 2700K | 2700 | 83 | 525 | 87.5 | 25000 | 6 | 1 | 6.95 | 6.95 | 8.1665 | 2020Q2 | https://www.topbulb.com/sylvania-led6r20dimho8270g5 | Top Bulb | 2020 | Yes
LED Lighting | Reflector | Sylvania | True |  | Reflector (Flood/Spot) | R20 | E26 (Medium) | Damp Location Rated,Recessed Fixtures Topbulb » LED Bulbs » LED Reflector Flood » 45W / 50W Equal » Sylvania 78061 ¦ 6W R20 LED - 50W Equal - Flood - 5000K This Sylvania 6 watt LED R20 replaces a 50 watt incandescent R20 flood while producing a much cooler and whiter illumination than an incandescent bulb. Provides significant energy savings compared to incandescent and approximately 25 times long life. Dimmable down to 10% light output. Energy Star qualified. See the document below for complete specifications. LED Technology Notice Due to constantly evolving nature of LED technology, manufacturers will reserve the right to replace this product with next generation technology. We appreciate your understanding and acceptance of this policy. Documents Sylvania 78061 Spec Sheet 25,000 Hours • Very Cool White Light • 550 Lumens • Dimmable Sylvania 78061 ¦ 6W R20 LED - 50W Equal - Flood - 5000K | 5000 | 86 | 525 | 87.5 | 25000 | 6 | 1 | 7.95 | 7.95 | 9.3416 | 2020Q2 | https://www.topbulb.com/sylvania-led6r20dimho850g5rp-led-r20-6w-dimmable-80cri-550-lumen-5000k-25000-life | Top Bulb | 2020 | Yes
LED Lighting | A-Type | Satco | True |  | General Purpose Replacement | A19 | E26 (Medium) | Damp Location Rated,Recessed Fixtures Damp Location Rated,Recessed Fixtures Home Lamps, Bulbs, Ballasts Bulbs - LED LED - Traditional Lamps - A-Type 6A19/OMNI/220/LED/35K, LED Lamp, 6 Watt, A19, 3500K, Medium Base, 120 Volt Satco S29832 LED Lamp, 6 Watt, A19, 3500K, Medium Base, 120 Volt | 3500 | 84 | 480 | 80 | 25000 | 6 | 1 | 3.42 | 3.42 | 4.0186 | 2020Q3 | https://www.platt.com/platt-electric-supply/LED-Traditional-Lamps-A-Type/Satco/S29832/product.aspx?zpid=568301 | Platt | 2020 | Yes
LED Lighting | Reflector | Sylvania | True |  | Reflector (Flood/Spot) | BR30 | E26 (Medium) | Damp Location Rated,Recessed Fixtures Topbulb » LED Bulbs » LED Reflector Flood » 65W / 75W Equal » Sylvania 78055 ¦ 9W LED BR30 - 65W Equal - Flood - Warm White Light This Sylvania 9 watt LED BR30 replaces a 65 watt incandescent BR30 flood and produces the same warm white illumination as an incandescent bulb. Provides significant energy savings compared to incandescent and approximately 25 times long life. Dimmable down to 10% light output. Energy Star qualified. See the document below for complete specifications. LED Technology Notice Due to constantly evolving nature of LED technology, manufacturers will reserve the right to replace this product with next generation technology. We appreciate your understanding and acceptance of this policy. Documents Sylvania 78055 Spec Sheet 25,000 Hours • 2700K • Dimmable Sylvania 78055 ¦ 9W LED BR30 - 65W Equal - Flood - Warm White Light | 2700 | 83 | 800 | 88.8889 | 25000 | 9 | 1 | 7.95 | 7.95 | 9.3416 | 2020Q2 | https://www.topbulb.com/sylvania-led9br30dimho827g5-led-br30-9w-dimmable-80cri-800-lumen-2700k-25000-life | Top Bulb | 2020 | Yes
LED Lighting | Reflector | Sylvania | True |  | Reflector (Flood/Spot) | BR30 | E26 (Medium) | Damp Location Rated,Recessed Fixtures Topbulb » LED Bulbs » LED Reflector Flood » 65W / 75W Equal » Sylvania 78679 ¦ 9W LED BR30 - 65W Equal - Flood - 5000K This Sylvania 9 watt LED BR30 replaces a 65 watt incandescent BR30 flood but produces a much cooler white illumination compared to incandescent. Provides significant energy savings compared to incandescent and approximately 25 times long life. Dimmable down to 10% light output. Energy Star qualified. See the document below for complete specifications. LED Technology Notice Due to constantly evolving nature of LED technology, manufacturers will reserve the right to replace this product with next generation technology. We appreciate your understanding and acceptance of this policy. Documents Sylvania 78679 Spec Sheet 25,000 Hours • Very Cool White Light • Dimmable Sylvania 78679 ¦ 9W LED BR30 - 65W Equal - Flood - 5000K | 5000 | 86 | 800 | 88.8889 | 25000 | 9 | 1 | 7.95 | 7.95 | 9.3416 | 2020Q2 | https://www.topbulb.com/sylvania-led9br30dimho850g5rp-led-br30-9w-dimmable-80cri-800-lumen-5000k-25000-life | Top Bulb | 2020 | Yes
LED Lighting | Downlight | Sylvania | True |  | LED Array |  | LED Retrofit Kit | Downlight Solid State Retrofit Topbulb » Fixtures » Commercial Fixtures » Indoor » Recessed Downlights » LED - Retrofit » Sylvania LEDRT4/600/930/FL80 ¦ 9W LED Retrofit Downlight - 4" - 600 Lumens - 3000K Sylvania's Ultra LED RT4 downlight is a four inch LED recessed downlight kit featuring strong lumen output and excellent color rendering. The optical design directs light in an 80° beam angle with low glare. This downlight is optimized for new construction and retrofit applications. Installation is easy and fast in most standard 4" frames including: Ceiling (IC), Airtight (AT) and non-IC housings. Medium base socket adaptor and integrated white trim included. Dimmable to 10% light output with most standard dimmers. See the document below for more dimmer information. Energy Star qualified. See the document below for complete specifications. Utility/Government Incentives Documents Sylvania 74286 Spec Sheet Replaces 50W R20 Incandescent • 50,000 Hours • 90 CRI Sylvania LEDRT4/600/930/FL80 ¦ 9W LED Retrofit Downlight - 4" - 600 Lumens - 3000K | 3000 | 92 | 600 | 66.6667 | 50000 | 9 | 1 | 15.95 | 15.95 | 18.7419 | 2020Q2 | https://www.topbulb.com/sylvania-ledrt4600930fl80-600lm-3000k-90cri-4in-led-recessed-downlight-kit-replacing-up-to-50w-incandescent-r30 | Top Bulb | 2020 | Yes
LED Lighting | Downlight | Sylvania |  |  | LED |  |  | Downlight Solid State Retrofit Topbulb » Brands » Sylvania » LED Lamps » Retrofit Downlights » RT5/6 » Sylvania 74294 ¦ 13W LED Retrofit Downlight - 5"/6" - 900 Lumens - 2700K This Sylvania LEDRT56900927FL80 is an Ultra LED RT5/6 recessed downlight designed to replace an existing 100 watt incandescent downlight. With 5" and 6" compatiblity, this LED recessed downlight provides high quality white light and is optimized for new construction and retrofit applications. Installation is done quickly and easily in most standard 5" or 6" Insulated Ceiling (IC) housings, Airtight (AT) housings and non-IC housings. See the documents below for complete specifications and dimmer compatibility. LED Technology Notice Due to constantly evolving nature of LED technology, manufacturers will reserve the right to replace this product with next generation technology. We appreciate your understanding and acceptance of this policy. Documents Sylvania 74294 Spec Sheet 50,000 Hours • CRI 90 • Integrated White Trim Sylvania 74294 ¦ 13W LED Retrofit Downlight - 5"/6" - 900 Lumens - 2700K | 2700 | 91 | 900 | 69.2308 | 50000 | 13 | 1 | 18.95 | 18.95 | 22.267 | 2020Q2 | https://www.topbulb.com/sylvania-ledrt56900927fl80-900lm-2700k-90cri-led-recessed-downlight-kit-replacing-up-to-75w-incandescent-br30 | Top Bulb | 2020 | Yes
LED Lighting | Downlight | Sylvania |  |  | LED |  |  | Downlight Solid State Retrofit Topbulb » Brands » Sylvania » LED Lamps » Retrofit Downlights » RT5/6 » Sylvania 74295 ¦ 13W LED Retrofit Downlight - 5"/6" - 900 Lumens - 3000K This Sylvania LEDRT56900930FL80 is an Ultra LED RT5/6 recessed downlight designed to replace an existing 100 watt incandescent downlight. With 5" and 6" compatiblity, this LED recessed downlight provides high quality white light and is optimized for new construction and retrofit applications. Installation is done quickly and easily in most standard 5" or 6" Insulated Ceiling (IC) housings, Airtight (AT) housings and non-IC housings. See the documents below for complete specifications and dimmer compatibility. LED Technology Notice Due to constantly evolving nature of LED technology, manufacturers will reserve the right to replace this product with next generation technology. We appreciate your understanding and acceptance of this policy. Documents Sylvania 74295 Spec Sheet 50,000 Hours • CRI 90 • Integrated White Trim Sylvania 74295 ¦ 13W LED Retrofit Downlight - 5"/6" - 900 Lumens - 3000K | 3000 | 92 | 900 | 69.2308 | 50000 | 13 | 1 | 18.95 | 18.95 | 22.267 | 2020Q2 | https://www.topbulb.com/sylvania-ledrt56900930fl80-900lm-3000k-90cri-led-recessed-downlight-kit-replacing-up-to-75w-incandescent-br30 | Top Bulb | 2020 | Yes
LED Lighting | Reflector | TCP | True |  | Reflector (Flood/Spot) | BR30 | E26 (Medium) | Damp Location Rated,Recessed Fixtures Topbulb » LED Bulbs » LED Reflector Flood » 85W Equal » TCP - 12W BR30 LED - 85W Equal - Flood - 5000K - Dimmable The TCP LED12BR30D50K 12 watt BR30 flood can be used to replace existing 85 watt incandescent BR30 floods where whiter light is desired. This 5000K bulb produces very white light compared to the 2700K warm white from Incandescent BR30 floods. The overall light output will be similar to an 85 watt incandescent, but the illumination will be much whiter. Use this LED to improve energy efficiency and get much longer bulb life - 25,000 hours compared to 1,000 hours for incandescent. LED Technology Notice Due to constantly evolving nature of LED technology, manufacturers will reserve the right to replace this product with next generation technology. We appreciate your understanding and acceptance of this policy. Applications CommercialSuitable for Damp Locations Utility/Government Incentives About TCP Lighting TCP has a 20 year history of developing energy-efficient lighting products such as compact fluorescent and LED. With cutting edge technology and strong manufacturing expertise, TCP has shipped billions of high quality lamps and deployed integrated technology and manufacturing to provide expedited time-to-market. Very White Light • 900 Lumens TCP - 12W BR30 LED - 85W Equal - Flood - 5000K - Dimmable | 5000 | 83 | 900 | 85.7143 | 25000 | 10.5 | 1 | 10.95 | 10.95 | 12.8667 | 2020Q2 | https://www.topbulb.com/tcp-12w-br30-led-85w-equal-flood-5000k-dimmable | Top Bulb | 2020 | Yes
LED Lighting | Downlight | Topaz | True |  | LED | LED Retrofit Kit | LED Retrofit Kit | Downlight Solid State Retrofit Topbulb » Brands » Topaz » Indoor Fixtures » Retrofit Units » Topaz RTL/640WH/ECO/D-46 ¦ 12W LED - Retrofit Downlight - 5/6" - 770 Lumens - 4000K Topaz provides a high performance and easy-to-install LED retrofit solution for standard recessed housings. This LED retrofit kit fits existing 5" or 6" recessed housings. A medium base adapter connects to the existing E26 socket. The units are dimmable down to 5% for optimal control and offer 90+ CRI for exceptional color rendering. Constructed with advanced thermal management and optics. 5-Year manufacturer warranty. See the document below for complete specifications. LED Technology Notice Due to constantly evolving nature of LED technology, manufacturers will reserve the right to replace this product with next generation technology. We appreciate your understanding and acceptance of this policy. Utility/Government Incentives Documents Topaz RTL/640WH/ECO/D-46 Spec Sheet Topaz RTL/640WH/ECO/D-46 Dimmer Compatibility 35,000 Hours • CRI 90 • Dimmable Topaz RTL/640WH/ECO/D-46 ¦ 12W LED - Retrofit Downlight - 5/6" - 770 Lumens - 4000K | 4000 | 92 | 770 | 64.1667 | 35000 | 12 | 1 | 14.95 | 14.95 | 17.5668 | 2020Q2 | https://www.topbulb.com/topaz-rtl-640wh-eco-d-46-12w-led-5-6-smooth-wht-reflector-90cri-40k | Top Bulb | 2020 | Yes
LED Lighting | Downlight | Topaz | True |  | LED | LED Retrofit Kit | LED Retrofit Kit | Downlight Solid State Retrofit Topbulb » Brands » Topaz » Indoor Fixtures » Retrofit Units » Topaz RTL/650WH/ECO/D-46 ¦ 12W LED - Retrofit Downlight - 5/6" - 800 Lumens - 5000K Topaz provides a high performance and easy-to-install LED retrofit solution for standard recessed housings. This LED retrofit kit fits existing 5" or 6" recessed housings. A medium base adapter connects to the existing E26 socket. The units are dimmable down to 5% for optimal control and offer 90+ CRI for exceptional color rendering. Constructed with advanced thermal management and optics. 5-Year manufacturer warranty. See the document below for complete specifications. LED Technology Notice Due to constantly evolving nature of LED technology, manufacturers will reserve the right to replace this product with next generation technology. We appreciate your understanding and acceptance of this policy. Utility/Government Incentives Documents Topaz RTL/650WH/ECO/D-46 Spec Sheet Topaz RTL/650WH/ECO/D-46 Dimmer Compatibility 35,000 Hours • CRI 90 • Dimmable Topaz RTL/650WH/ECO/D-46 ¦ 12W LED - Retrofit Downlight - 5/6" - 800 Lumens - 5000K | 5000 | 90 | 800 | 66.6667 | 35000 | 12 | 1 | 14 | 14 | 16.4505 | 2020Q2 | https://www.topbulb.com/topaz-rtl-650wh-eco-d-46-12w-led-5-6-smooth-wht-reflector-90cri-50k | Top Bulb | 2020 | Yes
LED Lighting | Downlight | Topaz | True |  | LED | LED Retrofit Kit | LED Retrofit Kit | Downlight Solid State Retrofit Topbulb » Brands » Topaz » Indoor Fixtures » Retrofit Units » Topaz RTL/420WH/ECO/D-46 ¦ 10W LED - Downlight Retrofit - 4" - 2700K Topaz provides a high performance and easy-to-install LED retrofit solution for standard recessed housings. This LED retrofit kit fits most existing 4" recessed housings. A medium base adapter connects to the existing E26 socket. The units are dimmable down to 5% for optimal control and offer 90+ CRI for exceptional color rendering. 5-Year manufacturer warranty. See the document below for complete specifications. LED Technology Notice Due to constantly evolving nature of LED technology, manufacturers will reserve the right to replace this product with next generation technology. We appreciate your understanding and acceptance of this policy. Utility/Government Incentives Documents Topaz RTL/420WH/ECO/D-46 Spec Sheet Topaz RTL/420WH/ECO/D-46 Dimmer Compatibility 35,000 Hours • 600 Lumens • CRI 90 • Dimmable Topaz RTL/420WH/ECO/D-46 ¦ 10W LED - Downlight Retrofit - 4" - 2700K | 2700 | 92 | 600 | 60 | 35000 | 10 | 1 | 11.95 | 11.95 | 14.0417 | 2020Q2 | https://www.topbulb.com/topaz-rtl420whecod-46-10w-led-4-smooth-wht-reflector-90cri-27k | Top Bulb | 2020 | Yes
LED Lighting | Downlight | Topaz | True |  | LED | LED Retrofit Kit | LED Retrofit Kit | Downlight Solid State Retrofit Topbulb » Brands » Topaz » Indoor Fixtures » Retrofit Units » Topaz RTL/430WH/ECO/D-46 ¦ 10W LED - Downlight Retrofit - 4" - 3000K Topaz provides a high performance and easy-to-install LED retrofit solution for standard recessed housings. This LED retrofit kit fits most existing 4" recessed housings. A medium base adapter connects to the existing E26 socket. The units are dimmable down to 5% for optimal control and offer 90+ CRI for exceptional color rendering. 5-Year manufacturer warranty. See the document below for complete specifications. LED Technology Notice Due to constantly evolving nature of LED technology, manufacturers will reserve the right to replace this product with next generation technology. We appreciate your understanding and acceptance of this policy. Utility/Government Incentives Documents Topaz RTL/430WH/ECO/D-46 Spec Sheet Topaz RTL/430WH/ECO/D-46 Dimmer Compatibility 35,000 Hours • 620 Lumens • CRI 90 • Dimmable Topaz RTL/430WH/ECO/D-46 ¦ 10W LED - Downlight Retrofit - 4" - 3000K | 3000 | 92 | 620 | 62 | 35000 | 10 | 1 | 11.95 | 11.95 | 14.0417 | 2020Q2 | https://www.topbulb.com/topaz-rtl430whecod-46-10w-led-4-smooth-wht-reflector-90cri-30k | Top Bulb | 2020 | Yes
LED Lighting | Downlight | Topaz | True |  | LED | LED Retrofit Kit | LED Retrofit Kit | Downlight Solid State Retrofit Topbulb » Brands » Topaz » Indoor Fixtures » Retrofit Units » Topaz RTL/440WH/ECO/D-46 ¦ 10W LED - Downlight Retrofit - 4" - 4000K Topaz provides a high performance and easy-to-install LED retrofit solution for standard recessed housings. This LED retrofit kit fits most existing 4" recessed housings. A medium base adapter connects to the existing E26 socket. The units are dimmable down to 5% for optimal control and offer 90+ CRI for exceptional color rendering. 5-Year manufacturer warranty. See the document below for complete specifications. LED Technology Notice Due to constantly evolving nature of LED technology, manufacturers will reserve the right to replace this product with next generation technology. We appreciate your understanding and acceptance of this policy. Utility/Government Incentives Documents Topaz RTL/440WH/ECO/D-46 Spec Sheet Topaz RTL/440WH/ECO/D-46 Dimmer Compatibility 35,000 Hours • 645 Lumens • CRI 90 • Dimmable Topaz RTL/440WH/ECO/D-46 ¦ 10W LED - Downlight Retrofit - 4" - 4000K | 4000 | 92 | 645 | 64.5 | 35000 | 10 | 1 | 11.95 | 11.95 | 14.0417 | 2020Q2 | https://www.topbulb.com/topaz-rtl440whecod-46-10w-led-4-smooth-wht-reflector-90cri-40k | Top Bulb | 2020 | Yes
LED Lighting | Downlight | Topaz | True |  | LED | LED Retrofit Kit | LED Retrofit Kit | Downlight Solid State Retrofit Topbulb » Brands » Topaz » Indoor Fixtures » Retrofit Units » Topaz RTL/450WH/ECO/D-46 ¦ 10W LED - Downlight Retrofit - 4" - 5000K Topaz provides a high performance and easy-to-install LED retrofit solution for standard recessed housings. This LED retrofit kit fits most existing 4" recessed housings. A medium base adapter connects to the existing E26 socket. The units are dimmable down to 5% for optimal control and offer 90+ CRI for exceptional color rendering. 5-Year manufacturer warranty. See the document below for complete specifications. LED Technology Notice Due to constantly evolving nature of LED technology, manufacturers will reserve the right to replace this product with next generation technology. We appreciate your understanding and acceptance of this policy. Utility/Government Incentives Documents Topaz RTL/450WH/ECO/D-46 Spec Sheet Topaz RTL/450WH/ECO/D-46 Dimmer Compatibility 35,000 Hours • 670 Lumens • CRI 90 • Dimmable Topaz RTL/450WH/ECO/D-46 ¦ 10W LED - Downlight Retrofit - 4" - 5000K | 5000 | 93 | 670 | 67 | 35000 | 10 | 1 | 11.95 | 11.95 | 14.0417 | 2020Q2 | https://www.topbulb.com/topaz-rtl450whecod-46-10w-led-4-smooth-wht-reflector-90cri-50k | Top Bulb | 2020 | Yes
LED Lighting | Downlight | Topaz | True |  | LED | LED Retrofit Kit | LED Retrofit Kit | Downlight Solid State Retrofit Topbulb » Brands » Topaz » Indoor Fixtures » Retrofit Units » Topaz RTL/620WH/ECO/D-46 ¦ 12W LED - Retrofit Downlight - 5/6" - 740 Lumens - 2700K Topaz provides a high performance and easy-to-install LED retrofit solution for standard recessed housings. This LED retrofit kit fits existing 5" or 6" recessed housings. A medium base adapter connects to the existing E26 socket. The units are dimmable down to 5% for optimal control and offer 90+ CRI for exceptional color rendering. Constructed with advanced thermal management and optics. 5-Year manufacturer warranty. See the document below for complete specifications. LED Technology Notice Due to constantly evolving nature of LED technology, manufacturers will reserve the right to replace this product with next generation technology. We appreciate your understanding and acceptance of this policy. Utility/Government Incentives Documents Topaz RTL/620WH/ECO/D-46 Spec Sheet Topaz RTL/620WH/ECO/D-46 Dimmer Compatibility 35000 Hours • CRI 90 • Dimmable Topaz RTL/620WH/ECO/D-46 ¦ 12W LED - Retrofit Downlight - 5/6" - 740 Lumens - 2700K | 2700 | 92 | 720 | 60 | 35000 | 12 | 1 | 14.95 | 14.95 | 17.5668 | 2020Q2 | https://www.topbulb.com/topaz-rtl620whecod-46-12w-led-56-smooth-wht-reflector-90cri-27k | Top Bulb | 2020 | Yes
LED Lighting | Downlight | Topaz | True |  |  | LED Retrofit Kit | LED Retrofit Kit | Downlight Solid State Retrofit Topbulb » Brands » Topaz » Indoor Fixtures » Retrofit Units » Topaz RTL/630WH/ECO/D-46 ¦ 12W LED - Retrofit Downlight - 5/6" - 740 Lumens - 3000K Topaz provides a high performance and easy-to-install LED retrofit solution for standard recessed housings. This LED retrofit kit fits existing 5" or 6" recessed housings. A medium base adapter connects to the existing E26 socket. The units are dimmable down to 5% for optimal control and offer 90+ CRI for exceptional color rendering. Constructed with advanced thermal management and optics. 5-Year manufacturer warranty. See the document below for complete specifications. Utility/Government Incentives Documents Topaz RTL/630WH/ECO/D-46 Spec Sheet Topaz RTL/630WH/ECO/D-46 Dimmer Compatibility 35,000 Hours • CRI 90 • Dimmable Topaz RTL/630WH/ECO/D-46 ¦ 12W LED - Retrofit Downlight - 5/6" - 740 Lumens - 3000K | 3000 | 92 | 740 | 61.6667 | 35000 | 12 | 1 | 14.95 | 14.95 | 17.5668 | 2020Q2 | https://www.topbulb.com/topaz-rtl630whecod-46-12w-led-56-smooth-wht-reflector-90cri-30k | Top Bulb | 2020 | Yes
LED Lighting | Downlight | Contech Lighting | [5 empty] | Trim only. Optional mount to J-box or retrofit into existing recessed downlights 50,000 Hour rated life Compatible with most TRIAC and ELV dimmers The thin aesthetic design includes an opaque polycarbonate diffuser delivering soft, even illumination J-Box Mount (supplied by your electrician) More Information Contech CMR2 6" LED Surface Mount Disk Light Features: Trim only. Optional mount to J-box or retrofit into existing recessed downlights Size: 6" Wattage: 15W Color Temperature: 2700K, 3000K Lumen: 920 lm, 940 lm CRI: 90 Finish: Matte White 50,000 Hour rated life Compatible with most TRIAC and ELV dimmers The thin aesthetic design includes an opaque polycarbonate diffuser delivering soft, even illumination J-Box Mount (supplied by your electrician) Models: CMR2627KC-WHT , CMR2630KC-WHT *MFG Part Number*: CMR2627KC-WHT , CMR2630KC-WHT Trim only. Optional mount to J-box or retrofit into existing recessed downlights Contech CMR2 6" LED Surface Mount Disk Light | 2700 | 90 | 920 | 61.3333 | 50000 | 15 | 1 | 34.96 | 34.96 | 41.0794 | 2020Q2 | https://www.lbclighting.com/led/led-commercial/cntc-cmr26.html | LBC Lighting | 2020 | Yes
LED Lighting | Reflector | Contech Lighting | True |  |  | PAR38 (Reflector) |  | Dimmable to 10% with forward phase/TRIAC dimming The 2-plane gimbal design permits maximum horizontal and vertical swivel for excellent aiming Integral ON/OFF switch and track polarity indicator are standard Includes Megaman PAR38 LED Lamp System designed to last 30,000 hours 18W PAR38 LED (Included) *MFG Part Number*: CTL838/2ML14D-2530K-B , CTL838/2ML14D-2530K-P , CTL838/2ML14D-4530K-B , CTL838/2ML14D-4530K-P More Information Contech CTL838/2ML14 Slim Style Gimbal 18W PAR38 LED Track Head Features: Track System: Contech Wattage: 18W LED Lumens: 1400 Lumens Color Temperature: 3000K CRI: 82 Driver Option: Dimming Finish: Black, White Beam spread: 25°, 45° Dimmable to 10% with forward phase/TRIAC dimming The 2-plane gimbal design permits maximum horizontal and vertical swivel for excellent aiming Integral ON/OFF switch and track polarity indicator are standard Includes Megaman PAR38 LED Lamp System designed to last 30,000 hours Lamping: 18W PAR38 LED (Included) *MFG Part Number*: CTL838/2ML14D-2530K-B , CTL838/2ML14D-2530K-P , CTL838/2ML14D-4530K-B , CTL838/2ML14D-4530K-P Contech CTL838/2ML14 Slim Style Gimbal 18W PAR38 LED Track Head Contech CTL838/2ML14 Slim Style Gimbal 18W PAR38 LED Track Head | 3000 | 82 | 1400 | 77.7778 | 30000 | 18 | 1 | 109 | 109 | 128.0792 | 2020Q2 | https://www.lbclighting.com/led/led-commercial/cntc-ctl838-2ml14.html | LBC Lighting | 2020 | No
LED Lighting | Downlight | Contech Lighting | True |  |  |  |  | Image shows in other finish 14W LED - 1300 lumens (Included) More Information Contech 2" Adjustable New Construction IC Downlight, 120/277V, 0-10V Dim, w/ anodized clear specular reflector. Features: Image shows in other finish Size: 2" Type: New Construction Rating: Insulated Ceiling (IC) Reflector Finish: Anodized Clear Specular Lamping: 14W LED Lumens: 1300 lm Color Temperature: 3000K CRI: 93+ Electrical/Dimming: 120/277V 0-10V Dimming Beam Spread: 26° Lamping: 14W LED - 1300 lumens (Included) Model: R2ANC2MVD/UMOD30KCM/C2304-CLR *MFG Part Number*: R2ANC2MVD/UMOD30KCM/C2304-CLR Contech 2" Adjustable New Construction IC Downlight, 120/277V, 0-10V Dim, w/ anodized clear specular reflector. Contech 2" LED Adjustable IC Downlight | 3000 | 93 | 1300 | 92.8571 |  | 14 | 1 | 241.5 | 241.5 | 283.7718 | 2020Q2 | https://www.lbclighting.com/led/led-commercial/cntc-r2anc2mvd-umod30kcm-c2304.html | LBC Lighting | 2020 | Yes
LED Lighting | Downlight | Contech Lighting | True |  |  |  |  | Image shows in other finish 14W LED - 1300 lumens (Included) More Information Contech 2" Adjustable New Construction IC Downlight, 120/277V, 0-10V Dim, w/ white square pinhole trim. Features: Image shows in other finish Size: 2" Type: New Construction Rating: Insulated Ceiling (IC) Finish: White Lamping: 14W LED Lumens: 1300 lm Color Temperature: 3000K CRI: 93+ Electrical/Dimming: 120/277V 0-10V Dimming Beam Spread: 26° Lamping: 14W LED - 1300 lumens (Included) Model: R2ANC2MVD/UMOD30KCM/C2305SQ-WHT *MFG Part Number*: R2ANC2MVD/UMOD30KCM/C2305SQ-WHT Contech 2" Adjustable New Construction IC Downlight, 120/277V, 0-10V Dim, w/ white square pinhole trim. Contech 2" LED Adjustable IC Downlight, Square Pinhole Trim | 3000 | 93 | 1300 | 92.8571 |  | 14 | 1 | 246.33 | 246.33 | 289.4473 | 2020Q2 | https://www.lbclighting.com/led/led-commercial/cntc-r2anc2mvd-umod30kcm-c2305sq.html | LBC Lighting | 2020 | Yes
LED Lighting | Downlight | Contech Lighting | True |  |  |  |  | Image shows in other finish 10W LED - 1100 lumens (Included) More Information Contech 2" Square LED Recessed Downlight, 120/277V, 0-10V, TRIAC, and ELV Dimming, w/ painted satin silver reflector. Features: Image shows in other finish Size: 2" Type: Remodel Rating: Insulated Ceiling (IC) Reflector Finish: Satin Silver Lamping: 10W LED Lumens: 1100 lm Color Temperature: 3000K CRI: 90+ Electrical/Dimming: 120/277V, 0-10V, TRIAC, and ELV Dimming Beam Spread: 27° Lamping: 10W LED - 1100 lumens (Included) Model: R2SQRM130KCMVDM/C2322SQ-SL/NCSQF1 *MFG Part Number*: R2SQRM130KCMVDM/C2322SQ-SL/NCSQF1 Contech 2" Square LED Recessed Downlight, 120/277V, 0-10V, TRIAC, and ELV Dimming, w/ painted satin silver reflector. Contech 2" Square LED Recessed Downlight | 3000 | 90 | 1100 | 110 |  | 10 | 1 | 201.25 | 201.25 | 236.4765 | 2020Q2 | https://www.lbclighting.com/led/led-commercial/cntc-r2sqrm130kcmvdm-c2322sq-sl.html | LBC Lighting | 2020 | Yes
LED Lighting | Downlight | Contech Lighting | True |  |  |  |  | Image shows in other finish and the reflector trim 10W LED - 1100 lumens (Included) More Information Contech 2" Square LED Recessed Wall Wash Downlight, 120/277V, 0-10V, TRIAC, and ELV Dimming, w/ painted satin silver wall wash trim. Features: Image shows in other finish and the reflector trim Size: 2" Type: Remodel Rating: Insulated Ceiling (IC) Finish: Satin Silver Lamping: 10W LED Lumens: 1100 lm Color Temperature: 3000K CRI: 90+ Electrical/Dimming: 120/277V, 0-10V, TRIAC, and ELV Dimming Beam Spread: 27° Lamping: 10W LED - 1100 lumens (Included) Model: R2SQRM130KCMVDM/C2323SQ-SL/NCSQF1 *MFG Part Number*: R2SQRM130KCMVDM/C2323SQ-SL/NCSQF1 Contech 2" Square LED Recessed Wall Wash Downlight, 120/277V, 0-10V, TRIAC, and ELV Dimming, w/ painted satin silver wall wash trim. Contech 2" Square LED Recessed Wall Wash Downlight | 3000 | 90 | 1100 | 110 |  | 10 | 1 | 225.4 | 225.4 | 264.8537 | 2020Q2 | https://www.lbclighting.com/led/led-commercial/cntc-r2sqrm130kcmvdm-c2323sq-sl.html | LBC Lighting | 2020 | Yes
LED Lighting | Downlight | Contech Lighting | True |  |  |  |  | Housing only. Trim required - sold separately Triac and ELV dimming for 120V only Specification grade 4" Insulated Ceiling, StopAire® housing, 4-3/4" aperture. 4-7/8" ceiling opening For use in applications with direct contact with insulation materials Quick-connect LED light engine enables easy installation and removal LED Drivers are fully accessible from below the ceiling and can be easily removed 10W LED, 1000 lumens 14W LED, 1400 lumens 20W LED, 2000 lumens 28W LED, 2600 lumens More Information Contech R4IC 4" LED Insulated Ceiling/IC Rated Downlight Features: Housing only. Trim required - sold separately Size: 4" Type: Insulated Ceiling Rating: IC Wattage: 10W, 14W, 20W, 28W Color Temperature: 2700K, 3000K, 3500K, 4000K CRI: 90+ Electrical/Dimming: 120-277V Triac, ELV, 0-10V Dimming Triac and ELV dimming for 120V only Specification grade 4" Insulated Ceiling, StopAire® housing, 4-3/4" aperture. 4-7/8" ceiling opening For use in applications with direct contact with insulation materials Quick-connect LED light engine enables easy installation and removal LED Drivers are fully accessible from below the ceiling and can be easily removed Lamping: 10W LED, 1000 lumens 14W LED, 1400 lumens 20W LED, 2000 lumens 28W LED, 2600 lumens Models: R4IC1 , R4IC2 , R4IC3 , R4IC4 *MFG Part Number*: R4IC127KCMVD , R4IC130KCMVD , R4IC135KCMVD , R4IC140KCMVD , R4IC230KCMVD , R4IC235KCMVD , R4IC227KCMVD , R4IC240KCMVD , R4IC327KCMVD , R4IC330KCMVD , R4IC335KCMVD , R4IC340KCMVD , R4IC427KCMVD , R4IC430KCMVD , R4IC435KCMVD , R4IC440KCMVD + More - Less Contech R4IC 4" LED Insulated Ceiling/IC Rated Downlight Contech R4IC 4" LED Insulated Ceiling/IC Rated Downlight | 2700 | 90 | 1000 | 100 |  | 10 | 1 | 349.6 | 349.6 | 410.7935 | 2020Q2 | https://www.lbclighting.com/led/led-commercial/cntc-r4ic-235068.html | LBC Lighting | 2020 | No
LED Lighting | Downlight | Contech Lighting | True |  |  |  |  | Housing only. Trim required - sold separately Specification grade 4" New Construction housing, 4-3/4" aperture; 4-7/8" ceiling opening Requires minimum 3" clearance around fixture from insulation material Quick-connect LED light engine enables easy installation and removal LED Drivers are fully accessible from below the ceiling and can be easily removed 10W LED, 1000 lumens 14W LED, 1400 lumens 20W LED, 2000 lumens 28W LED, 2600 lumens 37W LED, 3200 lumens 43W LED, 3600 lumens More Information Contech R4NC 4" LED Universal New Construction Downlight Features: Housing only. Trim required - sold separately Size: 4" Type: New Construction Wattage: 10W, 14W, 20W, 28W, 37W, 43W Color Temperature: 2700K, 3000K, 3500K, 4000K CRI: 90+ Electrical: 120V Dimming: Triac, ELV, 0-10V Dimming Specification grade 4" New Construction housing, 4-3/4" aperture; 4-7/8" ceiling opening Requires minimum 3" clearance around fixture from insulation material Quick-connect LED light engine enables easy installation and removal LED Drivers are fully accessible from below the ceiling and can be easily removed Lamping: 10W LED, 1000 lumens 14W LED, 1400 lumens 20W LED, 2000 lumens 28W LED, 2600 lumens 37W LED, 3200 lumens 43W LED, 3600 lumens Models: R4NC1 , R4NC2 , R4NC3 , R4NC4 , R4NC5 , R4NC6 *MFG Part Number*: R4NC127KC12D , R4NC130KC12D , R4NC135KC12D , R4NC140KC12D , R4NC227KC12D , R4NC230KC12D , R4NC235KC12D , R4NC240KC12D , R4NC327KC12D , R4NC330KC12D , R4NC335KC12D , R4NC340KC12D , R4NC427KC12D , R4NC430KC12D , R4NC435KC12D , R4NC440KC12D , R4NC527KC12D , R4NC530KC12D , R4NC535KC12D , R4NC540KC12D , R4NC627KC12D , R4NC630KC12D , R4NC635KC12D , R4NC640KC12D + More - Less Contech R4NC 4" LED Universal New Construction Downlight Contech R4NC 4" LED Universal New Construction Downlight | 2700 | 90 | 1000 | 100 |  | 10 | 1 | 312.8 | 312.8 | 367.5521 | 2020Q2 | https://www.lbclighting.com/led/led-commercial/cntc-r4nc-235026.html | LBC Lighting | 2020 | No
LED Lighting | Downlight | Contech Lighting | True |  |  |  |  | Image shows in other finish 10W LED - 1000 lumens (Included) More Information Contech 4" LED Recessed Downlight, 120V, 0-10V Dimming, w/ clear reflector. Features: Image shows in other finish Size: 4" Type: New Construction Finish: Clear Lamping: 10W LED Lumens: 1000 lm Color Temperature: 3000K CRI: 80+ Beam Spread: 54° Lamping: 10W LED - 1000 lumens (Included) Model: R4NC130K12D/C4322M-CLR *MFG Part Number*: R4NC130K12D/C4322M-CLR Contech 4" LED Recessed Downlight, 120/277V, 0-10V Dimming, w/ clear reflector. Contech 4" 10W LED Recessed Downlight | 3000 | 80 | 1000 | 100 |  | 10 | 1 | 169.05 | 169.05 | 198.6403 | 2020Q2 | https://www.lbclighting.com/led/led-commercial/cntc-r4nc130k12d-c4322m.html | LBC Lighting | 2020 | Yes
LED Lighting | Downlight | Contech Lighting | True |  |  |  |  | Image shows in other finish 10W LED - 1000 lumens (Included) More Information Contech 4" LED Lensed Wall Wash Downlight, 120V, 0-10V Dimming, w/ clear reflector. Features: Image shows in other finish Size: 4" Type: New Construction Finish: Clear Lamping: 10W LED Lumens: 1000 lm Color Temperature: 3000K CRI: 80+ Lamping: 10W LED - 1000 lumens (Included) Model: R4NC130K12D/C4323-CLR *MFG Part Number*: R4NC130K12D/C4323-CLR Contech 4" LED Lensed Wall Wash Downlight, 120V, 0-10V Dimming, w/ clear reflector. Contech 4" 10W LED Lensed Wall Wash Downlight | 3000 | 80 | 1000 | 100 |  | 10 | 1 | 193.2 | 193.2 | 227.0175 | 2020Q2 | https://www.lbclighting.com/led/led-commercial/cntc-r4nc130k12d-c4323.html | LBC Lighting | 2020 | Yes
LED Lighting | Downlight | Contech Lighting | True |  |  |  |  | Image shows in other finish 20W LED - 2000 lumens (Included) More Information Contech 4" LED Recessed Downlight, 120V, 0-10V Dimming, w/ clear reflector. Features: Image shows in other finish Size: 4" Type: New Construction Finish: Clear Lamping: 20W LED Lumens: 2000 lm Color Temperature: 3000K CRI: 80+ Beam Spread: 54° Lamping: 20W LED - 2000 lumens (Included) Model: R4NC330K12D/C4322M-CLR *MFG Part Number*: R4NC330K12D/C4322M-CLR Contech 4" LED Recessed Downlight, 120/277V, 0-10V Dimming, w/ clear reflector. Contech 4" 20W LED Recessed Downlight | 3000 | 80 | 2000 | 100 |  | 20 | 1 | 201.25 | 201.25 | 236.4765 | 2020Q2 | https://www.lbclighting.com/led/led-commercial/cntc-r4nc330k12d-c4322m.html | LBC Lighting | 2020 | Yes
LED Lighting | Downlight | Contech Lighting | True |  |  |  |  | 20W LED - 2000 lumens (Included) More Information Contech 4" LED Lensed Wall Wash Downlight, 120V, 0-10V Dimming, w/ clear reflector. Features: Size: 4" Type: New Construction Finish: Clear Lamping: 20W LED Lumens: 2000 lm Color Temperature: 3000K CRI: 80+ Lamping: 20W LED - 2000 lumens (Included) Model: R4NC330K12D/C4323-CLR *MFG Part Number*: R4NC330K12D/C4323-CLR Contech 4" LED Lensed Wall Wash Downlight, 120V, 0-10V Dimming, w/ clear reflector. Contech 4" 20W LED Lensed Wall Wash Downlight | 3000 | 80 | 2000 | 100 |  | 20 | 1 | 217.35 | 217.35 | 255.3946 | 2020Q2 | https://www.lbclighting.com/led/led-commercial/cntc-r4nc330k12d-c4323.html | LBC Lighting | 2020 | Yes
LED Lighting | Downlight | Contech Lighting | True |  |  |  |  | Housing only. Trim required - sold separately Specification grade 4" Stop Aire® 4-3/4" aperture. 4-7/8" ceiling opening Requires minimum 3" clearance around fixture from insulation material Quick-connect LED light engine enables easy installation and removal LED Drivers are fully accessible from below the ceiling and can be easily removed 10W LED, 1000 lumens 14W LED, 1400 lumens 20W LED, 2000 lumens 28W LED, 2600 lumens 37W LED, 3200 lumens 43W LED, 3600 lumens More Information Contech R4SA 4" LED StopAire/Chicago Plenum Downlight Features: Housing only. Trim required - sold separately Size: 4" Wattage: 10W, 14W, 20W, 28W, 37W, 43W Color Temperature: 2700K, 3000K, 3500K, 4000K CRI: 90+ Electrical: 120V Dimming: Triac, ELV, 0-10V Dimming Specification grade 4" Stop Aire® 4-3/4" aperture. 4-7/8" ceiling opening Requires minimum 3" clearance around fixture from insulation material Quick-connect LED light engine enables easy installation and removal LED Drivers are fully accessible from below the ceiling and can be easily removed Lamping: 10W LED, 1000 lumens 14W LED, 1400 lumens 20W LED, 2000 lumens 28W LED, 2600 lumens 37W LED, 3200 lumens 43W LED, 3600 lumens Models: R4SA1 , R4SA2 , R4SA3 , R4SA4 , R4SA5 , R4SA6 *MFG Part Number*: R4SA127KC12D , R4SA130KC12D , R4SA135KC12D , R4SA140KC12D , R4SA227KC12D , R4SA230KC12D , R4SA235KC12D , R4SA240KC12D , R4SA327KC12D , R4SA330KC12D , R4SA335KC12D , R4SA340KC12D , R4SA427KC12D , R4SA430KC12D , R4SA435KC12D , R4SA440KC12D , R4SA527KC12D , R4SA530KC12D , R4SA535KC12D , R4SA540KC12D , R4SA627KC12D , R4SA630KC12D , R4SA635KC12D , R4SA640KC12D + More - Less Contech R4SA 4" LED StopAire/Chicago Plenum Downlight Contech R4SA 4" LED StopAire/Chicago Plenum Downlight | 2700 | 90 | 1000 | 100 |  | 10 | 1 | 386.4 | 386.4 | 454.0349 | 2020Q2 | https://www.lbclighting.com/led/led-commercial/cntc-r4sa-235143.html | LBC Lighting | 2020 | No
LED Lighting | Downlight | Contech Lighting | True |  |  |  |  | Image shows in other finish 10W LED - 1000 lumens (Included) More Information Contech 6" LED Recessed Downlight, 120V, 0-10v dimming, w/ clear reflector trim. Features: Image shows in other finish Size: 6" Type: New Construction Finish: Clear Lamping: 10W LED Lumens: 1000 lm Color Temperature: 3000K CRI: 80+ Beam Spread: 65° Lamping: 10W LED - 1000 lumens (Included) Model: R6NC130K12D/C6322M-CLR *MFG Part Number*: R6NC130K12D/C6322M-CLR Contech 6" LED Recessed Downlight, 120V, 0-10v dimming, w/ clear reflector trim. Contech 6" 10W LED Recessed Downlight | 3000 | 80 | 1000 | 100 |  | 10 | 1 | 169.05 | 169.05 | 198.6403 | 2020Q2 | https://www.lbclighting.com/led/led-commercial/cntc-r6nc130k12d-c6322m.html | LBC Lighting | 2020 | Yes
LED Lighting | Downlight | Contech Lighting | True |  |  |  |  | Image shows in other finish 10W LED - 1000 lumens (Included) More Information Contech 6" LED Lensed Wall Wash Downlight, 120V, 0-10v dimming, w/ clear lensed wall wash trim. Features: Image shows in other finish Size: 6" Type: New Construction Finish: Clear Lamping: 10W LED Lumens: 1000 lm Color Temperature: 3000K CRI: 80+ Lamping: 10W LED - 1000 lumens (Included) Model: R6NC130K12D/C6323-CLR *MFG Part Number*: R6NC130K12D/C6323-CLR Contech 6" LED Lensed Wall Wash Downlight, 120V, 0-10v dimming, w/ clear lensed wall wash trim. Contech 6" 10W LED Lensed Wall Wash Downlight | 3000 | 80 | 1000 | 100 |  | 10 | 1 | 193.2 | 193.2 | 227.0175 | 2020Q2 | https://www.lbclighting.com/led/led-commercial/cntc-r6nc130k12d-c6323.html | LBC Lighting | 2020 | Yes
LED Lighting | Downlight | Contech Lighting | True |  |  |  |  | Image shows in other finish 28W LED - 2600 lumens (Included) More Information Contech 6" LED Recessed Downlight, 120V, 0-10v dimming, w/ clear reflector trim. Features: Image shows in other finish Size: 6" Type: New Construction Finish: Clear Lamping: 28W LED Lumens: 2600 lm Color Temperature: 3000K CRI: 80+ Beam Spread: 65° Lamping: 28W LED - 2600 lumens (Included) Model: R6NC430K12D/C6322M-CLR *MFG Part Number*: R6NC430K12D/C6322M-CLR Contech 6" LED Recessed Downlight, 120V, 0-10v dimming, w/ clear reflector trim. Contech 6" 28W LED Recessed Downlight | 3000 | 80 | 2600 | 92.8571 |  | 28 | 1 | 201.25 | 201.25 | 236.4765 | 2020Q2 | https://www.lbclighting.com/led/led-commercial/cntc-r6nc430k12d-c6322m.html | LBC Lighting | 2020 | Yes
LED Lighting | Downlight | Contech Lighting | True |  |  |  |  | Image shows in other finish 28W LED - 2600 lumens (Included) More Information Contech 6" LED Lensed Wall Wash Downlight, 120V, 0-10v dimming, w/ clear lensed wall wash trim. Features: Image shows in other finish Size: 6" Type: New Construction Finish: Clear Lamping: 28W LED Lumens: 2600 lm Color Temperature: 3000K CRI: 80+ Lamping: 28W LED - 2600 lumens (Included) Model: R6NC430K12D/C6323-CLR *MFG Part Number*: R6NC430K12D/C6323-CLR Contech 6" LED Lensed Wall Wash Downlight, 120V, 0-10v dimming, w/ clear lensed wall wash trim. Contech 6" 28W LED Lensed Wall Wash Downlight | 3000 | 80 | 2600 | 92.8571 |  | 28 | 1 | 225.4 | 225.4 | 264.8537 | 2020Q2 | https://www.lbclighting.com/led/led-commercial/cntc-r6nc430k12d-c6323.html | LBC Lighting | 2020 | Yes
LED Lighting | Downlight | Contech Lighting | True |  |  |  |  | Light engine consists of a single, high lumen output multi-chip LED array Lamp heads feature a constant tension design for tilt and rotation adjustability. Tilt mechanism can also be locked into place with a provided allen wrench Lamp heads provide 370° rotation and 45° tilt adjustability inside housing For increased adjustability, the lamp head features a firm-feel detent pull-down mechanism (2" extension) which allows the head to tilt up to 90° 20W LED (Included) More Information Contech RDA6L1 20W Non-IC O3 Linear Multiple LED Recessed Downlight Adjustables Features: Rating: Non-IC Type: New Construction Lamping: 20W LED Lumen: 2000 Color Temperature: 2700K CRI: 83, 90+ Electrical/Dimming: 120V TRIAC,ELV, 0-10V Dimming, 277V TRIAC,ELV, 0-10V Dimming, 120V LUTRON HI-LUME Dimming Beam: Spot (11°), Medium (25°), Flood (36°) Lamps: 1, 4 Housing/Head Finish: Matte Black, Matte White, Satin Silver Trim Finish: Matte Black, Matte White, Satin Silver, Trimless Light engine consists of a single, high lumen output multi-chip LED array Lamp heads feature a constant tension design for tilt and rotation adjustability. Tilt mechanism can also be locked into place with a provided allen wrench Lamp heads provide 370° rotation and 45° tilt adjustability inside housing For increased adjustability, the lamp head features a firm-feel detent pull-down mechanism (2" extension) which allows the head to tilt up to 90° Lamping: 20W LED (Included) Models: RDA6L127K , RDA6L127KC *MFG Part Number*: RDA6L127K12DSX1BLK-B , RDA6L127K12DSX1BLK-N , RDA6L127K12DSX1BLK-P , RDA6L127K12DSX1BLK-S , RDA6L127K12DSX1SL-B , RDA6L127K12DSX1SL-N , RDA6L127K12DSX1SL-P , RDA6L127K12DSX1SL-S , RDA6L127K12DSX1WHT-B , RDA6L127K12DSX1WHT-N , RDA6L127K12DSX1WHT-P , RDA6L127K12DSX1WHT-S , RDA6L127K12DMX1BLK-B , RDA6L127K12DMX1BLK-N , RDA6L127K12DMX1BLK-P , RDA6L127K12DMX1BLK-S , RDA6L127K12DMX1SL-B , RDA6L127K12DMX1SL-N , RDA6L127K12DMX1SL-P , RDA6L127K12DMX1SL-S , RDA6L127K12DMX1WHT-B , RDA6L127K12DMX1WHT-N , RDA6L127K12DMX1WHT-P , RDA6L127K12DMX1WHT-S , RDA6L127K12DFX1BLK-B , RDA6L127K12DFX1BLK-N , RDA6L127K12DFX1BLK-P , RDA6L127K12DFX1BLK-S , RDA6L127K12DFX1SL-B , RDA6L127K12DFX1SL-N , RDA6L127K12DFX1SL-P , RDA6L127K12DFX1SL-S , RDA6L127K12DFX1WHT-B , RDA6L127K12DFX1WHT-N , RDA6L127K12DFX1WHT-P , RDA6L127K12DFX1WHT-S , RDA6L127K27DSX1BLK-B , RDA6L127K27DSX1BLK-N , RDA6L127K27DSX1BLK-P , RDA6L127K27DSX1BLK-S , RDA6L127K27DSX1SL-B , RDA6L127K27DSX1SL-N , RDA6L127K27DSX1SL-P , RDA6L127K27DSX1SL-S , RDA6L127K27DSX1WHT-B , RDA6L127K27DSX1WHT-N , RDA6L127K27DSX1WHT-P , RDA6L127K27DSX1WHT-S , RDA6L127K27DMX1BLK-B , RDA6L127K27DMX1BLK-N , RDA6L127K27DMX1BLK-P , RDA6L127K27DMX1BLK-S , RDA6L127K27DMX1SL-B , RDA6L127K27DMX1SL-N , RDA6L127K27DMX1SL-P , RDA6L127K27DMX1SL-S , RDA6L127K27DMX1WHT-B , RDA6L127K27DMX1WHT-N , RDA6L127K27DMX1WHT-P , RDA6L127K27DMX1WHT-S , RDA6L127K27DFX1BLK-B , RDA6L127K27DFX1BLK-N , RDA6L127K27DFX1BLK-P , RDA6L127K27DFX1BLK-S , RDA6L127K27DFX1SL-B , RDA6L127K27DFX1SL-N , RDA6L127K27DFX1SL-P , RDA6L127K27DFX1SL-S , RDA6L127K27DFX1WHT-B , RDA6L127K27DFX1WHT-N , RDA6L127K27DFX1WHT-P , RDA6L127K27DFX1WHT-S , RDA6L127K12D3SX1BLK-B , RDA6L127K12D3SX1BLK-N , RDA6L127K12D3SX1BLK-P , RDA6L127K12D3SX1BLK-S , RDA6L127K12D3SX1SL-B , RDA6L127K12D3SX1SL-N , RDA6L127K12D3SX1SL-P , RDA6L127K12D3SX1SL-S , RDA6L127K12D3SX1WHT-B , RDA6L127K12D3SX1WHT-N , RDA6L127K12D3SX1WHT-P , RDA6L127K12D3SX1WHT-S , RDA6L127K12D3MX1BLK-B , RDA6L127K12D3MX1BLK-N , RDA6L127K12D3MX1BLK-P , RDA6L127K12D3MX1BLK-S , RDA6L127K12D3MX1SL-B , RDA6L127K12D3MX1SL-N , RDA6L127K12D3MX1SL-P , RDA6L127K12D3MX1SL-S , RDA6L127K12D3MX1WHT-B , RDA6L127K12D3MX1WHT-N , RDA6L127K12D3MX1WHT-P , RDA6L127K12D3MX1WHT-S , RDA6L127K12D3FX1BLK-B , RDA6L127K12D3FX1BLK-N , RDA6L127K12D3FX1BLK-P , RDA6L127K12D3FX1BLK-S , RDA6L127K12D3FX1SL-B , RDA6L127K12D3FX1SL-N , RDA6L127K12D3FX1SL-P , RDA6L127K12D3FX1SL-S , RDA6L127K12D3FX1WHT-B , RDA6L127K12D3FX1WHT-N , RDA6L127K12D3FX1WHT-P , RDA6L127K12D3FX1WHT-S , RDA6L127KC12DSX1BLK-B , RDA6L127KC12DSX1BLK-N , RDA6L127KC12DSX1BLK-P , RDA6L127KC12DSX1BLK-S , RDA6L127KC12DSX1SL-B , RDA6L127KC12DSX1SL-N , RDA6L127KC12DSX1SL-P , RDA6L127KC12DSX1SL-S , RDA6L127KC12DSX1WHT-B , RDA6L127KC12DSX1WHT-N , RDA6L127KC12DSX1WHT-P , RDA6L127KC12DSX1WHT-S , RDA6L127KC12DMX1BLK-B , RDA6L127KC12DMX1BLK-N , RDA6L127KC12DMX1BLK-P , RDA6L127KC12DMX1BLK-S , RDA6L127KC12DMX1SL-B , RDA6L127KC12DMX1SL-N , RDA6L127KC12DMX1SL-P , RDA6L127KC12DMX1SL-S , RDA6L127KC12DMX1WHT-B , RDA6L127KC12DMX1WHT-P , RDA6L127KC12DMX1WHT-S , RDA6L127KC12DFX1BLK-B , RDA6L127KC12DFX1BLK-N , RDA6L127KC12DFX1BLK-P , RDA6L127KC12DFX1BLK-S , RDA6L127KC12DFX1SL-B , RDA6L127KC12DFX1SL-N , RDA6L127KC12DFX1SL-P , RDA6L127KC12DFX1SL-S , RDA6L127KC12DFX1WHT-B , RDA6L127KC12DFX1WHT-N , RDA6L127KC12DFX1WHT-P , RDA6L127KC12DFX1WHT-S , RDA6L127KC12DMX1WHT-N , RDA6L127KC27DSX1BLK-B , RDA6L127KC27DSX1BLK-N , RDA6L127KC27DSX1BLK-P , RDA6L127KC27DSX1BLK-S , RDA6L127KC27DSX1SL-B , RDA6L127KC27DSX1SL-N , RDA6L127KC27DSX1SL-P , RDA6L127KC27DSX1SL-S , RDA6L127KC27DSX1WHT-B , RDA6L127KC27DSX1WHT-N , RDA6L127KC27DSX1WHT-P , RDA6L127KC27DSX1WHT-S , RDA6L127KC27DMX1BLK-B , RDA6L127KC27DMX1BLK-N , RDA6L127KC27DMX1BLK-P , RDA6L127KC27DMX1BLK-S , RDA6L127KC27DMX1SL-B , RDA6L127KC27DMX1SL-N , RDA6L127KC27DMX1SL-P , RDA6L127KC27DMX1SL-S , RDA6L127KC27DMX1WHT-B , RDA6L127KC27DMX1WHT-N , RDA6L127KC27DMX1WHT-P , RDA6L127KC27DMX1WHT-S , RDA6L127KC27DFX1BLK-B , RDA6L127KC27DFX1BLK-N , RDA6L127KC27DFX1BLK-P , RDA6L127KC27DFX1BLK-S , RDA6L127KC27DFX1SL-B , RDA6L127KC27DFX1SL-N , RDA6L127KC27DFX1SL-P , RDA6L127KC27DFX1SL-S , RDA6L127KC27DFX1WHT-B , RDA6L127KC27DFX1WHT-N , RDA6L127KC27DFX1WHT-P , RDA6L127KC27DFX1WHT-S , RDA6L127KC12D3SX1BLK-B , RDA6L127KC12D3SX1BLK-N , RDA6L127KC12D3SX1BLK-P , RDA6L127KC12D3SX1BLK-S , RDA6L127KC12D3SX1SL-B , RDA6L127KC12D3SX1SL-N , RDA6L127KC12D3SX1SL-P , RDA6L127KC12D3SX1SL-S , RDA6L127KC12D3SX1WHT-B , RDA6L127KC12D3SX1WHT-N , RDA6L127KC12D3SX1WHT-P , RDA6L127KC12D3SX1WHT-S , RDA6L127KC12D3MX1BLK-B , RDA6L127KC12D3MX1BLK-N , RDA6L127KC12D3MX1BLK-P , RDA6L127KC12D3MX1BLK-S , RDA6L127KC12D3MX1SL-B , RDA6L127KC12D3MX1SL-N , RDA6L127KC12D3MX1SL-P , RDA6L127KC12D3MX1SL-S , RDA6L127KC12D3MX1WHT-B , RDA6L127KC12D3MX1WHT-N , RDA6L127KC12D3MX1WHT-P , RDA6L127KC12D3MX1WHT-S , RDA6L127KC12D3FX1BLK-B , RDA6L127KC12D3FX1BLK-N , RDA6L127KC12D3FX1BLK-P , RDA6L127KC12D3FX1BLK-S , RDA6L127KC12D3FX1SL-B , RDA6L127KC12D3FX1SL-N , RDA6L127KC12D3FX1SL-P , RDA6L127KC12D3FX1SL-S , RDA6L127KC12D3FX1WHT-B , RDA6L127KC12D3FX1WHT-N , RDA6L127KC12D3FX1WHT-P , RDA6L127KC12D3FX1WHT-S , RDA6L127K12DSX22BLK-B , RDA6L127K12DSX22BLK-N , RDA6L127K12DSX22BLK-P , RDA6L127K12DSX22BLK-S , RDA6L127K12DSX22SL-B , RDA6L127K12DSX22SL-N , RDA6L127K12DSX22SL-P , RDA6L127K12DSX22SL-S , RDA6L127K12DSX22WHT-B , RDA6L127K12DSX22WHT-N , RDA6L127K12DSX22WHT-P , RDA6L127K12DSX22WHT-S , RDA6L127K12DMX22BLK-B , RDA6L127K12DMX22BLK-N , RDA6L127K12DMX22BLK-P , RDA6L127K12DMX22BLK-S , RDA6L127K12DMX22SL-B , RDA6L127K12DMX22SL-N , RDA6L127K12DMX22SL-P , RDA6L127K12DMX22SL-S , RDA6L127K12DMX22WHT-B , RDA6L127K12DMX22WHT-N , RDA6L127K12DMX22WHT-P , RDA6L127K12DMX22WHT-S , RDA6L127K12DFX22BLK-B , RDA6L127K12DFX22BLK-N , RDA6L127K12DFX22BLK-P , RDA6L127K12DFX22BLK-S , RDA6L127K12DFX22SL-B , RDA6L127K12DFX22SL-N , RDA6L127K12DFX22SL-P , RDA6L127K12DFX22SL-S , RDA6L127K12DFX22WHT-B , RDA6L127K12DFX22WHT-N , RDA6L127K12DFX22WHT-P , RDA6L127K12DFX22WHT-S , RDA6L127K27DSX22BLK-B , RDA6L127K27DSX22BLK-N , RDA6L127K27DSX22BLK-P , RDA6L127K27DSX22BLK-S , RDA6L127K27DSX22SL-B , RDA6L127K27DSX22SL-N , RDA6L127K27DSX22SL-P , RDA6L127K27DSX22SL-S , RDA6L127K27DSX22WHT-B , RDA6L127K27DSX22WHT-N , RDA6L127K27DSX22WHT-P , RDA6L127K27DSX22WHT-S , RDA6L127K27DMX22BLK-B , RDA6L127K27DMX22BLK-N , RDA6L127K27DMX22BLK-P , RDA6L127K27DMX22BLK-S , RDA6L127K27DMX22SL-B , RDA6L127K27DMX22SL-N , RDA6L127K27DMX22SL-P , RDA6L127K27DMX22SL-S , RDA6L127K27DMX22WHT-B , RDA6L127K27DMX22WHT-N , RDA6L127K27DMX22WHT-P , RDA6L127K27DMX22WHT-S , RDA6L127K27DFX22BLK-B , RDA6L127K27DFX22BLK-N , RDA6L127K27DFX22BLK-P , RDA6L127K27DFX22BLK-S , RDA6L127K27DFX22SL-B , RDA6L127K27DFX22SL-N , RDA6L127K27DFX22SL-P , RDA6L127K27DFX22SL-S , RDA6L127K27DFX22WHT-B , RDA6L127K27DFX22WHT-N , RDA6L127K27DFX22WHT-P , RDA6L127K27DFX22WHT-S , RDA6L127K12D3SX22BLK-B , RDA6L127K12D3SX22BLK-N , RDA6L127K12D3SX22BLK-P , RDA6L127K12D3SX22BLK-S , RDA6L127K12D3SX22SL-B , RDA6L127K12D3SX22SL-N , RDA6L127K12D3SX22SL-P , RDA6L127K12D3SX22SL-S , RDA6L127K12D3SX22WHT-B , RDA6L127K12D3SX22WHT-N , RDA6L127K12D3SX22WHT-P , RDA6L127K12D3SX22WHT-S , RDA6L127K12D3MX22BLK-B , RDA6L127K12D3MX22BLK-N , RDA6L127K12D3MX22BLK-P , RDA6L127K12D3MX22BLK-S , RDA6L127K12D3MX22SL-B , RDA6L127K12D3MX22SL-N , RDA6L127K12D3MX22WHT-B , RDA6L127K12D3MX22WHT-N , RDA6L127K12D3MX22WHT-P , RDA6L127K12D3MX22WHT-S , RDA6L127K12D3FX22BLK-B , RDA6L127K12D3FX22BLK-N , RDA6L127K12D3FX22BLK-P , RDA6L127K12D3FX22BLK-S , RDA6L127K12D3FX22SL-B , RDA6L127K12D3FX22SL-N , RDA6L127K12D3FX22SL-P , RDA6L127K12D3FX22SL-S , RDA6L127K12D3FX22WHT-B , RDA6L127K12D3FX22WHT-N , RDA6L127K12D3FX22WHT-P , RDA6L127K12D3FX22WHT-S , RDA6L127K12D3MX22SL-P , RDA6L127K12D3MX22SL-S , RDA6L127KC12DSX22BLK-B , RDA6L127KC12DSX22BLK-N , RDA6L127KC12DSX22BLK-P , RDA6L127KC12DSX22BLK-S , RDA6L127KC12DSX22SL-B , RDA6L127KC12DSX22SL-N , RDA6L127KC12DSX22SL-P , RDA6L127KC12DSX22SL-S , RDA6L127KC12DSX22WHT-B , RDA6L127KC12DSX22WHT-N , RDA6L127KC12DSX22WHT-P , RDA6L127KC12DSX22WHT-S , RDA6L127KC12DMX22BLK-B , RDA6L127KC12DMX22BLK-N , RDA6L127KC12DMX22BLK-P , RDA6L127KC12DMX22BLK-S , RDA6L127KC12DMX22SL-B , RDA6L127KC12DMX22SL-N , RDA6L127KC12DMX22SL-P , RDA6L127KC12DMX22SL-S , RDA6L127KC12DMX22WHT-B , RDA6L127KC12DMX22WHT-N , RDA6L127KC12DMX22WHT-P , RDA6L127KC12DMX22WHT-S , RDA6L127KC12DFX22BLK-B , RDA6L127KC12DFX22BLK-N , RDA6L127KC12DFX22BLK-P , RDA6L127KC12DFX22BLK-S , RDA6L127KC12DFX22SL-B , RDA6L127KC12DFX22SL-N , RDA6L127KC12DFX22SL-P , RDA6L127KC12DFX22SL-S , RDA6L127KC12DFX22WHT-B , RDA6L127KC12DFX22WHT-N , RDA6L127KC12DFX22WHT-P , RDA6L127KC12DFX22WHT-S , RDA6L127KC27DSX22BLK-B , RDA6L127KC27DSX22BLK-N , RDA6L127KC27DSX22BLK-P , RDA6L127KC27DSX22BLK-S , RDA6L127KC27DSX22SL-B , RDA6L127KC27DSX22SL-N , RDA6L127KC27DSX22SL-P , RDA6L127KC27DSX22SL-S , RDA6L127KC27DSX22WHT-B , RDA6L127KC27DSX22WHT-N , RDA6L127KC27DSX22WHT-P , RDA6L127KC27DSX22WHT-S , RDA6L127KC27DMX22BLK-B , RDA6L127KC27DMX22BLK-N , RDA6L127KC27DMX22BLK-P , RDA6L127KC27DMX22BLK-S , RDA6L127KC27DMX22SL-B , RDA6L127KC27DMX22SL-N , RDA6L127KC27DMX22SL-P , RDA6L127KC27DMX22SL-S , RDA6L127KC27DMX22WHT-B , RDA6L127KC27DMX22WHT-N , RDA6L127KC27DMX22WHT-P , RDA6L127KC27DMX22WHT-S , RDA6L127KC27DFX22BLK-B , RDA6L127KC27DFX22BLK-N , RDA6L127KC27DFX22BLK-P , RDA6L127KC27DFX22BLK-S , RDA6L127KC27DFX22SL-B , RDA6L127KC27DFX22SL-N , RDA6L127KC27DFX22SL-P , RDA6L127KC27DFX22SL-S , RDA6L127KC27DFX22WHT-B , RDA6L127KC27DFX22WHT-N , RDA6L127KC27DFX22WHT-P , RDA6L127KC27DFX22WHT-S , RDA6L127KC12D3SX22BLK-B , RDA6L127KC12D3SX22BLK-N , RDA6L127KC12D3SX22BLK-P , RDA6L127KC12D3SX22BLK-S , RDA6L127KC12D3SX22SL-B , RDA6L127KC12D3SX22SL-N , RDA6L127KC12D3SX22SL-P , RDA6L127KC12D3SX22SL-S , RDA6L127KC12D3SX22WHT-B , RDA6L127KC12D3SX22WHT-N , RDA6L127KC12D3SX22WHT-P , RDA6L127KC12D3SX22WHT-S , RDA6L127KC12D3MX22BLK-B , RDA6L127KC12D3MX22BLK-N , RDA6L127KC12D3MX22BLK-P , RDA6L127KC12D3MX22BLK-S , RDA6L127KC12D3MX22SL-B , RDA6L127KC12D3MX22SL-N , RDA6L127KC12D3MX22SL-P , RDA6L127KC12D3MX22SL-S , RDA6L127KC12D3MX22WHT-B , RDA6L127KC12D3MX22WHT-N , RDA6L127KC12D3MX22WHT-P , RDA6L127KC12D3MX22WHT-S , RDA6L127KC12D3FX22BLK-B , RDA6L127KC12D3FX22BLK-N , RDA6L127KC12D3FX22BLK-P , RDA6L127KC12D3FX22BLK-S , RDA6L127KC12D3FX22SL-B , RDA6L127KC12D3FX22SL-N , RDA6L127KC12D3FX22SL-P , RDA6L127KC12D3FX22SL-S , RDA6L127KC12D3FX22WHT-B , RDA6L127KC12D3FX22WHT-N , RDA6L127KC12D3FX22WHT-P , RDA6L127KC12D3FX22WHT-S + More - Less Contech RDA6L1 20W Non-IC O3 Square Multiple LED Recessed Downlight Adjustables Contech RDA6L1 20W Non-IC O3 Square Multiple LED Recessed Downlight Adjustables - 2700K | 2700 | 83 | 2000 | 100 |  | 20 | 1 | 425.04 | 425.04 | 499.4384 | 2020Q2 | https://www.lbclighting.com/led/led-commercial/cntc-rda6l127-sq.html | LBC Lighting | 2020 | No
LED Lighting | Downlight | Contech Lighting | True |  |  |  |  | Light engine consists of a single, high lumen output multi-chip LED array Lamp heads feature a constant tension design for tilt and rotation adjustability. Tilt mechanism can also be locked into place with a provided allen wrench Lamp heads provide 370° rotation and 45° tilt adjustability inside housing For increased adjustability, the lamp head features a firm-feel detent pull-down mechanism (2" extension) which allows the head to tilt up to 90° 20W LED (Included) More Information Contech RDA6L1 20W Non-IC O3 Linear Multiple LED Recessed Downlight Adjustables Features: Rating: Non-IC Type: New Construction Lamping: 20W LED Lumen: 2000 Color Temperature: 3000K CRI: 83, 90+ Electrical/Dimming: 120V TRIAC,ELV, 0-10V Dimming, 277V TRIAC,ELV, 0-10V Dimming, 120V LUTRON HI-LUME Dimming Beam: Spot (11°), Medium (25°), Flood (36°) Lamps: 1, 4 Housing/Head Finish: Matte Black, Matte White, Satin Silver Trim Finish: Matte Black, Matte White, Satin Silver, Trimless Light engine consists of a single, high lumen output multi-chip LED array Lamp heads feature a constant tension design for tilt and rotation adjustability. Tilt mechanism can also be locked into place with a provided allen wrench Lamp heads provide 370° rotation and 45° tilt adjustability inside housing For increased adjustability, the lamp head features a firm-feel detent pull-down mechanism (2" extension) which allows the head to tilt up to 90° Lamping: 20W LED (Included) Models: RDA6L130K , RDA6L130KC *MFG Part Number*: RDA6L130K12DSX1BLK-B , RDA6L130K12DSX1BLK-N , RDA6L130K12DSX1BLK-P , RDA6L130K12DSX1BLK-S , RDA6L130K12DSX1SL-B , RDA6L130K12DSX1SL-N , RDA6L130K12DSX1SL-P , RDA6L130K12DSX1SL-S , RDA6L130K12DSX1WHT-B , RDA6L130K12DSX1WHT-N , RDA6L130K12DSX1WHT-P , RDA6L130K12DSX1WHT-S , RDA6L130K12DMX1BLK-B , RDA6L130K12DMX1BLK-N , RDA6L130K12DMX1BLK-P , RDA6L130K12DMX1BLK-S , RDA6L130K12DMX1SL-B , RDA6L130K12DMX1SL-N , RDA6L130K12DMX1SL-P , RDA6L130K12DMX1SL-S , RDA6L130K12DMX1WHT-B , RDA6L130K12DMX1WHT-N , RDA6L130K12DMX1WHT-P , RDA6L130K12DMX1WHT-S , RDA6L130K12DFX1BLK-B , RDA6L130K12DFX1BLK-N , RDA6L130K12DFX1BLK-P , RDA6L130K12DFX1BLK-S , RDA6L130K12DFX1SL-B , RDA6L130K12DFX1SL-N , RDA6L130K12DFX1SL-P , RDA6L130K12DFX1SL-S , RDA6L130K12DFX1WHT-B , RDA6L130K12DFX1WHT-N , RDA6L130K12DFX1WHT-P , RDA6L130K12DFX1WHT-S , RDA6L130K27DSX1BLK-B , RDA6L130K27DSX1BLK-N , RDA6L130K27DSX1BLK-S , RDA6L130K27DSX1BLK-P , RDA6L130K27DSX1SL-B , RDA6L130K27DSX1SL-N , RDA6L130K27DSX1SL-P , RDA6L130K27DSX1SL-S , RDA6L130K27DSX1WHT-B , RDA6L130K27DSX1WHT-N , RDA6L130K27DSX1WHT-P , RDA6L130K27DSX1WHT-S , RDA6L130K27DMX1BLK-B , RDA6L130K27DMX1BLK-N , RDA6L130K27DMX1BLK-P , RDA6L130K27DMX1BLK-S , RDA6L130K27DMX1SL-B , RDA6L130K27DMX1SL-N , RDA6L130K27DMX1SL-P , RDA6L130K27DMX1SL-S , RDA6L130K27DMX1WHT-B , RDA6L130K27DMX1WHT-N , RDA6L130K27DMX1WHT-P , RDA6L130K27DMX1WHT-S , RDA6L130K27DFX1BLK-B , RDA6L130K27DFX1BLK-N , RDA6L130K27DFX1BLK-P , RDA6L130K27DFX1BLK-S , RDA6L130K27DFX1SL-B , RDA6L130K27DFX1SL-N , RDA6L130K27DFX1SL-P , RDA6L130K27DFX1SL-S , RDA6L130K27DFX1WHT-B , RDA6L130K27DFX1WHT-N , RDA6L130K27DFX1WHT-P , RDA6L130K27DFX1WHT-S , RDA6L130K12D3SX1BLK-B , RDA6L130K12D3SX1BLK-N , RDA6L130K12D3SX1BLK-P , RDA6L130K12D3SX1BLK-S , RDA6L130K12D3SX1SL-B , RDA6L130K12D3SX1SL-N , RDA6L130K12D3SX1SL-P , RDA6L130K12D3SX1SL-S , RDA6L130K12D3SX1WHT-B , RDA6L130K12D3SX1WHT-N , RDA6L130K12D3SX1WHT-P , RDA6L130K12D3SX1WHT-S , RDA6L130K12D3MX1BLK-B , RDA6L130K12D3MX1BLK-N , RDA6L130K12D3MX1BLK-P , RDA6L130K12D3MX1BLK-S , RDA6L130K12D3MX1SL-B , RDA6L130K12D3MX1SL-N , RDA6L130K12D3MX1SL-P , RDA6L130K12D3MX1SL-S , RDA6L130K12D3MX1WHT-B , RDA6L130K12D3MX1WHT-N , RDA6L130K12D3MX1WHT-P , RDA6L130K12D3MX1WHT-S , RDA6L130K12D3FX1BLK-B , RDA6L130K12D3FX1BLK-N , RDA6L130K12D3FX1BLK-P , RDA6L130K12D3FX1BLK-S , RDA6L130K12D3FX1SL-B , RDA6L130K12D3FX1SL-N , RDA6L130K12D3FX1SL-P , RDA6L130K12D3FX1SL-S , RDA6L130K12D3FX1WHT-B , RDA6L130K12D3FX1WHT-N , RDA6L130K12D3FX1WHT-P , RDA6L130K12D3FX1WHT-S , RDA6L130KC12DSX1BLK-B , RDA6L130KC12DSX1BLK-N , RDA6L130KC12DSX1BLK-P , RDA6L130KC12DSX1BLK-S , RDA6L130KC12DSX1SL-B , RDA6L130KC12DSX1SL-N , RDA6L130KC12DSX1SL-P , RDA6L130KC12DSX1SL-S , RDA6L130KC12DSX1WHT-B , RDA6L130KC12DSX1WHT-N , RDA6L130KC12DSX1WHT-P , RDA6L130KC12DSX1WHT-S , RDA6L130KC12DMX1BLK-B , RDA6L130KC12DMX1BLK-N , RDA6L130KC12DMX1BLK-P , RDA6L130KC12DMX1BLK-S , RDA6L130KC12DMX1SL-B , RDA6L130KC12DMX1SL-N , RDA6L130KC12DMX1SL-P , RDA6L130KC12DMX1SL-S , RDA6L130KC12DMX1WHT-B , RDA6L130KC12DMX1WHT-N , RDA6L130KC12DMX1WHT-P , RDA6L130KC12DMX1WHT-S , RDA6L130KC12DFX1BLK-B , RDA6L130KC12DFX1BLK-N , RDA6L130KC12DFX1BLK-P , RDA6L130KC12DFX1BLK-S , RDA6L130KC12DFX1SL-B , RDA6L130KC12DFX1SL-N , RDA6L130KC12DFX1SL-P , RDA6L130KC12DFX1SL-S , RDA6L130KC12DFX1WHT-B , RDA6L130KC12DFX1WHT-N , RDA6L130KC12DFX1WHT-P , RDA6L130KC12DFX1WHT-S , RDA6L130KC27DSX1BLK-B , RDA6L130KC27DSX1BLK-N , RDA6L130KC27DSX1BLK-P , RDA6L130KC27DSX1BLK-S , RDA6L130KC27DSX1SL-B , RDA6L130KC27DSX1SL-N , RDA6L130KC27DSX1SL-P , RDA6L130KC27DSX1SL-S , RDA6L130KC27DSX1WHT-B , RDA6L130KC27DSX1WHT-N , RDA6L130KC27DSX1WHT-P , RDA6L130KC27DSX1WHT-S , RDA6L130KC27DMX1BLK-B , RDA6L130KC27DMX1BLK-N , RDA6L130KC27DMX1BLK-P , RDA6L130KC27DMX1BLK-S , RDA6L130KC27DMX1SL-B , RDA6L130KC27DMX1SL-N , RDA6L130KC27DMX1SL-P , RDA6L130KC27DMX1SL-S , RDA6L130KC27DMX1WHT-B , RDA6L130KC27DMX1WHT-N , RDA6L130KC27DMX1WHT-P , RDA6L130KC27DMX1WHT-S , RDA6L130KC27DFX1BLK-B , RDA6L130KC27DFX1BLK-N , RDA6L130KC27DFX1BLK-P , RDA6L130KC27DFX1BLK-S , RDA6L130KC27DFX1SL-B , RDA6L130KC27DFX1SL-N , RDA6L130KC27DFX1SL-P , RDA6L130KC27DFX1SL-S , RDA6L130KC27DFX1WHT-B , RDA6L130KC27DFX1WHT-N , RDA6L130KC27DFX1WHT-P , RDA6L130KC27DFX1WHT-S , RDA6L130KC12D3SX1BLK-B , RDA6L130KC12D3SX1BLK-N , RDA6L130KC12D3SX1BLK-P , RDA6L130KC12D3SX1BLK-S , RDA6L130KC12D3SX1SL-B , RDA6L130KC12D3SX1SL-N , RDA6L130KC12D3SX1SL-P , RDA6L130KC12D3SX1SL-S , RDA6L130KC12D3SX1WHT-B , RDA6L130KC12D3SX1WHT-N , RDA6L130KC12D3SX1WHT-P , RDA6L130KC12D3SX1WHT-S , RDA6L130KC12D3MX1BLK-B , RDA6L130KC12D3MX1BLK-N , RDA6L130KC12D3MX1BLK-P , RDA6L130KC12D3MX1BLK-S , RDA6L130KC12D3MX1SL-B , RDA6L130KC12D3MX1SL-N , RDA6L130KC12D3MX1SL-P , RDA6L130KC12D3MX1SL-S , RDA6L130KC12D3MX1WHT-B , RDA6L130KC12D3MX1WHT-N , RDA6L130KC12D3MX1WHT-P , RDA6L130KC12D3MX1WHT-S , RDA6L130KC12D3FX1BLK-B , RDA6L130KC12D3FX1BLK-N , RDA6L130KC12D3FX1BLK-P , RDA6L130KC12D3FX1BLK-S , RDA6L130KC12D3FX1SL-B , RDA6L130KC12D3FX1SL-N , RDA6L130KC12D3FX1SL-P , RDA6L130KC12D3FX1SL-S , RDA6L130KC12D3FX1WHT-B , RDA6L130KC12D3FX1WHT-N , RDA6L130KC12D3FX1WHT-P , RDA6L130KC12D3FX1WHT-S , RDA6L130K12DSX22BLK-B , RDA6L130K12DSX22BLK-N , RDA6L130K12DSX22BLK-P , RDA6L130K12DSX22BLK-S , RDA6L130K12DSX22SL-B , RDA6L130K12DSX22SL-N , RDA6L130K12DSX22SL-P , RDA6L130K12DSX22SL-S , RDA6L130K12DSX22WHT-B , RDA6L130K12DSX22WHT-N , RDA6L130K12DSX22WHT-P , RDA6L130K12DSX22WHT-S , RDA6L130K12DMX22BLK-B , RDA6L130K12DMX22BLK-N , RDA6L130K12DMX22BLK-P , RDA6L130K12DMX22BLK-S , RDA6L130K12DMX22SL-B , RDA6L130K12DMX22SL-N , RDA6L130K12DMX22SL-P , RDA6L130K12DMX22SL-S , RDA6L130K12DMX22WHT-B , RDA6L130K12DMX22WHT-N , RDA6L130K12DMX22WHT-P , RDA6L130K12DMX22WHT-S , RDA6L130K12DFX22BLK-B , RDA6L130K12DFX22BLK-N , RDA6L130K12DFX22BLK-P , RDA6L130K12DFX22BLK-S , RDA6L130K12DFX22SL-B , RDA6L130K12DFX22SL-N , RDA6L130K12DFX22SL-P , RDA6L130K12DFX22SL-S , RDA6L130K12DFX22WHT-B , RDA6L130K12DFX22WHT-N , RDA6L130K12DFX22WHT-P , RDA6L130K12DFX22WHT-S , RDA6L130K27DSX22BLK-B , RDA6L130K27DSX22BLK-N , RDA6L130K27DSX22BLK-P , RDA6L130K27DSX22BLK-S , RDA6L130K27DSX22SL-B , RDA6L130K27DSX22SL-N , RDA6L130K27DSX22SL-P , RDA6L130K27DSX22SL-S , RDA6L130K27DSX22WHT-B , RDA6L130K27DSX22WHT-N , RDA6L130K27DSX22WHT-P , RDA6L130K27DSX22WHT-S , RDA6L130K27DMX22BLK-B , RDA6L130K27DMX22BLK-N , RDA6L130K27DMX22BLK-P , RDA6L130K27DMX22BLK-S , RDA6L130K27DMX22SL-B , RDA6L130K27DMX22SL-N , RDA6L130K27DMX22SL-P , RDA6L130K27DMX22SL-S , RDA6L130K27DMX22WHT-B , RDA6L130K27DMX22WHT-N , RDA6L130K27DMX22WHT-S , RDA6L130K27DMX22WHT-P , RDA6L130K27DFX22BLK-B , RDA6L130K27DFX22BLK-N , RDA6L130K27DFX22BLK-P , RDA6L130K27DFX22BLK-S , RDA6L130K27DFX22SL-B , RDA6L130K27DFX22SL-N , RDA6L130K27DFX22SL-P , RDA6L130K27DFX22SL-S , RDA6L130K27DFX22WHT-B , RDA6L130K27DFX22WHT-N , RDA6L130K27DFX22WHT-P , RDA6L130K27DFX22WHT-S , RDA6L130K12D3SX22BLK-B , RDA6L130K12D3SX22BLK-N , RDA6L130K12D3SX22BLK-S , RDA6L130K12D3SX22BLK-P , RDA6L130K12D3SX22SL-B , RDA6L130K12D3SX22SL-N , RDA6L130K12D3SX22SL-P , RDA6L130K12D3SX22SL-S , RDA6L130K12D3SX22WHT-B , RDA6L130K12D3SX22WHT-N , RDA6L130K12D3SX22WHT-P , RDA6L130K12D3SX22WHT-S , RDA6L130K12D3MX22BLK-B , RDA6L130K12D3MX22BLK-N , RDA6L130K12D3MX22BLK-P , RDA6L130K12D3MX22BLK-S , RDA6L130K12D3MX22SL-B , RDA6L130K12D3MX22SL-N , RDA6L130K12D3MX22SL-P , RDA6L130K12D3MX22SL-S , RDA6L130K12D3MX22WHT-B , RDA6L130K12D3MX22WHT-N , RDA6L130K12D3MX22WHT-P , RDA6L130K12D3MX22WHT-S , RDA6L130K12D3FX22BLK-B , RDA6L130K12D3FX22BLK-N , RDA6L130K12D3FX22BLK-P , RDA6L130K12D3FX22BLK-S , RDA6L130K12D3FX22SL-B , RDA6L130K12D3FX22SL-N , RDA6L130K12D3FX22SL-P , RDA6L130K12D3FX22SL-S , RDA6L130K12D3FX22WHT-B , RDA6L130K12D3FX22WHT-N , RDA6L130K12D3FX22WHT-P , RDA6L130K12D3FX22WHT-S , RDA6L130KC12DSX22BLK-B , RDA6L130KC12DSX22BLK-N , RDA6L130KC12DSX22BLK-P , RDA6L130KC12DSX22BLK-S , RDA6L130KC12DSX22SL-B , RDA6L130KC12DSX22SL-N , RDA6L130KC12DSX22SL-P , RDA6L130KC12DSX22SL-S , RDA6L130KC12DSX22WHT-B , RDA6L130KC12DSX22WHT-N , RDA6L130KC12DSX22WHT-P , RDA6L130KC12DSX22WHT-S , RDA6L130KC12DMX22BLK-B , RDA6L130KC12DMX22BLK-N , RDA6L130KC12DMX22BLK-P , RDA6L130KC12DMX22BLK-S , RDA6L130KC12DMX22SL-B , RDA6L130KC12DMX22SL-N , RDA6L130KC12DMX22SL-P , RDA6L130KC12DMX22SL-S , RDA6L130KC12DMX22WHT-B , RDA6L130KC12DMX22WHT-N , RDA6L130KC12DMX22WHT-P , RDA6L130KC12DMX22WHT-S , RDA6L130KC12DFX22BLK-B , RDA6L130KC12DFX22BLK-N , RDA6L130KC12DFX22BLK-P , RDA6L130KC12DFX22BLK-S , RDA6L130KC12DFX22SL-B , RDA6L130KC12DFX22SL-N , RDA6L130KC12DFX22SL-P , RDA6L130KC12DFX22SL-S , RDA6L130KC12DFX22WHT-B , RDA6L130KC12DFX22WHT-N , RDA6L130KC12DFX22WHT-P , RDA6L130KC12DFX22WHT-S , RDA6L130KC27DSX22BLK-B , RDA6L130KC27DSX22BLK-N , RDA6L130KC27DSX22BLK-P , RDA6L130KC27DSX22BLK-S , RDA6L130KC27DSX22SL-B , RDA6L130KC27DSX22SL-N , RDA6L130KC27DSX22SL-P , RDA6L130KC27DSX22SL-S , RDA6L130KC27DSX22WHT-B , RDA6L130KC27DSX22WHT-N , RDA6L130KC27DSX22WHT-P , RDA6L130KC27DSX22WHT-S , RDA6L130KC27DMX22BLK-B , RDA6L130KC27DMX22BLK-N , RDA6L130KC27DMX22BLK-P , RDA6L130KC27DMX22BLK-S , RDA6L130KC27DMX22SL-B , RDA6L130KC27DMX22SL-N , RDA6L130KC27DMX22SL-P , RDA6L130KC27DMX22SL-S , RDA6L130KC27DMX22WHT-B , RDA6L130KC27DMX22WHT-N , RDA6L130KC27DMX22WHT-P , RDA6L130KC27DMX22WHT-S , RDA6L130KC27DFX22BLK-B , RDA6L130KC27DFX22BLK-N , RDA6L130KC27DFX22BLK-P , RDA6L130KC27DFX22BLK-S , RDA6L130KC27DFX22SL-B , RDA6L130KC27DFX22SL-N , RDA6L130KC27DFX22SL-P , RDA6L130KC27DFX22SL-S , RDA6L130KC27DFX22WHT-B , RDA6L130KC27DFX22WHT-N , RDA6L130KC27DFX22WHT-P , RDA6L130KC27DFX22WHT-S , RDA6L130KC12D3SX22BLK-B , RDA6L130KC12D3SX22BLK-N , RDA6L130KC12D3SX22BLK-P , RDA6L130KC12D3SX22BLK-S , RDA6L130KC12D3SX22SL-B , RDA6L130KC12D3SX22SL-N , RDA6L130KC12D3SX22SL-P , RDA6L130KC12D3SX22SL-S , RDA6L130KC12D3SX22WHT-B , RDA6L130KC12D3SX22WHT-N , RDA6L130KC12D3SX22WHT-P , RDA6L130KC12D3SX22WHT-S , RDA6L130KC12D3MX22BLK-B , RDA6L130KC12D3MX22BLK-N , RDA6L130KC12D3MX22BLK-P , RDA6L130KC12D3MX22BLK-S , RDA6L130KC12D3MX22SL-B , RDA6L130KC12D3MX22SL-N , RDA6L130KC12D3MX22SL-P , RDA6L130KC12D3MX22SL-S , RDA6L130KC12D3MX22WHT-B , RDA6L130KC12D3MX22WHT-N , RDA6L130KC12D3MX22WHT-P , RDA6L130KC12D3MX22WHT-S , RDA6L130KC12D3FX22BLK-B , RDA6L130KC12D3FX22BLK-N , RDA6L130KC12D3FX22BLK-P , RDA6L130KC12D3FX22BLK-S , RDA6L130KC12D3FX22SL-B , RDA6L130KC12D3FX22SL-N , RDA6L130KC12D3FX22SL-P , RDA6L130KC12D3FX22SL-S , RDA6L130KC12D3FX22WHT-B , RDA6L130KC12D3FX22WHT-N , RDA6L130KC12D3FX22WHT-P , RDA6L130KC12D3FX22WHT-S + More - Less Contech RDA6L1 20W Non-IC O3 Square Multiple LED Recessed Downlight Adjustables Contech RDA6L1 20W Non-IC O3 Square Multiple LED Recessed Downlight Adjustables - 3000K | 3000 | 83 | 2000 | 100 |  | 20 | 1 | 425.04 | 425.04 | 499.4384 | 2020Q2 | https://www.lbclighting.com/led/led-commercial/cntc-rda6l130-sq.html | LBC Lighting | 2020 | No
LED Lighting | Downlight | Contech Lighting | True |  |  |  |  | Light engine consists of a single, high lumen output multi-chip LED array Lamp heads feature a constant tension design for tilt and rotation adjustability. Tilt mechanism can also be locked into place with a provided allen wrench Lamp heads provide 370° rotation and 45° tilt adjustability inside housing For increased adjustability, the lamp head features a firm-feel detent pull-down mechanism (2" extension) which allows the head to tilt up to 90° 20W LED (Included) More Information Contech RDA6L1 20W Non-IC O3 Linear Multiple LED Recessed Downlight Adjustables Features: Rating: Non-IC Type: New Construction Lamping: 20W LED Lumen: 2000 Color Temperature: 3500K CRI: 83, 90+ Electrical/Dimming: 120V TRIAC,ELV, 0-10V Dimming, 277V TRIAC,ELV, 0-10V Dimming, 120V LUTRON HI-LUME Dimming Beam: Spot (11°), Medium (25°), Flood (36°) Lamps: 1, 4 Housing/Head Finish: Matte Black, Matte White, Satin Silver Trim Finish: Matte Black, Matte White, Satin Silver, Trimless Light engine consists of a single, high lumen output multi-chip LED array Lamp heads feature a constant tension design for tilt and rotation adjustability. Tilt mechanism can also be locked into place with a provided allen wrench Lamp heads provide 370° rotation and 45° tilt adjustability inside housing For increased adjustability, the lamp head features a firm-feel detent pull-down mechanism (2" extension) which allows the head to tilt up to 90° Lamping: 20W LED (Included) Models: RDA6L135K , RDA6L135KC *MFG Part Number*: RDA6L135K12DSX1BLK-B , RDA6L135K12DSX1BLK-N , RDA6L135K12DSX1BLK-P , RDA6L135K12DSX1BLK-S , RDA6L135K12DSX1SL-B , RDA6L135K12DSX1SL-N , RDA6L135K12DSX1SL-P , RDA6L135K12DSX1SL-S , RDA6L135K12DSX1WHT-B , RDA6L135K12DSX1WHT-N , RDA6L135K12DSX1WHT-P , RDA6L135K12DSX1WHT-S , RDA6L135K12DMX1BLK-B , RDA6L135K12DMX1BLK-N , RDA6L135K12DMX1BLK-P , RDA6L135K12DMX1BLK-S , RDA6L135K12DMX1SL-B , RDA6L135K12DMX1SL-N , RDA6L135K12DMX1SL-P , RDA6L135K12DMX1SL-S , RDA6L135K12DMX1WHT-B , RDA6L135K12DMX1WHT-N , RDA6L135K12DMX1WHT-P , RDA6L135K12DMX1WHT-S , RDA6L135K12DFX1BLK-B , RDA6L135K12DFX1BLK-N , RDA6L135K12DFX1BLK-P , RDA6L135K12DFX1BLK-S , RDA6L135K12DFX1SL-B , RDA6L135K12DFX1SL-N , RDA6L135K12DFX1SL-P , RDA6L135K12DFX1SL-S , RDA6L135K12DFX1WHT-B , RDA6L135K12DFX1WHT-N , RDA6L135K12DFX1WHT-P , RDA6L135K12DFX1WHT-S , RDA6L135K27DSX1BLK-B , RDA6L135K27DSX1BLK-N , RDA6L135K27DSX1BLK-P , RDA6L135K27DSX1BLK-S , RDA6L135K27DSX1SL-B , RDA6L135K27DSX1SL-N , RDA6L135K27DSX1SL-P , RDA6L135K27DSX1SL-S , RDA6L135K27DSX1WHT-B , RDA6L135K27DSX1WHT-N , RDA6L135K27DSX1WHT-P , RDA6L135K27DSX1WHT-S , RDA6L135K27DMX1BLK-B , RDA6L135K27DMX1BLK-N , RDA6L135K27DMX1BLK-P , RDA6L135K27DMX1BLK-S , RDA6L135K27DMX1SL-B , RDA6L135K27DMX1SL-N , RDA6L135K27DMX1SL-P , RDA6L135K27DMX1SL-S , RDA6L135K27DMX1WHT-B , RDA6L135K27DMX1WHT-N , RDA6L135K27DMX1WHT-P , RDA6L135K27DMX1WHT-S , RDA6L135K27DFX1BLK-B , RDA6L135K27DFX1BLK-N , RDA6L135K27DFX1BLK-P , RDA6L135K27DFX1BLK-S , RDA6L135K27DFX1SL-B , RDA6L135K27DFX1SL-N , RDA6L135K27DFX1SL-P , RDA6L135K27DFX1SL-S , RDA6L135K27DFX1WHT-B , RDA6L135K27DFX1WHT-N , RDA6L135K27DFX1WHT-P , RDA6L135K27DFX1WHT-S , RDA6L135K12D3SX1BLK-B , RDA6L135K12D3SX1BLK-N , RDA6L135K12D3SX1BLK-P , RDA6L135K12D3SX1BLK-S , RDA6L135K12D3SX1SL-B , RDA6L135K12D3SX1SL-N , RDA6L135K12D3SX1SL-P , RDA6L135K12D3SX1SL-S , RDA6L135K12D3SX1WHT-B , RDA6L135K12D3SX1WHT-N , RDA6L135K12D3SX1WHT-P , RDA6L135K12D3SX1WHT-S , RDA6L135K12D3MX1BLK-B , RDA6L135K12D3MX1BLK-N , RDA6L135K12D3MX1BLK-P , RDA6L135K12D3MX1BLK-S , RDA6L135K12D3MX1SL-B , RDA6L135K12D3MX1SL-N , RDA6L135K12D3MX1SL-P , RDA6L135K12D3MX1SL-S , RDA6L135K12D3MX1WHT-B , RDA6L135K12D3MX1WHT-N , RDA6L135K12D3MX1WHT-P , RDA6L135K12D3MX1WHT-S , RDA6L135K12D3FX1BLK-B , RDA6L135K12D3FX1BLK-N , RDA6L135K12D3FX1BLK-P , RDA6L135K12D3FX1BLK-S , RDA6L135K12D3FX1SL-B , RDA6L135K12D3FX1SL-N , RDA6L135K12D3FX1SL-P , RDA6L135K12D3FX1SL-S , RDA6L135K12D3FX1WHT-B , RDA6L135K12D3FX1WHT-N , RDA6L135K12D3FX1WHT-P , RDA6L135K12D3FX1WHT-S , RDA6L135KC12DSX1BLK-B , RDA6L135KC12DSX1BLK-N , RDA6L135KC12DSX1BLK-P , RDA6L135KC12DSX1BLK-S , RDA6L135KC12DSX1SL-B , RDA6L135KC12DSX1SL-N , RDA6L135KC12DSX1SL-P , RDA6L135KC12DSX1SL-S , RDA6L135KC12DSX1WHT-B , RDA6L135KC12DSX1WHT-N , RDA6L135KC12DSX1WHT-P , RDA6L135KC12DSX1WHT-S , RDA6L135KC12DMX1BLK-B , RDA6L135KC12DMX1BLK-N , RDA6L135KC12DMX1BLK-P , RDA6L135KC12DMX1BLK-S , RDA6L135KC12DMX1SL-B , RDA6L135KC12DMX1SL-N , RDA6L135KC12DMX1SL-P , RDA6L135KC12DMX1SL-S , RDA6L135KC12DMX1WHT-B , RDA6L135KC12DMX1WHT-N , RDA6L135KC12DMX1WHT-P , RDA6L135KC12DMX1WHT-S , RDA6L135KC12DFX1BLK-B , RDA6L135KC12DFX1BLK-N , RDA6L135KC12DFX1BLK-P , RDA6L135KC12DFX1BLK-S , RDA6L135KC12DFX1SL-B , RDA6L135KC12DFX1SL-N , RDA6L135KC12DFX1SL-P , RDA6L135KC12DFX1SL-S , RDA6L135KC27DSX1BLK-B , RDA6L135KC27DSX1BLK-N , RDA6L135KC27DSX1BLK-P , RDA6L135KC27DSX1BLK-S , RDA6L135KC27DSX1SL-B , RDA6L135KC27DSX1SL-N , RDA6L135KC27DSX1SL-P , RDA6L135KC27DSX1SL-S , RDA6L135KC27DSX1WHT-B , RDA6L135KC27DSX1WHT-N , RDA6L135KC27DSX1WHT-P , RDA6L135KC27DSX1WHT-S , RDA6L135KC12DFX1WHT-B , RDA6L135KC12DFX1WHT-N , RDA6L135KC12DFX1WHT-P , RDA6L135KC12DFX1WHT-S , RDA6L135KC27DMX1BLK-B , RDA6L135KC27DMX1BLK-N , RDA6L135KC27DMX1BLK-P , RDA6L135KC27DMX1BLK-S , RDA6L135KC27DMX1SL-B , RDA6L135KC27DMX1SL-N , RDA6L135KC27DMX1SL-P , RDA6L135KC27DMX1SL-S , RDA6L135KC27DMX1WHT-B , RDA6L135KC27DMX1WHT-N , RDA6L135KC27DMX1WHT-P , RDA6L135KC27DMX1WHT-S , RDA6L135KC27DFX1BLK-B , RDA6L135KC27DFX1BLK-N , RDA6L135KC27DFX1BLK-P , RDA6L135KC27DFX1BLK-S , RDA6L135KC27DFX1SL-B , RDA6L135KC27DFX1SL-N , RDA6L135KC27DFX1SL-P , RDA6L135KC27DFX1SL-S , RDA6L135KC27DFX1WHT-B , RDA6L135KC27DFX1WHT-N , RDA6L135KC27DFX1WHT-P , RDA6L135KC27DFX1WHT-S , RDA6L135KC12D3SX1BLK-B , RDA6L135KC12D3SX1BLK-N , RDA6L135KC12D3SX1BLK-P , RDA6L135KC12D3SX1BLK-S , RDA6L135KC12D3SX1SL-B , RDA6L135KC12D3SX1SL-N , RDA6L135KC12D3SX1SL-P , RDA6L135KC12D3SX1SL-S , RDA6L135KC12D3SX1WHT-B , RDA6L135KC12D3SX1WHT-N , RDA6L135KC12D3SX1WHT-P , RDA6L135KC12D3SX1WHT-S , RDA6L135KC12D3MX1BLK-B , RDA6L135KC12D3MX1BLK-N , RDA6L135KC12D3MX1BLK-P , RDA6L135KC12D3MX1BLK-S , RDA6L135KC12D3MX1SL-B , RDA6L135KC12D3MX1SL-N , RDA6L135KC12D3MX1SL-P , RDA6L135KC12D3MX1SL-S , RDA6L135KC12D3MX1WHT-B , RDA6L135KC12D3MX1WHT-N , RDA6L135KC12D3MX1WHT-P , RDA6L135KC12D3MX1WHT-S , RDA6L135KC12D3FX1BLK-B , RDA6L135KC12D3FX1BLK-N , RDA6L135KC12D3FX1BLK-P , RDA6L135KC12D3FX1BLK-S , RDA6L135KC12D3FX1SL-B , RDA6L135KC12D3FX1SL-N , RDA6L135KC12D3FX1SL-P , RDA6L135KC12D3FX1SL-S , RDA6L135KC12D3FX1WHT-B , RDA6L135KC12D3FX1WHT-N , RDA6L135KC12D3FX1WHT-P , RDA6L135KC12D3FX1WHT-S , RDA6L135K12DSX22BLK-B , RDA6L135K12DSX22BLK-N , RDA6L135K12DSX22BLK-P , RDA6L135K12DSX22BLK-S , RDA6L135K12DSX22SL-B , RDA6L135K12DSX22SL-N , RDA6L135K12DSX22SL-P , RDA6L135K12DSX22SL-S , RDA6L135K12DSX22WHT-B , RDA6L135K12DSX22WHT-N , RDA6L135K12DSX22WHT-P , RDA6L135K12DSX22WHT-S , RDA6L135K12DMX22BLK-B , RDA6L135K12DMX22BLK-N , RDA6L135K12DMX22BLK-P , RDA6L135K12DMX22BLK-S , RDA6L135K12DMX22SL-B , RDA6L135K12DMX22SL-N , RDA6L135K12DMX22SL-P , RDA6L135K12DMX22SL-S , RDA6L135K12DMX22WHT-B , RDA6L135K12DMX22WHT-N , RDA6L135K12DMX22WHT-P , RDA6L135K12DMX22WHT-S , RDA6L135K12DFX22BLK-B , RDA6L135K12DFX22BLK-N , RDA6L135K12DFX22BLK-P , RDA6L135K12DFX22BLK-S , RDA6L135K12DFX22SL-B , RDA6L135K12DFX22SL-N , RDA6L135K12DFX22SL-P , RDA6L135K12DFX22SL-S , RDA6L135K12DFX22WHT-B , RDA6L135K12DFX22WHT-N , RDA6L135K12DFX22WHT-P , RDA6L135K12DFX22WHT-S , RDA6L135K27DSX22BLK-B , RDA6L135K27DSX22BLK-N , RDA6L135K27DSX22BLK-P , RDA6L135K27DSX22BLK-S , RDA6L135K27DSX22SL-B , RDA6L135K27DSX22SL-N , RDA6L135K27DSX22SL-P , RDA6L135K27DSX22SL-S , RDA6L135K27DSX22WHT-B , RDA6L135K27DSX22WHT-N , RDA6L135K27DSX22WHT-P , RDA6L135K27DSX22WHT-S , RDA6L135K27DMX22BLK-B , RDA6L135K27DMX22BLK-N , RDA6L135K27DMX22BLK-P , RDA6L135K27DMX22BLK-S , RDA6L135K27DMX22SL-B , RDA6L135K27DMX22SL-N , RDA6L135K27DMX22SL-P , RDA6L135K27DMX22SL-S , RDA6L135K27DMX22WHT-B , RDA6L135K27DMX22WHT-N , RDA6L135K27DMX22WHT-P , RDA6L135K27DMX22WHT-S , RDA6L135K27DFX22BLK-B , RDA6L135K27DFX22BLK-N , RDA6L135K27DFX22BLK-P , RDA6L135K27DFX22BLK-S , RDA6L135K27DFX22SL-B , RDA6L135K27DFX22SL-N , RDA6L135K27DFX22SL-P , RDA6L135K27DFX22SL-S , RDA6L135K27DFX22WHT-B , RDA6L135K27DFX22WHT-N , RDA6L135K27DFX22WHT-P , RDA6L135K27DFX22WHT-S , RDA6L135K12D3SX22BLK-B , RDA6L135K12D3SX22BLK-N , RDA6L135K12D3SX22BLK-P , RDA6L135K12D3SX22BLK-S , RDA6L135K12D3SX22SL-B , RDA6L135K12D3SX22SL-N , RDA6L135K12D3SX22SL-P , RDA6L135K12D3SX22SL-S , RDA6L135K12D3SX22WHT-B , RDA6L135K12D3SX22WHT-N , RDA6L135K12D3SX22WHT-P , RDA6L135K12D3SX22WHT-S , RDA6L135K12D3MX22BLK-B , RDA6L135K12D3MX22BLK-N , RDA6L135K12D3MX22BLK-P , RDA6L135K12D3MX22BLK-S , RDA6L135K12D3MX22SL-B , RDA6L135K12D3MX22SL-N , RDA6L135K12D3MX22SL-P , RDA6L135K12D3MX22SL-S , RDA6L135K12D3MX22WHT-B , RDA6L135K12D3MX22WHT-N , RDA6L135K12D3MX22WHT-P , RDA6L135K12D3MX22WHT-S , RDA6L135K12D3FX22BLK-B , RDA6L135K12D3FX22BLK-N , RDA6L135K12D3FX22BLK-P , RDA6L135K12D3FX22BLK-S , RDA6L135K12D3FX22SL-B , RDA6L135K12D3FX22SL-N , RDA6L135K12D3FX22SL-P , RDA6L135K12D3FX22SL-S , RDA6L135K12D3FX22WHT-B , RDA6L135K12D3FX22WHT-N , RDA6L135K12D3FX22WHT-P , RDA6L135K12D3FX22WHT-S , RDA6L135KC12DSX22BLK-B , RDA6L135KC12DSX22BLK-N , RDA6L135KC12DSX22BLK-P , RDA6L135KC12DSX22BLK-S , RDA6L135KC12DSX22SL-B , RDA6L135KC12DSX22SL-N , RDA6L135KC12DSX22SL-P , RDA6L135KC12DSX22SL-S , RDA6L135KC12DSX22WHT-B , RDA6L135KC12DSX22WHT-N , RDA6L135KC12DSX22WHT-P , RDA6L135KC12DSX22WHT-S , RDA6L135KC12DMX22BLK-B , RDA6L135KC12DMX22BLK-N , RDA6L135KC12DMX22BLK-P , RDA6L135KC12DMX22BLK-S , RDA6L135KC12DMX22SL-B , RDA6L135KC12DMX22SL-N , RDA6L135KC12DMX22SL-P , RDA6L135KC12DMX22SL-S , RDA6L135KC12DMX22WHT-B , RDA6L135KC12DMX22WHT-N , RDA6L135KC12DMX22WHT-P , RDA6L135KC12DMX22WHT-S , RDA6L135KC12DFX22BLK-B , RDA6L135KC12DFX22BLK-N , RDA6L135KC12DFX22BLK-P , RDA6L135KC12DFX22BLK-S , RDA6L135KC12DFX22SL-B , RDA6L135KC12DFX22SL-N , RDA6L135KC12DFX22SL-P , RDA6L135KC12DFX22SL-S , RDA6L135KC12DFX22WHT-B , RDA6L135KC12DFX22WHT-N , RDA6L135KC12DFX22WHT-P , RDA6L135KC12DFX22WHT-S , RDA6L135KC27DSX22BLK-B , RDA6L135KC27DSX22BLK-N , RDA6L135KC27DSX22BLK-P , RDA6L135KC27DSX22BLK-S , RDA6L135KC27DSX22SL-B , RDA6L135KC27DSX22SL-N , RDA6L135KC27DSX22SL-P , RDA6L135KC27DSX22SL-S , RDA6L135KC27DSX22WHT-B , RDA6L135KC27DSX22WHT-N , RDA6L135KC27DSX22WHT-P , RDA6L135KC27DSX22WHT-S , RDA6L135KC27DMX22BLK-B , RDA6L135KC27DMX22BLK-N , RDA6L135KC27DMX22BLK-P , RDA6L135KC27DMX22BLK-S , RDA6L135KC27DMX22SL-B , RDA6L135KC27DMX22SL-N , RDA6L135KC27DMX22SL-P , RDA6L135KC27DMX22SL-S , RDA6L135KC27DMX22WHT-B , RDA6L135KC27DMX22WHT-N , RDA6L135KC27DMX22WHT-P , RDA6L135KC27DMX22WHT-S , RDA6L135KC27DFX22BLK-B , RDA6L135KC27DFX22BLK-N , RDA6L135KC27DFX22BLK-P , RDA6L135KC27DFX22BLK-S , RDA6L135KC27DFX22SL-B , RDA6L135KC27DFX22SL-N , RDA6L135KC27DFX22SL-P , RDA6L135KC27DFX22SL-S , RDA6L135KC27DFX22WHT-B , RDA6L135KC27DFX22WHT-N , RDA6L135KC27DFX22WHT-P , RDA6L135KC27DFX22WHT-S , RDA6L135KC12D3SX22BLK-B , RDA6L135KC12D3SX22BLK-N , RDA6L135KC12D3SX22BLK-P , RDA6L135KC12D3SX22BLK-S , RDA6L135KC12D3SX22SL-B , RDA6L135KC12D3SX22SL-N , RDA6L135KC12D3SX22SL-P , RDA6L135KC12D3SX22SL-S , RDA6L135KC12D3SX22WHT-B , RDA6L135KC12D3SX22WHT-N , RDA6L135KC12D3SX22WHT-P , RDA6L135KC12D3SX22WHT-S , RDA6L135KC12D3MX22BLK-B , RDA6L135KC12D3MX22BLK-N , RDA6L135KC12D3MX22BLK-P , RDA6L135KC12D3MX22BLK-S , RDA6L135KC12D3MX22SL-B , RDA6L135KC12D3MX22SL-N , RDA6L135KC12D3MX22SL-P , RDA6L135KC12D3MX22SL-S , RDA6L135KC12D3MX22WHT-B , RDA6L135KC12D3MX22WHT-N , RDA6L135KC12D3MX22WHT-P , RDA6L135KC12D3MX22WHT-S , RDA6L135KC12D3FX22BLK-B , RDA6L135KC12D3FX22BLK-N , RDA6L135KC12D3FX22BLK-P , RDA6L135KC12D3FX22BLK-S , RDA6L135KC12D3FX22SL-B , RDA6L135KC12D3FX22SL-N , RDA6L135KC12D3FX22SL-P , RDA6L135KC12D3FX22SL-S , RDA6L135KC12D3FX22WHT-B , RDA6L135KC12D3FX22WHT-N , RDA6L135KC12D3FX22WHT-P , RDA6L135KC12D3FX22WHT-S + More - Less Contech RDA6L1 20W Non-IC O3 Square Multiple LED Recessed Downlight Adjustables Contech RDA6L1 20W Non-IC O3 Square Multiple LED Recessed Downlight Adjustables - 3500K | 3500 | 83 | 2000 | 100 |  | 20 | 1 | 425.04 | 425.04 | 499.4384 | 2020Q2 | https://www.lbclighting.com/led/led-commercial/cntc-rda6l135-sq.html | LBC Lighting | 2020 | No
LED Lighting | Downlight | Contech Lighting | True |  |  |  |  | Light engine consists of a single, high lumen output multi-chip LED array Lamp heads feature a constant tension design for tilt and rotation adjustability. Tilt mechanism can also be locked into place with a provided allen wrench Lamp heads provide 370° rotation and 45° tilt adjustability inside housing For increased adjustability, the lamp head features a firm-feel detent pull-down mechanism (2" extension) which allows the head to tilt up to 90° 20W LED (Included) More Information Contech RDA6L1 20W Non-IC O3 Linear Multiple LED Recessed Downlight Adjustables Features: Rating: Non-IC Type: New Construction Lamping: 20W LED Lumen: 2000 Color Temperature: 4000K CRI: 83, 90+ Electrical/Dimming: 120V TRIAC,ELV, 0-10V Dimming, 277V TRIAC,ELV, 0-10V Dimming, 120V LUTRON HI-LUME Dimming Beam: Spot (11°), Medium (25°), Flood (36°) Lamps: 1, 4 Housing/Head Finish: Matte Black, Matte White, Satin Silver Trim Finish: Matte Black, Matte White, Satin Silver, Trimless Light engine consists of a single, high lumen output multi-chip LED array Lamp heads feature a constant tension design for tilt and rotation adjustability. Tilt mechanism can also be locked into place with a provided allen wrench Lamp heads provide 370° rotation and 45° tilt adjustability inside housing For increased adjustability, the lamp head features a firm-feel detent pull-down mechanism (2" extension) which allows the head to tilt up to 90° Lamping: 20W LED (Included) Models: RDA6L140K , RDA6L140KC *MFG Part Number*: RDA6L140K12DSX1BLK-B , RDA6L140K12DSX1BLK-N , RDA6L140K12DSX1BLK-P , RDA6L140K12DSX1BLK-S , RDA6L140K12DSX1SL-B , RDA6L140K12DSX1SL-N , RDA6L140K12DSX1SL-S , RDA6L140K12DSX1WHT-B , RDA6L140K12DSX1WHT-N , RDA6L140K12DSX1WHT-P , RDA6L140K12DSX1WHT-S , RDA6L140K12DSX1SL-P , RDA6L140K12DMX1BLK-B , RDA6L140K12DMX1BLK-N , RDA6L140K12DMX1BLK-P , RDA6L140K12DMX1BLK-S , RDA6L140K12DMX1SL-B , RDA6L140K12DMX1SL-N , RDA6L140K12DMX1SL-P , RDA6L140K12DMX1SL-S , RDA6L140K12DMX1WHT-B , RDA6L140K12DMX1WHT-N , RDA6L140K12DMX1WHT-P , RDA6L140K12DMX1WHT-S , RDA6L140K12DFX1BLK-B , RDA6L140K12DFX1BLK-N , RDA6L140K12DFX1BLK-P , RDA6L140K12DFX1BLK-S , RDA6L140K12DFX1SL-B , RDA6L140K12DFX1SL-N , RDA6L140K12DFX1SL-P , RDA6L140K12DFX1SL-S , RDA6L140K12DFX1WHT-B , RDA6L140K12DFX1WHT-N , RDA6L140K12DFX1WHT-P , RDA6L140K12DFX1WHT-S , RDA6L140K27DSX1BLK-B , RDA6L140K27DSX1BLK-N , RDA6L140K27DSX1BLK-P , RDA6L140K27DSX1BLK-S , RDA6L140K27DSX1SL-B , RDA6L140K27DSX1SL-N , RDA6L140K27DSX1SL-P , RDA6L140K27DSX1SL-S , RDA6L140K27DSX1WHT-B , RDA6L140K27DSX1WHT-N , RDA6L140K27DSX1WHT-P , RDA6L140K27DSX1WHT-S , RDA6L140K27DMX1BLK-B , RDA6L140K27DMX1BLK-N , RDA6L140K27DMX1BLK-P , RDA6L140K27DMX1BLK-S , RDA6L140K27DMX1SL-B , RDA6L140K27DMX1SL-N , RDA6L140K27DMX1SL-P , RDA6L140K27DMX1SL-S , RDA6L140K27DMX1WHT-B , RDA6L140K27DMX1WHT-N , RDA6L140K27DMX1WHT-P , RDA6L140K27DMX1WHT-S , RDA6L140K27DFX1BLK-B , RDA6L140K27DFX1BLK-N , RDA6L140K27DFX1BLK-P , RDA6L140K27DFX1BLK-S , RDA6L140K27DFX1SL-B , RDA6L140K27DFX1SL-N , RDA6L140K27DFX1SL-P , RDA6L140K27DFX1SL-S , RDA6L140K27DFX1WHT-B , RDA6L140K27DFX1WHT-N , RDA6L140K27DFX1WHT-P , RDA6L140K27DFX1WHT-S , RDA6L140K12D3SX1BLK-B , RDA6L140K12D3SX1BLK-N , RDA6L140K12D3SX1BLK-P , RDA6L140K12D3SX1BLK-S , RDA6L140K12D3SX1SL-B , RDA6L140K12D3SX1SL-N , RDA6L140K12D3SX1SL-P , RDA6L140K12D3SX1SL-S , RDA6L140K12D3SX1WHT-B , RDA6L140K12D3SX1WHT-N , RDA6L140K12D3SX1WHT-P , RDA6L140K12D3SX1WHT-S , RDA6L140K12D3MX1BLK-B , RDA6L140K12D3MX1BLK-N , RDA6L140K12D3MX1BLK-P , RDA6L140K12D3MX1BLK-S , RDA6L140K12D3MX1SL-B , RDA6L140K12D3MX1SL-N , RDA6L140K12D3MX1SL-P , RDA6L140K12D3MX1SL-S , RDA6L140K12D3MX1WHT-B , RDA6L140K12D3MX1WHT-N , RDA6L140K12D3MX1WHT-P , RDA6L140K12D3MX1WHT-S , RDA6L140K12D3FX1BLK-B , RDA6L140K12D3FX1BLK-N , RDA6L140K12D3FX1BLK-P , RDA6L140K12D3FX1BLK-S , RDA6L140K12D3FX1SL-B , RDA6L140K12D3FX1SL-N , RDA6L140K12D3FX1SL-P , RDA6L140K12D3FX1SL-S , RDA6L140K12D3FX1WHT-B , RDA6L140K12D3FX1WHT-N , RDA6L140K12D3FX1WHT-P , RDA6L140K12D3FX1WHT-S , RDA6L140KC12DSX1BLK-B , RDA6L140KC12DSX1BLK-N , RDA6L140KC12DSX1BLK-P , RDA6L140KC12DSX1BLK-S , RDA6L140KC12DSX1SL-B , RDA6L140KC12DSX1SL-N , RDA6L140KC12DSX1SL-P , RDA6L140KC12DSX1SL-S , RDA6L140KC12DSX1WHT-B , RDA6L140KC12DSX1WHT-N , RDA6L140KC12DSX1WHT-P , RDA6L140KC12DSX1WHT-S , RDA6L140KC12DMX1BLK-B , RDA6L140KC12DMX1BLK-N , RDA6L140KC12DMX1BLK-P , RDA6L140KC12DMX1BLK-S , RDA6L140KC12DMX1SL-B , RDA6L140KC12DMX1SL-N , RDA6L140KC12DMX1SL-P , RDA6L140KC12DMX1SL-S , RDA6L140KC12DMX1WHT-B , RDA6L140KC12DMX1WHT-N , RDA6L140KC12DMX1WHT-P , RDA6L140KC12DMX1WHT-S , RDA6L140KC12DFX1BLK-B , RDA6L140KC12DFX1BLK-N , RDA6L140KC12DFX1BLK-P , RDA6L140KC12DFX1BLK-S , RDA6L140KC12DFX1SL-B , RDA6L140KC12DFX1SL-N , RDA6L140KC12DFX1SL-P , RDA6L140KC12DFX1SL-S , RDA6L140KC12DFX1WHT-B , RDA6L140KC12DFX1WHT-N , RDA6L140KC12DFX1WHT-P , RDA6L140KC12DFX1WHT-S , RDA6L140KC27DSX1BLK-B , RDA6L140KC27DSX1BLK-N , RDA6L140KC27DSX1BLK-P , RDA6L140KC27DSX1BLK-S , RDA6L140KC27DSX1SL-B , RDA6L140KC27DSX1SL-N , RDA6L140KC27DSX1SL-P , RDA6L140KC27DSX1SL-S , RDA6L140KC27DSX1WHT-B , RDA6L140KC27DSX1WHT-N , RDA6L140KC27DSX1WHT-P , RDA6L140KC27DSX1WHT-S , RDA6L140KC27DMX1BLK-B , RDA6L140KC27DMX1BLK-N , RDA6L140KC27DMX1BLK-P , RDA6L140KC27DMX1BLK-S , RDA6L140KC27DMX1SL-B , RDA6L140KC27DMX1SL-N , RDA6L140KC27DMX1SL-P , RDA6L140KC27DMX1SL-S , RDA6L140KC27DMX1WHT-B , RDA6L140KC27DMX1WHT-N , RDA6L140KC27DMX1WHT-P , RDA6L140KC27DMX1WHT-S , RDA6L140KC27DFX1BLK-B , RDA6L140KC27DFX1BLK-N , RDA6L140KC27DFX1BLK-P , RDA6L140KC27DFX1BLK-S , RDA6L140KC27DFX1SL-B , RDA6L140KC27DFX1SL-N , RDA6L140KC27DFX1SL-P , RDA6L140KC27DFX1SL-S , RDA6L140KC27DFX1WHT-B , RDA6L140KC27DFX1WHT-N , RDA6L140KC27DFX1WHT-P , RDA6L140KC27DFX1WHT-S , RDA6L140KC12D3SX1BLK-B , RDA6L140KC12D3SX1BLK-N , RDA6L140KC12D3SX1BLK-P , RDA6L140KC12D3SX1BLK-S , RDA6L140KC12D3SX1SL-B , RDA6L140KC12D3SX1SL-N , RDA6L140KC12D3SX1SL-P , RDA6L140KC12D3SX1SL-S , RDA6L140KC12D3SX1WHT-B , RDA6L140KC12D3SX1WHT-N , RDA6L140KC12D3SX1WHT-P , RDA6L140KC12D3SX1WHT-S , RDA6L140KC12D3MX1BLK-B , RDA6L140KC12D3MX1BLK-N , RDA6L140KC12D3MX1BLK-P , RDA6L140KC12D3MX1BLK-S , RDA6L140KC12D3MX1SL-B , RDA6L140KC12D3MX1SL-N , RDA6L140KC12D3MX1SL-P , RDA6L140KC12D3MX1SL-S , RDA6L140KC12D3MX1WHT-B , RDA6L140KC12D3MX1WHT-N , RDA6L140KC12D3MX1WHT-P , RDA6L140KC12D3MX1WHT-S , RDA6L140KC12D3FX1BLK-B , RDA6L140KC12D3FX1BLK-N , RDA6L140KC12D3FX1BLK-P , RDA6L140KC12D3FX1BLK-S , RDA6L140KC12D3FX1SL-B , RDA6L140KC12D3FX1SL-N , RDA6L140KC12D3FX1SL-P , RDA6L140KC12D3FX1SL-S , RDA6L140KC12D3FX1WHT-B , RDA6L140KC12D3FX1WHT-N , RDA6L140KC12D3FX1WHT-P , RDA6L140KC12D3FX1WHT-S , RDA6L140K12DSX22BLK-B , RDA6L140K12DSX22BLK-N , RDA6L140K12DSX22BLK-P , RDA6L140K12DSX22BLK-S , RDA6L140K12DSX22SL-B , RDA6L140K12DSX22SL-N , RDA6L140K12DSX22SL-P , RDA6L140K12DSX22SL-S , RDA6L140K12DSX22WHT-B , RDA6L140K12DSX22WHT-N , RDA6L140K12DSX22WHT-P , RDA6L140K12DSX22WHT-S , RDA6L140K12DMX22BLK-B , RDA6L140K12DMX22BLK-N , RDA6L140K12DMX22BLK-P , RDA6L140K12DMX22BLK-S , RDA6L140K12DMX22SL-B , RDA6L140K12DMX22SL-N , RDA6L140K12DMX22SL-P , RDA6L140K12DMX22SL-S , RDA6L140K12DMX22WHT-B , RDA6L140K12DMX22WHT-N , RDA6L140K12DMX22WHT-P , RDA6L140K12DMX22WHT-S , RDA6L140K12DFX22BLK-B , RDA6L140K12DFX22BLK-N , RDA6L140K12DFX22BLK-P , RDA6L140K12DFX22BLK-S , RDA6L140K12DFX22SL-B , RDA6L140K12DFX22SL-N , RDA6L140K12DFX22SL-P , RDA6L140K12DFX22SL-S , RDA6L140K12DFX22WHT-B , RDA6L140K12DFX22WHT-N , RDA6L140K12DFX22WHT-P , RDA6L140K12DFX22WHT-S , RDA6L140K27DSX22BLK-B , RDA6L140K27DSX22BLK-N , RDA6L140K27DSX22BLK-P , RDA6L140K27DSX22BLK-S , RDA6L140K27DSX22SL-B , RDA6L140K27DSX22SL-N , RDA6L140K27DSX22SL-P , RDA6L140K27DSX22SL-S , RDA6L140K27DSX22WHT-B , RDA6L140K27DSX22WHT-N , RDA6L140K27DSX22WHT-P , RDA6L140K27DSX22WHT-S , RDA6L140K27DMX22BLK-B , RDA6L140K27DMX22BLK-N , RDA6L140K27DMX22BLK-P , RDA6L140K27DMX22BLK-S , RDA6L140K27DMX22SL-B , RDA6L140K27DMX22SL-N , RDA6L140K27DMX22SL-P , RDA6L140K27DMX22SL-S , RDA6L140K27DMX22WHT-B , RDA6L140K27DMX22WHT-N , RDA6L140K27DMX22WHT-P , RDA6L140K27DMX22WHT-S , RDA6L140K27DFX22BLK-B , RDA6L140K27DFX22BLK-N , RDA6L140K27DFX22BLK-P , RDA6L140K27DFX22BLK-S , RDA6L140K27DFX22SL-B , RDA6L140K27DFX22SL-N , RDA6L140K27DFX22SL-P , RDA6L140K27DFX22SL-S , RDA6L140K27DFX22WHT-B , RDA6L140K27DFX22WHT-N , RDA6L140K27DFX22WHT-P , RDA6L140K27DFX22WHT-S , RDA6L140K12D3SX22BLK-B , RDA6L140K12D3SX22BLK-N , RDA6L140K12D3SX22BLK-P , RDA6L140K12D3SX22BLK-S , RDA6L140K12D3SX22SL-B , RDA6L140K12D3SX22SL-N , RDA6L140K12D3SX22SL-P , RDA6L140K12D3SX22SL-S , RDA6L140K12D3SX22WHT-B , RDA6L140K12D3SX22WHT-N , RDA6L140K12D3SX22WHT-P , RDA6L140K12D3SX22WHT-S , RDA6L140K12D3MX22BLK-B , RDA6L140K12D3MX22BLK-N , RDA6L140K12D3MX22BLK-P , RDA6L140K12D3MX22BLK-S , RDA6L140K12D3MX22SL-B , RDA6L140K12D3MX22SL-N , RDA6L140K12D3MX22SL-P , RDA6L140K12D3MX22SL-S , RDA6L140K12D3MX22WHT-B , RDA6L140K12D3MX22WHT-N , RDA6L140K12D3MX22WHT-P , RDA6L140K12D3MX22WHT-S , RDA6L140K12D3FX22BLK-B , RDA6L140K12D3FX22BLK-N , RDA6L140K12D3FX22BLK-P , RDA6L140K12D3FX22BLK-S , RDA6L140K12D3FX22SL-B , RDA6L140K12D3FX22SL-N , RDA6L140K12D3FX22SL-P , RDA6L140K12D3FX22SL-S , RDA6L140K12D3FX22WHT-B , RDA6L140K12D3FX22WHT-N , RDA6L140K12D3FX22WHT-P , RDA6L140K12D3FX22WHT-S , RDA6L140KC12DSX22BLK-B , RDA6L140KC12DSX22BLK-N , RDA6L140KC12DSX22BLK-P , RDA6L140KC12DSX22BLK-S , RDA6L140KC12DSX22SL-B , RDA6L140KC12DSX22SL-N , RDA6L140KC12DSX22SL-P , RDA6L140KC12DSX22SL-S , RDA6L140KC12DSX22WHT-B , RDA6L140KC12DSX22WHT-N , RDA6L140KC12DSX22WHT-P , RDA6L140KC12DSX22WHT-S , RDA6L140KC12DMX22BLK-B , RDA6L140KC12DMX22BLK-N , RDA6L140KC12DMX22BLK-P , RDA6L140KC12DMX22BLK-S , RDA6L140KC12DMX22SL-B , RDA6L140KC12DMX22SL-N , RDA6L140KC12DMX22SL-P , RDA6L140KC12DMX22SL-S , RDA6L140KC12DMX22WHT-B , RDA6L140KC12DMX22WHT-N , RDA6L140KC12DMX22WHT-P , RDA6L140KC12DMX22WHT-S , RDA6L140KC12DFX22BLK-B , RDA6L140KC12DFX22BLK-N , RDA6L140KC12DFX22BLK-P , RDA6L140KC12DFX22BLK-S , RDA6L140KC12DFX22SL-B , RDA6L140KC12DFX22SL-N , RDA6L140KC12DFX22SL-P , RDA6L140KC12DFX22SL-S , RDA6L140KC12DFX22WHT-B , RDA6L140KC12DFX22WHT-N , RDA6L140KC12DFX22WHT-P , RDA6L140KC12DFX22WHT-S , RDA6L140KC27DSX22BLK-B , RDA6L140KC27DSX22BLK-N , RDA6L140KC27DSX22BLK-P , RDA6L140KC27DSX22BLK-S , RDA6L140KC27DSX22SL-B , RDA6L140KC27DSX22SL-N , RDA6L140KC27DSX22SL-P , RDA6L140KC27DSX22SL-S , RDA6L140KC27DSX22WHT-B , RDA6L140KC27DSX22WHT-N , RDA6L140KC27DSX22WHT-P , RDA6L140KC27DSX22WHT-S , RDA6L140KC27DMX22BLK-B , RDA6L140KC27DMX22BLK-N , RDA6L140KC27DMX22BLK-P , RDA6L140KC27DMX22BLK-S , RDA6L140KC27DMX22SL-B , RDA6L140KC27DMX22SL-N , RDA6L140KC27DMX22SL-P , RDA6L140KC27DMX22SL-S , RDA6L140KC27DMX22WHT-B , RDA6L140KC27DMX22WHT-N , RDA6L140KC27DMX22WHT-P , RDA6L140KC27DMX22WHT-S , RDA6L140KC27DFX22BLK-B , RDA6L140KC27DFX22BLK-N , RDA6L140KC27DFX22BLK-P , RDA6L140KC27DFX22BLK-S , RDA6L140KC27DFX22SL-B , RDA6L140KC27DFX22SL-N , RDA6L140KC27DFX22SL-P , RDA6L140KC27DFX22SL-S , RDA6L140KC27DFX22WHT-B , RDA6L140KC27DFX22WHT-N , RDA6L140KC27DFX22WHT-P , RDA6L140KC27DFX22WHT-S , RDA6L140KC12D3SX22BLK-B , RDA6L140KC12D3SX22BLK-N , RDA6L140KC12D3SX22BLK-P , RDA6L140KC12D3SX22BLK-S , RDA6L140KC12D3SX22SL-B , RDA6L140KC12D3SX22SL-N , RDA6L140KC12D3SX22SL-P , RDA6L140KC12D3SX22SL-S , RDA6L140KC12D3SX22WHT-B , RDA6L140KC12D3SX22WHT-N , RDA6L140KC12D3SX22WHT-P , RDA6L140KC12D3SX22WHT-S , RDA6L140KC12D3MX22BLK-B , RDA6L140KC12D3MX22BLK-N , RDA6L140KC12D3MX22BLK-P , RDA6L140KC12D3MX22BLK-S , RDA6L140KC12D3MX22SL-B , RDA6L140KC12D3MX22SL-N , RDA6L140KC12D3MX22SL-P , RDA6L140KC12D3MX22SL-S , RDA6L140KC12D3MX22WHT-B , RDA6L140KC12D3MX22WHT-N , RDA6L140KC12D3MX22WHT-P , RDA6L140KC12D3MX22WHT-S , RDA6L140KC12D3FX22BLK-B , RDA6L140KC12D3FX22BLK-N , RDA6L140KC12D3FX22BLK-P , RDA6L140KC12D3FX22BLK-S , RDA6L140KC12D3FX22SL-B , RDA6L140KC12D3FX22SL-N , RDA6L140KC12D3FX22SL-P , RDA6L140KC12D3FX22SL-S , RDA6L140KC12D3FX22WHT-B , RDA6L140KC12D3FX22WHT-N , RDA6L140KC12D3FX22WHT-P , RDA6L140KC12D3FX22WHT-S + More - Less Contech RDA6L1 20W Non-IC O3 Square Multiple LED Recessed Downlight Adjustables Contech RDA6L1 20W Non-IC O3 Square Multiple LED Recessed Downlight Adjustables - 4000K | 4000 | 83 | 2000 | 100 |  | 20 | 1 | 425.04 | 425.04 | 499.4384 | 2020Q2 | https://www.lbclighting.com/led/led-commercial/cntc-rda6l140-sq.html | LBC Lighting | 2020 | No
LED Lighting | Downlight | Contech Lighting | [5 empty] | Trim only. Housing required - sold separately 50,000 Hour rated life Aluminum extruded heat sink is designed to facilitate heat dissipation to ensure consistent quality light output, color and life of solid state components Optical acrylic diffusion lens produces high lumen transmission and even illumination Trim module and driver housing require a minimum of 3" clearance from insulation material. Thermal protection provided in case of improper insulation use. More Information Contech RFTA8 8" LED Recessed Downlight Retrofit Trim Module Features: Trim only. Housing required - sold separately Size: 8" Wattage: 34.5W Trim Type: Medium Beam Reflector, Wide Beam Reflector Color Temperature: 3000K Lumen: 1763 lm, 1921 lm CRI: 80 Finish: Clear Haze 50,000 Hour rated life Aluminum extruded heat sink is designed to facilitate heat dissipation to ensure consistent quality light output, color and life of solid state components Optical acrylic diffusion lens produces high lumen transmission and even illumination Trim module and driver housing require a minimum of 3" clearance from insulation material. Thermal protection provided in case of improper insulation use. Models: RFTA63430K-MP22MCLR , RFTA63430K-MP22WCLR *MFG Part Number*: RFTA83430K-MP22MCLR , RFTA83430K-MP22WCLR Trim only. Housing required - sold separately. Contech RFTA8 8" LED Recessed Downlight Retrofit Trim Module | 3000 | 80 | 1763 | 51.1014 | 50000 | 34.5 | 1 | 125.12 | 125.12 | 147.0208 | 2020Q2 | https://www.lbclighting.com/led/led-commercial/cntc-rfta8.html | LBC Lighting | 2020 | Yes
LED Lighting | Downlight | Contech Lighting | [5 empty] | 7W PAR16 LED, GU10 Base - 530 lumens (Included) More Information Contech 4" IC New Construction Downlight, w/ adjustable white baffle trim. Features: Size: 4" Type: New Construction Rating: Insulated Ceiling (IC) Finish: White Lamping: 7W PAR16 LED Lumens: 530 lm Color Temperature: 3000K CRI: 82 Beam Spread: 35° Lamping: 7W PAR16 LED, GU10 Base - 530 lumens (Included) Model: RL16G-ICSA/ML05-3530K/CTR1601-P-WHT *MFG Part Number*: RL16G-ICSA/ML05-3530K/CTR1601-P-WHT Contech 4" IC New Construction Downlight, w/ adjustable white baffle trim. Contech 4" New Construction Downlight w/ GU10 LED Lamp | 3000 | 82 | 530 | 75.7143 |  | 7 | 1 | 56.35 | 56.35 | 66.2134 | 2020Q2 | https://www.lbclighting.com/led/led-commercial/cntc-rl16g-icsa-ml05-3530k-ctr1601.html | LBC Lighting | 2020 | Yes
LED Lighting | Downlight | Contech Lighting | True |  |  |  |  | 11W LED - 900 lumens (Included) More Information Contech 6" LED New Construction IC StopAire® Recessed Downlight, Traic, ELV and 0-10v dimming, w/ white albalite shower trim. Features: Size: 6" Type: New Construction Rating: Insulated Ceiling (IC) Finish: White Lamping: 11W LED Lumens: 900 lm Color Temperature: 3000K CRI: 90+ Lamping: 11W LED - 900 lumens (Included) Model: RL38IC130KCMVD/CTR1912-P *MFG Part Number*: RL38IC130KCMVD/CTR1912-P Contech 6" LED New Construction IC StopAire® Recessed Downlight, Traic, ELV and 0-10v dimming, w/ white albalite shower trim. Contech 6" LED New Construction IC StopAire® Recessed Downlight | 3000 | 90 | 900 | 81.8182 |  | 11 | 1 | 123.97 | 123.97 | 145.6695 | 2020Q2 | https://www.lbclighting.com/led/led-commercial/cntc-rl38ic130kcmvd-ctr1912.html | LBC Lighting | 2020 | Yes
LED Lighting | Downlight | Contech Lighting | True |  |  |  |  | Image shows in other finish 11W LED - 900 lumens (Included) More Information Contech 6" LED Downlight, Traic, ELV and 0-10v dimming, w/ white baffle trim. Features: Image shows in other finish Size: 6" Type: New Construction Rating: Insulated Ceiling (IC) Finish: White Lamping: 11W LED Lumens: 900 lm Color Temperature: 3000K CRI: 90+ Lamping: 11W LED - 900 lumens (Included) Model: RL38IC130KCMVD/CTR3001-WHT *MFG Part Number*: RL38IC130KCMVD/CTR3001-WHT Contech 6" LED Downlight, Traic, ELV and 0-10v dimming, w/ white baffle trim. Contech 6" 11W LED Downlight | 3000 | 90 | 900 | 81.8182 |  | 11 | 1 | 115.92 | 115.92 | 136.2105 | 2020Q2 | https://www.lbclighting.com/led/led-commercial/cntc-rl38ic130kcmvd-ctr3001.html | LBC Lighting | 2020 | Yes
LED Lighting | Downlight | Contech Lighting | True |  |  |  |  | Image shows in other finish 15W LED - 1200 lumens (Included) More Information Contech 6" LED Downlight, Traic, ELV and 0-10v dimming, w/ white baffle trim. Features: Image shows in other finish Size: 6" Type: New Construction Rating: Insulated Ceiling (IC) Finish: White Lamping: 15W LED Lumens: 1200 lm Color Temperature: 3000K CRI: 90+ Lamping: 15W LED - 1200 lumens (Included) Model: RL38IC230KCMVD/CTR3001-WHT *MFG Part Number*: RL38IC230KCMVD/CTR3001-WHT Contech 6" LED Downlight, Traic, ELV and 0-10v dimming, w/ white baffle trim. Contech 6" 15W LED Downlight | 3000 | 90 | 1200 | 80 |  | 15 | 1 | 123.97 | 123.97 | 145.6695 | 2020Q2 | https://www.lbclighting.com/led/led-commercial/cntc-rl38ic230kcmvd-ctr3001.html | LBC Lighting | 2020 | Yes
LED Lighting | Downlight | CSL Lighting | True |  |  |  |  | Housing only. Trim sold separately 50,000 hours at 70% lumen maintenance (L70) Standard dimming compatible with INC (incandescent/ triac), ELV or 0-10V dimmers to 10% Field-replaceable light engine and driver 30°, 50° and 80° optics included Suitable for insulated ceilings and airtight applications Trims work with ceiling thicknesses up to 1" 38W LED (Included) More Information CSL EDL5-IC 5" Eco-Downlight New Construction IC Housing Features: Housing only. Trim sold separately Size: 5" Type: New Construction IC/Airtight Color Temperature: 2700K, 3000K, 3500K, 4000K Lamping: 38W LED Lumens: 2815 - 3700 50,000 hours at 70% lumen maintenance (L70) Standard dimming compatible with INC (incandescent/ triac), ELV or 0-10V dimmers to 10% Field-replaceable light engine and driver 30°, 50° and 80° optics included Suitable for insulated ceilings and airtight applications Trims work with ceiling thicknesses up to 1" Lamping: 38W LED (Included) *MFG Part Number*: EDL5-IC-27-1 , EDL5-IC-30-1 , EDL5-IC-35-1 , EDL5-IC-40-1 CSL EDL5-IC 5" Eco-Downlight New Construction IC Housing *Trim sold separately* CSL EDL5-IC 5" Eco-Downlight 38W LED New Construction IC Housing | 2700 |  | 2815 | 74.0789 | 50000 | 38 | 1 | 430 | 430 | 505.2666 | 2020Q2 | https://www.lbclighting.com/led/led-commercial/csl-edl5-ic-129883.html | LBC Lighting | 2020 | No
LED Lighting | Downlight | CSL Lighting | True |  |  |  |  | Housing only. Trim sold separately Standard dimming compatible wiht INC (incandescent/triac), ELV or 0-10% dimmers to 10% Field-replaceable light engine and driver Includes 30 degree, 50 degree, and 80 degree optics Adjusts vertically to ceiling thicknesses from 1/2" to 1" 38W LED (Included) More Information CSL EDL5-RM 5" Eco-Downlight Remodel Non-IC Housing Features: Housing only. Trim sold separately Size: 5 inch Type: Remodel Non-IC Color Temperature: 2700K, 3000K, 3500K, 4000K Lamping: 38W LED Lumens: 2815 - 3700 Rated Hours: 50,000 hours at 70% lumen maintenance Standard dimming compatible wiht INC (incandescent/triac), ELV or 0-10% dimmers to 10% Field-replaceable light engine and driver Includes 30 degree, 50 degree, and 80 degree optics Adjusts vertically to ceiling thicknesses from 1/2" to 1" Voltage: 120-277V Lamping: 38W LED (Included) *MFG Part Number*: EDL5-RM-27-1 , EDL5-RM-30-1 , EDL5-RM-35-1 , EDL5-RM-40-1 CSL EDL5-RM 5" Eco-Downlight Remodel Non-IC Housing *Trim sold separately* CSL EDL5-RM 5" Eco-Downlight 38W LED Remodel Non-IC Housing | 2700 |  | 2815 | 74.0789 | 50000 | 38 | 1 | 370 | 370 | 434.7643 | 2020Q2 | https://www.lbclighting.com/led/led-commercial/csl-edl5-rm.html | LBC Lighting | 2020 | No
LED Lighting | Downlight | CSL Lighting | True |  |  |  |  | Housing only. Trim sold separately 2-Step Binning 50,000 hours at 70% lumen maintenance (L70) Standard dimming compatible with INC (incandescent/triac), ELV or 0-10V dimmers to 10% Field-replaceable light engine and driver Trims work with ceiling thicknesses up to 5/8" 14W LED (Included) More Information CSL EDLM-ADJ 1" Eco-Downlight Adjustable New Construction IC Housing Features: Housing only. Trim sold separately Size: 1" Type: Adjsutable New Construction IC Rated Color Temperature: 2700K, 3000K, 3500K, 4000K Lamping: 14W LED Lumens: 980 - 1250 Voltage: 120-277V 2-Step Binning 50,000 hours at 70% lumen maintenance (L70) Standard dimming compatible with INC (incandescent/triac), ELV or 0-10V dimmers to 10% Field-replaceable light engine and driver Includes 3 Optics: Narrow 30 degrees, Flood 50 degrees, Wide Flood 80 degrees Adjustable, rotating heat sink: Vertical aiming up to 15˚ tilt; Horizontal aiming 354˚ rotation Trims work with ceiling thicknesses up to 5/8" Lamping: 14W LED (Included) Models: EDLM-ADJ-27-3 , EDLM-ADJ-30-3 , EDLM-ADJ-35-3 , EDLM-ADJ-40-3 *MFG Part Number*: EDLM-ADJ-27-3 , EDLM-ADJ-30-3 , EDLM-ADJ-35-3 , EDLM-ADJ-40-3 CSL EDLM-ADJ 1" Eco-Downlight Adjustable New Construction IC Housing *Trim sold separately* CSL EDLM-ADJ 1" Eco-Downlight 14W LED Adjustable New Construction IC Housing | 2700 |  | 980 | 70 | 50000 | 14 | 1 | 230 | 230 | 270.2589 | 2020Q2 | https://www.lbclighting.com/led/led-commercial/csl-edlm-adj.html | LBC Lighting | 2020 | No
LED Lighting | Downlight | CSL Lighting | True |  |  |  |  | Housing only. Trim sold separately 2-Step Binning 50,000 hours at 70% lumen maintenance (L70) Standard dimming compatible with INC (incandescent/triac) ELV dimmers to 10% (0-10V) Field-replaceable light engine and driver Trims work with ceiling thicknesses up to 2" 14W LED (Included) More Information CSL EDLM-NC 1" Eco-Downlight New Construction Non-IC Housing Features: Housing only. Trim sold separately Size: 1" Type: New Construction Non-IC Color Temperature: 2700K, 3000K, 3500K, 4000K Lamping: 14W LED Lumens: 980 - 1250 Voltage: 120-277V 2-Step Binning 50,000 hours at 70% lumen maintenance (L70) Standard dimming compatible with INC (incandescent/triac) ELV dimmers to 10% (0-10V) Field-replaceable light engine and driver Four Optics Included: Very Narrow – 10°, Narrow – 30°, Flood - 50°, Wide Flood – 80° Trims work with ceiling thicknesses up to 2" Lamping: 14W LED (Included) Models: EDLM-NC-27-3 , EDLM-NC-30-3 , EDLM-NC-35-3 , EDLM-NC-40-3 *MFG Part Number*: EDLM-NC-27-3 , EDLM-NC-35-3 , EDLM-NC-40-3 , EDLM-NC-30-3 CSL EDLM-NC 1" Eco-Downlight New Construction Non-IC Housing *Trim sold separately* CSL EDLM-NC 1" Eco-Downlight 14W LED New Construction Non-IC Housing | 2700 |  | 980 | 70 | 50000 | 14 | 1 | 190 | 190 | 223.2573 | 2020Q2 | https://www.lbclighting.com/led/led-commercial/csl-edlm-nc.html | LBC Lighting | 2020 | No
LED Lighting | Decorative | Elco Lighting | True |  |  |  |  | Housing sold separately. Suitable for hard wire installation into a standard 4x4 junction box Suitable for installation into a 5” or 6” recessed fixtures with 2-wire connector Suitable for installation into a 5” or 6” recessed fixtures with medium base socket, using PSA30 adaptor (included) 11.5W LED array chip More Information 5" or 6" LED Disk Light, Low Profile, Surface/Recessed Installation Features: Housing sold separately. Lamping: LED Wattage: 11.5W Voltage: 120 CRI: 90 Color Temperature: 3000K Lumens: 750 Finish: White LED Driver: 120V AC, dimmable Suitable for hard wire installation into a standard 4x4 junction box Suitable for installation into a 5” or 6” recessed fixtures with 2-wire connector Suitable for installation into a 5” or 6” recessed fixtures with medium base socket, using PSA30 adaptor (included) Lamping: 11.5W LED array chip Model: ELSF1030W *MFG Part Number*: ELSF1030W Housing sold separately. ELCO ELSF1030 5" or 6" LED Disk Light, Low Profile, Surface/Recessed Installation | 3000 | 90 | 750 | 65.2174 |  | 11.5 | 1 | 30.94 | 30.94 | 36.3557 | 2020Q2 | https://www.lbclighting.com/led/led-commercial/elco-elsf1030.html | LBC Lighting | 2020 | Yes
LED Lighting | Downlight | Elite | True |  |  |  |  | Retrofit only. Housing sold separately. The Elite RL465 lighting system is dimmable down to 10% by using an approved incandescent dimmer or select electronic low voltage dimmers when ordered with DIMTR-120 option. Refer to dimming matrix for more information. Greater light output than an 13W CFL or a 50W BR20 while consuming less than 10W of power. Fits in most 4 inch downlight housings. The module can be adjusted up to 38º vertically and rotates up to 35º More Information Elite RL465 4" Round Adjustable LED Retrofit Recessed - 650 Lumens Features: Retrofit only. Housing sold separately. Size: 4" Type: Round Adjustable Lumens: 650 lm Color Temperature: 2700K, 3000K, 4000K Finish: White Beam Spread: Medium 38 Degrees CRI: 90+ Voltage: 120V The Elite RL465 lighting system is dimmable down to 10% by using an approved incandescent dimmer or select electronic low voltage dimmers when ordered with DIMTR-120 option. Refer to dimming matrix for more information. Greater light output than an 13W CFL or a 50W BR20 while consuming less than 10W of power. Fits in most 4 inch downlight housings. The module can be adjusted up to 38º vertically and rotates up to 35º Models: RL465-650L-DIMTR-120-27K-90-MD-WH , RL465-650L-DIMTR-120-30K-90-MD-WH , RL465-650L-DIMTR-120-40K-90-MD-WH *MFG Part Number*: RL465-650L-DIMTR-120-27K-90-MD-WH , RL465-650L-DIMTR-120-30K-90-MD-WH , RL465-650L-DIMTR-120-40K-90-MD-WH Elite RL465 4" Round Adjustable LED Retrofit Recessed - 650 Lumens Elite RL465 4" Round Adjustable LED Retrofit Recessed - 650 Lumens | 2700 | 90 | 650 | 50 |  | 13 | 1 | 44 | 44 | 51.7017 | 2020Q2 | https://www.lbclighting.com/led/led-commercial/elte-rl465-650l-dimtr-120.html | LBC Lighting | 2020 | Yes
LED Lighting | Reflector | Elite | True |  |  |  |  | Greater light output than an 13W CFL or a 50W BR20 while consuming only 10W of power The Elite RL470 lighting system is dimmable down to 10% by using an approved dimmer Comes with industry standard torsion springs or mounting clips that can be adjusted to fit in most junction boxes and most 4” down light housings Custom designed bracket included for mounting in standard size junction box More Information Elite RL470 Universal 4" Surface Mount LED Module - 650 Lumens Features: Size: 4" Type: Reflector Dimming: approved dimmer Lumens: 650 lm Color Temperature: 2700K, 3000K, 4000K Finish: White/White CRI: 90+ Voltage: 120V Greater light output than an 13W CFL or a 50W BR20 while consuming only 10W of power The Elite RL470 lighting system is dimmable down to 10% by using an approved dimmer Comes with industry standard torsion springs or mounting clips that can be adjusted to fit in most junction boxes and most 4” down light housings Custom designed bracket included for mounting in standard size junction box Models: RL470-650L-DIMTR-120-27K , RL470-650L-DIMTR-120-30K , RL470-650L-DIMTR-120-40K *MFG Part Number*: RL470-650L-DIMTR-120-27K-W-WH , RL470-650L-DIMTR-120-30K-W-WH , RL470-650L-DIMTR-120-40K-W-WH Elite RL470 Universal 4" Surface Mount LED Module - 650 Lumens Elite RL470 Universal 4" LED Surface Mount - 650 Lumens | 2700 | 90 | 650 | 50 |  | 13 | 1 | 30.8 | 30.8 | 36.1912 | 2020Q2 | https://www.lbclighting.com/led/led-commercial/elte-rl470-650l-dimtr-120.html | LBC Lighting | 2020 | Yes
LED Lighting | Downlight | Elite | True |  |  |  |  | Retrofit only. Housing sold separately. Greater light output than an 13W CFL or a 50W BR20 while consuming less than 10W of power Fits in most 4 inch downlight housings The Elite RL485 lighting system is dimmable down to 10% by using an approved incandescent dimmer or select electronic low voltage dimmers when ordered with DIMTR-120 option More Information Elite RL485 4" LED Retrofit Square Trim Downlight - 650 lumens Features: Retrofit only. Housing sold separately. Size: 4" Type: Reflector Lumens: 650 lm Color Temperature: 4000K, 5000K Finish: White/White CRI: 90+ Voltage: 120V Greater light output than an 13W CFL or a 50W BR20 while consuming less than 10W of power Fits in most 4 inch downlight housings The Elite RL485 lighting system is dimmable down to 10% by using an approved incandescent dimmer or select electronic low voltage dimmers when ordered with DIMTR-120 option Models: RL485-650L-DIMTR-120-40K , RL485-650L-DIMTR-120-50K *MFG Part Number*: RL485-650L-DIMTR-120-27K-W-WH , RL485-650L-DIMTR-120-30K-W-WH , RL485-650L-DIMTR-120-40K-W-WH , RL485-650L-DIMTR-120-50K-W-WH Housing sold separately. Elite RL485 4" LED Retrofit Square Trim Downlight - 650 lumens | 4000 | 90 | 650 | 50 |  | 13 | 1 | 39.6 | 39.6 | 46.5315 | 2020Q2 | https://www.lbclighting.com/led/led-commercial/elte-rl485-650l-dimtr-120.html | LBC Lighting | 2020 | Yes
LED Lighting | Downlight | Elite | True |  |  |  |  | Greater light output than an 18W CFL or a 65W BR30 while consuming less than 16W of power Fits in most 6 & 5 inch downlight housings and junction boxes The Elite RL670 lighting system is dimmable down to 10% by using an approved dimmer Comes with industry standard torsion springs or mounting clips that can be adjusted to fit in most junction boxes and most 5” and 6” down light housings. Custom designed bracket included for mounting in standard size junction box More Information Elite RL670 Universal 6" LED Surface Mount - 1000 Lumens Features: Size: 6 inches Type: Reflector Lumens: 1000 lm Dimming: approved dimmer Voltage: 120V Color Temperature: 2700K , 3000K , 4000K CRI: 85+ , 90+ Finish: White/White Greater light output than an 18W CFL or a 65W BR30 while consuming less than 16W of power Fits in most 6 & 5 inch downlight housings and junction boxes The Elite RL670 lighting system is dimmable down to 10% by using an approved dimmer Comes with industry standard torsion springs or mounting clips that can be adjusted to fit in most junction boxes and most 5” and 6” down light housings. Custom designed bracket included for mounting in standard size junction box Models: RL670-1000L-DIMTR-120-27K-90-W-WH , RL670-1000L-DIMTR-120-30K-90-W-WH , RL670-1000L-DIMTR-120-40K-90-W-WH *MFG Part Number*: RL670-1000L-DIMTR-120-27K-90-W-WH , RL670-1000L-DIMTR-120-30K-90-W-WH , RL670-1000L-DIMTR-120-40K-90-W-WH Elite RL670 Universal 6" LED Surface Mount - 1000 Lumens Elite RL670 Universal 6" LED Surface Mount - 1000 Lumens | 2700 | 85 | 1000 | 55.5556 |  | 18 | 1 | 30.8 | 30.8 | 36.1912 | 2020Q2 | https://www.lbclighting.com/led/led-commercial/elte-rl670-1000l-dimtr-120.html | LBC Lighting | 2020 | Yes
LED Lighting | Reflector | Elite | True |  |  |  |  | Greater light output than a 26W CFL or a 65W BR30 while consuming less than 15W of power. The Elite RL677 LED system fits in most junction boxes The Elite RL677 lighting system is dimmable down to 10% by using an approved dimmer. Refer to dimming matrix on spec sheet for more information. More Information Elite RL677 6" LED Surface Mount - 1000 Lumens Features: Size: 6 inches Lumens: 1000 lm Wattage: 15W LED Color Temperature: 3000K, 4000K CRI: 90+ Finish: White Voltage: 120V Greater light output than a 26W CFL or a 65W BR30 while consuming less than 15W of power. The Elite RL677 LED system fits in most junction boxes The Elite RL677 lighting system is dimmable down to 10% by using an approved dimmer. Refer to dimming matrix on spec sheet for more information. Models: RL677-1000L-DIMTR-120-30K-90-WH , RL677-1000L-DIMTR-120-40K-90-WH *MFG Part Number*: RL677-1000L-DIMTR-120-30K-90-WH , RL677-1000L-DIMTR-120-40K-90-WH Elite RL677 6" LED Surface Mount - 1000 Lumens Elite RL677 6" LED Surface Mount - 1000 Lumens | 3000 | 90 | 1000 | 66.6667 |  | 15 | 1 | 22 | 22 | 25.8509 | 2020Q2 | https://www.lbclighting.com/led/led-commercial/elte-rl677-1000l-dimtr-120.html | LBC Lighting | 2020 | Yes
LED Lighting | Downlight | Green Creative | True |  |  |  |  | Innovative CLICK Design 85W incandescent replacement Smooth dimming with existing dimmers Fits most 4" J-boxes 1 x 14.5W max LED More Information This SURFACE MOUNT DOWNLIGHT SERIES 6″ 14.5W luminaire has been designed and engineered for commercial applications that demand accurate color rendering and high performance. Features: Wattage: 14.5W LED Type: 6" Voltage: 120V Rated Life: 40,000 hours Color Temperature: 2700K, 3000K, 4000K CRI: 90 Lumens: 920-1050 Beam Spread: 110 degrees Innovative CLICK Design 85W incandescent replacement Smooth dimming with existing dimmers Fits most 4" J-boxes Lamping: 1 x 14.5W max LED Models: 40842 , 40843 , 40847 *MFG Part Number*: 40842 , 40843 , 40847 This SURFACE MOUNT DOWNLIGHT SERIES 6″ 14.5W luminaire has been designed and engineered for commercial applications that demand accurate color rendering and high performance. Green Creative 14.5W CLICK SMDL 6" LED Surface Mount Downlight | 2700 | 90 | 920 | 63.4483 | 40000 | 14.5 | 1 | 30.27 | 30.27 | 35.5684 | 2020Q2 | https://www.lbclighting.com/led/led-commercial/grnc-40842.html | LBC Lighting | 2020 | Yes
LED Lighting | Downlight | Green Creative | True |  |  |  |  | Innovative CLICK Design 65W incandescent replacement Smooth dimming with existing dimmers Fits most 4" J-boxes 1 x 11W max LED More Information This SURFACE MOUNT DOWNLIGHT SERIES 6″ 11W luminaire has been designed and engineered for commercial applications that demand accurate color rendering and high performance. Features: Wattage: 11W LED Type: 6" Voltage: 120V Rated Life: 40,000 hours Color Temperature: 3000K, 4000K CRI: 90 Lumens: 720-750 Beam Spread: 110 degrees Innovative CLICK Design 65W incandescent replacement Smooth dimming with existing dimmers Fits most 4" J-boxes Lamping: 1 x 11W max LED Models: 58102 , 58103 *MFG Part Number*: 58102 , 58103 This SURFACE MOUNT DOWNLIGHT SERIES 6″ 11W luminaire has been designed and engineered for commercial applications that demand accurate color rendering and high performance. Green Creative 11W CLICK SMDL 6" LED Surface Mount Downlight | 3000 | 90 | 720 | 65.4545 | 40000 | 11 | 1 | 29.37 | 29.37 | 34.5109 | 2020Q2 | https://www.lbclighting.com/led/led-commercial/grnc-58102.html | LBC Lighting | 2020 | Yes
LED Lighting | Downlight | Green Creative | [5 empty] | Innovative CLICK Design 100W incandescent replacement SootheOptic low glare technology Fits most standard 4" j-boxes 1 x 20W LED More Information This SURFACE MOUNT CEILING SERIES 9″ 20W square downlight has been designed and engineered for commercial applications that demand accurate color rendering and high performance. Features: Wattage: 20W LED Type: 9" Voltage: 120V Rated Life: 50,000 hours Color Temperature: 3000K, 4000K CRI: 90 Lumens: 1200-1250 Beam Spread: 100 degrees Innovative CLICK Design 100W incandescent replacement SootheOptic low glare technology Fits most standard 4" j-boxes Lamping: 1 x 20W LED Models: 58242 , 58243 *MFG Part Number*: 58242 , 58243 This SURFACE MOUNT CEILING SERIES 9″ 20W square downlight has been designed and engineered for commercial applications that demand accurate color rendering and high performance. Green Creative 20W CLICK SMPS 9" LED Surface Mount Downlight | 3000 | 90 | 1200 | 60 | 50000 | 20 | 1 | 45.72 | 45.72 | 53.7228 | 2020Q2 | https://www.lbclighting.com/led/led-commercial/grnc-58242.html | LBC Lighting | 2020 | Yes
LED Lighting | Downlight | Green Creative | [5 empty] | Innovative CLICK Design 75W incandescent replacement SootheOptic low glare technology Fits most standard 4" j-boxes 1 x 15W LED More Information This SURFACE MOUNT CEILING SERIES 7″ 15W square downlight has been designed and engineered for commercial applications that demand accurate color rendering and high performance. Features: Wattage: 15W LED Type: 7" Voltage: 120V Rated Life: 50,000 hours Color Temperature: 2700K, 3000K, 4000K CRI: 90 Lumens: 850-870 Beam Spread: 100 degrees Innovative CLICK Design 75W incandescent replacement SootheOptic low glare technology Fits most standard 4" j-boxes Lamping: 1 x 15W LED Models: 58244 , 58245 , 58246 *MFG Part Number*: 58244 , 58245 , 58246 This SURFACE MOUNT CEILING SERIES 7″ 15W square downlight has been designed and engineered for commercial applications that demand accurate color rendering and high performance. Green Creative 15W CLICK SMPS 7" LED Surface Mount Downlight | 2700 | 90 | 850 | 56.6667 | 50000 | 15 | 1 | 31.62 | 31.62 | 37.1547 | 2020Q2 | https://www.lbclighting.com/led/led-commercial/grnc-58244.html | LBC Lighting | 2020 | Yes
LED Lighting | Downlight | Green Creative | [5 empty] | Innovative CLICK Design 50W incandescent replacement SootheOptic low glare technology Fits most standard 4" j-boxes 1 x 10W LED More Information This SURFACE MOUNT CEILING SERIES 5.5″ 10W square downlight has been designed and engineered for commercial applications that demand accurate color rendering and high performance. Features: Wattage: 10W LED Type: 5.5" Voltage: 120V Rated Life: 50,000 hours Color Temperature: 2700K, 3000K, 4000K CRI: 90 Lumens: 550-560 Beam Spread: 100 degrees Innovative CLICK Design 50W incandescent replacement SootheOptic low glare technology Fits most standard 4" j-boxes Lamping: 1 x 10W LED Models: 58247 , 58248 , 58249 *MFG Part Number*: 58247 , 58248 , 58249 This SURFACE MOUNT CEILING SERIES 5.5″ 10W square downlight has been designed and engineered for commercial applications that demand accurate color rendering and high performance. Green Creative 10W CLICK SMPS 5.5" LED Surface Mount Downlight | 2700 | 90 | 550 | 55 | 50000 | 10 | 1 | 24.27 | 24.27 | 28.5182 | 2020Q2 | https://www.lbclighting.com/led/led-commercial/grnc-58247.html | LBC Lighting | 2020 | Yes
LED Lighting | Downlight | Green Creative | [5 empty] | Innovative CLICK Design 100W incandescent replacement SootheOptic low glare technology Fits most standard 4" j-boxes 1 x 20W LED More Information This SURFACE MOUNT CEILING SERIES 9″ 20W round downlight has been designed and engineered for commercial applications that demand accurate color rendering and high performance. Features: Wattage: 20W LED Type: 9" Voltage: 120V Rated Life: 50,000 hours Color Temperature: 3000K, 4000K CRI: 90 Lumens: 1200-1250 Beam Spread: 100 degrees Innovative CLICK Design 100W incandescent replacement SootheOptic low glare technology Fits most standard 4" j-boxes Lamping: 1 x 20W LED Models: 58255 , 58256 *MFG Part Number*: 58255 , 58256 This SURFACE MOUNT CEILING SERIES 9″ 20W round downlight has been designed and engineered for commercial applications that demand accurate color rendering and high performance. Green Creative 20W CLICK SMPR 9" LED Surface Mount Downlight | 3000 | 90 | 1200 | 60 | 50000 | 20 | 1 | 44.82 | 44.82 | 52.6652 | 2020Q2 | https://www.lbclighting.com/led/led-commercial/grnc-58255.html | LBC Lighting | 2020 | Yes
LED Lighting | Downlight | Green Creative | [5 empty] | Innovative CLICK Design 75W incandescent replacement SootheOptic low glare technology Fits most standard 4" j-boxes 1 x 15W LED More Information This SURFACE MOUNT CEILING SERIES 7″ 15W round downlight has been designed and engineered for commercial applications that demand accurate color rendering and high performance. Features: Wattage: 15W LED Type: 7" Voltage: 120V Rated Life: 50,000 hours Color Temperature: 2700K, 3000K, 4000K CRI: 90 Lumens: 850-870 Beam Spread: 100 degrees Innovative CLICK Design 75W incandescent replacement SootheOptic low glare technology Fits most standard 4" j-boxes Lamping: 1 x 15W LED Models: 58257 , 58258 , 58259 *MFG Part Number*: 58257 , 58258 , 58259 This SURFACE MOUNT CEILING SERIES 7″ 15W round downlight has been designed and engineered for commercial applications that demand accurate color rendering and high performance. Green Creative 15W CLICK SMPR 7" LED Surface Mount Downlight | 2700 | 90 | 850 | 56.6667 | 50000 | 15 | 1 | 30.87 | 30.87 | 36.2734 | 2020Q2 | https://www.lbclighting.com/led/led-commercial/grnc-58257.html | LBC Lighting | 2020 | Yes
LED Lighting | Downlight | Green Creative | [5 empty] | Innovative CLICK Design 50W incandescent replacement SootheOptic low glare technology Fits most standard 4" j-boxes 1 x 10W LED More Information This SURFACE MOUNT CEILING SERIES 5.5″ 10W round downlight has been designed and engineered for commercial applications that demand accurate color rendering and high performance. Features: Wattage: 10W LED Type: 5.5" Voltage: 120V Rated Life: 50,000 hours Color Temperature: 2700K, 3000K, 4000K CRI: 90 Lumens: 550-560 Beam Spread: 100 degrees Innovative CLICK Design 50W incandescent replacement SootheOptic low glare technology Fits most standard 4" j-boxes Lamping: 1 x 10W LED Models: 58260 , 58261 , 58262 *MFG Part Number*: 58260 , 58261 , 58262 This SURFACE MOUNT CEILING SERIES 5.5″ 10W round downlight has been designed and engineered for commercial applications that demand accurate color rendering and high performance. Green Creative 10W CLICK SMPR 5.5" LED Surface Mount Downlight | 2700 | 90 | 550 | 55 | 50000 | 10 | 1 | 22.77 | 22.77 | 26.7556 | 2020Q2 | https://www.lbclighting.com/led/led-commercial/grnc-58260.html | LBC Lighting | 2020 | Yes
LED Lighting | Downlight | Halo | True |  |  |  |  | 2700K, 3000K, 3500K, 4000K, 5000K Selectable Color Temperature via switch BLD4 (4") is designed for installation in many 3-1/2" and 4" square, octagon, or round junction boxes (see spec sheet for compatible housings) May also retrofit in 4" aperture IC and Non-IC recessed housings Dimmable (see spec sheet for compatible dimmers) Supply wire adapter with LED quick wiring connector included Ideal for living rooms, hallways, bathrooms and bedrooms 1 x 10.3W LED More Information The Halo SeleCCTable Backlit LED Downlight (BLD) is a low profile, high performance surface mount luminaire that offers the added flexibility of selectable color temperatures at time of installation. Features: Size: 4" Finish: Matte White 2700K, 3000K, 3500K, 4000K, 5000K Selectable Color Temperature via switch Voltage: 120V CRI: 90 Wattage: 10.3W Lumens: 800 BLD4 (4") is designed for installation in many 3-1/2" and 4" square, octagon, or round junction boxes (see spec sheet for compatible housings) May also retrofit in 4" aperture IC and Non-IC recessed housings Dimmable (see spec sheet for compatible dimmers) Supply wire adapter with LED quick wiring connector included Ideal for living rooms, hallways, bathrooms and bedrooms Lamping: 1 x 10.3W LED Model: BLD4089SWH *MFG Part Number*: BLD4089SWH The Halo SeleCCTable Backlit LED Downlight (BLD) is a low profile, high performance surface mount luminaire that offers the added flexibility of selectable color temperatures at time of installation. Halo BLD4 4" 10.3W Surface LED Downlight for Recess Retrofit with SeleCCTable Switch | 2700 | 90 | 800 | 77.6699 |  | 10.3 | 1 | 28.05 | 28.05 | 32.9598 | 2020Q2 | https://www.lbclighting.com/led/led-commercial/halo-bld4.html | LBC Lighting | 2020 | Yes
LED Lighting | Downlight | Halo | [5 empty] | Housing sold separately Low profile surface luminaire with wide distribution Retrofit4" recessed downlights with screwbase adapter included 1 x 8.2W LED More Information The Halo Backlit LED Downlight (BLD) incorporates state of the art lighting technology to create an ultra-low profile surface mounting luminaire with the performance and look of a traditional downlight. Features: Housing sold separately Size: 4" Finish: Matte White Color Temperature: 3000K Voltage: 120V CRI: 90 Wattage: 8.2W Lumens: 600 Low profile surface luminaire with wide distribution Retrofit4" recessed downlights with screwbase adapter included Lamping: 1 x 8.2W LED Model: BLD406930WH *MFG Part Number*: BLD406930WH The Halo Backlit LED Downlight (BLD) incorporates state of the art lighting technology to create an ultra-low profile surface mounting luminaire with the performance and look of a traditional downlight. Halo BLD4 4" 8.2W Backlit LED Downlight | 3000 | 90 | 600 | 73.1707 |  | 8.2 | 1 | 19.8 | 19.8 | 23.2658 | 2020Q2 | https://www.lbclighting.com/led/led-commercial/halo-bld406.html | LBC Lighting | 2020 | Yes
LED Lighting | Downlight | Halo | [5 empty] | Housing sold separately Low profile surface luminaire with wide distribution Compatible with pancake junction boxes Retrofit 5" and 6" recessed downlights with screwbase adapter included 1 x 8.2W LED More Information The Halo Backlit LED Downlight (BLD) incorporates state of the art lighting technology to create an ultra-low profile surface mounting luminaire with the performance and look of a traditional downlight. Features: Housing sold separately Size: 6" Finish: Matte White Color Temperature: 3000K Voltage: 120V CRI: 90 Wattage: 8.2W Lumens: 600 Low profile surface luminaire with wide distribution Compatible with pancake junction boxes Retrofit 5" and 6" recessed downlights with screwbase adapter included Lamping: 1 x 8.2W LED Model: BLD606930WH *MFG Part Number*: BLD606930WH The Halo Backlit LED Downlight (BLD) incorporates state of the art lighting technology to create an ultra-low profile surface mounting luminaire with the performance and look of a traditional downlight. Halo BLD6 6" 8.2W Backlit LED Downlight | 3000 | 90 | 600 | 73.1707 |  | 8.2 | 1 | 19.8 | 19.8 | 23.2658 | 2020Q2 | https://www.lbclighting.com/led/led-commercial/halo-bld6-273399.html | LBC Lighting | 2020 | Yes
LED Lighting | Downlight | Halo | True |  |  |  |  | 2700K, 3000K, 3500K, 4000K, 5000K Selectable Color Temperature via switch BLD6 (6") is designed for installation in many 3-1/2" and 4" square, octagon, or round junction boxes (see spec sheet for compatible housings) May also retrofit in 5" and 6" aperture IC and Non-IC recessed housings Dimmable (see spec sheet for compatible dimmers) Supply wire adapter with LED quick wiring connector included Ideal for living rooms, hallways, bathrooms and bedrooms 1 x 10.3W LED More Information The Halo SeleCCTable Backlit LED Downlight (BLD) is a low profile, high performance surface mount luminaire that offers the added flexibility of selectable color temperatures at time of installation. Features: Size: 6" Finish: Matte White 2700K, 3000K, 3500K, 4000K, 5000K Selectable Color Temperature via switch Voltage: 120V CRI: 90 Wattage: 10.3W Lumens: 800 BLD6 (6") is designed for installation in many 3-1/2" and 4" square, octagon, or round junction boxes (see spec sheet for compatible housings) May also retrofit in 5" and 6" aperture IC and Non-IC recessed housings Dimmable (see spec sheet for compatible dimmers) Supply wire adapter with LED quick wiring connector included Ideal for living rooms, hallways, bathrooms and bedrooms Lamping: 1 x 10.3W LED Model: BLD6089SWH *MFG Part Number*: BLD6089SWH The Halo SeleCCTable Backlit LED Downlight (BLD) is a low profile, high performance surface mount luminaire that offers the added flexibility of selectable color temperatures at time of installation. Halo BLD6 6" 10.3W Surface LED Downlight for Recess Retrofit with SeleCCTable Switch | 2700 | 90 | 800 | 77.6699 |  | 10.3 | 1 | 28.05 | 28.05 | 32.9598 | 2020Q2 | https://www.lbclighting.com/led/led-commercial/halo-bld6-9s.html | LBC Lighting | 2020 | Yes
LED Lighting | Downlight | Halo | True |  |  |  |  | Housing only. Trim sold separately Broad range of trims, distribution can easily be changed in the field Optional adapter allows rimless installation Optional media holder accepts one or two lens or filters Locking 365° rotation and 45° tilt holds any aiming position Got Nail bar hangers support housing at any point along rails Continuous dimming, 100% to 1% with LE/TE phase cut & 0 -10V control 20W Integrated LED (Included) More Information Recessed 3-inch aperture LED downlight / directional with field interchangeable optics provide various distribution patterns. Ideal for accent, task and general area lighting. Housing is airtight, suitable for 2x6 residential or shallow plenum commercial constructions and can be used in direct contact with insulation. Features: Housing only. Trim sold separately Size: 3" Type: New Construction, IC Rated Voltage: 120-277V Distribution: 40° Beam Color Temperature: 3000K Lumens: up to 1800 CRI: 90 Broad range of trims, distribution can easily be changed in the field Optional adapter allows rimless installation Optional media holder accepts one or two lens or filters Locking 365° rotation and 45° tilt holds any aiming position Got Nail bar hangers support housing at any point along rails Continuous dimming, 100% to 1% with LE/TE phase cut & 0 -10V control Lamping: 20W Integrated LED (Included) Model: HL36A20FL930ED010ICAT *MFG Part Number*: HL36A20FL930ED010ICAT Recessed 3-inch aperture LED downlight / directional with field interchangeable optics provide various distribution patterns. Halo HL36A 3" LED Recessed Downlight | 3000 | 90 | 1800 | 90 |  | 20 | 1 | 114 | 114 | 133.9544 | 2020Q2 | https://www.lbclighting.com/led/led-commercial/halo-hl36a.html | LBC Lighting | 2020 | No
LED Lighting | Downlight | Halo | True |  |  |  |  | Housing only. Trim sold separately Broad range of trims, distribution can easily be changed in the field Optional adapter allows rimless installation Optional media holder accepts one or two lens or filters Locking 365° rotation and 45° tilt holds any aiming position Got Nail bar hangers support housing at any point along rails Continuous dimming, 100% to 1% with LE/TE phase cut & 0 -10V control 20W Integrated LED (Included) More Information Recessed 3-inch square aperture LED downlight / directional with field interchangeable optics provide various distribution patterns. Ideal for accent, task and general area lighting. Housing is airtight, suitable for 2x6 residential or shallow plenum commercial constructions and can be used in direct contact with insulation. Features: Housing only. Trim sold separately Size: 3" Type: New Construction, IC Rated Voltage: 120-277V Distribution: 40° Beam Color Temperature: 3000K Lumens: up to 1800 CRI: 90 Broad range of trims, distribution can easily be changed in the field Optional adapter allows rimless installation Optional media holder accepts one or two lens or filters Locking 365° rotation and 45° tilt holds any aiming position Got Nail bar hangers support housing at any point along rails Continuous dimming, 100% to 1% with LE/TE phase cut & 0 -10V control Lamping: 20W Integrated LED (Included) Model: HL36SA20FL930ED010ICAT *MFG Part Number*: HL36SA20FL930ED010ICAT Recessed 3-inch aperture LED downlight / directional with field interchangeable optics provide various distribution patterns. Halo HL36SA 3" LED Recessed Downlight | 3000 | 90 | 1800 | 90 |  | 20 | 1 | 114 | 114 | 133.9544 | 2020Q2 | https://www.lbclighting.com/led/led-commercial/halo-hl36sa.html | LBC Lighting | 2020 | No
LED Lighting | Downlight | Halo | True |  |  |  |  | 2700K, 3000K, 3500K, 4000K, 5000K Field Selectable Color Temperature Direct mount - does not require recessed housing or junctin box Achieves L70 at 50,000 hours in IC and non-IC applications Dimmable with 120V dimmers Installs from below the ceiling in as little as 3-1/2” plenum height, can be used in direct contact with insulation and is airtight Use for general area lighting in low to medium height ceilings where energy savings, long life and economy are required 12W Integrated LED (Included) More Information The HLB4 is a 4-inch ultra-thin LED lens downlight with remote driver / junction box suitable for new construction and remodel applications. Field selectable color temperature and high color rendering provide excellent color performance. Simplified installation in drywall or suspended ceilings eliminates recessed cans saving time and money. Features: Size: 4" Finish: Matte White Flange 2700K, 3000K, 3500K, 4000K, 5000K Field Selectable Color Temperature CRI: 90 Voltage: 120V Lumen: up to 750 lm Input watts: 12W Direct mount - does not require recessed housing or junctin box Achieves L70 at 50,000 hours in IC and non-IC applications Dimmable with 120V dimmers Installs from below the ceiling in as little as 3-1/2” plenum height, can be used in direct contact with insulation and is airtight Use for general area lighting in low to medium height ceilings where energy savings, long life and economy are required Lamping: 12W Integrated LED (Included) Model: HLB4069FS1EMWR *MFG Part Number*: HLB4069FS1EMWR The HLB4 is a 4-inch ultra-thin LED lens downlight with remote driver / junction box suitable for new construction and remodel applications. Halo HLB4 4" Ultra-Thin SeleCCTable LED Lens Downlight with Remote Driver / Junction Box | 2700 | 90 | 750 | 62.5 | 50000 | 12 | 1 | 27.23 | 27.23 | 31.9963 | 2020Q2 | https://www.lbclighting.com/led/led-commercial/halo-hlb4-fs.html | LBC Lighting | 2020 | Yes
LED Lighting | Downlight | Halo | True |  |  |  |  | 2700K, 3000K, 3500K, 4000K, 5000K Field Selectable Color Temperature Direct mount - does not require recessed housing or junctin box Achieves L70 at 50,000 hours in IC and non-IC applications Dimmable with 120V dimmers Installs from below the ceiling in as little as 3-1/2” plenum height, can be used in direct contact with insulation and is airtight Use for general area lighting in low to medium height ceilings where energy savings, long life and economy are required 16W Integrated LED (Included) More Information The HLB6 is a 6-inch ultra-thin LED lens downlight with remote driver / junction box suitable for new construction and remodel applications. Field selectable color temperature and high color rendering provide excellent color performance. Simplified installation in drywall or suspended ceilings eliminates recessed cans saving time and money. Features: Size: 6" Finish: Matte White Flange 2700K, 3000K, 3500K, 4000K, 5000K Field Selectable Color Temperature CRI: 90 Voltage: 120V Lumen: up to 1100 lm Input watts: 16W Direct mount - does not require recessed housing or junctin box Achieves L70 at 50,000 hours in IC and non-IC applications Dimmable with 120V dimmers Installs from below the ceiling in as little as 3-1/2” plenum height, can be used in direct contact with insulation and is airtight Use for general area lighting in low to medium height ceilings where energy savings, long life and economy are required Lamping: 16W Integrated LED (Included) Model: HLB6099FS1EMWR *MFG Part Number*: HLB6099FS1EMWR The HLB6 is a 6-inch ultra-thin LED lens downlight with remote driver / junction box suitable for new construction and remodel applications. Halo HLB6 6" Ultra-Thin SeleCCTable LED Lens Downlight with Remote Driver / Junction Box | 2700 | 90 | 1100 | 68.75 | 50000 | 16 | 1 | 27.72 | 27.72 | 32.5721 | 2020Q2 | https://www.lbclighting.com/led/led-commercial/halo-hlb6-fs.html | LBC Lighting | 2020 | Yes
LED Lighting | Downlight | Halo | True |  |  |  |  | Direct mount - does not require recessed housing or junction box Achieves L70 at 50,000 hours in IC and non-IC applications Dimmable with 120V dimmers 16W Integrated LED (Included) More Information The HLB6 is a 6-inch ultra-thin LED lens downlight with remote driver / junction box suitable for new construction and remodel applications. Field selectable color temperature and high color rendering provide excellent color performance. Simplified installation in drywall or suspended ceilings eliminates recessed cans saving time and money. Features: Size: 6" Finish: Matte White Flange Color Temperature: 3000K, 4000K CRI: 90 Voltage: 120V Lumen: 900 lm Input watts: 16W Direct mount - does not require recessed housing or junction box Achieves L70 at 50,000 hours in IC and non-IC applications Dimmable with 120V dimmers Lamping: 16W Integrated LED (Included) *MFG Part Number*: HLB6099301EMWR , HLB6099401EMWR The HLB6 is a 6-inch ultra-thin LED lens downlight with remote driver / junction box suitable for new construction and remodel applications. Halo HLB6 6" Ultra-Thin LED Lens Downlight with Remote Driver / Junction Box | 3000 | 90 | 900 | 56.25 | 50000 | 16 | 1 | 22.28 | 22.28 | 26.1799 | 2020Q2 | https://www.lbclighting.com/led/led-commercial/halo-hlb6.html | LBC Lighting | 2020 | Yes
LED Lighting | Downlight | Halo | True |  |  |  |  | 2700, 3000, 3500, 4000 and 5000 K field selectable CCT Direct mount - does not require recessed housing or junction box Achieves L70 at 50,000 hours in IC and non-IC applications Dimmable with 120V dimmers 14W Integrated LED (Included) More Information The HLB6S is a 6-inch ultra-thin LED square lens downlight with remote driver / junction box suitable for new construction and remodel applications. Field selectable color temperature and high color rendering provide excellent color performance. Simplified installation in drywall or suspended ceilings eliminates recessed cans saving time and money. Features: Size: 6" Finish: Matte White Flange 2700, 3000, 3500, 4000 and 5000 K field selectable CCT CRI: 90 Voltage: 120V Lumen: 900 lm Input watts: 14W Direct mount - does not require recessed housing or junction box Achieves L70 at 50,000 hours in IC and non-IC applications Dimmable with 120V dimmers Lamping: 14W Integrated LED (Included) *MFG Part Number*: HLB6S099FS1EMWR The HLB6S is a 6-inch ultra-thin LED square lens downlight with remote driver / junction box suitable for new construction and remodel applications. Halo HLB6S 6" Ultra-Thin SeleCCTable LED Square Lens Downlight with Remote Driver / Junction Box | 5000 | 90 | 900 | 64.2857 | 50000 | 14 | 1 | 27.23 | 27.23 | 31.9963 | 2020Q2 | https://www.lbclighting.com/led/led-commercial/halo-hlb6s-fs.html | LBC Lighting | 2020 | Yes
LED Lighting | Downlight | Halo | True |  |  |  |  | Direct mount - does not require recessed housing or junction box Achieves L70 at 50,000 hours in IC and non-IC applications Dimmable with 120V dimmers 14W Integrated LED (Included) More Information The HLB6S is a 6-inch ultra-thin LED square lens downlight with remote driver / junction box suitable for new construction and remodel applications. Field selectable color temperature and high color rendering provide excellent color performance. Simplified installation in drywall or suspended ceilings eliminates recessed cans saving time and money. Features: Size: 6" Finish: Matte White Flange Color Temperature: 3000K, 4000K CRI: 90 Voltage: 120V Lumen: 900 lm Input watts: 14W Direct mount - does not require recessed housing or junction box Achieves L70 at 50,000 hours in IC and non-IC applications Dimmable with 120V dimmers Lamping: 14W Integrated LED (Included) *MFG Part Number*: HLB6S099301EMWR , HLB6S099401EMWR The HLB6S is a 6-inch ultra-thin LED square lens downlight with remote driver / junction box suitable for new construction and remodel applications. Halo HLB6S 6" Ultra-Thin LED Square Lens Downlight with Remote Driver / Junction Box | 3000 | 90 | 900 | 64.2857 | 50000 | 14 | 1 | 22.28 | 22.28 | 26.1799 | 2020Q2 | https://www.lbclighting.com/led/led-commercial/halo-hlb6s.html | LBC Lighting | 2020 | Yes
LED Lighting | Downlight | Halo | True |  |  |  |  | A complete luminaire consists of a housing and LED module, order separately. Adjustable gimbal offers 35-degree tilt and 360-degree rotation Retrofits existing 4" housings with screwbase adapter included Dimmable to 10% Friction Blade mounting 8.6W Integrated LED More Information The Halo LA4 LED Adjustable Downlight series are adjustable LED modules for 4” aperture recessed downlights. The lens provides uniform illumination and wet location listing. Precision construction makes any housing AIR-TITE for added savings and code compliance. Features: A complete luminaire consists of a housing and LED module, order separately. Size: 4" Finish: Matte White Baffle Color Temperature: 2700K, 3000K, 3500K, 4000K, 5000K CRI: 90 Voltage: 120V Lumen: up to 640 lm Input watts: 8.6W Adjustable gimbal offers 35-degree tilt and 360-degree rotation Retrofits existing 4" housings with screwbase adapter included Dimmable to 10% Friction Blade mounting Lamping: 8.6W Integrated LED Models: LA4069271EWH , LA4069301EWH , LA4069351EWH , LA4069401EWH , LA4069501EWH *MFG Part Number*: LA4069271EWH , LA4069301EWH , LA4069351EWH , LA4069401EWH , LA4069501EWH + More - Less The Halo LA4 LED Adjustable Downlight series are adjustable LED modules for 4” aperture recessed downlights.Price reflects individual unit. Minimum qty. of 6 and sold in increments of 6. Halo LA4 4" All-Purpose LED Adjustable Retrofit Gimbal | 2700 | 90 | 640 | 106.6667 |  | 6 | 1 | 25.58 | 25.58 | 30.0575 | 2020Q2 | https://www.lbclighting.com/led/led-commercial/halo-la4.html | LBC Lighting | 2020 | Yes
LED Lighting | Downlight | Halo | True |  |  |  |  | A complete luminaire consists of a housing and LED module, order separately. Adjustable gimbal offers 35-degree tilt and 360-degree rotation Retrofits existing 5" or 6" housings with screwbase adapter included Dimmable to 10% Torsion spring adjust for housing size, hold trim securely to ceiling 8.6W Integrated LED More Information The Halo LA56 LED Adjustable Downlight series are adjustable LED modules for 5” or 6” aperture recessed downlights. The lens provides uniform illumination and wet location listing. Precision construction makes any housing AIR-TITE for added savings and code compliance. Features: A complete luminaire consists of a housing and LED module, order separately. Size: 5" or 6" Finish: Matte White Baffle Color Temperature: 2700K, 3000K, 3500K, 4000K, 5000K CRI: 90 Voltage: 120V Lumen: 600 lm Input watts: 8.6W Adjustable gimbal offers 35-degree tilt and 360-degree rotation Retrofits existing 5" or 6" housings with screwbase adapter included Dimmable to 10% Torsion spring adjust for housing size, hold trim securely to ceiling Lamping: 8.6W Integrated LED Models: LA56069271EWH , LA56069301EWH , LA56069351EWH , LA56069401EWH , LA56069501EWH *MFG Part Number*: LA56069271EWH , LA56069301EWH , LA56069351EWH , LA56069401EWH , LA56069501EWH + More - Less The Halo LA56 LED Adjustable Downlight series are adjustable LED modules for 5” or 6” aperture recessed downlights.Price reflects individual unit. Minimum qty. of 6 and sold in increments of 6. Halo LA56 5" / 6" All-Purpose LED Adjustable Retrofit Gimbal | 2700 | 90 | 600 | 100 |  | 6 | 1 | 25.58 | 25.58 | 30.0575 | 2020Q2 | https://www.lbclighting.com/led/led-commercial/halo-la56.html | LBC Lighting | 2020 | Yes
LED Lighting | Downlight | Halo | True |  |  |  |  | Pack of 6. Each trim is $12.00/each. Housing sold separately. Module construction includes LED, heat sink, reflector, lens, baffle and trim ring Push-N-Twist universal installation clips pre-installed Compatible with most 4" recessed housings Includes Edison base adapter Dimmable to 10% with select dimmers Diffusing, regressed lens Rated for IC, ICAT and may be used in Non-IC housings 7.5W - 8W LED More Information The Halo LT4 series is a retrofit LED Baffle-Trim Module for 4" aperture recessed downlights. The LT4 lens provides uniform illumination and wet location listing. Precision construction makes any housing AIR-TITE for added HVAC savings and code compliance. Features: Pack of 6. Each trim is $12.00/each. Housing sold separately. Size: 4" Finish: Matte White Color Temperature: 2700K, 3000K, 3500K, 4000K, 5000K CRI: 90 Voltage: 120V Lumens: Up to 601 lm (5000K) Module construction includes LED, heat sink, reflector, lens, baffle and trim ring Push-N-Twist universal installation clips pre-installed Compatible with most 4" recessed housings Includes Edison base adapter Dimmable to 10% with select dimmers Diffusing, regressed lens Rated for IC, ICAT and may be used in Non-IC housings Lamping: 7.5W - 8W LED Models: LT460WH6927 , LT460WH6930 , LT460WH6935 , LT460WH6940 , LT460WH6950 *MFG Part Number*: LT460WH6935 , LT460WH6940 , LT460WH6950 , LT460WH6927 , LT460WH6930 + More - Less Price for pack of 6 LED Retrofits. Price of $12.00/each. Housing sold separately. Halo LT4 4" Retrofit Baffle Trim LED Module - 6 PACK | 2700 | 90 | 601 | 120.2 |  | 5 | 1 | 72 | 72 | 84.6028 | 2020Q2 | https://www.lbclighting.com/led/led-commercial/halo-lt4.html | LBC Lighting | 2020 | Yes
LED Lighting | Downlight | Halo | True |  |  |  |  | Pack of 6. Each trim is $11.25/each. Housing sold separately. Module construction includes LED, heat sink, reflector, lens, baffle and trim ring Torsion springs pre-installed Compatible with most 5" and 6" recessed housings Includes Edison base adapter Dimmable to 10% with select dimmers Diffusing, regressed lens Rated for IC, ICAT and may be used in Non-IC housings 10W - 10.4W LED More Information The Halo LT560 is an LED Baffle-Trim Module for 5” and 6” aperture recessed downlights; suitable for new construction, remodel and retrofit installation. Features: Pack of 6. Each trim is $11.25/each. Housing sold separately. Size: 5" and 6" Finish: Matte White Color Temperature: 2700K, 3000K, 3500K, 4000K, 5000K CRI: 90 Voltage: 120V Lumens: 698 - 754 Module construction includes LED, heat sink, reflector, lens, baffle and trim ring Torsion springs pre-installed Compatible with most 5" and 6" recessed housings Includes Edison base adapter Dimmable to 10% with select dimmers Diffusing, regressed lens Rated for IC, ICAT and may be used in Non-IC housings Lamping: 10W - 10.4W LED Models: LT560WH6927, LT560WH6930 , LT560WH6935 , LT560WH6940 , LT560WH6950 *MFG Part Number*: LT560WH6930 , LT560WH6940 , LT560WH6950 , LT560WH6927 , LT560WH6935 + More - Less Price for pack of 6 LED retrofits. Price of $11.25/each. Housing sold separately. Halo LT56 5" / 6" Retrofit Baffle Trim LED Module - 6 PACK | 2700 | 90 | 698 | 69.8 |  | 10 | 1 | 67.5 | 67.5 | 79.3151 | 2020Q2 | https://www.lbclighting.com/led/led-commercial/halo-lt56.html | LBC Lighting | 2020 | Yes
LED Lighting | Downlight | Halo | True |  |  |  |  | Module and Reflector sold separately Retrofit converts competitive 5/6" nominal recessed downlights to LED Can be installed from below the ceiling without top access Downlight, wall wash, and directional trims shared with ML56 series Optional NFL / FL beam forming reflector provides long throws of light Universal input driver with phase cut and 0-10V analog dimming to 10% More Information The Halo PD56R Retrofit Kit is designed to be installed into other (Non-Halo Commercial) housings. Features: Module and Reflector sold separately Size: 5/6" Type: aperture LED downlight retrofit Wattage: 12.1/13.2 Watts (1000lm), 20.78/21.06 Watts (2000lm) Lumens: 1000, 2000 Driver: 120-277V 50/60Hz, 0-10V and LE/TE phase cut dimming Retrofit converts competitive 5/6" nominal recessed downlights to LED Can be installed from below the ceiling without top access Downlight, wall wash, and directional trims shared with ML56 series Optional NFL / FL beam forming reflector provides long throws of light Universal input driver with phase cut and 0-10V analog dimming to 10% Models: PD56R10ED010 , PD56R20ED010 *MFG Part Number*: PD56R10ED010 , PD56R20ED010 The Halo PD56R Retrofit Kit is designed to be installed into other (Non-Halo Commercial) housings. Halo PD56R 5/6” Recessed LED Aperture Retrofit System Housing - Cut dimming |  |  | 1000 | 82.6446 |  | 12.1 | 1 | 79.99 | 79.99 | 93.9913 | 2020Q2 | https://www.lbclighting.com/led/led-commercial/halo-pd56r-ed010.html | LBC Lighting | 2020 | Yes
LED Lighting | Downlight | Halo | True |  |  |  |  | Module and Reflector sold separately Retrofit converts competitive 6" nominal recessed downlights to LED Can be installed from below the ceiling without top access Downlight, wall wash, and directional trims shared with ML56 series Optional NFL / FL beam forming reflector provides long throws of light Universal input driver with phase cut and 0-10V analog dimming to 10% More Information The Halo PD56R Retrofit Kit is designed to be installed into other (Non-Halo Commercial) housings. Features: Module and Reflector sold separately Size: 5/6" Type: aperture LED downlight retrofit Wattage: 9.9/10.8 Watts (1000lm), 13.7/14.3 Watts (1500lm), 19.9/20.5 Watts (2000lm), 27.7/27.5 Watts (3000lm) Lumens: 1000, 1500, 2000, 3000 Driver: 120-277V 50/60Hz, 0-10V dimming Retrofit converts competitive 6" nominal recessed downlights to LED Can be installed from below the ceiling without top access Downlight, wall wash, and directional trims shared with ML56 series Optional NFL / FL beam forming reflector provides long throws of light Universal input driver with phase cut and 0-10V analog dimming to 10% Models: PD56R10D010B , PD56R15D010B, PD56R20D010B , PD56R30D010B *MFG Part Number*: PD56R10D010B , PD56R15D010B , PD56R20D010B , PD56R30D010B The Halo PD56R Retrofit Kit is designed to be installed into other (Non-Halo Commercial) housings. Halo PD56R 5/6” Recessed LED Aperture Retrofit System Housing- 0-10V dimming |  |  | 1000 | 101.0101 |  | 9.9 | 1 | 56.35 | 56.35 | 66.2134 | 2020Q2 | https://www.lbclighting.com/led/led-commercial/halo-pd56r.html | LBC Lighting | 2020 | Yes
LED Lighting | Downlight | Halo | True |  |  |  |  | Module and Reflector sold separately Housing can be installed from below the ceiling as a remodeler Field adjustable collar accommodates ceiling up to 2" thick Pre-installed bar hangers mounts directly to 24" on center tee grids Universal input driver with phase cut and 0-10V analog dimming to 10% Emergency battery option with integral or remote test switch More Information Suitable for commercial construction and can be used for both new or renovation work. Insulation must be kept 3” from top and sides of housing. Use for general area lighting where high efficiency and visual comfort are required. Features: Module and Reflector sold separately Size: 6" Type: aperture LED downlight Wattage: 12.1/13.2 Watts Lumens: 1000 Driver: 120-277V 50/60Hz, 0-10V and LE/TE phase cut dimming Housing can be installed from below the ceiling as a remodeler Field adjustable collar accommodates ceiling up to 2" thick Pre-installed bar hangers mounts directly to 24" on center tee grids Universal input driver with phase cut and 0-10V analog dimming to 10% Emergency battery option with integral or remote test switch Model: PD610ED010 *MFG Part Number*: PD610ED010 Suitable for commercial construction and can be used for both new or renovation work. Insulation must be kept 3” from top and sides of housing. Use for general area lighting where high efficiency and visual comfort are required. Halo PD6 6” Recessed LED New Construction Housing - Cut dimming |  |  | 1000 | 82.6446 |  | 12.1 | 1 | 79.99 | 79.99 | 93.9913 | 2020Q2 | https://www.lbclighting.com/led/led-commercial/halo-pd610ed010.html | LBC Lighting | 2020 | Yes
LED Lighting | Downlight | Halo | True |  |  |  |  | Module and Reflector sold separately Housing can be installed from below the ceiling as a remodeler Field adjustable collar accommodates ceiling up to 2" thick Pre-installed bar hangers mounts directly to 24" on center tee grids Universal input driver with phase cut and 0-10V analog dimming to 10% Emergency battery option with integral or remote test switch More Information Suitable for commercial construction and can be used for both new or renovation work. Insulation must be kept 3” from top and sides of housing. Use for general area lighting where high efficiency and visual comfort are required. Features: Module and Reflector sold separately Size: 6" Type: aperture LED downlight Wattage: 35.72/36.4 Watts Lumens: 3000 Driver: 120-277V 50/60Hz, 0-10V dimming Housing can be installed from below the ceiling as a remodeler Field adjustable collar accommodates ceiling up to 2" thick Pre-installed bar hangers mounts directly to 24" on center tee grids Universal input driver with phase cut and 0-10V analog dimming to 10% Emergency battery option with integral or remote test switch Model: PD630D010 *MFG Part Number*: PD630D010 Suitable for commercial construction and can be used for both new or renovation work. Insulation must be kept 3” from top and sides of housing. Use for general area lighting where high efficiency and visual comfort are required. Halo PD6 6” Recessed LED New Construction Housing - 0-10V dimming |  |  | 3000 | 83.9866 |  | 35.72 | 1 | 75 | 75 | 88.1279 | 2020Q2 | https://www.lbclighting.com/led/led-commercial/halo-pd630d010.html | LBC Lighting | 2020 | Yes
LED Lighting | Downlight | Halo | True |  |  |  |  | Module and Reflector sold separately Retrofit converts competitive 6" nominal recessed downlights to LED Can be installed from below the ceiling without top access Downlight, wall wash, and directional trims shared with ML56 series Optional NFL / FL beam forming reflector provides long throws of light Universal input driver with phase cut and 0-10V analog dimming to 10% More Information The Halo PD6R Retrofit Kit is designed to be installed into other (Non-Halo Commercial) housings. Features: Module and Reflector sold separately Size: 6" Type: aperture LED downlight retrofit Wattage: 9.9/10.8 Watts (1000lm), 13.7/14.3 Watts (1500lm), 20.78/21.06 Watts (2000lm), 35.72/36.4Watts (3000lm) Lumens: 1000, 1500, 2000, 3000 Driver: 120-277V 50/60Hz, 0-10V dimming Retrofit converts competitive 6" nominal recessed downlights to LED Can be installed from below the ceiling without top access Downlight, wall wash, and directional trims shared with ML56 series Optional NFL / FL beam forming reflector provides long throws of light Universal input driver with phase cut and 0-10V analog dimming to 10% Models: PD6R10D010B , PD6R15D010B , PD6R20D010B , PD6R30D010B *MFG Part Number*: PD6R10D010B , PD6R15D010B , PD6R20D010B , PD6R30D010B The Halo PD6R Retrofit Kit is designed to be installed into other (Non-Halo Commercial) housings. Halo PD6R 6” Recessed LED Aperture Retrofit System Housing - 0-10V dimming |  |  | 1000 | 101.0101 |  | 9.9 | 1 | 83.99 | 83.99 | 98.6915 | 2020Q2 | https://www.lbclighting.com/led/led-commercial/halo-pd6r-d010b.html | LBC Lighting | 2020 | Yes
LED Lighting | Downlight | Halo | [5 empty] | A complete luminaire consists of a frame and LED module, order separately. Option: Field selectable CCT New construction, retrofit and surface mounted housings available Field changeable medium & wide distribution More Information The PR8 family with seleCCTable™ technology puts flexibility at your fingertips. Select between 3000K, 3500K or 4000K color temperatures with the flip of a switch. Choose between the three housings, five lumen output levels, and three optical distribution options. The PR8 family offers uncommon flexibility in an 8” recessed downlight. Features: A complete luminaire consists of a frame and LED module, order separately. Size: 8" Option: PR8M12: provides 1000, 1500 or 2000 lumens (nominal) depending on connected frame type PR8M34: 3000 or 4000 lumens (nominal) depending on connected frame type Finish: Matte White Shielding: Medium distribution plastic lens, Wide distribution plastic lens Field selectable CCT New construction, retrofit and surface mounted housings available Field changeable medium & wide distribution Models: PR8M12MDMW , PR8M12WDMW , PR8M34MDMW , PR8M34WDMW *MFG Part Number*: PR8M12MDMW , PR8M12WDMW , PR8M34MDMW , PR8M34WDMW Halo PR8M 8" Downlight LED Module for PR8 Series Halo PR8M 8" Downlight LED Module for PR8 Series | 3000 |  | 2000 | 166.6667 |  | 12 | 1 | 51.99 | 51.99 | 61.0903 | 2020Q2 | https://www.lbclighting.com/led/led-commercial/halo-pr8m.html | LBC Lighting | 2020 | Yes
LED Lighting | Downlight | Halo | True |  |  |  |  | A complete luminaire consists of a housing and LED module, order separately. 2700K, 3000K, 3500K, 4000K, 5000K Selectable Color Temperature via switch Adjustable gimbal offers 35-degree tilt and up to 360-degree rotation Use with 4" housings with screwbase adapter included Dimmable down to 5% Friction Blade mounting 7W Integrated LED More Information The Halo RA4 SeleCCTable LED Adjustable Gimbal is a complete LED Baffle-Trim Module for 4-Inch aperture recessed downlights. It is suitable for new construction, remodel and retrofit installation. Features: A complete luminaire consists of a housing and LED module, order separately. Size: 4" Finish: Matte White Baffle 2700K, 3000K, 3500K, 4000K, 5000K Selectable Color Temperature via switch CRI: 90 Voltage: 120V Lumen: 600 lm Input watts: 7W Adjustable gimbal offers 35-degree tilt and up to 360-degree rotation Use with 4" housings with screwbase adapter included Dimmable down to 5% Friction Blade mounting Lamping: 7W Integrated LED Model: RA4069S1EWH *MFG Part Number*: RA4069S1EWH The Halo RA4 SeleCCTable LED Adjustable Gimbal is a complete LED Baffle-Trim Module for 4-Inch aperture recessed downlights. Halo RA4 4" All-Purpose LED Adjustable Retrofit Gimbal with SeleCCTable Switch | 2700 | 90 | 600 | 85.7143 |  | 7 | 1 | 44.55 | 44.55 | 52.348 | 2020Q2 | https://www.lbclighting.com/led/led-commercial/halo-ra4.html | LBC Lighting | 2020 | Yes
LED Lighting | Downlight | Halo | True |  |  |  |  | A complete luminaire consists of a housing and LED module, order separately. 2700K, 3000K, 3500K, 4000K, 5000K Selectable Color Temperature via switch Adjustable gimbal offers 35-degree tilt and up to 360-degree rotation Use with 5" or 6" housings with screwbase adapter included Dimmable down to 5% 7W Integrated LED More Information The Halo RA56 SeleCCTable LED Adjustable Gimbal is a complete LED Baffle-Trim Module for 5-Inch or 6-Inch aperture recessed downlights. It is suitable for new construction, remodel and retrofit installation. Features: A complete luminaire consists of a housing and LED module, order separately. Size: 5" or 6" Finish: Matte White Baffle 2700K, 3000K, 3500K, 4000K, 5000K Selectable Color Temperature via switch CRI: 90 Voltage: 120V Lumen: 600 lm Input watts: 7W Adjustable gimbal offers 35-degree tilt and up to 360-degree rotation Use with 5" or 6" housings with screwbase adapter included Dimmable down to 5% Dual-mount: Torsion Spring and Push-N-Twist clip models Lamping: 7W Integrated LED Model: RA56069S1EWH *MFG Part Number*: RA56069S1EWH The Halo RA56 SeleCCTable LED Adjustable Gimbal is a complete LED Baffle-Trim Module for 5-Inch or 6-Inch aperture recessed downlights. Halo RA56 5" / 6" All-Purpose LED Adjustable Retrofit Gimbal with SeleCCTable Switch | 2700 | 90 | 600 | 85.7143 |  | 7 | 1 | 36.99 | 36.99 | 43.4647 | 2020Q2 | https://www.lbclighting.com/led/led-commercial/halo-ra56.html | LBC Lighting | 2020 | Yes
LED Lighting | Downlight | Halo | True |  |  |  |  | A complete luminaire consists of a housing and LED module, order separately. 2700K, 3000K, 3500K, 4000K, 5000K Selectable Color Temperature via switch Direct mount - does not require recessed housing or junction box Dimmable down to 5% 8.7W Integrated LED More Information The RL4-DM is a 4-inch regressed LED lens downlight with remote driver / junction box suitable for new construction and remodel applications. Field selectable color temperature and high color rendering provide excellent color performance. Simplified installation in drywall or suspended ceilings eliminates recessed cans saving time and money. Installs from below the ceiling in shallow plenum height, can be used in direct contact with insulation and is airtight. Features: A complete luminaire consists of a housing and LED module, order separately. Size: 4" Finish: Matte White Baffle Mounting: Direct Mount 2700K, 3000K, 3500K, 4000K, 5000K Selectable Color Temperature via switch CRI: 90 Voltage: 120V Wattage: 8.7W Lumens: 652 Direct mount - does not require recessed housing or junction box Dimmable down to 5% Lamping: 8.7W Integrated LED Model: RL4069S1EWHDM *MFG Part Number*: RL4069S1EWHDM The RL4-DM is a 4-inch regressed LED lens downlight with remote driver / junction box suitable for new construction and remodel applications. Halo RL4-DM 4" All-Purpose LED Retrofit Module with SeleCCTable Switch - Direct Mount | 2700 | 90 | 652 | 74.9425 |  | 8.7 | 1 | 41.25 | 41.25 | 48.4703 | 2020Q2 | https://www.lbclighting.com/led/led-commercial/halo-rl4-9s-dm.html | LBC Lighting | 2020 | Yes
LED Lighting | Downlight | Halo | True |  |  |  |  | A complete luminaire consists of a housing and LED module, order separately. 2700K, 3000K, 3500K, 4000K, 5000K Selectable Color Temperature via switch Use with 4" housings with screwbase adapter included Dimmable down to 5% Friction blade mounting 7.6W Integrated LED, 600 lumens or 11.7W Integrated LED, 900 lumens More Information The Halo RL4 SeleCCTable is a complete LED Baffle-Trim Module for 4 inch aperture recessed downlights; suitable for new construction, remodel and retrofit installation. The lens provides uniform illumination and wet location listing. Precision construction makes any housing AIR-TITE for added savings and code compliance. Features: A complete luminaire consists of a housing and LED module, order separately. Size: 4" Finish: Matte White Baffle 2700K, 3000K, 3500K, 4000K, 5000K Selectable Color Temperature via switch CRI: 90 Voltage: 120V Input watts/Lumen: 7.6W/ 600 lm, 11.7W/ 900 lm Use with 4" housings with screwbase adapter included Dimmable down to 5% Friction blade mounting Lamping: 7.6W Integrated LED, 600 lumens or 11.7W Integrated LED, 900 lumens Models: RL4069S1EWH , RL4099S1EWH *MFG Part Number*: RL4069S1EWH , RL4099S1EWH The Halo RL4 SeleCCTable is a complete LED Baffle-Trim Module for 4 inch aperture recessed downlights. Halo RL4 4" All-Purpose LED Retrofit Module with SeleCCTable Switch | 2700 | 90 | 600 | 100 |  | 6 | 1 | 23.99 | 23.99 | 28.1892 | 2020Q2 | https://www.lbclighting.com/led/led-commercial/halo-rl4-9s.html | LBC Lighting | 2020 | Yes
LED Lighting | Downlight | Halo | True |  |  |  |  | A complete luminaire consists of a housing and LED module, order separately. 2700K, 3000K, 3500K, 4000K, 5000K Selectable Color Temperature via switch Use with 5 or 6" housings with screwbase adapter included Dimmable down to 5% 7.6W Integrated LED, 600 lumens or 12.1W Integrated LED, 900 lumens or 14W Integrated LED, 1200 lumens More Information The Halo RL56 SeleCCTable is a complete LED Baffle-Trim Module for 5 inch and 6 inch aperture recessed downlights; suitable for new construction, remodel and retrofit installation. The lens provides uniform illumination and wet location listing. Precision construction makes any housing AIR-TITE for added savings and code compliance. Features: A complete luminaire consists of a housing and LED module, order separately. Size: 5" or 6" Finish: Matte White Baffle 2700K, 3000K, 3500K, 4000K, 5000K Selectable Color Temperature via switch CRI: 90 Voltage: 120V Input watts/Lumen: 7.6W/ 600 lm, 12.1W/ 900 lm, 14W/ 1200 lm Use with 5 or 6" housings with screwbase adapter included Dimmable down to 5% Dual-mount: Torsion Spring and Push-N-Twist clip models Lamping: 7.6W Integrated LED, 600 lumens or 12.1W Integrated LED, 900 lumens or 14W Integrated LED, 1200 lumens Models: RL56069S1EWH , RL56099S1EWH , RL56129S1EWH *MFG Part Number*: RL56069S1EWH , RL56099S1EWH , RL56129S1EWH The Halo RL56 SeleCCTable is a complete LED Baffle-Trim Module for 5 inch and 6 inch aperture recessed downlights. Halo RL56 5" / 6" All-Purpose LED Retrofit Module with SeleCCTable Switch | 2700 | 90 | 600 | 100 |  | 6 | 1 | 23.99 | 23.99 | 28.1892 | 2020Q2 | https://www.lbclighting.com/led/led-commercial/halo-rl56-9s.html | LBC Lighting | 2020 | Yes
LED Lighting | Downlight | Halo | True |  |  |  |  | A complete luminaire consists of a housing and LED module, order separately. 2700K, 3000K, 3500K, 4000K, 5000K Selectable Color Temperature via switch Direct mount - does not require recessed housing or junction box Dimmable down to 5% 8.7W Integrated LED More Information The RL6-DM is a 6-inch regressed LED lens downlight with remote driver / junction box suitable for new construction and remodel applications. Field selectable color temperature and high color rendering provide excellent color performance. Simplified installation in drywall or suspended ceilings eliminates recessed cans saving time and money. Installs from below the ceiling in shallow plenum height, can be used in direct contact with insulation and is airtight. Features: A complete luminaire consists of a housing and LED module, order separately. Size: 6" Finish: Matte White Baffle Mounting: Direct Mount 2700K, 3000K, 3500K, 4000K, 5000K Selectable Color Temperature via switch CRI: 90 Voltage: 120V Wattage: 8.7W Lumens: 600 Direct mount - does not require recessed housing or junction box Dimmable down to 5% Lamping: 8.7W Integrated LED Model: RL6069S1EWHDM *MFG Part Number*: RL6069S1EWHDM The RL6-DM is a 6-inch regressed LED lens downlight with remote driver / junction box suitable for new construction and remodel applications. Halo RL6-DM 6" All-Purpose LED Retrofit Module with SeleCCTable Switch - Direct Mount | 2700 | 90 | 600 | 68.9655 |  | 8.7 | 1 | 41.25 | 41.25 | 48.4703 | 2020Q2 | https://www.lbclighting.com/led/led-commercial/halo-rl6-9s-dm.html | LBC Lighting | 2020 | Yes
LED Lighting | Downlight | Halo | True |  |  |  |  | A complete luminaire consists of a housing and LED module, order separately. For 4-Inch aperture recessed downlights Full cutoff with regressed light source Coilex style baffle Included with white and black baffle 50 degree optical cutoff Dimmable down to 5% 8.5W Integrated LED More Information The Halo RL4 Deep Baffle is a complete LED Bafle-Trim Module for 4-Inch aperture recessed downlights' suitable for new construction, remodel and retrofit installation. The regressed lens provides uniform illumination and 50 degree optical cutoff. The Deep Baffle comes standard with both white and black Coilex baffle insters and is wet location. Precision construction makes any housing AIR-TITE for added savings and code compliance. Features: A complete luminaire consists of a housing and LED module, order separately. Size: 4" Finish: Matte White Trim Color Temperature: 3000K CRI: 90 Voltage: 120V Input watts: 8.5W Lumen: 600 lm For 4-Inch aperture recessed downlights Full cutoff with regressed light source Coilex style baffle Included with white and black baffle 50 degree optical cutoff Dimmable down to 5% Lamping: 8.5W Integrated LED Model: RLD4069301EWH *MFG Part Number*: RLD4069301EWH The Halo RL4 Deep Baffle is a complete LED Bafle-Trim Module for 4-Inch aperture recessed downlights Halo RL4 4" All-Purpose LED Deep Baffle Retrofit Module | 3000 | 90 | 600 | 120 |  | 5 | 1 | 33.83 | 33.83 | 39.7516 | 2020Q2 | https://www.lbclighting.com/led/led-commercial/halo-rld406930.html | LBC Lighting | 2020 | Yes
LED Lighting | Downlight | Halo | True |  |  |  |  | A complete luminaire consists of a housing and LED module, order separately. For 6-Inch aperture recessed downlights Full cutoff with regressed light source Coilex style baffle Included with white and black baffle 50 degree optical cutoff Dimmable down to 5% 8.5W Integrated LED More Information The Halo RL6 Deep Baffle is a complete LED Bafle-Trim Module for 6-Inch aperture recessed downlights suitable for new construction, remodel and retrofit installation. The regressed lens provides uniform illumination and 50 degree optical cutoff. The Deep Baffle comes standard with both white and black Coilex baffle insters and is wet location. Precision construction makes any housing AIR-TITE for added savings and code compliance. Features: A complete luminaire consists of a housing and LED module, order separately. Size: 6" Finish: Matte White Trim Color Temperature: 3000K CRI: 90 Voltage: 120V Input watts: 8.5W Lumen: 600 lm For 6-Inch aperture recessed downlights Full cutoff with regressed light source Coilex style baffle Included with white and black baffle 50 degree optical cutoff Dimmable down to 5% Lamping: 8.5W Integrated LED Model: RLD6069301EWH *MFG Part Number*: RLD6069301EWH The Halo RL6 Deep Baffle is a complete LED Bafle-Trim Module for 6-Inch aperture recessed downlights. Halo RL6 6" All-Purpose LED Deep Baffle Retrofit Module | 3000 | 90 | 600 | 120 |  | 5 | 1 | 33.83 | 33.83 | 39.7516 | 2020Q2 | https://www.lbclighting.com/led/led-commercial/halo-rld606930.html | LBC Lighting | 2020 | Yes
LED Lighting | Downlight | Halo | True |  |  |  |  | Die cast aluminum trim ring, and die formed aluminum frame Ultra-low profile surface luminaire with downlighting distribution Ceiling or wall mounting in compatiblejunction boxes Retrofit 5" and 6" recessed downlights with screwbase adapter included Dimmable with 120V dimmers (UNV with 120V or 0-10V dimmers) 1 x 14.8W LED (80CRI, 1215 lumens) 1 x 14.8W LED (90CRI, 1000 lumens) More Information The Halo Surface LED Downlight (SLD) incorporates WaveStream technology to create an ultra-low profile surface mounting luminaire with the performance and look of a traditional downlight. Suitable for residential or commercial installations. Ideal for closets, storage areas, attics and basements. Features: Size: 6" Finish: White Color Temperature: 2700K, 3000K, 3500K, 4000K Voltage: 120V CRI: 80, 90 Die cast aluminum trim ring, and die formed aluminum frame Ultra-low profile surface luminaire with downlighting distribution Ceiling or wall mounting in compatiblejunction boxes Retrofit 5" and 6" recessed downlights with screwbase adapter included Dimmable with 120V dimmers (UNV with 120V or 0-10V dimmers) Lamping: 1 x 14.8W LED (80CRI, 1215 lumens) 1 x 14.8W LED (90CRI, 1000 lumens) Model: SLD612827WH , SLD612830WH , SLD612835WH , SLD612840WH , SLD612927WH , SLD612930WH , SLD612935WH , SLD612940WH *MFG Part Number*: SLD612827WH , SLD612830WH , SLD612835WH , SLD612840WH , SLD612927WH , SLD612930WH , SLD612935WH , SLD612940WH + More - Less The Halo Surface LED Downlight (SLD) incorporates WaveStream technology to create an ultra-low profile surface mounting luminaire with the performance and look of a traditional downlight. Suitable for residential or commercial installations. Ideal for closets, storage areas, attics and basements. Halo SLD6 6" Surface LED Downlight - 1200 Series | 2700 | 80 | 1215 | 151.875 |  | 8 | 1 | 52.75 | 52.75 | 61.9833 | 2020Q2 | https://www.lbclighting.com/led/led-commercial/halo-sld612.html | LBC Lighting | 2020 | Yes
LED Lighting | Downlight | Halo | True |  |  |  |  | Ultra-low profile surface luminaire with wide distribution Direct mount into ceiling or wall Dimmable with 120V dimmers Wet location listed for showers and protected ceilings Damp location listed for indoor ceiling or wall mounting 9.7W LED (90CRI, 786 lumens) More Information The Halo Surface Mount LED Downlight (SMD) is an ultra-low profile surface mounting luminaire with a modern look and high performance. SMD4-DM (4” with spring clips) is designed for new installation into drywall, without any additional housing or junction box needed. Suitable for residential or commercial installations. Ideal for general areas, closets, storage areas, attics and basements. Features: Size: 4" Finish: Mate White Color Temperature: 2700K, 3000K, 3500K, 4000K, 5000K Voltage: 120V CRI: 90 Ultra-low profile surface luminaire with wide distribution Direct mount into ceiling or wall Dimmable with 120V dimmers Wet location listed for showers and protected ceilings Damp location listed for indoor ceiling or wall mounting Lamping: 9.7W LED (90CRI, 786 lumens) Models: SMD4R6927WHDM , SMD4R6930WHDM , SMD4R6935WHDM , SMD4R6950WHDM *MFG Part Number*: SMD4R6927WHDM , SMD4R6930WHDM , SMD4R6935WHDM , SMD4R6950WHDM The Halo Surface Mount LED Downlight (SMD) is an ultra-low profile surface mounting luminaire with a modern look and high performance. SMD4-DM (4” with spring clips) is designed for new installation into drywall, without any additional housing or junction box needed. Suitable for residential or commercial installations. Ideal for general areas, closets, storage areas, attics and basements. Halo SMD4R 4” Round Surface Mount Downlight - Direct Mount | 2700 | 90 | 786 | 112.2857 |  | 7 | 1 | 25.99 | 25.99 | 30.5393 | 2020Q2 | https://www.lbclighting.com/led/led-commercial/halo-smd4r-dm.html | LBC Lighting | 2020 | Yes
LED Lighting | Downlight | Halo | True |  |  |  |  | Ultra-low profile surface luminaire with wide distribution Ceiling or wall mounting in compatiblejunction boxes Retrofit 4" recessed downlights with screwbase adapter included Dimmable with 120V dimmers 9.7W LED (90CRI, 786 lumens) More Information The Halo Surface Mount LED Downlight (SMD) is an low profile surface mounting luminaire with a modern look and high performance. Features: Size: 4" Finish: Mate White Color Temperature: 2700K, 3000K Voltage: 120V CRI: 90 Ultra-low profile surface luminaire with wide distribution Ceiling or wall mounting in compatiblejunction boxes Retrofit 4" recessed downlights with screwbase adapter included Dimmable with 120V dimmers Lamping: 9.7W LED (90CRI, 786 lumens) Models: SMD4R6927WH , SMD4R6930WH *MFG Part Number*: SMD4R6927WH , SMD4R6930WH The Halo Surface Mount LED Downlight (SMD) is an low profile surface mounting luminaire with a modern look and high performance. Halo SMD4R 4” Round Surface Mount Downlight | 2700 | 90 | 786 | 112.2857 |  | 7 | 1 | 21.99 | 21.99 | 25.8391 | 2020Q2 | https://www.lbclighting.com/led/led-commercial/halo-smd4r.html | LBC Lighting | 2020 | Yes
LED Lighting | Downlight | Halo | True |  |  |  |  | Ultra-low profile surface luminaire with wide distribution Direct mount into ceiling or wall Dimmable with 120V dimmers Wet location listed for showers and protected ceilings Damp location listed for indoor ceiling or wall mounting 10W LED (90CRI, 810 lumens) More Information The Halo Surface Mount LED Downlight (SMD) is an ultra-low profile surface mounting luminaire with a modern look and high performance. SMD4-DM (4” with spring clips) is designed for new installation into drywall, without any additional housing or junction box needed. Suitable for residential or commercial installations. Ideal for general areas, closets, storage areas, attics and basements. Features: Size: 4" Finish: Mate White Color Temperature: 2700K, 3000K, 3500K, 4000K, 5000K Voltage: 120V CRI: 90 Ultra-low profile surface luminaire with wide distribution Direct mount into ceiling or wall Dimmable with 120V dimmers Wet location listed for showers and protected ceilings Damp location listed for indoor ceiling or wall mounting Lamping: 10W LED (90CRI, 810 lumens) Models: SMD4S6930WHDM , SMD4S6950WHDM *MFG Part Number*: SMD4S6930WHDM , SMD4S6950WHDM The Halo Surface Mount LED Downlight (SMD) is an ultra-low profile surface mounting luminaire with a modern look and high performance. SMD4-DM (4” with spring clips) is designed for new installation into drywall, without any additional housing or junction box needed. Suitable for residential or commercial installations. Ideal for general areas, closets, storage areas, attics and basements. Halo SMD4S 4” Square Surface Mount Downlight - Direct Mount | 2700 | 90 | 810 | 81 |  | 10 | 1 | 25.99 | 25.99 | 30.5393 | 2020Q2 | https://www.lbclighting.com/led/led-commercial/halo-smd4s-dm.html | LBC Lighting | 2020 | Yes
LED Lighting | Downlight | Halo | True |  |  |  |  | Housing sold separately Ultra-low profile surface luminaire with wide distribution Ceiling or wall mounting in compatible junction boxes Dimmable with 120V dimmers Retrofit 5" and 6" recessed downlights with screwbase adapter included 1 x 15.3W LED More Information The Halo Surface Mount LED Downlight (SMD) is an low profile surface mounting luminaire with a modern look and high performance. The SMD6 may also retrofit in 5” and 6” aperture IC and Non-IC recessed housings. Features: Housing sold separately Size: 6" Finish: Matte White Color Temperature: 2700K, 3000K, 3500K, 4000K, 5000K Voltage: 120-277V CRI: 90 Wattage: 15.3W Lumens: 1200 Ultra-low profile surface luminaire with wide distribution Ceiling or wall mounting in compatible junction boxes Dimmable with 120V dimmers Retrofit 5" and 6" recessed downlights with screwbase adapter included Lamping: 1 x 15.3W LED Models: SMD6R12927WHE , SMD6R12930WHE , SMD6R12935WHE , SMD6R12940WHE , SMD6R12950WHE *MFG Part Number*: SMD6R12927WHE , SMD6R12930WHE , SMD6R12935WHE , SMD6R12940WHE , SMD6R12950WHE + More - Less The Halo Surface Mount LED Downlight (SMD) is an low profile surface mounting luminaire with a modern look and high performance. Halo SMD6R 6" 15.3W LED Round Surface Mount Downlight, 120-277V | 2700 | 90 | 1200 | 78.4314 |  | 15.3 | 1 | 39.6 | 39.6 | 46.5315 | 2020Q2 | https://www.lbclighting.com/led/led-commercial/halo-smd6r12-e.html | LBC Lighting | 2020 | Yes
LED Lighting | Downlight | Halo | True |  |  |  |  | Housing sold separately Ultra-low profile surface luminaire with wide distribution Ceiling or wall mounting in compatible junction boxes Dimmable with 120V dimmers Retrofit 5" and 6" recessed downlights with screwbase adapter included 1 x 15.3W LED More Information The Halo Surface Mount LED Downlight (SMD) is an low profile surface mounting luminaire with a modern look and high performance. The SMD6 may also retrofit in 5” and 6” aperture IC and Non-IC recessed housings. Features: Housing sold separately Size: 6" Finish: Matte White Color Temperature: 2700K, 3000K, 3500K, 4000K, 5000K Voltage: 120V CRI: 90 Wattage: 15.3W Lumens: 1200 Ultra-low profile surface luminaire with wide distribution Ceiling or wall mounting in compatible junction boxes Dimmable with 120V dimmers Retrofit 5" and 6" recessed downlights with screwbase adapter included Lamping: 1 x 15.3W LED Models: SMD6R12927WH , SMD6R12930WH , SMD6R12935WH , SMD6R12940WH , SMD6R12950WH *MFG Part Number*: SMD6R12927WH , SMD6R12930WH , SMD6R12935WH , SMD6R12940WH , SMD6R12950WH + More - Less The Halo Surface Mount LED Downlight (SMD) is an low profile surface mounting luminaire with a modern look and high performance. Halo SMD6R 6" 15.3W LED Round Surface Mount Downlight, 120V | 2700 | 90 | 1200 | 78.4314 |  | 15.3 | 1 | 31.35 | 31.35 | 36.8375 | 2020Q2 | https://www.lbclighting.com/led/led-commercial/halo-smd6r12.html | LBC Lighting | 2020 | Yes
LED Lighting | Downlight | Halo | True |  |  |  |  | Ultra-low profile surface luminaire with wide distribution Ceiling or wall mounting in compatible junction boxes 120V only and Universal Voltage 120V – 277V options Dimmable with 120V dimmers Retrofit 5" and 6" recessed downlights with screwbase adapter included Wet location listed for showers and protected ceilings Damp location listed for indoor ceiling or wall mounting 9.6W LED (90CRI, 788 lumens) More Information The Halo Surface Mount LED Downlight (SMD) is a low profile surface mounting luminaire with a modern look and high performance. Features: Size: 6" Finish: Mate White Color Temperature: 2700K, 3000K, 3500K, 4000K, 5000K Voltage: 120V CRI: 90 Ultra-low profile surface luminaire with wide distribution Ceiling or wall mounting in compatible junction boxes 120V only and Universal Voltage 120V – 277V options Dimmable with 120V dimmers Retrofit 5" and 6" recessed downlights with screwbase adapter included Wet location listed for showers and protected ceilings Damp location listed for indoor ceiling or wall mounting Lamping: 9.6W LED (90CRI, 788 lumens) Model: SMD6R6927WH , SMD6R6930WH , SMD6R6935WH , SMD6R6940WH , SMD6R6950WH *MFG Part Number*: SMD6R6927WH , SMD6R6930WH , SMD6R6935WH , SMD6R6940WH , SMD6R6950WH + More - Less The Halo Surface Mount LED Downlight (SMD) is a low profile surface mounting luminaire with a modern look and high performance. Halo SMD6R 6" 9.6W LED Round Surface Mount Downlight | 2700 | 90 | 788 | 131.3333 |  | 6 | 1 | 21.99 | 21.99 | 25.8391 | 2020Q2 | https://www.lbclighting.com/led/led-commercial/halo-smd6r6.html | LBC Lighting | 2020 | Yes
LED Lighting | Downlight | Halo | True |  |  |  |  | Ultra-low profile surface luminaire with wide distribution Direct mount into ceiling or wall Dimmable with 120V dimmers Wet location listed for showers and protected ceilings Damp location listed for indoor ceiling or wall mounting 9.9W LED (90CRI, 815 lumens) More Information The Halo Surface Mount LED Downlight (SMD) is an ultra-low profile surface mounting luminaire with a modern look and high performance. SMD6-DM (6” with spring clips) is designed for new installation into drywall, without any additional housing or junction box needed. Suitable for residential or commercial installations. Ideal for general areas, closets, storage areas, attics and basements. Features: Size: 6" Finish: White Color Temperature: 2700K, 3000K, 3500K, 4000K, 5000K Voltage: 120V CRI: 90 Ultra-low profile surface luminaire with wide distribution Direct mount into ceiling or wall Dimmable with 120V dimmers Wet location listed for showers and protected ceilings Damp location listed for indoor ceiling or wall mounting Lamping: 9.9W LED (90CRI, 815 lumens) Model: SMD6S6930WHDM *MFG Part Number*: SMD6S6930WHDM The Halo Surface Mount LED Downlight (SMD) is an ultra-low profile surface mounting luminaire with a modern look and high performance. SMD6-DM (6” with spring clips) is designed for new installation into drywall, without any additional housing or junction box needed. Suitable for residential or commercial installations. Ideal for general areas, closets, storage areas, attics and basements. Halo SMD6S 6” Square Surface Mount Downlight - Direct Mount | 2700 | 90 | 815 | 90.5556 |  | 9 | 1 | 25.99 | 25.99 | 30.5393 | 2020Q2 | https://www.lbclighting.com/led/led-commercial/halo-smd6s-dm.html | LBC Lighting | 2020 | Yes
LED Lighting | Downlight | Halo | True |  |  |  |  | Housing sold separately Ultra-low profile surface luminaire with wide distribution Ceiling or wall mounting in compatible junction boxes Dimmable with 120V dimmers Retrofit 5" and 6" recessed downlights with screwbase adapter included 1 x 16W LED More Information The Halo Surface Mount LED Downlight (SMD) is an low profile surface mounting luminaire with a modern look and high performance. The SMD6 may also retrofit in 5” and 6” aperture IC and Non-IC recessed housings. Features: Housing sold separately Size: 6" Finish: Matte White Color Temperature: 2700K, 3000K, 3500K, 4000K, 5000K Voltage: 120-277V CRI: 90 Wattage: 16W Lumens: 1200 Ultra-low profile surface luminaire with wide distribution Ceiling or wall mounting in compatible junction boxes Dimmable with 120V dimmers Retrofit 5" and 6" recessed downlights with screwbase adapter included Lamping: 1 x 16W LED Models: SMD6S12927WHE , SMD6S12930WHE , SMD6S12935WHE , SMD6S12940WHE , SMD6S12950WHE *MFG Part Number*: SMD6S12927WHE , SMD6S12930WHE , SMD6S12935WHE , SMD6S12940WHE , SMD6S12950WHE + More - Less The Halo Surface Mount LED Downlight (SMD) is an low profile surface mounting luminaire with a modern look and high performance. Halo SMD6S 6" 16W LED Square Surface Mount Downlight, 120-277V | 2700 | 90 | 1200 | 75 |  | 16 | 1 | 39.6 | 39.6 | 46.5315 | 2020Q2 | https://www.lbclighting.com/led/led-commercial/halo-smd6s12-e.html | LBC Lighting | 2020 | Yes
LED Lighting | Downlight | Halo | True |  |  |  |  | Housing sold separately Ultra-low profile surface luminaire with wide distribution Ceiling or wall mounting in compatible junction boxes Dimmable with 120V dimmers Retrofit 5" and 6" recessed downlights with screwbase adapter included 1 x 16W LED More Information The Halo Surface Mount LED Downlight (SMD) is an low profile surface mounting luminaire with a modern look and high performance. The SMD6 may also retrofit in 5” and 6” aperture IC and Non-IC recessed housings. Features: Housing sold separately Size: 6" Finish: Matte White Color Temperature: 2700K, 3000K, 3500K, 4000K, 5000K Voltage: 120V CRI: 90 Wattage: 16W Lumens: 1200 Ultra-low profile surface luminaire with wide distribution Ceiling or wall mounting in compatible junction boxes Dimmable with 120V dimmers Retrofit 5" and 6" recessed downlights with screwbase adapter included Lamping: 1 x 16W LED Models: SMD6S12927WH , SMD6S12930WH , SMD6S12935WH , SMD6S12940WH , SMD6S12950WH *MFG Part Number*: SMD6S12927WH , SMD6S12930WH , SMD6S12935WH , SMD6S12940WH , SMD6S12950WH + More - Less The Halo Surface Mount LED Downlight (SMD) is an low profile surface mounting luminaire with a modern look and high performance. Halo SMD6S 6" 16W LED Square Surface Mount Downlight, 120V | 2700 | 90 | 1200 | 75 |  | 16 | 1 | 31.35 | 31.35 | 36.8375 | 2020Q2 | https://www.lbclighting.com/led/led-commercial/halo-smd6s12.html | LBC Lighting | 2020 | Yes
LED Lighting | Downlight | Juno Lighting | True |  |  |  |  | Dimmable with most standard incandescent and low voltage dimmers More Information The Juno® Basics Series™ 6RLS Surface Mount LED attaches directly to any standard junction box in two simple steps. No recessed housing required. Use it as a downlight or a sconce. Super-thin fixture fits flush with any flat surface, mimicking the appearance of a recessed downlight. Features: Finish: White Shape: Round Trim Style: Lensed Wattage: 10W, 14.5W Color Temperature: 3000K Lumens: 700lm, 1000 lm CRI: 90 Voltage: 120V Dimmable with most standard incandescent and low voltage dimmers Models: 6RLS G2 07LM 30K 90CRI 120 FRPC WH M6 , 6RLS G2 10LM 30K 90CRI 120 FRPC WH M6 *MFG Part Number*: 6RLS G2 07LM 27K 90CRI 120 FRPC WH M6 , 6RLS G2 07LM 30K 90CRI 120 FRPC WH M6 , 6RLS G2 10LM 27K 90CRI 120 FRPC WH M6 , 6RLS G2 10LM 30K 90CRI 120 FRPC WH M6 The Juno® Basics Series™ 6RLS Surface Mount LED attaches directly to any standard junction box in two simple steps. No recessed housing required. Use it as a downlight or a sconce. Super-thin fixture fits flush with any flat surface, mimicking the appearance of a recessed downlight. Juno 6RLS 6" Basic Series Surface Mount LED Fixtures | 3000 | 90 | 700 | 70 |  | 10 | 1 | 43.47 | 43.47 | 51.0789 | 2020Q2 | https://www.lbclighting.com/led/led-commercial/juno-6rls.html | LBC Lighting | 2020 | Yes
LED Lighting |  | Juno Lighting | True |  |  |  |  | Standard version is dimmable using high quality reverse phase electronic low voltage (ELV) dimmers approved by Juno On/off switch included Concealed vertical aiming lock screw to secure fixture aiming 1 x 26W LED (Included) More Information The Juno Trac-Master T275L Arc™ XL trac fixture is a powerful performer for retail applications, producing up to 2,281 lumens from just 26-watts input, yielding energy-saving efficacies of up to 87 lumens per watt. Features: Color Temperature: 2700K, 3000K, 3500K, 4000K CRI: 80 CRI, 90 CRI Beam Spread: Spot, Narrow Flood, Flood, Wide Flood Finish: Black, Silver, White Standard version is dimmable using high quality reverse phase electronic low voltage (ELV) dimmers approved by Juno On/off switch included Aiming: 360° horizontal coverage, 90° vertical aiming capability Concealed vertical aiming lock screw to secure fixture aiming Input Voltage: 120V Lamping: 1 x 26W LED (Included) Models: T275L 27K , T275L 30K , T275L 35, T275L 40K *MFG Part Number*: JUNO-T275L The Juno Trac-Master T275L Arc™ XL trac fixture is a powerful performer for retail applications, producing up to 2,281 lumens from just 26-watts input, yielding energy-saving efficacies of up to 87 lumens per watt. Juno Trac-Master T275L Arc XL 26W LED Dimmable Track Light | 2700 | 80 | 2281 | 87.7308 |  | 26 | 1 | 25.01 | 25.01 | 29.3877 | 2020Q2 | https://www.lbclighting.com/led/led-commercial/juno-t275l.html | LBC Lighting | 2020 | Yes
LED Lighting | Downlight | Lightolier | True |  |  |  |  | Integral class 2 driver 9.5W LED, 650 lm More Information SlimSurface LED is a 5/8" thick surface mounted luminaire with the appearance of a recessed downlight. Features: Size: 4" Finish: White, Aluminum, Black CRI: 80 Color Temperature: 2700K, 3000K, 3500K, 4000K Lumens: 650 Dimming: Triac 120V Flange: One piece plastic flange. Injection molded white, applied aluminum, or black Lens: High transmittance lens allowing for smooth, comfortable light pattern Integral class 2 driver LED board: Utilizes Philips LEDs Lamping: 9.5W LED, 650 lm *MFG Part Number*: S4S827K7 , S4S827K7AL , S4S827K7BK , S4S830K7 , S4S830K7AL , S4S830K7BK , S4S835K7 , S4S835K7AL , S4S835K7BK , S4S840K7 , S4S840K7AL , S4S840K7BK + More - Less SlimSurface LED is a 5/8" thick surface mounted luminaire with the appearance of a recessed downlight. Lightolier S4S 4" SlimSurface LED Square Surface Mount Downlight | 2700 | 80 | 650 | 130 |  | 5 | 1 | 58.44 | 58.44 | 68.6693 | 2020Q2 | https://www.lbclighting.com/led/led-commercial/lol-s4s8.html | LBC Lighting | 2020 | Yes
LED Lighting | Downlight | Lightolier | True |  |  |  |  | Integral class 2 driver 9.5W LED, 650 lm More Information SlimSurface LED is a 5/8" thick surface mounted luminaire with the appearance of a recessed downlight. Features: Size: 5" Finish: White, Aluminum, Black CRI: 80 Color Temperature: 2700K, 3000K, 3500K, 4000K Lumens: 650 Dimming: Triac 120V Flange: One piece plastic flange. Injection molded white, applied aluminum, or black Lens: High transmittance lens allowing for smooth, comfortable light pattern Integral class 2 driver LED board: Utilizes Philips LEDs Lamping: 9.5W LED, 650 lm *MFG Part Number*: S5R827K7 , S5R827K7AL , S5R827K7BK , S5R830K7 , S5R830K7AL , S5R830K7BK , S5R835K7 , S5R835K7AL , S5R835K7BK , S5R840K7 , S5R840K7AL , S5R840K7BK + More - Less SlimSurface LED is a 5/8" thick surface mounted luminaire with the appearance of a recessed downlight. Lightolier S5R 5" SlimSurface LED Surface Mount Downlight | 2700 | 80 | 650 | 130 |  | 5 | 1 | 58.44 | 58.44 | 68.6693 | 2020Q2 | https://www.lbclighting.com/led/led-commercial/lol-s5r8.html | LBC Lighting | 2020 | Yes
LED Lighting | Downlight | Lightolier | True |  |  |  |  | Integral class 2 driver 14W LED, 1000 lm More Information SlimSurface LED is a 5/8" thick surface mounted luminaire with the appearance of a recessed downlight. Features: Size: 7" Finish: White, Aluminum, Black CRI: 80 Color Temperature: 2700K, 3000K, 3500K, 4000K Lumens: 1000 Dimming: Triac 120V Flange: One piece plastic flange. Injection molded white, applied aluminum, or black Lens: High transmittance lens allowing for smooth, comfortable light pattern Integral class 2 driver LED board: Utilizes Philips LEDs Lamping: 14W LED, 1000 lm *MFG Part Number*: S7R827K10 , S7R827K10AL , S7R827K10BK , S7R830K10 , S7R830K10AL , S7R830K10BK , S7R835K10 , S7R835K10AL , S7R835K10BK , S7R840K10 , S7R840K10AL , S7R840K10BK + More - Less SlimSurface LED is a 5/8" thick surface mounted luminaire with the appearance of a recessed downlight. Lightolier S7R 7" SlimSurface LED Surface Mount Downlight | 2700 | 80 | 1000 | 71.4286 |  | 14 | 1 | 58.44 | 58.44 | 68.6693 | 2020Q2 | https://www.lbclighting.com/led/led-commercial/lol-s7r8.html | LBC Lighting | 2020 | Yes
LED Lighting | Downlight | Lightolier | True |  |  |  |  | Integral class 2 driver 14W LED, 1000 lm More Information SlimSurface LED is a 5/8" thick surface mounted luminaire with the appearance of a recessed downlight. Features: Size: 7" Finish: White, Aluminum, Black CRI: 90 Color Temperature: 2700K Lumens: 1000 Dimming: Triac 120V Flange: One piece plastic flange. Injection molded white, applied aluminum, or black Lens: High transmittance lens allowing for smooth, comfortable light pattern Integral class 2 driver LED board: Utilizes Philips LEDs Lamping: 14W LED, 1000 lm *MFG Part Number*: S7R927K10 , S7R927K10AL , S7R927K10BK SlimSurface LED is a 5/8" thick surface mounted luminaire with the appearance of a recessed downlight. Lightolier S7R 7" SlimSurface LED Surface Mount Downlight | 2700 | 90 | 1000 | 71.4286 |  | 14 | 1 | 58.44 | 58.44 | 68.6693 | 2020Q2 | https://www.lbclighting.com/led/led-commercial/lol-s7r9.html | LBC Lighting | 2020 | Yes
LED Lighting | Decorative | Nora Lighting | [5 empty] | Fully adjustable glare-free square shape light heads with positive positioning lock Reilable slide friction position hold Injection-molded thermoplastic ABS housing. Plastic enclosure with 5VA flame retardant. Remote capable, must specify Self-diagnostic and self-testing unit Wall or Ceiling Mounting Housing snaps to canopy with a simple twist and lock. 1 x 1W LED per head More Information Remote head fixtures provides a superior aiming and flexible appearance along with excellent performance. Dual lighting heads provide strong ambient light levels to assist in emergency egress during power failure. Internal solid state switching automatically activates fixture during power loss. Features: Finish: White Voltage: 3.6VDC, power from low voltage power source (not provided) Lumens: 75lm at 3ft Life Expectancy: 35,000 Hours Fully adjustable glare-free square shape light heads with positive positioning lock Reilable slide friction position hold Injection-molded thermoplastic ABS housing. Plastic enclosure with 5VA flame retardant. Remote capable, must specify Self-diagnostic and self-testing unit Mounting:Wall or Ceiling Mounting Housing snaps to canopy with a simple twist and lock. Lamping: 1 x 1W LED per head Model: NE-871LEDW *MFG Part Number*: NE-871LEDW Remote head fixtures provides a superior aiming and flexible appearance along with excellent performance. Dual lighting heads provide strong ambient light levels to assist in emergency egress during power failure. Internal solid state switching automatically activates fixture during power loss. Nora NE-871 1-lt LED Square Emergency Dual Remote head |  |  | 75 | 75 | 35000 | 1 | 1 | 12.87 | 12.87 | 15.1227 | 2020Q2 | https://www.lbclighting.com/led/led-commercial/nora-ne-871ledw.html | LBC Lighting | 2020 | Yes
LED Lighting | Decorative | Nora Lighting | [5 empty] | Two fully adjustable glare-free square shape light heads for emergency light Fully adjustable glare-free square shape light heads with positive positioning lock Reilable slide friction position hold Injection-molded thermoplastic ABS housing. Plastic enclosure with 5VA flame retardant. Remote capable, must specify Self-diagnostic and self-testing unit Wall or Ceiling Mounting Housing snaps to canopy with a simple twist and lock. 2 x 1W LED head More Information Remote head fixtures provides a superior aiming and flexible appearance along with excellent performance. Dual lighting heads provide strong ambient light levels to assist in emergency egress during power failure. Internal solid state switching automatically activates fixture during power loss. Features: Finish: White Voltage: 3.6VDC, power from low voltage power source (not provided) Lumens: 150lm at 3ft Life Expectancy: 35,000 Hours Two fully adjustable glare-free square shape light heads for emergency light Fully adjustable glare-free square shape light heads with positive positioning lock Reilable slide friction position hold Injection-molded thermoplastic ABS housing. Plastic enclosure with 5VA flame retardant. Remote capable, must specify Self-diagnostic and self-testing unit Mounting:Wall or Ceiling Mounting Housing snaps to canopy with a simple twist and lock. Lamping: 2 x 1W LED head Model: NE-872LEDW *MFG Part Number*: NE-872LEDW Remote head fixtures provides a superior aiming and flexible appearance along with excellent performance. Dual lighting heads provide strong ambient light levels to assist in emergency egress during power failure. Internal solid state switching automatically activates fixture during power loss. Nora NE-872 2-lt LED Square Emergency Dual Remote head |  |  | 150 | 150 | 35000 | 1 | 1 | 18.45 | 18.45 | 21.6795 | 2020Q2 | https://www.lbclighting.com/led/led-commercial/nora-ne-872ledw.html | LBC Lighting | 2020 | Yes
LED Lighting | Downlight | Nora Lighting | True |  |  |  |  | Housing sold separately. 1-1/4" aperature 20°, 40° and 60° reflectors included with each module. 2 Reflector Styles - Deep set optics with straight edge & Deep set optics with bull nose edge for softer aperture brightness. CREE COB package 9W or 11W LED More Information The 1" Iolite BWF series trims are small aperture downlights that can be specified for use with 1" Iolite new construction or remodel housings. The 1" BWF trims feature a slightly larger flange design than the 1" NTF Series. Features: Housing sold separately. Trim Style: Bullnose Regress Finish: Black/Black, Bronze/Bronze, Matte Powder/White, Natural Metal/Natural Metal, White/White Color Temperature: 2700K, 3000K, 3500K, 4000K, 5000K, CRI: 95 1-1/4" aperature Lumens: 600 lm Dimming: 120V TRIAC / 120-277V 0-10V 20°, 40° and 60° reflectors included with each module. 2 Reflector Styles - Deep set optics with straight edge & Deep set optics with bull nose edge for softer aperture brightness. CREE COB package Lamping: 9W or 11W LED Models: NIOB-1RNB27X, NIOB-1RNB30X, NIOB-1RNB35X, NIOB-1RNB40X, NIOB-1RNB50X *MFG Part Number*: NIOB-1RNB27XBZ , NIOB-1RNB27XBB , NIOB-1RNB27XMPW , NIOB-1RNB27XNN , NIOB-1RNB27XWW , NIOB-1RNB30XBB , NIOB-1RNB30XBN , NIOB-1RNB30XMPW , NIOB-1RNB30XNN , NIOB-1RNB30XWW , NIOB-1RNB35XBB , NIOB-1RNB35XBZ , NIOB-1RNB35XMPW , NIOB-1RNB35XNN , NIOB-1RNB35XWW , NIOB-1RNB40XBB , NIOB-1RNB40XBZ , NIOB-1RNB40XMPW , NIOB-1RNB40XNN , NIOB-1RNB40XWW , NIOB-1RNB50XBB , NIOB-1RNB50XBZ , NIOB-1RNB50XMPW , NIOB-1RNB50XNN , NIOB-1RNB50XWW + More - Less NIOB 1" Iolite Round BullNose Regressed Non-Adjustable BWF Trim Nora NIOB 1" Iolite LED Round Bullnose Regress Non-Adjustable BWF Trim | 2700 | 95 | 600 | 66.6667 |  | 9 | 1 | 69.3 | 69.3 | 81.4302 | 2020Q2 | https://www.lbclighting.com/led/led-commercial/nora-niob-1rnb.html | LBC Lighting | 2020 | Yes
LED Lighting | Downlight | Nora Lighting | True |  |  |  |  | Housing sold separately. 1-1/4" aperature 20°, 40° and 60° reflectors included with each module. 2 Reflector Styles - Deep set optics with straight edge & Deep set optics with bull nose edge for softer aperture brightness. CREE COB package 9W or 11W LED More Information The 1" Iolite BWF series trims are small aperture downlights that can be specified for use with 1" Iolite new construction or remodel housings. The 1" BWF trims feature a slightly larger flange design than the 1" NTF Series. Features: Housing sold separately. Trim Style: Straight Regress Finish: Black/Black, Black/White, Bronze/Bronze, Haze/White, Matte Powder/White, Natural Metal/Natural Metal, White/White Color Temperature: 2700K, 3000K, 3500K, 4000K, 5000K, CRI: 95 1-1/4" aperature Lumens: 600 lm Dimming: 120V TRIAC / 120-277V 0-10V 20°, 40° and 60° reflectors included with each module. 2 Reflector Styles - Deep set optics with straight edge & Deep set optics with bull nose edge for softer aperture brightness. CREE COB package Lamping: 9W or 11W LED Models: NIOB-1RNG27X, NIOB-1RNG30X, NIOB-1RNG35X, NIOB-1RNG40X, NIOB-1RNG50X *MFG Part Number*: NIOB-1RNG27XBW , NIOB-1RNG27XBZ , NIOB-1RNG27XHZ , NIOB-1RNG27XMPW , NIOB-1RNG27XNN , NIOB-1RNG27XWW , NIOB-1RNG30XBW , NIOB-1RNG30XBZ , NIOB-1RNG30XHW , NIOB-1RNG30XMPW , NIOB-1RNG30XNN , NIOB-1RNG30XWW , NIOB-1RNG35XBW , NIOB-1RNG35XBZ , NIOB-1RNG35XHW , NIOB-1RNG35XMPW , NIOB-1RNG35XNN , NIOB-1RNG35XWW , NIOB-1RNG40XBW , NIOB-1RNG40XBZ , NIOB-1RNG40XHW , NIOB-1RNG40XMPW , NIOB-1RNG40XNN , NIOB-1RNG40XWW , NIOB-1RNG50XBW , NIOB-1RNG50XBZ , NIOB-1RNG50XHW , NIOB-1RNG50XMPW , NIOB-1RNG50XNN , NIOB-1RNG50XWW , NIOB-1RNG27XBB , NIOB-1RNG30XBB , NIOB-1RNG35XBB , NIOB-1RNG40XBB , NIOB-1RNG50XBB + More - Less NIOB 1" Iolite Round Straight Regressed Non-Adjustable BWF Trim Nora NIOB 1" Iolite LED Round Straight Regressed Non-Adjustable BWF Trim | 2700 | 95 | 600 | 66.6667 |  | 9 | 1 | 61.2 | 61.2 | 71.9124 | 2020Q2 | https://www.lbclighting.com/led/led-commercial/nora-niob-1rng.html | LBC Lighting | 2020 | Yes
LED Lighting | Downlight | Nora Lighting | True |  |  |  |  | Housing sold separately. 1-1/4" aperature 20°, 40° and 60° reflectors included with each module. 2 Reflector Styles - Deep set optics with straight edge & Deep set optics with bull nose edge for softer aperture brightness. CREE COB package 9W or 11W LED (Included) More Information The 1" Iolite BWF series trims are small aperture downlights that can be specified for use with 1" Iolite new construction or remodel housings. The 1" BWF trims feature a slightly larger flange design than the 1" NTF Series. Features: Housing sold separately. Trim Style: Round Pinhole Finish: White/White Color Temperature: 2700K, 3000K, 3500K, 4000K, 5000K CRI: 90+ 1-1/4" aperature Lumens: 600 lm Dimming: Specified by housing 20°, 40° and 60° reflectors included with each module. 2 Reflector Styles - Deep set optics with straight edge & Deep set optics with bull nose edge for softer aperture brightness. CREE COB package Lamping: 9W or 11W LED (Included) Model: NIOB-1SNB27X, NIOB-1SNB30X, NIOB-1SNB35X, NIOB-1SNB40X, NIOB-1SNB50X *MFG Part Number*: NIOB-1RPH27WW , NIOB-1RPH30WW , NIOB-1RPH35WW , NIOB-1RPH40WW , NIOB-1RPH50WW + More - Less NIOB 1" Iolite Round Pinhole Non-Adjustable BWF Trim Nora NIOB 1" Iolite Round Pinhole Non-Adjustable BWF Trim | 2700 | 90 | 600 | 66.6667 |  | 9 | 1 | 67.32 | 67.32 | 79.1036 | 2020Q2 | https://www.lbclighting.com/led/led-commercial/nora-niob-1rph.html | LBC Lighting | 2020 | Yes
LED Lighting | Downlight | Nora Lighting | True |  |  |  |  | Housing sold separately. 1-1/4" aperature 20°, 40° and 60° reflectors included with each module. 2 Reflector Styles - Deep set optics with straight edge & Deep set optics with bull nose edge for softer aperture brightness. CREE COB package 9W or 11W LED (Included) More Information The 1" Iolite BWF series trims are small aperture downlights that can be specified for use with 1" Iolite new construction or remodel housings. The 1" BWF trims feature a slightly larger flange design than the 1" NTF Series. Features: Housing sold separately. Trim Style: Round Pinhole Finish: White/White Color Temperature: 2700K, 3000K, 3500K, 4000K, 5000K CRI: 90+ 1-1/4" aperature Lumens: 600 lm Dimming: Specified by housing 20°, 40° and 60° reflectors included with each module. 2 Reflector Styles - Deep set optics with straight edge & Deep set optics with bull nose edge for softer aperture brightness. CREE COB package Lamping: 9W or 11W LED (Included) Model: NIOB-1RSL27X, NIOB-1RSL30X, NIOB-1RSL35X, NIOB-1RSL40X, NIOB-1RSL50X *MFG Part Number*: NIOB-1RSL27XWW , NIOB-1RSL30XWW , NIOB-1RSL35XWW , NIOB-1RSL40XWW , NIOB-1RSL50XWW + More - Less NIOB 1" Iolite Round Slot Adjustable BWF Trim Nora NIOB 1" Iolite Round Slot Adjustable BWF Trim | 2700 | 90 | 600 | 66.6667 |  | 9 | 1 | 67.32 | 67.32 | 79.1036 | 2020Q2 | https://www.lbclighting.com/led/led-commercial/nora-niob-1rsl.html | LBC Lighting | 2020 | Yes
LED Lighting | Downlight | Nora Lighting | True |  |  |  |  | Housing sold separately. 1-1/4" aperature 20°, 40° and 60° reflectors included with each module. 2 Reflector Styles - Deep set optics with straight edge & Deep set optics with bull nose edge for softer aperture brightness. CREE COB package 9W or 11W LED (Included) More Information The 1" Iolite BWF series trims are small aperture downlights that can be specified for use with 1" Iolite new construction or remodel housings. The 1" BWF trims feature a slightly larger flange design than the 1" NTF Series. Features: Housing sold separately. Trim Style: Square Bullnose Regress Finish: Bronze/Bronze, Matte Power/White, Natural Metal/Natural Metal, White/White Color Temperature: 2700K, 3000K, 3500K, 4000K, 5000K CRI: 95 1-1/4" aperature Lumens: 600 lm Dimming: 120V TRIAC / 120-277V 0-10V 20°, 40° and 60° reflectors included with each module. 2 Reflector Styles - Deep set optics with straight edge & Deep set optics with bull nose edge for softer aperture brightness. CREE COB package Lamping: 9W or 11W LED (Included) Model: NIOB-1SNB27X, NIOB-1SNB30X, NIOB-1SNB35X, NIOB-1SNB40X, NIOB-1SNB50X *MFG Part Number*: NIOB-1SNB27XBZ , NIOB-1SNB27XMPW , NIOB-1SNB27XNN , NIOB-1SNB27XWW , NIOB-1SNB30XBZ , NIOB-1SNB30XMPW , NIOB-1SNB30XNN , NIOB-1SNB30XWW , NIOB-1SNB40XBZ , NIOB-1SNB40XMPW , NIOB-1SNB40XNN , NIOB-1SNB40XWW , NIOB-1SNB50XBZ , NIOB-1SNB50XMPW , NIOB-1SNB50XNN , NIOB-1SNB50XWW , NIOB-1SNB27XBB , NIOB-1SNB30XBB , NIOB-1SNB35XBB , NIOB-1SNB40XBB , NIOB-1SNB50XBB + More - Less NIOB 1" Iolite Square Bullnose Regress Non-Adjustable BWF Trim Nora NIOB 1" Iolite Square Bullnose Regress Non-Adjustable BWF Trim | 2700 | 95 | 600 | 66.6667 |  | 9 | 1 | 61.2 | 61.2 | 71.9124 | 2020Q2 | https://www.lbclighting.com/led/led-commercial/nora-niob-1snb.html | LBC Lighting | 2020 | Yes
LED Lighting | Downlight | Nora Lighting | True |  |  |  |  | Housing sold separately. 1-1/4" aperature 20°, 40° and 60° reflectors included with each module. 2 Reflector Styles - Deep set optics with straight edge & Deep set optics with bull nose edge for softer aperture brightness. CREE COB package 9W or 11W LED (Included) More Information The 1" Iolite BWF series trims are small aperture downlights that can be specified for use with 1" Iolite new construction or remodel housings. The 1" BWF trims feature a slightly larger flange design than the 1" NTF Series. Features: Housing sold separately. Trim Style: Square Straight Regress Finish: Black/Black, Black/White, Bronze/Bronze, Haze/White, Matte Power/White, Natural Metal/Natural Metal, White/White Color Temperature: 2700K, 3000K, 3500K, 4000K, 5000K CRI: 95 1-1/4" aperature Lumens: 600 Dimming: 120V TRIAC / 120-277V 0-10V 20°, 40° and 60° reflectors included with each module. 2 Reflector Styles - Deep set optics with straight edge & Deep set optics with bull nose edge for softer aperture brightness. CREE COB package Lamping: 9W or 11W LED (Included) Model: NIOB-1SNG27X, NIOB-1SNG30X, NIOB-1SNG35X, NIOB-1SNG40X, NIOB-1SNG50X *MFG Part Number*: NIOB-1SNG27XBW , NIOB-1SNG27XBZ , NIOB-1SNG27XHW , NIOB-1SNG27XMPW , NIOB-1SNG27XNN , NIOB-1SNG27XWW , NIOB-1SNG30XBW , NIOB-1SNG30XBZ , NIOB-1SNG30XHW , NIOB-1SNG30XMPW , NIOB-1SNG30XNN , NIOB-1SNG30XWW , NIOB-1SNG35XBW , NIOB-1SNG35XBZ , NIOB-1SNG35XHW , NIOB-1SNG35XMPW , NIOB-1SNG35XNN , NIOB-1SNG35XWW , NIOB-1SNG40XBW , NIOB-1SNG40XBZ , NIOB-1SNG40XHW , NIOB-1SNG40XMPW , NIOB-1SNG40XNN , NIOB-1SNG40XWW , NIOB-1SNG50XBW , NIOB-1SNG50XBZ , NIOB-1SNG50XHW , NIOB-1SNG50XMPW , NIOB-1SNG50XNN , NIOB-1SNG50XWW , NIOB-1SNG27XBB , NIOB-1SNG30XBB , NIOB-1SNG35XBB , NIOB-1SNG40XBB , NIOB-1SNG50XBB + More - Less NIOB 1" Iolite Square Straight Regress Non-Adjustable BWF Trim Nora NIOB 1" Iolite LED Square Straight Regress Non-Adjustable BWF Trim | 2700 | 95 | 600 | 66.6667 |  | 9 | 1 | 61.2 | 61.2 | 71.9124 | 2020Q2 | https://www.lbclighting.com/led/led-commercial/nora-niob-1sng.html | LBC Lighting | 2020 | Yes
LED Lighting | Decorative | Nora Lighting | True |  |  |  |  | Housing sold separately. 2" aperature 15˚ Adjustable - Remodel, 30 º Adjustable - New Construction 60° (Flood) optic installed, 38° (Narrow flood) and 25° (Spot) optics included Premium TIR optics available Cree® LED COB or Comfort Dim Technology 14W LED More Information 2" Iolite reflectors can be specified for use in new construction or remodel applications. The die-cast aluminum reflectors are available in square and round designs, with sharp and clean edges. Features: Housing sold separately. Trim Style: Round Adj. Surface Gimba Finish: Black/Black, Bronze/Bronze, Matte Powder/White, Natural Metal/Natural Metal, White/White Color Temperature: 2700K, 3000K, 3500K, 4000K, 5000K, CRI: 90+ 2" aperature Lumens: 800 Dimming: 120V TRIAC or 120-277V 0-10V 15˚ Adjustable - Remodel, 30 º Adjustable - New Construction 60° (Flood) optic installed, 38° (Narrow flood) and 25° (Spot) optics included Premium TIR optics available Cree® LED COB or Comfort Dim Technology Mounting: Trim includes FrictionBlades to mount trim securely to housing. Lamping: 14W LED Models: NIOB-2RG27X, NIOB-2RG30X, NIOB-2RG35X, NIOB-2RG40X, NIOB-2RG50X *MFG Part Number*: NIOB-2RG27XBB , NIOB-2RG27XBZ , NIOB-2RG27XMPW , NIOB-2RG27XNN , NIOB-2RG27XWW , NIOB-2RG30XBB , NIOB-2RG30XBZ , NIOB-2RG30XMPW , NIOB-2RG30XNN , NIOB-2RG30XWW , NIOB-2RG35XBB , NIOB-2RG35XBZ , NIOB-2RG35XMPW , NIOB-2RG35XNN , NIOB-2RG35XWW , NIOB-2RG40XBB , NIOB-2RG40XBZ , NIOB-2RG40XMPW , NIOB-2RG40XNN , NIOB-2RG40XWW , NIOB-2RG50XBB , NIOB-2RG50XBZ , NIOB-2RG50XMPW , NIOB-2RG50XNN , NIOB-2RG50XWW + More - Less NIOB 2" Iolite LED Round Surface Gimbal Adjustable Trim Nora NIOB 2" Iolite LED Round Surface Gimbal Adjustable Trim | 2700 | 90 | 800 | 57.1429 |  | 14 | 1 | 61.2 | 61.2 | 71.9124 | 2020Q2 | https://www.lbclighting.com/led/led-commercial/nora-niob-2rg.html | LBC Lighting | 2020 | Yes
LED Lighting | Decorative | Nora Lighting | True |  |  |  |  | Housing sold separately. 2" aperature 15˚ Adjustable 60° (Flood) optic installed, 38° (Narrow flood) and 25° (Spot) optics included Premium TIR optics available Cree® LED COB or Comfort Dim Technology 14W LED More Information 2" Iolite reflectors can be specified for use in new construction or remodel applications. The die-cast aluminum reflectors are available in square and round designs, with sharp and clean edges. Features: Housing sold separately. Trim Style: Square Adj. Surface Gimbal Finish: Black/Black, Bronze/Bronze, Matte Powder/White, Natural Metal/Natural Metal, White/White Color Temperature: 2700K, 3000K, 3500K, 4000K, 5000K, CRI: 90+ 2" aperature Lumens: 800 Dimming: 120V TRIAC or 120-277V 0-10V 15˚ Adjustable 60° (Flood) optic installed, 38° (Narrow flood) and 25° (Spot) optics included Premium TIR optics available Cree® LED COB or Comfort Dim Technology Mounting: Trim includes FrictionBlades to mount trim securely to housing. Lamping: 14W LED Models: NIOB-2SG27X, NIOB-2SG30X, NIOB-2SG35X, NIOB-2SG40X, NIOB-2SG50X *MFG Part Number*: NIOB-2SG27XBB , NIOB-2SG27XBZ , NIOB-2SG27XMPW , NIOB-2SG27XNN , NIOB-2SG27XWW , NIOB-2SG30XBB , NIOB-2SG30XBZ , NIOB-2SG30XMPW , NIOB-2SG30XNN , NIOB-2SG30XWW , NIOB-2SG35XBB , NIOB-2SG35XBZ , NIOB-2SG35XMPW , NIOB-2SG35XNN , NIOB-2SG35XWW , NIOB-2SG40XBB , NIOB-2SG40XBZ , NIOB-2SG40XMPW , NIOB-2SG40XNN , NIOB-2SG40XWW , NIOB-2SG50XBB , NIOB-2SG50XBZ , NIOB-2SG50XMPW , NIOB-2SG50XNN , NIOB-2SG50XWW + More - Less NIOB 2" Iolite LED Square Surface Gimbal Adjustable Trim Nora NIOB 2" Iolite LED Square Surface Gimbal Adjustable Trim | 2700 | 90 | 800 | 57.1429 |  | 14 | 1 | 61.2 | 61.2 | 71.9124 | 2020Q2 | https://www.lbclighting.com/led/led-commercial/nora-niob-2sg.html | LBC Lighting | 2020 | Yes
LED Lighting | Decorative | Nora Lighting | [5 empty] | Housing sold separately. Cree True White Ceramic LED package Platform 1 x 11W 850 lumens LED More Information The Nora Marquise 6" Slope can be installed in new construction, remodel, or retrofit applications. The 850 lumen, 650 delivered unit can be specified in 27K, 30K, 35K, 40K and Comfort Dim. Available in Baffle or Reflector style, the Marquise slope accommodates slope ceilings up to 23º (6/12). The deep set optics can be adjusted to match the slope degree. Features: Housing sold separately. Size: 6" Trim Style: Reflector Lamping: LED Wattage: 11W Lumens: 850 lm Voltage: 120-277V CRI: 91 Aperture: 5-1/8" Color Temperature: 2700K, 3000K, 3500K, 4000K, Comfort Dim(2700K-1800K) Finish: Black, White Cree True White Ceramic LED package Platform Lamping: 1 x 11W 850 lumens LED Models: NRMC-6S11L8527 , NRMC-6S11L8530 , NRMC-6S11L8535 , NRMC-6S11L8540 , NRMC-6S11L85CD *MFG Part Number*: NRMC-6S11L8527B , NRMC-6S11L8527W , NRMC-6S11L8530B , NRMC-6S11L8530W , NRMC-6S11L8535B , NRMC-6S11L8535W , NRMC-6S11L8540B , NRMC-6S11L8540W , NRMC-6S11L85CDB , NRMC-6S11L85CDW + More - Less Housing required - sold separately. Nora NRMC-6S11 6" Marquise LED Slope Reflector Retrofit | 2700 | 91 | 850 | 77.2727 |  | 11 | 1 | 160.2 | 160.2 | 188.2412 | 2020Q2 | https://www.lbclighting.com/led/led-commercial/nora-nrmc-6s11.html | LBC Lighting | 2020 | No
LED Lighting | Reflector | Nora Lighting |  |  |  | PAR38 (Reflector) |  | H Track System Deep drawn steel socket cup housing for high strength and rigidity Heat resistant Teflon coated wire lead Low profile gimbal ring with minimal profile Adjustable yoke for custom aiming 17W PAR38 LED or 20W PAR38 LED More Information Line voltage PAR adjustable gimbal ring fixture. White finished housing holds lamp socket, allowing PAR lamp to clip directly into the adjustable gimbal ring. A steel yoke holds the gimbal ring in place and allows for full lateral aiming adjustment. Single tightening knob assures secure lock on angle position. Features: H Track System Finish: Brushed Nickel, Bronze Connector / Black Fixture Color Temperature: 2700K, 3000K Watts: 17W (3000K only), 20W Lumens: up to 1100 lm Beam Angle: 15º, 25º, 40º Input Voltage: 120V Deep drawn steel socket cup housing for high strength and rigidity Heat resistant Teflon coated wire lead Low profile gimbal ring with minimal profile Adjustable yoke for custom aiming Lamping: 17W PAR38 LED or 20W PAR38 LED Models: NRS12-108BNE , NRS12-108BZBE *MFG Part Number*: NRS12-108BNE80 , NRS12-108BNE81 , NRS12-108BNE82 , NRS12-108BNE83 , NRS12-108BNE84 , NRS12-108BNE85 , NRS12-108BNE86 , NRS12-108BNE87 , NRS12-108BNE88 , NRS12-108BZBE80 , NRS12-108BZBE81 , NRS12-108BZBE82 , NRS12-108BZBE83 , NRS12-108BZBE84 , NRS12-108BZBE85 , NRS12-108BZBE86 , NRS12-108BZBE87 , NRS12-108BZBE88 + More - Less Line voltage PAR adjustable gimbal ring fixture. White finished housing holds lamp socket, allowing PAR lamp to clip directly into the adjustable gimbal ring. Nora NRS12-108LED Rear Loading Gimbal Ring LED PAR38 Rail Fixture | 2700 |  | 1100 | 64.7059 |  | 17 | 1 | 194.31 | 194.31 | 228.3218 | 2020Q2 | https://www.lbclighting.com/led/led-commercial/nora-nrs12-108led.html | LBC Lighting | 2020 | No
LED Lighting | Reflector | Nora Lighting | True |  |  | PAR38 (Reflector) |  | H Track System Deep drawn steel socket cup housing for high strength and rigidity Heat resistant Teflon coated wire lead Low profile gimbal ring with minimal profile Adjustable yoke for custom aiming 360º Rotation, Adjustable socket Dimmable 17W PAR38 LED or 20W PAR38 LED More Information Line voltage universal lamp holder with adjustable angle. Smooth, cylindrical design with softened edges on rear of housing for aesthetic, modern appearance. Lateral and vertical swivel enable user to aim the light source to any desired location. Adjustment knob on housing side allows user to extend or retract the neck of the lamp source. Features: H Track System Finish: Brushed Nickel, Bronze Connector / Black Fixture Color Temperature: 2700K, 3000K Watts: 17W (3000K only), 20W Lumens: up to 1100 lm Beam Angle: 15º, 25º, 40º Input Voltage: 120V Deep drawn steel socket cup housing for high strength and rigidity Heat resistant Teflon coated wire lead Low profile gimbal ring with minimal profile Adjustable yoke for custom aiming 360º Rotation, Adjustable socket Dimmable Lamping: 17W PAR38 LED or 20W PAR38 LED Models: NRS12-109BNE8 , NRS12-109BZBE8 *MFG Part Number*: NRS12-109BNE80 , NRS12-109BNE81 , NRS12-109BNE82 , NRS12-109BNE83 , NRS12-109BNE84 , NRS12-109BNE85 + More - Less Line voltage universal lamp holder with adjustable angle. Smooth, cylindrical design with softened edges on rear of housing for aesthetic, modern appearance. Nora NRS12-109LED Universal LED PAR38 Rail Fixture | 2700 |  | 1100 | 64.7059 |  | 17 | 1 | 140.4 | 140.4 | 164.9754 | 2020Q2 | https://www.lbclighting.com/led/led-commercial/nora-nrs12-109led-par38.html | LBC Lighting | 2020 | No
LED Lighting | Decorative | Nora Lighting | True |  |  |  |  | Cylinder comes with 8’ of field cuttable aircraft cable and offset cable (5-wire) for power and dimming 18W LED (included) *MFG Part Number*: NYLS2-6C15130FDWW2AC More Information Architectural grade LED cylinder with specifiable beam spreads for variable ceiling heights. Utilizing the latest COB technology by Cree, the COB allows for better optic control and uniformity. Features: Size: 6" Wattage: 18W Mounting: Cable Mount Beam Spread: Flood Reflector Type: Reflector Reflector / Flange Finish: Diffused Clear / White Cylinder Finish: White Input Voltage: 277V Color Temperature: 3000K Lumens: 1500 CRI: 90+ Dimming: 277V 0-10V dimming Cylinder comes with 8’ of field cuttable aircraft cable and offset cable (5-wire) for power and dimming Lamping: 18W LED (included) *MFG Part Number*: NYLS2-6C15130FDWW2AC Architectural grade LED cylinder with specifiable beam spreads for variable ceiling heights. NORA NYLS2-6C 6" High Performance Sapphire II 18W LED Cylinder Cable Mount, 277V | 3000 | 90 | 1500 | 83.3333 |  | 18 | 1 | 311.4 | 311.4 | 365.907 | 2020Q2 | https://www.lbclighting.com/led/led-commercial/nora-nyls2-6c151-277v.html | LBC Lighting | 2020 | No
LED Lighting | Decorative | Nora Lighting | True |  |  |  |  | Cylinder comes with 8’ of field cuttable aircraft cable and offset cable (5-wire) for power and dimming 18W LED (included) *MFG Part Number*: NYLS2-6C15130MWWW3AC More Information Architectural grade LED cylinder with specifiable beam spreads for variable ceiling heights. Utilizing the latest COB technology by Cree, the COB allows for better optic control and uniformity. Features: Size: 6" Wattage: 18W Mounting: Cable Mount Beam Spread: Medium Reflector Type: Reflector Reflector / Flange Finish: White / White Cylinder Finish: White Input Voltage: 120V Color Temperature: 3000K Lumens: 1500 CRI: 90+ Dimming: 120V Triac/ELV Cylinder comes with 8’ of field cuttable aircraft cable and offset cable (5-wire) for power and dimming Lamping: 18W LED (included) *MFG Part Number*: NYLS2-6C15130MWWW3AC Architectural grade LED cylinder with specifiable beam spreads for variable ceiling heights. NORA NYLS2-6C 6" High Performance Sapphire II 18W LED Cylinder Cable Mount, 120V | 3000 | 90 | 1500 | 83.3333 |  | 18 | 1 | 331.11 | 331.11 | 389.067 | 2020Q2 | https://www.lbclighting.com/led/led-commercial/nora-nyls2-6c151.html | LBC Lighting | 2020 | No
LED Lighting | Downlight | Contech Lighting | True |  |  |  |  | Housing only. Trim required - sold separately Requires minimum 3" clearance around driver kit from insulation material Thermal protection provided in case of improper insulation use 8W LED, 800 lm 10W LED, 1000 lm 14W LED, 1300 lm 21W LED, 1700 lm More Information Contech R2ARM 2" LED Adjustable Recessed Downlight Remodel Housing Features: Housing only. Trim required - sold separately Size: 2" Type: Remodel Wattage: 8W, 10W, 14W, 21W Lumens: 800 lm, 1000 lm, 1300 lm, 1700 lm Electrical/Dimming: 120V Triac, ELV and 0-10V Dimming Requires minimum 3" clearance around driver kit from insulation material Thermal protection provided in case of improper insulation use Lamping: 8W LED, 800 lm 10W LED, 1000 lm 14W LED, 1300 lm 21W LED, 1700 lm Models: R2ARM05 , R2ARM1 , R2ARM2 , R2ARM3 *MFG Part Number*: R2ARM0512D , R2ARM112D , R2ARM212D , R2ARM312D Contech R2ARM 2" LED Adjustable Recessed Downlight Remodel Housing Contech R2ARM 2" LED Adjustable Recessed Downlight Remodel Housing |  |  | 800 | 100 |  | 8 | 1 | 143.52 | 143.52 | 168.6415 | 2020Q2 | https://www.lbclighting.com/led/led-commercial/r2arm.html | LBC Lighting | 2020 | No
LED Lighting | Downlight | RAB | [5 empty] | Made in USA/Europe Precision die-cast aluminum housing and lens frame Clear tempered glass lens Dark Sky approved Title 24 Compliant Compliant with Buy American Act 4 x 13W high-output long-life LEDs (Included) More Information LED ceiling light with precision optics deliver smooth and uniform distribution. Ideal for retail settings, workspace lighting and other applications requiring a high output commercial grade downlight. Features: Finish: Bronze or White Color Temperature: 5000K (Cool), 4000K (Neutral), 3000K (Warm) Wattage: 52W Lumens: 3973 - 4633 CRI: 73 Voltage: 120V - 277V Lamping: LED Mounting: Cover ceiling mount only Precision die-cast aluminum housing and lens frame Clear tempered glass lens Dark Sky approved Title 24 Compliant Compliant with Buy American Act Lamping: 4 x 13W high-output long-life LEDs (Included) *MFG Part Number*: CLED52 , CLED52N , CLED52NW , CLED52W , CLED52Y , CLED52YW + More - Less LED ceiling light with precision optics deliver smooth and uniform distribution. Ideal for retail settings, workspace lighting and other applications requiring a high output commercial grade downlight. RAB CLED 52W LED Ceiling Light | 5000 | 73 | 3973 | 76.4038 |  | 52 | 1 | 454.88 | 454.88 | 534.5016 | 2020Q2 | https://www.lbclighting.com/led/led-commercial/rab-cled52.html | LBC Lighting | 2020 | No
LED Lighting | Downlight | RAB | [5 empty] | Suitable for wet locations as a downlight All die-cast aluminum construction 100,000 hour life 1 x 26W LED (Included) More Information High performance LED Vaporproof fixture. A classic design with cutting edge LED technology. Comes with die cast guard and frosted globe. Specially designed for mounting as an uplight. Features: Finish: Natural Color Temperature: 4900K (Cool), 4000K (Neutral), 3000K (Warm) Wattage: 26W Lumens: 1401 - 2004 CRI: 68 - 82 Voltage: 120V - 277V Suitable for wet locations as a downlight All die-cast aluminum construction 100,000 hour life Lamping: 1 x 26W LED (Included) *MFG Part Number*: VXBRLED26DG/UP , VXBRLED26NDG/UP , VXBRLED26YDG/UP High performance LED Vaporproof fixture. A classic design with cutting edge LED technology. Comes with die cast guard and frosted globe. Specially designed for mounting as an uplight. RAB VXBRLED 26W LED Outdoor Vaporproof Uplight | 4900 | 68 | 1401 | 53.8846 | 100000 | 26 | 1 | 305.6 | 305.6 | 359.0918 | 2020Q2 | https://www.lbclighting.com/led/led-commercial/rab-vxbrled26-up.html | LBC Lighting | 2020 | No
LED Lighting | Downlight | RAB | [5 empty] | Suitable for wet locations as a downlight All die-cast aluminum construction 100,000 hour life Thermal shock-resistant frosted glass globe 1 x 26W LED (Included) More Information High performance 26W LED Vaporproof fixture. A classic design with cutting edge LED technology. Comes with die cast guard and frosted globe. Features: Finish: Natural Color Temperature: 4900K (Cool), 4000K (Neutral), 3000K (Warm) Wattage: 26W CRI: 68 - 82 Lumens: 1401 - 2004 Voltage: 120V - 277V Suitable for wet locations as a downlight All die-cast aluminum construction 100,000 hour life Thermal shock-resistant frosted glass globe Lamping: 1 x 26W LED (Included) *MFG Part Number*: VXBRLED26NDG , VXBRLED26DG , VXBRLED26YDG High performance 26W LED Vaporproof fixture. A classic design with cutting edge LED technology. Comes with die cast guard and frosted globe. RAB VXBRLED 26W LED Outdoor Vaporproof Wall Mount | 4900 | 68 | 1401 | 53.8846 | 100000 | 26 | 1 | 261.68 | 261.68 | 307.4841 | 2020Q2 | https://www.lbclighting.com/led/led-commercial/rab-vxbrled26.html | LBC Lighting | 2020 | No
LED Lighting | Downlight | RAB | [5 empty] | Suitable for wet locations as a downlight All die-cast aluminum construction 100,000 hour life Thermal shock-resistant frosted glass globe 1 x 26W LED (Included) More Information High performance LED Vaporproof fixture. A classic design with cutting edge LED technology. Comes with die cast guard and frosted globe. Specially designed for mounting as an uplight. Features: Finish: Natural Color Temperature: 4900K (Cool), 4000K (Neutral), 3000K (Warm) Wattage: 26W CRI: 68 - 82 Lumens: 1401 - 2004 Voltage: 120V - 277V Suitable for wet locations as a downlight All die-cast aluminum construction 100,000 hour life Thermal shock-resistant frosted glass globe Lamping: 1 x 26W LED (Included) *MFG Part Number*: VXLED26DG/UP , VXLED26NDG/UP , VXLED26YDG/UP High performance LED Vaporproof fixture. A classic design with cutting edge LED technology. Comes with die cast guard and frosted globe. Specially designed for mounting as an uplight. RAB VXLED/UP 26W LED Outdoor Vaporproof Uplight | 4900 | 68 | 1401 | 53.8846 | 100000 | 26 | 1 | 323.15 | 323.15 | 379.7137 | 2020Q2 | https://www.lbclighting.com/led/led-commercial/rab-vxled26-up.html | LBC Lighting | 2020 | No
LED Lighting | Downlight | RAB | [5 empty] | Suitable for wet locations as a downlight All die-cast aluminum construction 100,000 hour life Thermal shock-resistant frosted glass globe 1 x 26W LED (Included) More Information High performance LED Vaporproof fixture. A classic design with cutting edge LED technology. Comes with die cast guard and frosted globe. Features: Finish: Natural Color Temperature: 4900K (Cool), 4000K (Neutral), 3000K (Warm) Wattage: 26W CRI: 68 - 82 Lumens: 1401- 2004 Voltage: 120V - 277V Suitable for wet locations as a downlight All die-cast aluminum construction 100,000 hour life Thermal shock-resistant frosted glass globe Lamping: 1 x 26W LED (Included) *MFG Part Number*: VXLED26DG , VXLED26NDG , VXLED26YDG High performance LED Vaporproof fixture. A classic design with cutting edge LED technology. Comes with die cast guard and frosted globe. RAB VXLED 26W LED Outdoor Vaporproof Ceiling Mount | 4900 | 68 | 1401 | 53.8846 | 100000 | 26 | 1 | 244.12 | 244.12 | 286.8504 | 2020Q2 | https://www.lbclighting.com/led/led-commercial/rab-vxled26.html | LBC Lighting | 2020 | Yes
LED Lighting | Downlight | RAB | [5 empty] | Suitable for wet locations as a downlight Suitable for damp locations as an uplight Wall mount only with junction box Suitable for mounting within 4-ft of ground Dark Sky and Title 24 Approved Used to replace 35-100W metal halide wallpacks based on delivered lumens Equivalent in delivered lumens to a 70W metal halide wallpack 1 x 10W LED More Information 10W LED Outdoor Wallpack providing lighting equivalent of 70W metal halide wallpack. Features: Finish: Bronze, White Color Temperature: 5000K (Cool), 3000K (Warm) Wattage: 10W Lumens: 1198 - 1208 CRI: 73 - 74 Voltage: 120V - 277V Suitable for wet locations as a downlight Suitable for damp locations as an uplight Wall mount only with junction box Suitable for mounting within 4-ft of ground Dark Sky and Title 24 Approved Used to replace 35-100W metal halide wallpacks based on delivered lumens Equivalent in delivered lumens to a 70W metal halide wallpack Lamping: 1 x 10W LED *MFG Part Number*: WPLED10 , WPLED10Y , WPLED10W , WPLED10YW 10W LED Outdoor Wallpack providing lighting equivalent of 70W metal halide wallpack. RAB WPLED10 10W LED Outdoor Wallpack | 5000 | 73 | 1198 | 119.8 |  | 10 | 1 | 173.87 | 173.87 | 204.304 | 2020Q2 | https://www.lbclighting.com/led/led-commercial/rab-wpled10.html | LBC Lighting | 2020 | Yes
LED Lighting | Downlight | RAB | [5 empty] | Suitable for mounting within 4-ft of the ground Can be used to replace 70W to 150W metal halide wallpacks based on delivered lumens Dark Sky approved fixture as a full cutoff, fully shielded luminaire Includes both junction box and surface mount for recessed box 13W high output long life LED driver, constant current,c lass 2, 100V-277V, 50/60Hz Wet Location listed as downlight and Damp location listed as uplight 1 x 13W multi-chip LED More Information 13W LED wallpack with 5 conduit entry points. Equivalent to 150W metal halide. Includes both junction box and surface mount for recessed box. Features: Finish: White, Bronze Color Temperature: 5000K (Cool), 4000K (Neutral), 3000K (Warm) Wattage: 13W Lumens: 1517 - 1530 CRI: 73 - 74 Voltage: 120V - 277V Lamping: LED Suitable for mounting within 4-ft of the ground Mounting: Wall mount only - at 11 to 20-ft Can be used to replace 70W to 150W metal halide wallpacks based on delivered lumens Dark Sky approved fixture as a full cutoff, fully shielded luminaire Includes both junction box and surface mount for recessed box 13W high output long life LED driver, constant current,c lass 2, 100V-277V, 50/60Hz Wet Location listed as downlight and Damp location listed as uplight Lamping: 1 x 13W multi-chip LED *MFG Part Number*: WPLED13 , WPLED13N , WPLED13NW , WPLED13W , WPLED13Y , WPLED13YW + More - Less 26W LED wallpack with 5 conduit entry points. Equivalent to 150w metal halide. Includes both junction box and surface mount for recessed box. Listed for up and downlighting RAB WPLED13 13W LED Outdoor Wallpack | 5000 | 73 | 1517 | 116.6923 |  | 13 | 1 | 238.86 | 238.86 | 280.6697 | 2020Q2 | https://www.lbclighting.com/led/led-commercial/rab-wpled13.html | LBC Lighting | 2020 | Yes
LED Lighting | Downlight | Saylite | True |  |  |  |  | Dimming driver with 0-10V Operation One row LED uplight, one row LED downlight 24W LED (Included) More Information The 215 is a specification grade wall mount for 'over the bed' applications, and may also be used in bath, stairwells and office applications. This luminaire carries up to eight LED boards. With optional dividers, front baffles and dual ballasts the up and down light are individually controlled. The rectangular shape provides a clean, crisp profile. Features: Size: 2-ft Type: Rectangular Profile Mounting: Wall Mount Lens Material: Acrylic Lamping: LED Wattage: 24 Watts Lumens: 2400 Dimming driver with 0-10V Operation Color Temperature: 3000K, 3500K, 4000K, 5000K One row LED uplight, one row LED downlight Lamping: 24W LED (Included) *MFG Part Number*: 215A24L1U1DE24W2400LDFDMV30K , 215A24L1U1DE24W2400LDFDMV35K , 215A24L1U1DE24W2400LDFDMV40K , 215A24L1U1DE24W2400LDFDMV50K The 215 is a specification grade wall mount for 'over the bed' applications, and may also be used in bath, stairwells and office applications. This luminaire carries up to eight LED boards. With optional dividers, front baffles and dual ballasts the up and down light are individually controlled. The rectangular shape provides a clean, crisp profile. Texas 215 Series 2-ft 24W LED Rectangular Profile Wall Mount | 3000 |  | 2400 | 100 |  | 24 | 1 | 241.6 | 241.6 | 283.8893 | 2020Q2 | https://www.lbclighting.com/led/led-commercial/salt-tex-215a24l1u1de24w2400ldfdmv.html | LBC Lighting | 2020 | Yes
LED Lighting | Downlight | Saylite | True |  |  |  |  | Dimming driver with 0-10V Operation One row LED uplight, two row LED downlight 36W LED (Included) More Information The 215 is a specification grade wall mount for 'over the bed' applications, and may also be used in bath, stairwells and office applications. This luminaire carries up to eight LED boards. With optional dividers, front baffles and dual ballasts the up and down light are individually controlled. The rectangular shape provides a clean, crisp profile. Features: Size: 2-ft Type: Rectangular Profile Mounting: Wall Mount Lens Material: Acrylic Lamping: LED Wattage: 36 Watts Lumens: 3600 Dimming driver with 0-10V Operation Color Temperature: 3000K, 3500K, 4000K, 5000K One row LED uplight, two row LED downlight Lamping: 36W LED (Included) *MFG Part Number*: 215A24L1U2DE36W3600LDFDMV30K , 215A24L1U2DE36W3600LDFDMV35K , 215A24L1U2DE36W3600LDFDMV40K , 215A24L1U2DE36W3600LDFDMV50K The 215 is a specification grade wall mount for 'over the bed' applications, and may also be used in bath, stairwells and office applications. This luminaire carries up to eight LED boards. With optional dividers, front baffles and dual ballasts the up and down light are individually controlled. The rectangular shape provides a clean, crisp profile. Texas 215 Series 2-ft 36W LED Rectangular Profile Wall Mount | 3000 |  | 3600 | 100 |  | 36 | 1 | 259.2 | 259.2 | 304.57 | 2020Q2 | https://www.lbclighting.com/led/led-commercial/salt-tex-215a24l1u2de36w3600ldfdmv.html | LBC Lighting | 2020 | No
LED Lighting | Downlight | Saylite | True |  |  |  |  | Dimming driver with 0-10V Operation Two row LED uplight, one row LED downlight 36W LED (Included) More Information The 215 is a specification grade wall mount for 'over the bed' applications, and may also be used in bath, stairwells and office applications. This luminaire carries up to eight LED boards. With optional dividers, front baffles and dual ballasts the up and down light are individually controlled. The rectangular shape provides a clean, crisp profile. Features: Size: 2-ft Type: Rectangular Profile Mounting: Wall Mount Lens Material: Acrylic Lamping: LED Wattage: 36 Watts Lumens: 3600 Dimming driver with 0-10V Operation Color Temperature: 3000K, 3500K, 4000K, 5000K Two row LED uplight, one row LED downlight Lamping: 36W LED (Included) *MFG Part Number*: 215A24L2U1DE36W3600LDFDMV30K , 215A24L2U1DE36W3600LDFDMV35K , 215A24L2U1DE36W3600LDFDMV40K , 215A24L2U1DE36W3600LDFDMV50K The 215 is a specification grade wall mount for 'over the bed' applications, and may also be used in bath, stairwells and office applications. This luminaire carries up to eight LED boards. With optional dividers, front baffles and dual ballasts the up and down light are individually controlled. The rectangular shape provides a clean, crisp profile. Texas 215 Series 2-ft 36W LED Rectangular Profile Wall Mount | 3000 |  | 3600 | 100 |  | 36 | 1 | 264 | 264 | 310.2102 | 2020Q2 | https://www.lbclighting.com/led/led-commercial/salt-tex-215a24l2u1de36w3600ldfdmv.html | LBC Lighting | 2020 | No
LED Lighting | Downlight | Saylite | True |  |  |  |  | Dimming driver with 0-10V Operation Two row LED uplight, two row LED downlight 48W LED (Included) More Information The 215 is a specification grade wall mount for 'over the bed' applications, and may also be used in bath, stairwells and office applications. This luminaire carries up to eight LED boards. With optional dividers, front baffles and dual ballasts the up and down light are individually controlled. The rectangular shape provides a clean, crisp profile. Features: Size: 2-ft Type: Rectangular Profile Mounting: Wall Mount Lens Material: Acrylic Lamping: LED Wattage: 48 Watts Lumens: 4800 Dimming driver with 0-10V Operation Color Temperature: 3000K, 3500K, 4000K, 5000K Two row LED uplight, two row LED downlight Lamping: 48W LED (Included) *MFG Part Number*: 215A24L2U2DE48W4800LDFDMV30K , 215A24L2U2DE48W4800LDFDMV35K , 215A24L2U2DE48W4800LDFDMV40K , 215A24L2U2DE48W4800LDFDMV50K The 215 is a specification grade wall mount for 'over the bed' applications, and may also be used in bath, stairwells and office applications. This luminaire carries up to eight LED boards. With optional dividers, front baffles and dual ballasts the up and down light are individually controlled. The rectangular shape provides a clean, crisp profile. Texas 215 Seriers 2-ft 48W LED Rectangular Profile Wall Mount | 3000 |  | 4800 | 100 |  | 48 | 1 | 275.2 | 275.2 | 323.3706 | 2020Q2 | https://www.lbclighting.com/led/led-commercial/salt-tex-215a24l2u2de48w4800ldfdmv.html | LBC Lighting | 2020 | No
LED Lighting | Downlight | Saylite | True |  |  |  |  | Dimming driver with 0-10V Operation One row LED uplight, one row LED downlight 48W LED (Included) More Information The 215 is a specification grade wall mount for 'over the bed' applications, and may also be used in bath, stairwells and office applications. This luminaire carries up to eight LED boards. With optional dividers, front baffles and dual ballasts the up and down light are individually controlled. The rectangular shape provides a clean, crisp profile. Features: Size: 4-ft Type: Rectangular Profile Mounting: Wall Mount Lens Material: Acrylic Lamping: LED Wattage: 48 Watts Lumens: 4800 Baffle: Front Baffle Dimming driver with 0-10V Operation Color Temperature: 3000K, 3500K, 4000K, 5000K One row LED uplight, one row LED downlight Lamping: 48W LED (Included) *MFG Part Number*: 215A48L1U1DE48W4800LDFDMV30K , 215A48L1U1DE48W4800LDFDMV35K , 215A48L1U1DE48W4800LDFDMV40K , 215A48L1U1DE48W4800LDFDMV50K The 215 is a specification grade wall mount for 'over the bed' applications, and may also be used in bath, stairwells and office applications. This luminaire carries up to eight LED boards. With optional dividers, front baffles and dual ballasts the up and down light are individually controlled. The rectangular shape provides a clean, crisp profile. Texas 215 Series 4-ft 48W LED Rectangular Profile Wall Mount | 3000 |  | 4800 | 100 |  | 48 | 1 | 284.8 | 284.8 | 334.651 | 2020Q2 | https://www.lbclighting.com/led/led-commercial/salt-tex-215a48l1u1de48w4800ldfdmv.html | LBC Lighting | 2020 | No
LED Lighting | Downlight | Saylite | True |  |  |  |  | Dimming driver with 0-10V Operation One row LED uplight, two row LED downlight 73W LED (Included) More Information The 215 is a specification grade wall mount for 'over the bed' applications, and may also be used in bath, stairwells and office applications. This luminaire carries up to eight LED boards. With optional dividers, front baffles and dual ballasts the up and down light are individually controlled. The rectangular shape provides a clean, crisp profile. Features: Size: 4-ft Type: Rectangular Profile Mounting: Wall Mount Lens Material: Acrylic Lamping: LED Wattage: 73 Watts Lumens: 7200 Baffle: Front Baffle Dimming driver with 0-10V Operation Color Temperature: 3000K, 3500K, 4000K, 5000K One row LED uplight, two row LED downlight Lamping: 73W LED (Included) *MFG Part Number*: 215A48L1U2DE73W7200LDFDMV30K , 215A48L1U2DE73W7200LDFDMV35K , 215A48L1U2DE73W7200LDFDMV40K , 215A48L1U2DE73W7200LDFDMV50K The 215 is a specification grade wall mount for 'over the bed' applications, and may also be used in bath, stairwells and office applications. This luminaire carries up to eight LED boards. With optional dividers, front baffles and dual ballasts the up and down light are individually controlled. The rectangular shape provides a clean, crisp profile. Texas 215 Series 4-ft 73W LED Rectangular Profile Wall Mount | 3000 |  | 7200 | 98.6301 |  | 73 | 1 | 364.8 | 364.8 | 428.6541 | 2020Q2 | https://www.lbclighting.com/led/led-commercial/salt-tex-215a48l1u2de73w7200ldfdmv.html | LBC Lighting | 2020 | No
LED Lighting | Downlight | Saylite | True |  |  |  |  | Dimming driver with 0-10V Operation Two row LED uplight, one row LED downlight 73W LED (Included) More Information The 215 is a specification grade wall mount for 'over the bed' applications, and may also be used in bath, stairwells and office applications. This luminaire carries up to eight LED boards. With optional dividers, front baffles and dual ballasts the up and down light are individually controlled. The rectangular shape provides a clean, crisp profile. Features: Size: 4-ft Type: Rectangular Profile Mounting: Wall Mount Lens Material: Acrylic Lamping: LED Wattage: 73 Watts Lumens: 7200 Dimming driver with 0-10V Operation Color Temperature: 3000K, 3500K, 4000K, 5000K Two row LED uplight, one row LED downlight Lamping: 73W LED (Included) *MFG Part Number*: 215A48L2U1DE73W7200LDFDMV30K , 215A48L2U1DE73W7200LDFDMV35K , 215A48L2U1DE73W7200LDFDMV40K , 215A48L2U1DE73W7200LDFDMV50K The 215 is a specification grade wall mount for 'over the bed' applications, and may also be used in bath, stairwells and office applications. This luminaire carries up to eight LED boards. With optional dividers, front baffles and dual ballasts the up and down light are individually controlled. The rectangular shape provides a clean, crisp profile. Texas 215 Series 4-ft 73W LED Rectangular Profile Wall Mount | 3000 |  | 7200 | 98.6301 |  | 73 | 1 | 369.6 | 369.6 | 434.2943 | 2020Q2 | https://www.lbclighting.com/led/led-commercial/salt-tex-215a48l2u1de73w7200ldfdmv.html | LBC Lighting | 2020 | No
LED Lighting | Downlight | Saylite | True |  |  |  |  | Dimming driver with 0-10V Operation Two row LED uplight, two row LED downlight 97W LED (Included) More Information The 215 is a specification grade wall mount for 'over the bed' applications, and may also be used in bath, stairwells and office applications. This luminaire carries up to eight LED boards. With optional dividers, front baffles and dual ballasts the up and down light are individually controlled. The rectangular shape provides a clean, crisp profile. Features: Size: 4-ft Type: Rectangular Profile Mounting: Wall Mount Lens Material: Acrylic Lamping: LED Wattage: 97 Watts Lumens: 9600 Baffle: Front Baffle Dimming driver with 0-10V Operation Color Temperature: 3000K, 3500K, 4000K, 5000K Two row LED uplight, two row LED downlight Lamping: 97W LED (Included) *MFG Part Number*: 215A48L2U2DE97W9600LDFDMV30K , 215A48L2U2DE97W9600LDFDMV35K , 215A48L2U2DE97W9600LDFDMV40K , 215A48L2U2DE97W9600LDFDMV50K The 215 is a specification grade wall mount for 'over the bed' applications, and may also be used in bath, stairwells and office applications. This luminaire carries up to eight LED boards. With optional dividers, front baffles and dual ballasts the up and down light are individually controlled. The rectangular shape provides a clean, crisp profile. Texas 215 Series 4-ft 97W LED Rectangular Profile Wall Mount | 3000 |  | 9600 | 98.9691 |  | 97 | 1 | 393.6 | 393.6 | 462.4952 | 2020Q2 | https://www.lbclighting.com/led/led-commercial/salt-tex-215a48l2u2de97w9600ldfdmv.html | LBC Lighting | 2020 | No
LED Lighting | Downlight | Core Lighting | [5 empty] | Driver required - sold separately 1 x 5W LED (Included) More Information RevoltLED introduces our 5 Watt LED low profile recessed Downlights. Powered with four High Power LED chips, these high performance cabinet lights are great in applications where high levels of light are desired. Features: Driver required - sold separately Finish: White, Black, Bronze, Chrome, Satin Nickel Lamping: 5W LED Color Temperature: 3000K Lumens: 370 lm Voltage: 350 ma Constant Current CRI: 85+ Mounting: Recessed only Cutout: 2-7/8 inches Beam Angle: 38 degrees Connection: 6" length cord with quick connector Rated Life: 50,00 hours Lamping: 1 x 5W LED (Included) Models: DLC-300-WW-WH , DLC-300-WW-BK , DLC-300-WW-BZ , DLC-300-WW-CH , DLC-300-WW-SN *MFG Part Number*: DLC300-WW-WH , DLC300-WW-BK , DLC300-WW-BZ , DLC300-WW-CH , DLC300-WW-SN + More - Less RevoltLED introduces our 5 Watt LED low profile recessed Downlights. Powered with four High Power LED chips, these high performance cabinet lights are great in applications where high levels of light are desired. DLC-300 2.5" 5W Adjustable LED Recessed Undercabinet | 3000 | 85 | 370 | 74 | 5000 | 5 | 1 | 41.5 | 41.5 | 48.7641 | 2020Q2 | https://www.lbclighting.com/led/led-undercabinet/core-dlc-300.html | LBC Lighting | 2020 | No
LED Lighting | Downlight | Core Lighting | True |  |  |  |  | Driver required - sold separately 1 x 5W LED (Included) More Information LED low profile recessed downlight featuring interchangeable trims. Powered by a single 5W High Power LED chip, this high performance cabinet light is great in applications where high levels of illumination are desired. An overall thickness of only 1” makes it ideal for low profile installations and applications. Features: Driver required - sold separately Interchangeable Trims Finish: Black, White, Bronze, Chrome, Brushed Nickel Lamping: 5W LED Color Temperature: 2700K, 3000K, 4000K Lumens: 460 lm Input Voltage: 12V DC CRI: 85+ Dimming: MLV, ELV & TRIAC Mounting: Recessed Mount Cutout: 2.5 inches Beam Angle: 40º Connection: 72" lead wire Rated Life: 50,00 hours Lamping: 1 x 5W LED (Included) Models: DLC350-5W-27K-12V , DLC350-5W-30K-12V , DLC350-5W-40K-12V *MFG Part Number*: DLC350-5W-27K-BK , DLC350-5W-27K-WH , DLC350-5W-27K-BZ , DLC350-5W-27K-CH , DLC350-5W-27K-BN , DLC350-5W-30K-BK , DLC350-5W-30K-WH , DLC350-5W-30K-BZ , DLC350-5W-30K-CH , DLC350-5W-30K-BN , DLC350-5W-40K-BK , DLC350-5W-40K-WH , DLC350-5W-40K-BZ , DLC350-5W-40K-CH , DLC350-5W-40K-BN + More - Less Powered by a single 5W High Power LED chip, this high performance cabinet light is great in applications where high levels of illumination are desired. DLC-350 LED Recessed Undercabinet Downlight | 2700 | 85 | 460 | 92 | 5000 | 5 | 1 | 39.5 | 39.5 | 46.414 | 2020Q2 | https://www.lbclighting.com/led/led-undercabinet/core-dlc350.html | LBC Lighting | 2020 | No
LED Lighting | Downlight | Core Lighting | True |  |  |  |  | Driver required - sold separately 1 x 3W LED (Included) More Information Powered by a CREE 3W LED chip which provides 195 Lumens and several optic options make this wet location fixture ideal for use in display cabinets, retail windows, shelves and indoor or outdoor accent lighting. Features: Driver required - sold separately Finish: Stainless Steel Lamping: 3W LED Color Temperature: 2700K, 3000K, 4000K, Blue Lumens: 195 lm Input Voltage: 12V DC CRI: 85+ Dimming: MLV, ELV and TRIAC Mounting: Surface Mount Beam Angle: 15º, 25º, 45º Lead Wire: 36" Rated Life: 50,00 hours Lamping: 1 x 3W LED (Included) Models: DOT100-3W-15 , DOT100-3W-25 , DOT100-3W-45 *MFG Part Number*: DOT100-3W-27K-15-SS-12V , DOT100-3W-30K-15-SS-12V , DOT100-3W-40K-15-SS-12V , DOT100-3W-BL-15-SS-12V , DOT100-3W-27K-25-SS-12V , DOT100-3W-30K-25-SS-12V , DOT100-3W-40K-25-SS-12V , DOT100-3W-BL-25-SS-12V , DOT100-3W-27K-45-SS-12V , DOT100-3W-30K-45-SS-12V , DOT100-3W-40K-45-SS-12V , DOT100-3W-BL-45-SS-12V + More - Less DOT100 is an interior/exterior stainless steel LED fixture designed for general accent illumination. DOT-100 Indoor/Outdoor LED Recessed Undercabinet Downlight | 2700 | 85 | 195 | 65 | 5000 | 3 | 1 | 59.3 | 59.3 | 69.6798 | 2020Q2 | https://www.lbclighting.com/led/led-undercabinet/core-dot100.html | LBC Lighting | 2020 | No
LED Lighting | Downlight | Core Lighting | [5 empty] | Driver required- sold separately Great for displays, cabinets, and showcases 1 x 3W LED (Included) More Information Low profile LED recessed lights provide beautiful illumination in any indoor lighting application. With virtually no heat or ultraviolet radiation, these LED lights are a great source of light in display cases, kitchen cabinets, and shelves. Features: Driver required- sold separately Finish: Black, White, Silver Color Temperature: 3000K Lamping: 3W LED Lumens: 225 lm Beam Angle: 30 degrees Great for displays, cabinets, and showcases Mounting: Recessed only Cutout: 1-1/4" Connection: 20" length cord with quick connector Rated Life: 50,000 hours Lamping: 1 x 3W LED (Included) Models: ULM-100-WW-WH , ULM-100-WW-BK , ULM-100-WW-SI *MFG Part Number*: ULM100-WW-SI , ULM100-WW-BK , ULM100-WW-WT Low profile LED recessed lights provide beautiful illumination in any indoor lighting application. With virtually no heat or ultraviolet radiation, these LED lights are a great source of light in display cases, kitchen cabinets, and shelves. ULM-100 3W LED Mini Recessed Downlight | 3000 |  | 225 | 75 | 50000 | 3 | 1 | 35.34 | 35.34 | 41.5259 | 2020Q2 | https://www.lbclighting.com/led/led-undercabinet/core-ulm-100.html | LBC Lighting | 2020 | No
LED Lighting | Downlight | Core Lighting | [5 empty] | Driver required- sold separately Great for displays, cabinets, and showcases 1 x 3W LED (Included) More Information Low profile LED recessed lights provide beautiful illumination in any indoor lighting application. With virtually no heat or ultraviolet radiation, these LED lights are a great source of light in display cases, kitchen cabinets, and shelves. Features: Driver required- sold separately Finish: Black, White, Silver Color Temperature: 3000K, 4000K Lamping: 3W LED Lumens: 225 lm Beam Angle: 30 degrees Great for displays, cabinets, and showcases Mounting: Recessed only Cutout: 1-1/4" Swivel: 30 degree adjustable Connection: 20" length cord with quick connector Rated Life: 50,000 hours Lamping: 1 x 3W LED (Included) Models: ULM-200-WW-WH , ULM-200-WW-BK , ULM-200-WW-SI , ULM-200-CW-WH , ULM-200-CW-BK , ULM-200-CW-SI *MFG Part Number*: ULM200-WW-SI , ULM200-WW-BK , ULM-200-WW-WH , ULM200-CW-SI , ULM200-CW-BK , ULM200-CW-WT + More - Less Low profile LED recessed lights provide beautiful illumination in any indoor lighting application. With virtually no heat or ultraviolet radiation, these LED lights are a great source of light in display cases, kitchen cabinets, and shelves. ULM-200 3W LED Mini Adjustable Recessed Downlight | 3000 |  | 225 | 75 | 50000 | 3 | 1 | 38.42 | 38.42 | 45.145 | 2020Q2 | https://www.lbclighting.com/led/led-undercabinet/core-ulm-200.html | LBC Lighting | 2020 | No
LED Lighting | Downlight | Core Lighting | True |  |  |  |  | Driver required - sold separately 1 x 3W LED (Included) More Information This mini-cabinet light is a great fit for many applications requiring focused accent lighting in a small form factor. Perfect for display cases, kitchen cabinets and furniture installations. Features: Driver required - sold separately Finish: Black, White, Silver Lamping: 3W LED Color Temperature: 3000K, 4000K Lumens: 225 lm Input Voltage: 12V DC CRI: 85+ Dimming: 10-100% ELV Mounting: Recessed Cutout: 1.75 inches Beam Angle: 30º Swivel: 30º Adjustable Connection: 20” Length Cord with Quick Connector Rated Life: 50,00 hours Lamping: 1 x 3W LED (Included) Models: ULM220-30K-BK-12V , ULM220-30K-WH-12V , ULM220-30K-SI-12V , ULM220-40K-BK-12V , ULM220-40K-WH-12V , ULM220-40K-SI-12V *MFG Part Number*: ULM220-30K-BK-12V , ULM220-30K-WH-12V , ULM220-30K-SI-12V , ULM220-40K-BK-12V , ULM220-40K-WH-12V , ULM220-40K-SI-12V + More - Less This mini-cabinet light is a great fit for many applications requiring focused accent lighting in a small form factor. ULM-220 LED Recessed Undercabinet Downlight | 3000 | 85 | 225 | 75 | 5000 | 3 | 1 | 49.4 | 49.4 | 58.0469 | 2020Q2 | https://www.lbclighting.com/led/led-undercabinet/core-ulm220.html | LBC Lighting | 2020 | No
LED Lighting | Decorative | Juno Lighting | True |  |  |  |  | Slim 1" extruded aluminum profile Modular plug-together design Polycarbonate diffusing lens provides uniform illumination without hotspots Dimmable with most incandescent, magnetic low voltage or electronic low voltage wall box dimmers On/off Rocker Switch More Information Juno Pro-Series SoftTask LED mimics the light level and illumination of fluorescent undercabinet lighting while only consuming up to 45% of the energy. At four hours per day you can expect over 34-years of maintenance-free operation. Pro-Series SoftTask fixtures feature fast, trouble-free installation and utilize warm-white 3000K LEDs tightly binned within a 3-step MacAdam Ellipse for industry-leading color consistency. Features: Finish: White Size: 9", 14", 22", 30", 40" Color Temperature: 3000K CRI: 90 Voltage: 120V Lens Type: Polycarbonate Diffuser Slim 1" extruded aluminum profile Modular plug-together design Polycarbonate diffusing lens provides uniform illumination without hotspots Dimmable with most incandescent, magnetic low voltage or electronic low voltage wall box dimmers On/off Rocker Switch Lamping: 9": 4.6W, 304 lumens 14": 6.5W, 422 lumens 22": 10.6W, 731 lumens 30": 12.5W, 844 lumens 40": 16.4W, 1178 lumens Models: UPS09 30K 90CRI WH, UPS14 30K 90CRI WH, UPS22 30K 90CRI WH, UPS30 30K 90CRI WH, UPS40 30K 90CRI WH *MFG Part Number*: UPS09 30K 90CRI WH , UPS14 30K 90CRI WH , UPS22 30K 90CRI WH , UPS30 30K 90CRI WH , UPS40 30K 90CRI WH + More - Less Juno Pro-Series SoftTask LED mimics the light level and illumination of fluorescent undercabinet lighting while only consuming up to 45% of the energy. At four hours per day you can expect over 34-years of maintenance-free operation. Pro-Series SoftTask fixtures feature fast, trouble-free installation and utilize warm-white 3000K LEDs tightly binned within a 3-step MacAdam Ellipse for industry-leading color consistency. Juno UPS 9"/14"/22"/30"/40" Pro - Series SoftTask LED Undercabinet | 3000 | 90 | 304 | 50.6667 |  | 6 | 1 | 89.1 | 89.1 | 104.6959 | 2020Q2 | https://www.lbclighting.com/led/led-undercabinet/juno-ups.html | LBC Lighting | 2020 | No
LED Lighting | Decorative | Nora Lighting | True |  |  |  |  | Silky smooth lens for easy maintenance Dimmable with dimmable driver Easy installation with flush mount 0˚ - 90˚adjustable aiming mounting brackets 30,000 hours of rated lamp life (1) Lightbar (1) SBC End-to-End Connector (NAL-800) (2) Flat Mounting Clips (NAL-201) (2) 0º-90º Adjustable Mounting Clips (NAL-809) 2.4WLED, 175 lm (Included) More Information The 24V Silk SBC LED Lightbar eliminates the diode image to provide uniform reflectance of light without the hot spots generated by direct view mounted LEDs. The Solid Bus Connectors (SBC) provide a rigid connection between bars, while the flush mount adjustable mounting brackets allow complete zero to 90 degree adjustment. Silk features an ultra low-profile and is available in five lengths with a variety of contractor-friendly installation accessories. Silk SBC can be used in under cabinet, in cabinet, cove, display, and general commercial, retail and residential lighting applications. Features: Length: 6" Finish: Natural Aluminum, Black (Special Order) Input Voltage: 24V DC Color Temperature: 2700K, 3000K, 4000K Wattage: 2.4W Lumens: 175 lm CRI: 90+ Silky smooth lens for easy maintenance Dimmable with dimmable driver Max Run Length: 20-ft Easy installation with flush mount 0˚ - 90˚adjustable aiming mounting brackets 30,000 hours of rated lamp life Included with Every Lightbar: (1) Lightbar (1) SBC End-to-End Connector (NAL-800) (2) Flat Mounting Clips (NAL-201) (2) 0º-90º Adjustable Mounting Clips (NAL-809) Lamping: 2.4WLED, 175 lm (Included) Models: NULB-806LED927A , NULB-806LED930A , NULB-806LED940A *MFG Part Number*: NULB-806LED927A , NULB-806LED930A , NULB-806LED940A Silk SBC can be used in under cabinet, in cabinet, cove, display, and general commercial, retail and residential lighting applications. Nora NULB-806 6" Silk SBC LED Lightbar | 2700 | 90 | 175 | 72.9167 | 30000 | 2.4 | 1 | 21.15 | 21.15 | 24.8521 | 2020Q2 | https://www.lbclighting.com/led/led-undercabinet/nora-nulb-806led.html | LBC Lighting | 2020 | Yes
LED Lighting | Decorative | Nora Lighting | True |  |  |  |  | Silky smooth lens for easy maintenance Dimmable with dimmable driver Easy installation with flush mount 0˚ - 90˚adjustable aiming mounting brackets 30,000 hours of rated lamp life (1) Lightbar (1) SBC End-to-End Connector (NAL-800) (2) Flat Mounting Clips (NAL-201) (2) 0º-90º Adjustable Mounting Clips (NAL-809) 4.8WLED, 350 lm (Included) More Information The 24V Silk SBC LED Lightbar eliminates the diode image to provide uniform reflectance of light without the hot spots generated by direct view mounted LEDs. The Solid Bus Connectors (SBC) provide a rigid connection between bars, while the flush mount adjustable mounting brackets allow complete zero to 90 degree adjustment. Silk features an ultra low-profile and is available in five lengths with a variety of contractor-friendly installation accessories. Silk SBC can be used in under cabinet, in cabinet, cove, display, and general commercial, retail and residential lighting applications. Features: Length: 12" Finish: Natural Aluminum, Black (Special Order) Input Voltage: 24V DC Color Temperature: 2700K, 3000K, 4000K Wattage: 4.8W Lumens: 350 lm CRI: 90+ Silky smooth lens for easy maintenance Dimmable with dimmable driver Max Run Length: 20-ft Easy installation with flush mount 0˚ - 90˚adjustable aiming mounting brackets 30,000 hours of rated lamp life Included with Every Lightbar: (1) Lightbar (1) SBC End-to-End Connector (NAL-800) (2) Flat Mounting Clips (NAL-201) (2) 0º-90º Adjustable Mounting Clips (NAL-809) Lamping: 4.8WLED, 350 lm (Included) Models: NULB-812LED927A , NULB-812LED930A , NULB-812LED940A *MFG Part Number*: NULB-812LED927A , NULB-812LED930A , NULB-812LED940A Silk SBC can be used in under cabinet, in cabinet, cove, display, and general commercial, retail and residential lighting applications. Nora NULB-812 12" Silk SBC LED Lightbar | 2700 | 90 | 350 | 72.9167 | 30000 | 4.8 | 1 | 31.5 | 31.5 | 37.0137 | 2020Q2 | https://www.lbclighting.com/led/led-undercabinet/nora-nulb-812led.html | LBC Lighting | 2020 | Yes
LED Lighting | Decorative | Nora Lighting | True |  |  |  |  | Silky smooth lens for easy maintenance Dimmable with dimmable driver Easy installation with flush mount 0˚ - 90˚adjustable aiming mounting brackets 30,000 hours of rated lamp life (1) Lightbar (1) SBC End-to-End Connector (NAL-800) (2) Flat Mounting Clips (NAL-201) (2) 0º-90º Adjustable Mounting Clips (NAL-809) 9.6WLED, 700 lm (Included) More Information The 24V Silk SBC LED Lightbar eliminates the diode image to provide uniform reflectance of light without the hot spots generated by direct view mounted LEDs. The Solid Bus Connectors (SBC) provide a rigid connection between bars, while the flush mount adjustable mounting brackets allow complete zero to 90 degree adjustment. Silk features an ultra low-profile and is available in five lengths with a variety of contractor-friendly installation accessories. Silk SBC can be used in under cabinet, in cabinet, cove, display, and general commercial, retail and residential lighting applications. Features: Length: 24" Finish: Natural Aluminum, Black (Special Order) Input Voltage: 24V DC Color Temperature: 2700K, 3000K, 4000K Wattage: 9.6W Lumens: 700 lm CRI: 90+ Silky smooth lens for easy maintenance Dimmable with dimmable driver Max Run Length: 20-ft Easy installation with flush mount 0˚ - 90˚adjustable aiming mounting brackets 30,000 hours of rated lamp life Included with Every Lightbar: (1) Lightbar (1) SBC End-to-End Connector (NAL-800) (2) Flat Mounting Clips (NAL-201) (2) 0º-90º Adjustable Mounting Clips (NAL-809) Lamping: 9.6WLED, 700 lm (Included) Models: NULB-824LED927A , NULB-824LED930A , NULB-824LED940A *MFG Part Number*: NULB-824LED927A , NULB-824LED930A , NULB-824LED940A Silk SBC can be used in under cabinet, in cabinet, cove, display, and general commercial, retail and residential lighting applications. Nora NULB-824 24" Silk SBC LED Lightbar | 2700 | 90 | 700 | 72.9167 | 30000 | 9.6 | 1 | 58.95 | 58.95 | 69.2685 | 2020Q2 | https://www.lbclighting.com/led/led-undercabinet/nora-nulb-824led.html | LBC Lighting | 2020 | Yes
LED Lighting | Decorative | Nora Lighting | True |  |  |  |  | Silky smooth lens for easy maintenance Dimmable with dimmable driver Easy installation with flush mount 0˚ - 90˚adjustable aiming mounting brackets 30,000 hours of rated lamp life (1) Lightbar (1) SBC End-to-End Connector (NAL-800) (3) Flat Mounting Clips (NAL-201) (3) 0º-90º Adjustable Mounting Clips (NAL-809) 14.2WLED, 1050 lm (Included) More Information The 24V Silk SBC LED Lightbar eliminates the diode image to provide uniform reflectance of light without the hot spots generated by direct view mounted LEDs. The Solid Bus Connectors (SBC) provide a rigid connection between bars, while the flush mount adjustable mounting brackets allow complete zero to 90 degree adjustment. Silk features an ultra low-profile and is available in five lengths with a variety of contractor-friendly installation accessories. Silk SBC can be used in under cabinet, in cabinet, cove, display, and general commercial, retail and residential lighting applications. Features: Length: 36" Finish: Natural Aluminum, Black (Special Order) Input Voltage: 24V DC Color Temperature: 2700K, 3000K, 4000K Wattage: 14.2W Lumens: 1050 lm CRI: 90+ Silky smooth lens for easy maintenance Dimmable with dimmable driver Max Run Length: 20-ft Easy installation with flush mount 0˚ - 90˚adjustable aiming mounting brackets 30,000 hours of rated lamp life Included with Every Lightbar: (1) Lightbar (1) SBC End-to-End Connector (NAL-800) (3) Flat Mounting Clips (NAL-201) (3) 0º-90º Adjustable Mounting Clips (NAL-809) Lamping: 14.2WLED, 1050 lm (Included) Models: NULB-836LED927A , NULB-836LED930A , NULB-836LED940A *MFG Part Number*: NULB-836LED927A , NULB-836LED930A , NULB-836LED940A Silk SBC can be used in under cabinet, in cabinet, cove, display, and general commercial, retail and residential lighting applications. Nora NULB-836 36" Silk SBC LED Lightbar | 2700 | 90 | 1050 | 73.9437 | 30000 | 14.2 | 1 | 85.5 | 85.5 | 100.4658 | 2020Q2 | https://www.lbclighting.com/led/led-undercabinet/nora-nulb-836led.html | LBC Lighting | 2020 | No
LED Lighting | Decorative | Nora Lighting | True |  |  |  |  | Silky smooth lens for easy maintenance Dimmable with dimmable driver Easy installation with flush mount 0˚ - 90˚adjustable aiming mounting brackets 30,000 hours of rated lamp life (1) Lightbar (1) SBC End-to-End Connector (NAL-800) (3) Flat Mounting Clips (NAL-201) (3) 0º-90º Adjustable Mounting Clips (NAL-809) 19WLED, 1400 lm (Included) More Information The 24V Silk SBC LED Lightbar eliminates the diode image to provide uniform reflectance of light without the hot spots generated by direct view mounted LEDs. The Solid Bus Connectors (SBC) provide a rigid connection between bars, while the flush mount adjustable mounting brackets allow complete zero to 90 degree adjustment. Silk features an ultra low-profile and is available in five lengths with a variety of contractor-friendly installation accessories. Silk SBC can be used in under cabinet, in cabinet, cove, display, and general commercial, retail and residential lighting applications. Features: Length: 48" Finish: Natural Aluminum, Black (Special Order) Input Voltage: 24V DC Color Temperature: 2700K, 3000K, 4000K Wattage: 19W Lumens: 1400 lm CRI: 90+ Silky smooth lens for easy maintenance Dimmable with dimmable driver Max Run Length: 20-ft Easy installation with flush mount 0˚ - 90˚adjustable aiming mounting brackets 30,000 hours of rated lamp life Included with Every Lightbar: (1) Lightbar (1) SBC End-to-End Connector (NAL-800) (3) Flat Mounting Clips (NAL-201) (3) 0º-90º Adjustable Mounting Clips (NAL-809) Lamping: 19WLED, 1400 lm (Included) Models: NULB-848LED927A , NULB-848LED930A , NULB-848LED940A *MFG Part Number*: NULB-848LED927A , NULB-848LED930A , NULB-848LED940A Silk SBC can be used in under cabinet, in cabinet, cove, display, and general commercial, retail and residential lighting applications. Nora NULB-836 48" Silk SBC LED Lightbar | 2700 | 90 | 1400 | 73.6842 | 30000 | 19 | 1 | 105.3 | 105.3 | 123.7316 | 2020Q2 | https://www.lbclighting.com/led/led-undercabinet/nora-nulb-848led.html | LBC Lighting | 2020 | No
LED Lighting | Reflector | Nora Lighting | [5 empty] | 100' Spool - Economical and Efficient 90+ CRI White finish tape - More efficient reflectance 310 Lumens per foot 4.3W per foot 24V DC System Single color illumination with 3 color temperature (4200K, 3000K, 2700K) 120º Beam Angle Field cuttable every 4" or 6 LEDs Included with TAPE LIGHT ROLL More Information High Output Continuous LED Tape is the perfect solution when you need more light than Standard LED Tape. Producing 310 lumens per ft., the High Output Continuous LED Tape uses the same connectors and accessories as the Continuous Hy-Brite LED Tape. The low profile tape is the ideal for coves, architectural details, under and in cabinets, toe kicks, and back lighting. Features: 100' Spool - Economical and Efficient 90+ CRI White finish tape - More efficient reflectance 310 Lumens per foot 4.3W per foot 24V DC System Single color illumination with 3 color temperature (4200K, 3000K, 2700K) 120º Beam Angle Field cuttable every 4" or 6 LEDs Maximum Run: 20' Included with TAPE LIGHT ROLL 100': (1) 100' Tape Light Roll, (50) Acrylic Mounting Clips with screws, (1) 12" Power Connector 20': (1) 20' Tape Light Roll, (10) Acrylic Mounting Clips with screws, (1) 12" Power Connector Models: NUTP81-W20LED9 , NUTP81-W100LED9 *MFG Part Number*: NUTP81-W20LED927 , NUTP81-W20LED930 , NUTP81-W20LED942 , NUTP81-W100LED927 , NUTP81-W100LED930 , NUTP81-W100LED942 + More - Less High Output Continuous LED Tape is the perfect solution when you need more light than Standard LED Tape. Producing 310 lumens per ft., the High Output Continuous LED Tape uses the same connectors and accessories as the Continuous Hy-Brite LED Tape. The low profile tape is the ideal for coves, architectural details, under and in cabinets, toe kicks, and back lighting. NORA NUTP81 24V Continuous High Output LED Tape Light Roll | 4200 |  | 310 | 103.3333 |  | 3 | 1 | 257.4 | 257.4 | 302.4549 | 2020Q2 | https://www.lbclighting.com/led/led-undercabinet/nora-nutp81.html | LBC Lighting | 2020 | No
LED Lighting | Downlight | WAC Lighting | True |  |  |  |  | Round recessed trim with interior open reflector for use with a remote driver (Sold Seperately) 80,000 hour rated life Non-IC rated Driver required 3W LED (included) More Information Perfect for ceilings, under cabinet and wall niches. LED Miniature Recessed Downlights offer a super low profile and Die-cast aluminum trim with a 25° cutoff angle for comfortable general and task lighting. Features: Round recessed trim with interior open reflector for use with a remote driver (Sold Seperately) Color Temperature: 2700K, 3000K, 3500K, 4000K Finish: Brushed Nickel, Gun Metal, White Lamping: 3W LED Lumens: 255- 295 CRI: 85 Input: 12 V Ceiling Thickness: 1/2" - 1" Cutout: 2 1/2" Dimming: 100-10% ELV 80,000 hour rated life Non-IC rated Driver required Lamping: 3W LED (included) *MFG Part Number*: HR-LED231R-27-BN , HR-LED231R-27-GM , HR-LED231R-27-WT , HR-LED231R-30-BN , HR-LED231R-30-GM , HR-LED231R-30-WT , HR-LED231R-35-BN , HR-LED231R-35-GM , HR-LED231R-35-WT , HR-LED231R-40-BN , HR-LED231R-40-GM , HR-LED231R-40-WT + More - Less Perfect for ceilings, under cabinet and wall niches. LED Miniature Recessed Downlights offer a super low profile and Die-cast aluminum trim with a 25° cutoff angle for comfortable general and task lighting. WAC HR-LED231R 1" LEDme Round Miniature Recessed Open Reflector Spot Light | 2700 | 85 | 255 | 85 | 80000 | 3 | 1 | 80.95 | 80.95 | 95.1194 | 2020Q2 | https://www.lbclighting.com/led/led-undercabinet/wac-hr-led231r.html | LBC Lighting | 2020 | No
LED Lighting | Downlight | WAC Lighting | True |  |  |  |  | Round recessed trim with interior open reflector for use with a remote driver (Sold Seperately) 80,000 hour rated life Non-IC rated Driver required 3W LED (included) More Information Perfect for ceilings, under cabinet and wall niches. LED Miniature Recessed Downlights offer a super low profile and Die-cast aluminum trim with a 25° cutoff angle for comfortable general and task lighting. Features: Round recessed trim with interior open reflector for use with a remote driver (Sold Seperately) Color Temperature: 2700K, 3000K, 3500K, 4000K Finish: Brushed Nickel, Gun Metal, White Lumens: 245 - 280 CRI: 85 Input: 12V Ceiling Thickness: 1/2" - 1" Cutout: 2 1/2" Dimming: 100-10% ELV 80,000 hour rated life Non-IC rated Driver required Lamping: 3W LED (included) *MFG Part Number*: HR-LED232R-27-BN , HR-LED232R-27-GM , HR-LED232R-27-WT , HR-LED232R-30-BN , HR-LED232R-30-GM , HR-LED232R-30-WT , HR-LED232R-35-BN , HR-LED232R-35-GM , HR-LED232R-35-WT , HR-LED232R-40-BN , HR-LED232R-40-GM , HR-LED232R-40-WT + More - Less Perfect for ceilings, under cabinet and wall niches. LED Miniature Recessed Downlights offer a super low profile and Die-cast aluminum trim with a 25° cutoff angle for comfortable general and task lighting. WAC HR-LED232R 1" LEDme Round Miniature Recessed Adjustable Spot Light | 2700 | 85 | 245 | 81.6667 | 80000 | 3 | 1 | 89.95 | 89.95 | 105.6947 | 2020Q2 | https://www.lbclighting.com/led/led-undercabinet/wac-hr-led232r.html | LBC Lighting | 2020 | No
LED Lighting | Downlight | WAC Lighting | True |  |  |  |  | Square recessed trim with interior open reflector for use with a remote driver (Sold Seperately) 80,000 hour rated life Non-IC rated Driver required 3W LED (included) More Information Perfect for ceilings, under cabinet and wall niches. LED Miniature Recessed Downlights offer a super low profile and Die-cast aluminum trim with a 25° cutoff angle for comfortable general and task lighting. Features: Square recessed trim with interior open reflector for use with a remote driver (Sold Seperately) Color Temperature: 2700K, 3000K, 3500K, 4000K Finish: Brushed Nickel, Gun Metal, White Lamping: 3W LED Lumens: 245- 285 CRI: 85 Input: 12 V Ceiling Thickness: 1/2" - 1" Cutout: 2 1/2" Dimming: 100-10% ELV 80,000 hour rated life Non-IC rated Driver required Lamping: 3W LED (included) *MFG Part Number*: HR-LED271R-27-BN , HR-LED271R-27-GM , HR-LED271R-27-WT , HR-LED271R-30-BN , HR-LED271R-30-GM , HR-LED271R-30-WT , HR-LED271R-35-BN , HR-LED271R-35-GM , HR-LED271R-35-WT , HR-LED271R-40-BN , HR-LED271R-40-GM , HR-LED271R-40-WT + More - Less Square recessed trim with interior open reflector for use with a remote driver. Perfect for use under cabinets or in wall niches. WAC HR-LED271R 1" LEDme Square Miniature Recessed Open Reflector Spot Light | 2700 | 85 | 245 | 81.6667 | 80000 | 3 | 1 | 80.95 | 80.95 | 95.1194 | 2020Q2 | https://www.lbclighting.com/led/led-undercabinet/wac-hr-led271r.html | LBC Lighting | 2020 | No
LED Lighting | Downlight | WAC Lighting | True |  |  |  |  | Adjustable square miniature recessed trim for use with a remote driver (Sold Seperately) 80,000 hour rated life Non-IC rated Driver required 3W LED (included) More Information Perfect for ceilings, under cabinet and wall niches. LED Miniature Recessed Downlights offer a super low profile and Die-cast aluminum trim with a 25° cutoff angle for comfortable general and task lighting. Features: Adjustable square miniature recessed trim for use with a remote driver (Sold Seperately) Color Temperature: 2700K, 3000K, 3500K, 4000K Finish: Brushed Nickel, Gun Metal, White Lamping: 3W LED Lumens: 245 - 280 CRI: 85 Input: 12 V Ceiling Thickness: 1/2" - 1" Cutout: 2 1/2" Dimming: 100-10% ELV 80,000 hour rated life Non-IC rated Driver required Lamping: 3W LED (included) *MFG Part Number*: HR-LED272R-27-BN , HR-LED272R-27-GM , HR-LED272R-27-WT , HR-LED272R-30-BN , HR-LED272R-30-GM , HR-LED272R-30-WT , HR-LED272R-35-BN , HR-LED272R-35-GM , HR-LED272R-35-WT , HR-LED272R-40-BN , HR-LED272R-40-GM , HR-LED272R-40-WT + More - Less Perfect for ceilings, under cabinet and wall niches. LED Miniature Recessed Downlights offer a super low profile and Die-cast aluminum trim with a 25° cutoff angle for comfortable general and task lighting. WAC HR-LED272R 1" LEDme Square Miniature Recessed Adjustable Spot Light | 2700 | 85 | 245 | 81.6667 | 80000 | 3 | 1 | 89.95 | 89.95 | 105.6947 | 2020Q2 | https://www.lbclighting.com/led/led-undercabinet/wac-hr-led272r.html | LBC Lighting | 2020 | No
LED Lighting | Decorative | AAMSCO |  |  |  |  | S14s | For use with 100CM Alinea fixture (sold separately) Made from acrylic and aluminum Aluminum backing offset to one side to direct light Perfect for both kitchens and bathrooms, Alinea LED radiates a soft warm light especially flattering to skin tones The Alinea LED is an innovative, energy saving light source that offers an average life of 25,000 hours It requires no transformer or ballast and directly replaces the incandescent version More Information LED100 Alinea 39.78" 11W LED Bulb Features: For use with 100CM Alinea fixture (sold separately) Length: 39.78 inches Watts: 11W Volts: 100-140 Volts Lumens: 810- 1035 Color Temperature: 2400K Base: S14s Made from acrylic and aluminum Aluminum backing offset to one side to direct light Perfect for both kitchens and bathrooms, Alinea LED radiates a soft warm light especially flattering to skin tones The Alinea LED is an innovative, energy saving light source that offers an average life of 25,000 hours It requires no transformer or ballast and directly replaces the incandescent version *MFG Part Number*: LED100SYM-24K LED100 Alinea 39.78" 11W LED Bulb Aamsco LED100 Alinea 39.78" 11W LED Bulb | 2400 |  | 810 | 73.6364 | 25000 | 11 | 1 | 103.18 | 103.18 | 121.2405 | 2020Q2 | https://www.lbclighting.com/led/light-bulb-led/aams-led100.html | LBC Lighting | 2020 | No
LED Lighting | Decorative | AAMSCO |  |  |  |  | S14s | For use with 100CM Alinea fixture (sold separately) Made from acrylic and aluminum Aluminum backing offset to one side to direct light Perfect for both kitchens and bathrooms, Alinea LED radiates a soft warm light especially flattering to skin tones The Alinea LED is an innovative, energy saving light source that offers an average life of 25,000 hours It requires no transformer or ballast and directly replaces the incandescent version More Information Aamsco LED100 Alinea 39.78" 15W LED Bulb Features: For use with 100CM Alinea fixture (sold separately) Length: 39.78 inches Watts: 11W Volts: 100-140 Volts Lumens: 1035 Color Temperature: 3500K Base: S14s Made from acrylic and aluminum Aluminum backing offset to one side to direct light Perfect for both kitchens and bathrooms, Alinea LED radiates a soft warm light especially flattering to skin tones The Alinea LED is an innovative, energy saving light source that offers an average life of 25,000 hours It requires no transformer or ballast and directly replaces the incandescent version *MFG Part Number*: LED100SYM-35K LED100 Alinea 39.78" 11W LED Bulb Aamsco LED100 Alinea 39.78" 11W LED Bulb | 3500 |  | 1035 | 69 | 25000 | 15 | 1 | 103.18 | 103.18 | 121.2405 | 2020Q2 | https://www.lbclighting.com/led/light-bulb-led/aams-led100sym-35k.html | LBC Lighting | 2020 | No
LED Lighting | Decorative | AAMSCO |  |  |  |  | S14s | For use with 30CM Alinea fixture only Made from acrylic and aluminum Aluminum backing offset to one side to direct light Perfect for both kitchens and bathrooms, Alinea LED radiates a soft warm light especially flattering to skin tones The Alinea LED is an innovative, energy saving light source that offers an average life of 25,000 hours It requires no transformer or ballast and directly replaces the incandescent version More Information LED30 Alinea 11.80" 4W LED Bulb Features: For use with 30CM Alinea fixture only Length: 11.8 inches Watts: 4W Volts: 100-140 Volts Lumens: 225 Color Temperature: 2400K Base: S14s Made from acrylic and aluminum Aluminum backing offset to one side to direct light Aluminum backing offset to one side to direct light Perfect for both kitchens and bathrooms, Alinea LED radiates a soft warm light especially flattering to skin tones The Alinea LED is an innovative, energy saving light source that offers an average life of 25,000 hours It requires no transformer or ballast and directly replaces the incandescent version *MFG Part Number*: LED30SYM-24K LED30 Alinea 11.80" 4W LED Bulb Aamsco LED30 Alinea 11.8" 4W LED Bulb | 2400 |  | 225 | 56.25 | 25000 | 4 | 1 | 73.87 | 73.87 | 86.8001 | 2020Q2 | https://www.lbclighting.com/led/light-bulb-led/aams-led30.html | LBC Lighting | 2020 | Yes
LED Lighting | Decorative | Archipelago | True |  | LED | S14 |  | Equivalent to 11W incandescent Nostalgic Appearance with Thread LED Heat-Sink Free Glass Lamp Integrated Driver-Free System Suitable for Wet Locations Smooth Dimming System - Compatible with most Electronic Low Voltage (ELV) dimmers 3-Year Limited Warranty Silicone Coated 87 % Energy Savings More Information Archipelago S14 1W Clear Nostalgic Bulb - E26 Base Features: Bulb Type: LED Bulb Shape: S14 Bulb Base: E26 Wattage: 1W Lumens: 100 lm Color Temperature: 2400K, 2700K CRI: 83 Light Distribution: 320 degrees Life: 15000 hours Equivalent to 11W incandescent Nostalgic Appearance with Thread LED Heat-Sink Free Glass Lamp Integrated Driver-Free System Suitable for Wet Locations Smooth Dimming System - Compatible with most Electronic Low Voltage (ELV) dimmers 3-Year Limited Warranty Silicone Coated 87 % Energy Savings Models: LTS14C10024MB , LTS14C10027MB *MFG Part Number*: LTS14C10024MB Archipelago S14 1W Clear Nostalgic Bulb - E26 Base Archipelago S14 1W Clear Nostalgic Bulb - E26 Base | 2400 | 83 | 100 | 100 | 15000 | 1 | 1 | 10.78 | 10.78 | 12.6669 | 2020Q2 | https://www.lbclighting.com/led/light-bulb-led/arch-lts14c100.html | LBC Lighting | 2020 | Yes
LED Lighting | Decorative | Archipelago | True |  | LED | CA-10 (Flame Tip) |  | Equivalent to 40W/60W incandescent Amber Glass Lamp with Thread LED Integrated Driver-Free System Suitable for Damp Locations Smooth Dimming System - Compatible with most Electronic Low Voltage (ELV) dimmers 3-Year Limited Warranty Silicone Coated 95% Energy Savings More Information Archipelago CA10 Flame Tip Amber Vintage Bulb - E26 Base Features: Bulb Type: LED Bulb Shape: CA10 Flame Tip Bulb Base: E26 Candelabra Wattage: 2W, 3.5W Lumens: 160 lm, 300 lm Color Temperature: 2200K CRI: 83 Light Distribution: 320 degrees Life: 15000 hours Equivalent to 40W/60W incandescent Amber Glass Lamp with Thread LED Integrated Driver-Free System Suitable for Damp Locations Smooth Dimming System - Compatible with most Electronic Low Voltage (ELV) dimmers 3-Year Limited Warranty Silicone Coated 95% Energy Savings Models: LVTZ-CA2616022K1 , LVTZ-CA2630022K1 *MFG Part Number*: LVTZ-CA2616022K1 Archipelago CA10 Flame Tip Amber Vintage Bulb - E26 Base Archipelago CA10 Flame Tip Amber Vintage Bulb - E26 Base | 2200 | 83 | 160 | 80 | 15000 | 2 | 1 | 7.49 | 7.49 | 8.801 | 2020Q2 | https://www.lbclighting.com/led/light-bulb-led/arch-lvtz-ca26.html | LBC Lighting | 2020 | Yes
LED Lighting | A-Type | Satco | False |  | General Purpose Replacement | A19 | E26 (Medium) | Damp Location Rated Damp Location Rated Home Lamps, Bulbs, Ballasts Bulbs - LED LED - Traditional Lamps - A-Type SATCO S9590 - 6 watt; A19 LED; Frosted; 2700K Medium base; 220' beam spread; 120 volts; Non-Dimmable Satco S9590 6.5 WATT; A19 LED; FROSTED; 2700K MEDIUM BASE | 2700 | 82 | 480 | 80 | 15000 | 6 | 1 | 2.93 | 2.93 | 3.4429 | 2020Q3 | https://www.platt.com/platt-electric-supply/LED-Traditional-Lamps-A-Type/Satco/S9590/product.aspx?zpid=216166 | Platt | 2020 | Yes
LED Lighting | Reflector | Dabmar |  |  |  | MR16 |  | More Information Dabmar 7W MR16 LED Bulb - GU5.3 Base, 12V Features: Type: LED Wattage: 7W Number of LEDs: 16 Bulb Shape: MR16 Bulb Base: GU5.3 2-Pin Color Temperature: 3000K, 6500K Voltage: 12V Lumens: 400 - 430 Lamp Life: 50,000 Hours Finish: White Models: DL-MR16-LED/16/30K , DL-MR16-LED/16/65K *MFG Part Number*: DL-MR16-LED/16/30K , DL-MR16-LED/16/65K Dabmar 7W MR16 LED Bulb - 2-Pin Base, 12V Dabmar 7W MR16 LED Bulb - GU5.3 Base, 12V | 3000 |  | 400 | 57.1429 | 50000 | 7 | 1 | 28.98 | 28.98 | 34.0526 | 2020Q2 | https://www.lbclighting.com/led/light-bulb-led/dab-dl-mr16-led-16.html | LBC Lighting | 2020 | Yes
LED Lighting | Reflector | Dabmar |  |  |  | MR16 |  | More Information Dabmar 3W MR16 LED Bulb - GU5.3 Base, 12V Features: Type: LED Wattage: 3W Number of LEDs: 1 Bulb Shape: MR16 Bulb Base: GU5.3 2-Pin Color Temperature: 6400K Voltage: 12V Lumens: 240 Finish: White Model: DL-MR16-LED/1/W *MFG Part Number*: DL-MR16-LED/3/W Dabmar 3W MR16 LED Bulb - GU5.3 Base, 12V Dabmar 3W MR16 LED Bulb - GU5.3 Base, 12V | 6400 |  | 240 | 80 |  | 3 | 1 | 67.28 | 67.28 | 79.0566 | 2020Q2 | https://www.lbclighting.com/led/light-bulb-led/dab-dl-mr16-led-3-w.html | LBC Lighting | 2020 | Yes
LED Lighting | A-Type | TCP | True |  | General Purpose Replacement | A19 | E26 (Medium) | Damp Location Rated Damp Location Rated Home Lamps, Bulbs, Ballasts Bulbs - LED LED - Traditional Lamps - A-Type LED A19 Bulb, 6W, 120V, Lumens: 480, Color Temperature: 5000K, CRI: 80, Dimming, Rated Life: 25,000 Hrs. TCP L40A19D2527K 6 watt LED bulb, A19, 480 lumens, 2700K | 2700 | 82 | 480 | 80 | 25000 | 6 | 1 | 3.74 | 3.74 | 4.3946 | 2020Q3 | https://www.platt.com/platt-electric-supply/LED-Traditional-Lamps-A-Type/TCP/L40A19D2527K/product.aspx?zpid=1445241 | Platt | 2020 | Yes
LED Lighting | A-Type | TCP |  |  | General Purpose Replacement | A19 | E26 (Medium) | Damp Location Rated Damp Location Rated Home Lamps, Bulbs, Ballasts Bulbs - LED LED - Traditional Lamps - A-Type TCP L6A19N1530K LED 6W A19 ND TCP L6A19N1530K TCP L6A19N1530K | 3000 | 83 | 480 | 80 | 15000 | 6 | 1 | 2.74 | 2.74 | 3.2196 | 2020Q3 | https://www.platt.com/platt-electric-supply/LED-Traditional-Lamps-A-Type/TCP/L6A19N1530K/product.aspx?zpid=445741 | Platt | 2020 | Yes
LED Lighting | A-Type | TCP |  |  | General Purpose Replacement | A19 | E26 (Medium) | Damp Location Rated Damp Location Rated Home Lamps, Bulbs, Ballasts Bulbs - LED LED - Traditional Lamps - A-Type TCP L6A19N1550K LED 6W A19 ND TCP L6A19N1550K TCP L6A19N1550K | 5000 | 86 | 480 | 80 | 15000 | 6 | 1 | 2.74 | 2.74 | 3.2196 | 2020Q3 | https://www.platt.com/platt-electric-supply/LED-Traditional-Lamps-A-Type/TCP/L6A19N1550K/product.aspx?zpid=445744 | Platt | 2020 | Yes
LED Lighting | A-Type | RAB |  |  | General Purpose Replacement | A19 | E26 (Medium) | Damp Location Rated,Recessed Fixtures Damp Location Rated,Recessed Fixtures Home Lamps, Bulbs, Ballasts Bulbs - LED LED - Traditional Lamps - A-Type A19-6-E26-827-ND LED A19 6W 40EQ 480LM E26 27K ND LED A19 6W 40EQ 480LM E26 27K ND RAB A19-6-E26-827-ND LED A19 6W 40EQ 480LM E26 27K ND | 2700 | 82 | 480 | 80 | 15000 | 6 | 1 | 2.71 | 2.71 | 3.1844 | 2020Q3 | https://www.rexelusa.com/usr/Root-Category/Lamps,-Bulbs,-Ballasts/Bulbs---LED/LED---Traditional/Lamps---A-Type/RAB-A19-6-E26-827-ND-LED-A19-6W-40EQ-480LM-E26-27K-ND/p/1353531?prevPageNumber=55 | Rexel Energy Solutions | 2020 | Yes
LED Lighting | A-Type | Satco | True |  | General Purpose Replacement | A19 | E26 (Medium) | Damp Location Rated,Recessed Fixtures Damp Location Rated,Recessed Fixtures Home Lamps, Bulbs, Ballasts Bulbs - LED LED - Traditional Lamps - A-Type S29830 6A19/OMNI/220/LED/27K 6A19/OMNI/220/LED/27K Satco S29830 6A19/OMNI/220/LED/27K | 2700 | 83 | 480 | 80 | 25000 | 6 | 1 | 4.72 | 4.72 | 5.5462 | 2020Q3 | https://www.rexelusa.com/usr/Root-Category/Lamps,-Bulbs,-Ballasts/Bulbs---LED/LED---Traditional/Lamps---A-Type/Satco-S29830-6A19-OMNI-220-LED-27K/p/1243955?prevPageNumber=99 | Rexel Energy Solutions | 2020 | Yes
LED Lighting | A-Type | Satco | True |  | General Purpose Replacement | A19 | E26 (Medium) | Damp Location Rated,Recessed Fixtures Damp Location Rated,Recessed Fixtures Home Lamps, Bulbs, Ballasts Bulbs - LED LED - Traditional Lamps - A-Type S29832 6A19/OMNI/220/LED/35K, LED Lamp, 6 Watt, A19, 3500K, Medium Base, 120 Volt LED Lamp, 6 Watt, A19, 3500K, Medium Base, 120 Volt Satco S29832 LED Lamp, 6 Watt, A19, 3500K, Medium Base, 120 Volt | 3500 | 84 | 480 | 80 | 25000 | 6 | 1 | 4.72 | 4.72 | 5.5462 | 2020Q3 | https://www.rexelusa.com/usr/Root-Category/Lamps,-Bulbs,-Ballasts/Bulbs---LED/LED---Traditional/Lamps---A-Type/Satco-S29832-LED-Lamp,-6-Watt,-A19,-3500K,-Medium-Base,-120-Volt/p/1225891?prevPageNumber=75 | Rexel Energy Solutions | 2020 | Yes
LED Lighting | Decorative | Green Creative | [5 empty] | Plug & Play – Easy to install 36W CFL replacement Opaque glass eliminates pixilation and reduces glare Plastic film prevents glass from shattering Extra wide 310° light emitting area Suitable for use in enclosed fixtures More Information 17W PLL LED Tube - 2G11 Base, 120-277V Features: Wattage: 17W LED Bulb Base: 2G11 Base Voltage: 120-277V Rated Life: 50,000 hours Color Temperature: 3500K, 4000K CRI: 82 Lumens: 1950-2000 Beam Angle: 160 degrees Plug & Play – Easy to install 36W CFL replacement Opaque glass eliminates pixilation and reduces glare Plastic film prevents glass from shattering Extra wide 310° light emitting area Suitable for use in enclosed fixtures Models: 34864 , 34865 *MFG Part Number*: 34864 , 34865 17W PLL LED Tube - 2G11 Base, 120-277V Green Creative 16W PLL LED Tube - 2G11 Base, 120-277V | 3500 | 82 | 1950 | 114.7059 | 50000 | 17 | 1 | 19.92 | 19.92 | 23.4068 | 2020Q2 | https://www.lbclighting.com/led/light-bulb-led/grnc-34864.html | LBC Lighting | 2020 | Yes
LED Lighting | Decorative | Green Creative | [5 empty] | Plug & Play – Easy to install 40W CFL replacement Opaque glass eliminates pixilation and reduces glare Plastic film prevents glass from shattering Extra wide 310° light emitting area Suitable for use in enclosed fixtures More Information 17W PLL LED Tube - 2G11 Base, 120-277V Features: Wattage: 17W LED Bulb Base: 2G11 Base Voltage: 120-277V Rated Life: 50,000 hours Color Temperature: 3000K, 3500K, 4000K CRI: 82 Lumens: 2050-2200 Beam Angle: 160 degrees Plug & Play – Easy to install 40W CFL replacement Opaque glass eliminates pixilation and reduces glare Plastic film prevents glass from shattering Extra wide 310° light emitting area Suitable for use in enclosed fixtures Models: 34866 , 34867 , 34868 *MFG Part Number*: 34866 , 34867 , 34868 17W PLL LED Tube - 2G11 Base, 120-277V Green Creative 17W PLL LED Tube - 2G11 Base, 120-277V | 3000 | 82 | 2050 | 120.5882 | 50000 | 17 | 1 | 19.92 | 19.92 | 23.4068 | 2020Q2 | https://www.lbclighting.com/led/light-bulb-led/grnc-34866.html | LBC Lighting | 2020 | Yes
LED Lighting | A-Type | TCP |  |  | General Purpose Replacement | A19 | E26 (Medium) | Damp Location Rated Damp Location Rated Home Lamps, Bulbs, Ballasts Bulbs - LED LED - Traditional Lamps - A-Type L6A19N1527K LED 6W A19 ND 2700K LED 6W A19 ND 2700K TCP L6A19N1527K LED 6W A19 ND 2700K | 2700 | 83 | 480 | 80 | 15000 | 6 | 1 | 2.82 | 2.82 | 3.3136 | 2020Q3 | https://www.rexelusa.com/usr/Root-Category/Lamps,-Bulbs,-Ballasts/Bulbs---LED/LED---Traditional/Lamps---A-Type/TCP-L6A19N1527K-LED-6W-A19-ND-2700K/p/1262419?prevPageNumber=75 | Rexel Energy Solutions | 2020 | Yes
LED Lighting | A-Type | GE Lighting | True |  | General Purpose Replacement | A19 | E26 (Medium) | Damp Location Rated,Not for Use in Recessed Fixtures Damp Location Rated,Not for Use in Recessed Fixtures Topbulb » LED Bulbs » LED Standard Shape » 40W Equal » GE 69115 LED6DA19/827 ¦ 6W LED A19 E26 (Medium) Base - 2700K Use this GE 6 watt LED as a direct replacement for 40 watt incandescent light bulbs. Dimmable. Energy Star qualified. LED Technology Notice Due to constantly evolving nature of LED technology, manufacturers will reserve the right to replace this product with next generation technology. We appreciate your understanding and acceptance of this policy. Utility/Government Incentives Documents GE 69115 Spec Sheet About GE Lighting Started over 130 years ago, General Electric began with Thomas Edison's invention of the world's first affordable incandescent light bulb. More than a century later, the company still brings light to the world through its products. Its modern new light technologies, such as fluorescent and LED light bulbs, cost less and are more energy efficient and environmentally friendly. GE currently works to make nearly all of their lighting products Energy Star certified. 15,000 Hours • Warm White Light • Dimmable GE 69115 LED6DA19/827 ¦ 6W LED A19 E26 (Medium) Base - 2700K | 2700 | 81 | 480 | 80 | 15000 | 6 | 1 | 4.95 | 4.95 | 5.8164 | 2020Q3 | https://www.topbulb.com/ge-69115-6w-led-a19-e26-medium-base-2700k | Top Bulb | 2020 | Yes
LED Lighting | Decorative | Green Creative | True |  |  | B11 (Torpedo) |  | 40W incandescent replacement Smooth warm dimming from 2700K-2200K CCT Innovative crown lens Compact heat sink blends in with fixtures More Information This TITANIUM LED SERIES candle has been designed and engineered for demanding commercial warm dimming applications. Features: Wattage: 5W LED Bulb Shape: B11 Bulb Base: E12 Base Voltage: 120V Rated Life: 25,000 hours Color Temperature: 2200K-2700K Finish: White CRI: 80 Lumens: 300 Beam Angle: 230 degrees 40W incandescent replacement Smooth warm dimming from 2700K-2200K CCT Innovative crown lens Compact heat sink blends in with fixtures Model: 57884 *MFG Part Number*: 57884 This TITANIUM LED SERIES candle has been designed and engineered for demanding commercial warm dimming applications. Green Creative 5W B11 LED Bulb - E12 Base, 120V | 2200 | 80 | 300 | 60 | 25000 | 5 | 1 | 8.07 | 8.07 | 9.4826 | 2020Q2 | https://www.lbclighting.com/led/light-bulb-led/grnc-57884.html | LBC Lighting | 2020 | Yes
LED Lighting | Reflector | Green Creative | True |  |  | BR30 |  | 65W incandescent replacement Smooth warm dimming from 2700K-2200K CCT Comfortable diffused light Suitable for use in totally enclosed fixtures More Information This TITANIUM LED SERIES BR30 has been designed and engineered for demanding warm dim applications. Features: Wattage: 9W LED Bulb Shape: BR30 Bulb Base: E26 Base Voltage: 120V Rated Life: 25,000 hours Color Temperature: 2200K-2700K Finish: White CRI: 80 Lumens: 650 Beam Angle: 110 degrees 65W incandescent replacement Smooth warm dimming from 2700K-2200K CCT Comfortable diffused light Suitable for use in totally enclosed fixtures Model: 57885 *MFG Part Number*: 57885 This TITANIUM LED SERIES BR30 has been designed and engineered for demanding warm dim applications. Green Creative 9W BR30 LED Bulb - E26 Base, 120V | 2200 | 80 | 650 | 72.2222 | 25000 | 9 | 1 | 9.87 | 9.87 | 11.5976 | 2020Q2 | https://www.lbclighting.com/led/light-bulb-led/grnc-57885.html | LBC Lighting | 2020 | Yes
LED Lighting | Decorative | Green Creative | True |  |  | B11 (Torpedo) |  | 40W incandescent replacement Vintage look - Clear glass Micro-designed driver Dimmable with most existing fixtures More Information This TITANIUM LED SERIES filament candle has been designed and engineered for demanding commercial decorative applications. Features: Wattage: 3.5W LED Bulb Shape: B11 Bulb Base: E26 Base Voltage: 120V Rated Life: 15,000 hours Color Temperature: 2700K CRI: 80 Lumens: 320 Beam Angle: 320 degrees 40W incandescent replacement Vintage look - Clear glass Micro-designed driver Dimmable with most existing fixtures Model: 57888 *MFG Part Number*: 57888 This TITANIUM LED SERIES filament candle has been designed and engineered for demanding commercial decorative applications. Green Creative 3.5W B11 LED Bulb - E26 Base, 120V | 2700 | 80 | 320 | 91.4286 | 15000 | 3.5 | 1 | 7.53 | 7.53 | 8.848 | 2020Q2 | https://www.lbclighting.com/led/light-bulb-led/grnc-57888.html | LBC Lighting | 2020 | Yes
LED Lighting | Decorative | Green Creative | True |  |  | G25 (Globe) |  | 40W incandescent replacement Vintage look - Clear glass Micro-designed driver Dimmable with most existing fixtures More Information This TITANIUM LED SERIES filament G25 bulb has been designed and engineered for demanding commercial decorative applications. Features: Wattage: 4.5W LED Bulb Shape: G25 Bulb Base: E26 Base Voltage: 120V Rated Life: 15,000 hours Color Temperature: 2700K CRI: 80 Lumens: 450 Beam Angle: 330 degrees 40W incandescent replacement Vintage look - Clear glass Micro-designed driver Dimmable with most existing fixtures Model: 57893 *MFG Part Number*: 57893 This TITANIUM LED SERIES filament G25 bulb has been designed and engineered for demanding commercial decorative applications. Green Creative 4.5W G25 LED Bulb - E26 Base, 120V | 2700 | 80 | 450 | 100 | 15000 | 4.5 | 1 | 10.37 | 10.37 | 12.1852 | 2020Q2 | https://www.lbclighting.com/led/light-bulb-led/grnc-57893.html | LBC Lighting | 2020 | Yes
LED Lighting | Decorative | Green Creative | True |  |  | G25 (Globe) |  | 40W incandescent replacement Vintage look - Amber glass Micro-designed driver Dimmable with most existing fixtures More Information This TITANIUM LED SERIES filament G25 bulb has been designed and engineered for demanding commercial decorative applications. Features: Wattage: 4.5W LED Bulb Shape: G25 Bulb Base: E26 Base Voltage: 120V Rated Life: 15,000 hours Color Temperature: 2400K CRI: 80 Lumens: 380 Beam Angle: 330 degrees 40W incandescent replacement Vintage look - Amber glass Micro-designed driver Dimmable with most existing fixtures Model: 57894 *MFG Part Number*: 57894 This TITANIUM LED SERIES filament G25 bulb has been designed and engineered for demanding commercial decorative applications. Green Creative 4.5W G25 LED Bulb - E26 Base, 120V | 2400 | 80 | 380 | 84.4444 | 15000 | 4.5 | 1 | 7.32 | 7.32 | 8.6013 | 2020Q2 | https://www.lbclighting.com/led/light-bulb-led/grnc-57894.html | LBC Lighting | 2020 | Yes
LED Lighting | Decorative | Green Creative | True |  |  | G40 (Globe) |  | 40W incandescent replacement Vintage look - Clear glass Micro-designed driver Dimmable with most existing fixtures More Information This TITANIUM LED SERIES filament G40 bulb has been designed and engineered for demanding commercial decorative applications. Features: Wattage: 5W LED Bulb Shape: G40 Bulb Base: E26 Base Voltage: 120V Rated Life: 15,000 hours Color Temperature: 2700K CRI: 82 Lumens: 470 Beam Angle: 330 degrees 40W incandescent replacement Vintage look - Clear glass Micro-designed driver Dimmable with most existing fixtures Model: 57945 *MFG Part Number*: 57945 This TITANIUM LED SERIES filament G40 bulb has been designed and engineered for demanding commercial decorative applications. Green Creative 5W G40 LED Bulb - E26 Base, 120V | 2700 | 82 | 470 | 94 | 15000 | 5 | 1 | 10.37 | 10.37 | 12.1852 | 2020Q2 | https://www.lbclighting.com/led/light-bulb-led/grnc-57945.html | LBC Lighting | 2020 | Yes
LED Lighting | A-Type | GE Lighting | True |  | General Purpose Replacement | A19 | E26 (Medium) | Damp Location Rated,Not for Use in Recessed Fixtures Damp Location Rated,Not for Use in Recessed Fixtures Topbulb » LED Bulbs » LED Standard Shape » 40W Equal » GE 69132 LED6DA19/840 ¦ 6W LED - 40W Equal - A19 - 4000K Use this GE 6 watt, medium base LED as a direct replacement for 40 watt incandescent equivalent light sources where cool white light is desired. LED Technology Notice Due to constantly evolving nature of LED technology, manufacturers will reserve the right to replace this product with next generation technology. We appreciate your understanding and acceptance of this policy. Utility/Government Incentives Documents GE 69132 Spec Sheet About GE Lighting Started over 130 years ago, General Electric began with Thomas Edison's invention of the world's first affordable incandescent light bulb. More than a century later, the company still brings light to the world through its products. Its modern new light technologies, such as fluorescent and LED light bulbs, cost less and are more energy efficient and environmentally friendly. GE currently works to make nearly all of their lighting products Energy Star certified. 15,000 Hours • 480 Lumens • Dimmable GE 69132 LED6DA19/840 ¦ 6W LED - 40W Equal - A19 - 4000K | 4000 | 84 | 480 | 80 | 15000 | 6 | 1 | 4.95 | 4.95 | 5.8164 | 2020Q3 | https://www.topbulb.com/ge-69132-6w-led-a19-4000k | Top Bulb | 2020 | Yes
LED Lighting | Reflector | Green Creative | True |  |  | MR16 |  | Dimmable Suitable for use in totally enclosed fixtures More Information This MR16 is suitable for use in totally enclosed fixtures and capable of operating in a broad range of applications. Whether it is installed in indoor/outdoor, recessed, track or landscape environments, this lamp’s advanced thermal design ensures optimal performance over the course of its lifetime. Features: Wattage: 6W LED Bulb Shape: MR16 Bulb Base: GU5.3 Base Voltage: 12V Rated Life: 25,000 hours Color Temperature: 2700K, 3000K, 4000K Beam Angle: 35° CRI: 82 Lumens: 480-520 Dimmable Suitable for use in totally enclosed fixtures Models: 57984 , 57985 , 57986 *MFG Part Number*: 57984 , 57985 , 57986 This MR16 is suitable for use in totally enclosed fixtures and capable of operating in a broad range of applications. Whether it is installed in indoor/outdoor, recessed, track or landscape environments, this lamp’s advanced thermal design ensures optimal performance over the course of its lifetime. Green Creative 6W MR16 LED Bulb - GU5.3 Base, 12V | 2700 | 82 | 480 | 80 | 25000 | 6 | 1 | 9.27 | 9.27 | 10.8926 | 2020Q2 | https://www.lbclighting.com/led/light-bulb-led/grnc-57984.html | LBC Lighting | 2020 | Yes
LED Lighting | Reflector | Green Creative | True |  |  | MR16 |  | 50W halogen replacement Suitable for use in totally enclosed fixtures Smooth dimming with most existing installations More Information This TITANIUM LED SERIES GU10 has been designed and engineered for demanding commercial applications. Features: Wattage: 6W LED Bulb Shape: MR16 Bulb Base: GU10 Base Voltage: 120V Rated Life: 25,000 hours Color Temperature: 2700K, 3000K Finish: White CRI: 82 Lumens: 480 - 500 Beam Spread: 35 degrees (Flood) 50W halogen replacement Suitable for use in totally enclosed fixtures Smooth dimming with most existing installations Models: 57987 , 57988 *MFG Part Number*: 57987 , 57988 This TITANIUM LED SERIES GU10 has been designed and engineered for demanding commercial applications. Green Creative 6W Dimmable MR16 LED Bulb – GU10 Base, 120V | 2700 | 82 | 480 | 80 | 25000 | 6 | 1 | 9.27 | 9.27 | 10.8926 | 2020Q2 | https://www.lbclighting.com/led/light-bulb-led/grnc-57987.html | LBC Lighting | 2020 | Yes
LED Lighting | Reflector | Green Creative | True |  |  | PAR16 (Reflector) |  | 60W halogen replacement Suitable for use in totally enclosed fixtures Smooth dimming with most existing installations More Information This TITANIUM LED SERIES PAR16 has been designed and engineered for demanding commercial applications. Features: Wattage: 6W LED Bulb Shape: PAR 16 Bulb Base: E26 Base Voltage: 120V Rated Life: 25,000 hours Color Temperature: 2700K, 3000K Finish: White CRI: 82 Lumens: 480 - 500 Beam Spread: 35 degrees (Flood) 60W halogen replacement Suitable for use in totally enclosed fixtures Smooth dimming with most existing installations Models: 57990 , 57991 *MFG Part Number*: 57990 , 57991 This TITANIUM LED SERIES PAR16 has been designed and engineered for demanding commercial applications. Green Creative 6W Dimmable PAR16 LED Bulb – E26 Base, 120V | 2700 | 82 | 480 | 80 | 25000 | 6 | 1 | 9.27 | 9.27 | 10.8926 | 2020Q2 | https://www.lbclighting.com/led/light-bulb-led/grnc-57990.html | LBC Lighting | 2020 | Yes
LED Lighting | Reflector | Green Creative | True |  |  | R20/BR20 |  | 45W incandescent replacement Smooth warm dimming from 2700K-2200K CCT Comfortable diffused light Suitable for use in totally enclosed fixtures More Information This TITANIUM LED SERIES R20 has been designed and engineered for demanding warm dim applications. Features: Wattage: 6.5W LED Bulb Shape: R20 Bulb Base: E26 Base Voltage: 120V Rated Life: 25,000 hours Color Temperature: 2200K-2700K Finish: White CRI: 82 Lumens: 500 Beam Angle: 110 degrees 45W incandescent replacement Smooth warm dimming from 2700K-2200K CCT Comfortable diffused light Suitable for use in totally enclosed fixtures Model: 58001 *MFG Part Number*: 58001 This TITANIUM LED SERIES R20 has been designed and engineered for demanding warm dim applications. Green Creative 6.5W R20 LED Bulb - E26 Base, 120V | 2200 | 82 | 500 | 76.9231 | 25000 | 6.5 | 1 | 7.77 | 7.77 | 9.1301 | 2020Q2 | https://www.lbclighting.com/led/light-bulb-led/grnc-58001.html | LBC Lighting | 2020 | Yes
LED Lighting | Reflector | Green Creative | True |  |  | BR40 |  | 65W incandescent replacement Smooth warm dimming from 2700K-2200K CCT Comfortable diffused light Suitable for use in totally enclosed fixtures More Information This TITANIUM LED SERIES BR40 has been designed and engineered for demanding warm dim applications. Features: Wattage: 10.5W LED Bulb Shape: BR40 Bulb Base: E26 Base Voltage: 120V Rated Life: 25,000 hours Color Temperature: 2200K-2700K Finish: White CRI: 82 Lumens: 735 Beam Angle: 110 degrees 65W incandescent replacement Smooth warm dimming from 2700K-2200K CCT Comfortable diffused light Suitable for use in totally enclosed fixtures Model: 58002 *MFG Part Number*: 58002 This TITANIUM LED SERIES BR40 has been designed and engineered for demanding warm dim applications. Green Creative 10.5W BR40 LED Bulb - E26 Base, 120V | 2200 | 82 | 735 | 70 | 25000 | 10.5 | 1 | 11.37 | 11.37 | 13.3602 | 2020Q2 | https://www.lbclighting.com/led/light-bulb-led/grnc-58002.html | LBC Lighting | 2020 | Yes
LED Lighting | Decorative | Green Creative | True |  |  | B10 (Torpedo) |  | 40W incandescent replacement Vintage look - Clear glass Micro-designed driver Dimmable with most existing fixtures More Information This TITANIUM LED SERIES filament candle has been designed and engineered for demanding commercial decorative applications. Features: Wattage: 3.5W LED Bulb Shape: B10 Bulb Base: E12 Base Voltage: 120V Rated Life: 15,000 hours Color Temperature: 2700K CRI: 80 Lumens: 320 Beam Angle: 320 degrees 40W incandescent replacement Vintage look - Clear glass Micro-designed driver Dimmable with most existing fixtures Model: 58009 *MFG Part Number*: 58009 This TITANIUM LED SERIES filament candle has been designed and engineered for demanding commercial decorative applications. Green Creative 3.5W B10 LED Bulb - E12 Base, 120V | 2700 | 80 | 320 | 91.4286 | 15000 | 3.5 | 1 | 7.4 | 7.4 | 8.6953 | 2020Q2 | https://www.lbclighting.com/led/light-bulb-led/grnc-58009.html | LBC Lighting | 2020 | Yes
LED Lighting | A-Type | GE Lighting | True | Daylighting/Photocell, | General Purpose Replacement | A19 | E26 (Medium) | Damp Location Rated,Not for Use in Recessed Fixtures Damp Location Rated,Not for Use in Recessed Fixtures Topbulb » LED Bulbs » LED Standard Shape » 40W Equal » GE 69144 LED6DA19/850 ¦ 6W LED - 40W Equal - 5000K Use this GE 6 watt LED as a direct replacement for a 40 watt incandescent in application where very cool white light, similar to daylight, is required. Dimmable. Energy Star qualified. LED Technology Notice Due to constantly evolving nature of LED technology, manufacturers will reserve the right to replace this product with next generation technology. We appreciate your understanding and acceptance of this policy. Utility/Government Incentives Documents GE 69144 Spec Sheet About GE Lighting Started over 130 years ago, General Electric began with Thomas Edison's invention of the world's first affordable incandescent light bulb. More than a century later, the company still brings light to the world through its products. Its modern new light technologies, such as fluorescent and LED light bulbs, cost less and are more energy efficient and environmentally friendly. GE currently works to make nearly all of their lighting products Energy Star certified. 15,000 Hours • Very Cool White Light • Dimmable GE 69144 LED6DA19/850 ¦ 6W LED - 40W Equal - 5000K | 5000 | 82 | 480 | 80 | 15000 | 6 | 1 | 4.95 | 4.95 | 5.8164 | 2020Q3 | https://www.topbulb.com/ge-69144-6w-led-a19-e26-medium-base-5000k | Top Bulb | 2020 | Yes
LED Lighting | Reflector | Green Creative | True |  |  | BR30 |  | 65W incandescent replacement Suitable for enclosed fixtures Smooth dimming with most existing installations More Information This TITANIUM LED SERIES BR30 has been designed and engineered for demanding commercial applications. Features: Wattage: 9.5W LED Bulb Shape: BR30 Bulb Base: E26 Base Voltage: 120V Rated Life: 25,000 hours Color Temperature: 2700K Finish: White CRI: 90 Lumens: 700 Beam Spread: 110 degrees 65W incandescent replacement Suitable for enclosed fixtures Smooth dimming with most existing installations Model: 58048 *MFG Part Number*: 58048 This TITANIUM LED SERIES BR30 has been designed and engineered for demanding commercial applications. Green Creative 9.5W Dimmable BR30 LED Bulb – E26 Base, 120V | 2700 | 90 | 700 | 73.6842 | 25000 | 9.5 | 1 | 8.82 | 8.82 | 10.3638 | 2020Q2 | https://www.lbclighting.com/led/light-bulb-led/grnc-58048.html | LBC Lighting | 2020 | Yes
LED Lighting | Reflector | Green Creative | True |  |  | PAR20 (Reflector) |  | 50W halogen replacement Suitable for use in enclosed fixtures More Information This new generation REFINE SERIES PAR20 was designed and engineered for commercial applications that demand high performance lighting and accurate color rendering. Features: Wattage: 8W LED Bulb Shape: PAR20 Bulb Base: E26 Base Voltage: 120V Rated Life: 50,000 hours Color Temperature: 2700K, 3000K, 4000K Finish: White CRI: 90 Lumens: 535 - 570 Beam Spread: 15 degrees (Spot), 25 degrees (Narrow Flood), 40 degrees (Flood) 50W halogen replacement Suitable for use in enclosed fixtures Models: 58104 , 58105 , 58106 , 58107 , 58108 , 58109 , 58112 *MFG Part Number*: 58104 , 58105 , 58106 , 58107 , 58108 , 58109 , 58112 + More - Less This new generation REFINE SERIES PAR20 was designed and engineered for commercial applications that demand high performance lighting and accurate color rendering. Green Creative 8W Dimmable PAR20 LED Bulb – E26 Base, 120V | 2700 | 90 | 535 | 66.875 | 50000 | 8 | 1 | 11.53 | 11.53 | 13.5482 | 2020Q2 | https://www.lbclighting.com/led/light-bulb-led/grnc-58104.html | LBC Lighting | 2020 | Yes
LED Lighting | Reflector | Green Creative | True |  |  | PAR30LN (Long Neck) |  | 75W halogen replacement Suitable for use in enclosed fixtures More Information This new generation REFINE SERIES PAR30 was designed and engineered for commercial applications that demand high performance lighting and accurate color rendering. Features: Wattage: 13W LED Bulb Shape: PAR30 Bulb Base: E26 Base Voltage: 120V Rated Life: 50,000 hours Color Temperature: 2700K, 3000K, 4000K Finish: White CRI: 90 Lumens: 870 - 1100 Beam Spread: 15 degrees (Spot), 25 degrees (Narrow Flood), 40 degrees (Flood) 75W halogen replacement Suitable for use in enclosed fixtures Models: 58113 , 58114 , 58115 , 58116 , 58117 , 58118 , 58121 *MFG Part Number*: 58113 , 58114 , 58115 , 58116 , 58117 , 58118 , 58121 + More - Less This new generation REFINE SERIES PAR30 was designed and engineered for commercial applications that demand high performance lighting and accurate color rendering. Green Creative 13W Dimmable PAR30 LED Bulb – E26 Base, 120V | 2700 | 90 | 870 | 66.9231 | 50000 | 13 | 1 | 21.87 | 21.87 | 25.6981 | 2020Q2 | https://www.lbclighting.com/led/light-bulb-led/grnc-58113.html | LBC Lighting | 2020 | Yes
LED Lighting | Reflector | Green Creative |  |  |  | PAR30LN (Long Neck) |  | 75W halogen replacement Universal voltage 120-277V - Not compatible with ballasts Suitable for use in enclosed fixtures More Information This new generation REFINE SERIES PAR30 was designed and engineered for commercial applications that demand high performance lighting and accurate color rendering. Features: Wattage: 13W LED Bulb Shape: PAR30 Bulb Base: E26 Base Voltage: 120-277V Rated Life: 50,000 hours Color Temperature: 3000K, 4000K Finish: White CRI: 90 Lumens: 1050 - 1100 Beam Spread: 40 degrees (Flood) 75W halogen replacement Universal voltage 120-277V - Not compatible with ballasts Suitable for use in enclosed fixtures Models: 58127 , 58130 *MFG Part Number*: 58127 , 58130 This new generation REFINE SERIES PAR30 was designed and engineered for commercial applications that demand high performance lighting and accurate color rendering. Green Creative 13W PAR30 LED Bulb – E26 Base, 120-277V | 3000 | 90 | 1050 | 80.7692 | 50000 | 13 | 1 | 26.97 | 26.97 | 31.6908 | 2020Q2 | https://www.lbclighting.com/led/light-bulb-led/grnc-58127.html | LBC Lighting | 2020 | Yes
LED Lighting | Reflector | Green Creative | True |  |  | PAR30S (Shortneck) |  | 75W halogen replacement Suitable for use in enclosed fixtures More Information This new generation REFINE SERIES PAR30SN was designed and engineered for commercial applications that demand high performance lighting and accurate color rendering. Features: Wattage: 13W LED Bulb Shape: PAR30 Short Neck Bulb Base: E26 Base Voltage: 120V Rated Life: 50,000 hours Color Temperature: 2700K, 3000K, 4000K Finish: White CRI: 90 Lumens: 870 - 1100 Beam Spread: 15 degrees (Spot), 25 degrees (Narrow Flood), 40 degrees (Flood) 75W halogen replacement Suitable for use in enclosed fixtures Models: 58140 , 58141 , 58142 , 58143 , 58144 , 58145 , 58148 *MFG Part Number*: 58140 , 58141 , 58142 , 58143 , 58144 , 58145 , 58148 + More - Less This new generation REFINE SERIES PAR30SN was designed and engineered for commercial applications that demand high performance lighting and accurate color rendering. Green Creative 13W Dimmable PAR30SN LED Bulb – E26 Base, 120V | 2700 | 90 | 870 | 66.9231 | 50000 | 13 | 1 | 23.37 | 23.37 | 27.4607 | 2020Q2 | https://www.lbclighting.com/led/light-bulb-led/grnc-58140.html | LBC Lighting | 2020 | Yes
LED Lighting | Reflector | Green Creative | True |  |  | PAR38 (Reflector) |  | 120W halogen replacement Suitable for use in enclosed fixtures More Information This new generation REFINE SERIES PAR38 was designed and engineered for commercial applications that demand high performance lighting and accurate color rendering. Features: Wattage: 17W LED Bulb Shape: PAR38 Bulb Base: E26 Base Voltage: 120V Rated Life: 50,000 hours Color Temperature: 2700K, 3000K, 4000K Finish: White CRI: 90 Lumens: 1150 - 1430 Beam Spread: 15 degrees (Spot), 25 degrees (Narrow Flood), 40 degrees (Flood) 120W halogen replacement Suitable for use in enclosed fixtures Models: 58149 , 58150 , 58151 , 58152 , 58153 , 58154 , 58157 *MFG Part Number*: 58149 , 58150 , 58151 , 58152 , 58153 , 58154 , 58157 + More - Less This new generation REFINE SERIES PAR38 was designed and engineered for commercial applications that demand high performance lighting and accurate color rendering. Green Creative 17W Dimmable PAR38 LED Bulb – E26 Base, 120V | 2700 | 90 | 1150 | 67.6471 | 50000 | 17 | 1 | 27.87 | 27.87 | 32.7483 | 2020Q2 | https://www.lbclighting.com/led/light-bulb-led/grnc-58149.html | LBC Lighting | 2020 | Yes
LED Lighting | Reflector | Green Creative |  |  |  | PAR38 (Reflector) |  | 120W halogen replacement Universal voltage 120-277V - Not compatible with ballasts Suitable for use in enclosed fixtures More Information This new generation REFINE SERIES PAR38 was designed and engineered for commercial applications that demand high performance lighting and accurate color rendering. Features: Wattage: 17W LED Bulb Shape: PAR38 Bulb Base: E26 Base Voltage: 120-277V Rated Life: 50,000 hours Color Temperature: 3000K, 4000K Finish: White CRI: 90 Lumens: 1430 - 1450 Beam Spread: 40 degrees (Flood) 120W halogen replacement Universal voltage 120-277V - Not compatible with ballasts Suitable for use in enclosed fixtures Models: 58163 , 58166 *MFG Part Number*: 58163 , 58166 This new generation REFINE SERIES PAR38 was designed and engineered for commercial applications that demand high performance lighting and accurate color rendering. Green Creative 17W PAR38 LED Bulb – E26 Base, 120-277V | 3000 | 90 | 1430 | 84.1176 | 50000 | 17 | 1 | 34.47 | 34.47 | 40.5036 | 2020Q2 | https://www.lbclighting.com/led/light-bulb-led/grnc-58163.html | LBC Lighting | 2020 | Yes
LED Lighting | Reflector | Green Creative | True |  |  | PAR38 (Reflector) |  | 120W halogen replacement Suitable for use in enclosed fixtures More Information This new REFINE SERIES PAR38 GU24 was designed and engineered for commercial applications that demand high performance lighting and accurate color rendering. Features: Wattage: 17W LED Bulb Shape: PAR38 Bulb Base: GU24 Base Voltage: 120V Rated Life: 50,000 hours Color Temperature: 3000K Finish: White CRI: 90 Lumens: 1430 Beam Spread: 40 degrees (Flood) 120W halogen replacement Suitable for use in enclosed fixtures Model: 58172 *MFG Part Number*: 58172 This new REFINE SERIES PAR38 GU24 was designed and engineered for commercial applications that demand high performance lighting and accurate color rendering. Green Creative 17W Dimmable PAR38 LED Bulb – GU24 Base, 120V | 3000 | 90 | 1430 | 84.1176 | 50000 | 17 | 1 | 27.87 | 27.87 | 32.7483 | 2020Q2 | https://www.lbclighting.com/led/light-bulb-led/grnc-58172.html | LBC Lighting | 2020 | Yes
LED Lighting | A-Type | Philips | True |  | A19/21 | E26 (Medium) | E26 (Medium) | Home / Light Bulbs / LED / Philips - 462515 - 6A19/LED/827-22/CL/DIM 120V Energy Star Rated; Enclosed Fixture Rated; Damp Location Rated; Warm Glow 6W A19 LED Lamp - Universal - 480 Lumens - Warm White (2200 to 2700K) - 80 CRI - 25000 Hours - E26 (Medium) - 120 to 130V - Clear Philips - 462515 - 6A19/LED/827-22/CL/DIM 120V | 2200 | 80 | 480 | 80 | 25000 | 6 | 10 | 69 | 6.9 | 8.1078 | 2020Q3 | https://shop.regencylighting.com/lamps/led/6a19-led-827-22-cl-dim-120v-46251-5.html | Regency Lighting | 2020 | Yes
LED Lighting | Reflector | Green Creative | True |  |  | MR16 |  | 35W halogen replacement Suitable for use in totally enclosed fixtures Works with electronic and conventional transformers More Information This TITANIUM LED SERIES MR16 has been designed and engineered for demanding commercial applications. Features: Wattage: 6W LED Bulb Shape: MR16 Bulb Base: GU5.3 Base Voltage: 12V Rated Life: 25,000 hours Color Temperature: 2700K, 3000K Finish: White CRI: 82 Lumens: 425 - 450 Beam Spread: 35 degrees (Flood) 35W halogen replacement Suitable for use in totally enclosed fixtures Works with electronic and conventional transformers Models: 58285 , 58286 *MFG Part Number*: 58285 , 58286 This TITANIUM LED SERIES MR16 has been designed and engineered for demanding commercial applications. Green Creative 6W Dimmable MR16 LED Bulb – GU5.3 Base, 12V | 2700 | 82 | 425 | 70.8333 | 25000 | 6 | 1 | 6.87 | 6.87 | 8.0725 | 2020Q2 | https://www.lbclighting.com/led/light-bulb-led/grnc-58285.html | LBC Lighting | 2020 | Yes
LED Lighting | Decorative | Green Creative | True |  |  | G25 (Globe) |  | 40W incandescent replacement Comfortable warm diffused light Instant ON and compatible with motion sensors More Information This dimmable G25 LED bulb has been designed and engineered for demanding commercial applications. Features: Wattage: 6W LED Bulb Shape: G25 Bulb Base: E26 Base Voltage: 120V Rated Life: 25,000 hours Color Temperature: 2700K Finish: White CRI: 80 Lumens: 450 Beam Angle: 275 degrees 40W incandescent replacement Comfortable warm diffused light Instant ON and compatible with motion sensors Model: 97729 *MFG Part Number*: 97729 This TITANIUM LED SERIES A19 has been designed and engineered for demanding warm dim applications. Green Creative 6W G25 LED Bulb - E26 Base, 120V | 2700 | 80 | 450 | 75 | 25000 | 6 | 1 | 10.37 | 10.37 | 12.1852 | 2020Q2 | https://www.lbclighting.com/led/light-bulb-led/grnc-97729.html | LBC Lighting | 2020 | Yes
LED Lighting | A-Type | Philips | True |  | A19/21 | E26 (Medium) | E26 (Medium) | Home / Light Bulbs / LED / LED A-Line / Philips - 462515 - 6A19/LED/827-22/CL/DIM 120V Energy Star Rated; Enclosed Fixture Rated; Damp Location Rated; Warm Glow 6W A19 LED Lamp - Universal - 480 Lumens - Warm White (2200 to 2700K) - 80 CRI - 25000 Hours - E26 (Medium) - 120 to 130V - Clear Philips - 462515 - 6A19/LED/827-22/CL/DIM 120V | 2200 | 80 | 480 | 80 | 25000 | 6 | 10 | 69 | 6.9 | 8.1078 | 2020Q3 | https://shop.regencylighting.com/lamps/led/a-line/6a19-led-827-22-cl-dim-120v-46251-5.html | Regency Lighting | 2020 | Yes
LED Lighting | Decorative | Green Creative | True |  |  |  |  | Wide beam 280° light emitting area 40W CFL replacement 0-10V dimming Compatible w/ Instant Start & Programmed Start Ballasts Suitable for use in totally enclosed fixtures Plug & Play DIRect installation More Information This PL EDGE SERIES PLL lamp has been designed and engineered for demanding commercial applications. Features: Wattage: 17W LED Bulb Base: 2G11 Base Voltage: 120-277V Rated Life: 50,000 hours Color Temperature: 3000K, 3500K, 4000K Finish: White CRI: 80 Lumens: 2000 - 2100 Beam Angle: 120 degrees Wide beam 280° light emitting area 40W CFL replacement 0-10V dimming Compatible w/ Instant Start & Programmed Start Ballasts Suitable for use in totally enclosed fixtures Plug & Play DIRect installation Models: 97745 , 97746 , 97747 *MFG Part Number*: 97745 , 97746 , 97747 This PL EDGE SERIES PLL lamp has been designed and engineered for demanding commercial applications. Green Creative 17W Direct PLL LED Bulb - 2G11 Base, 120-277V | 3000 | 80 | 2000 | 117.6471 | 50000 | 17 | 1 | 15.27 | 15.27 | 17.9428 | 2020Q2 | https://www.lbclighting.com/led/light-bulb-led/grnc-97745.html | LBC Lighting | 2020 | Yes
LED Lighting | Decorative | Green Creative | True |  |  |  |  | Wide beam 280° light emitting area 36W CFL replacement 0-10V dimming Compatible with Electronic Ballasts Suitable for use in totally enclosed fixtures Plug & Play DIRect installation More Information This PL EDGE SERIES PLL lamp has been designed and engineered for demanding commercial applications. Features: Wattage: 14.5W LED Bulb Base: 2G11 Base Voltage: 120-277V Rated Life: 50,000 hours Color Temperature: 3500K Finish: White CRI: 80 Lumens: 1550 Beam Angle: 120 degrees Wide beam 280° light emitting area 36W CFL replacement 0-10V dimming Compatible with Electronic Ballasts Suitable for use in totally enclosed fixtures Plug & Play DIRect installation Model: 97750 *MFG Part Number*: 97750 This PL EDGE SERIES PLL lamp has been designed and engineered for demanding commercial applications. Green Creative 14.5W Direct PLL LED Bulb - 2G11 Base, 120-277V | 3500 | 80 | 1550 | 106.8966 | 50000 | 14.5 | 1 | 19.32 | 19.32 | 22.7017 | 2020Q2 | https://www.lbclighting.com/led/light-bulb-led/grnc-97750.html | LBC Lighting | 2020 | Yes
LED Lighting | Decorative | Green Creative | True |  |  | B11 (Torpedo) |  | 40W incandescent replacement Dimmable with most existing fixtures Innovative crown lens Compact heat sink blends in with fixtures More Information These TITANIUM LED SERIES candles have been designed and engineered for demanding commercial decorative applications. Features: Wattage: 4.5W LED Bulb Shape: B11 Bulb Base: E12 Base Voltage: 120V Rated Life: 25,000 hours Color Temperature: 2700K Finish: White CRI: 80 Lumens: 300 Beam Angle: 230 degrees 40W incandescent replacement Dimmable with most existing fixtures Innovative crown lens Compact heat sink blends in with fixtures Model: 97817 *MFG Part Number*: 97817 These TITANIUM LED SERIES candles have been designed and engineered for demanding commercial decorative applications. Green Creative 4.5W B11 LED Bulb - E12 Base, 120V | 2700 | 80 | 300 | 66.6667 | 25000 | 4.5 | 1 | 8.07 | 8.07 | 9.4826 | 2020Q2 | https://www.lbclighting.com/led/light-bulb-led/grnc-97817.html | LBC Lighting | 2020 | Yes
LED Lighting | Decorative | Green Creative | True |  |  | B11 (Torpedo) |  | 40W incandescent replacement Dimmable with most existing fixtures Innovative crown lens Compact heat sink blends in with fixtures More Information These TITANIUM LED SERIES candles have been designed and engineered for demanding commercial decorative applications. Features: Wattage: 4.5W LED Bulb Shape: B11 Bulb Base: E26 Base Voltage: 120V Rated Life: 25,000 hours Color Temperature: 2700K Finish: White CRI: 80 Lumens: 300 Beam Angle: 230 degrees 40W incandescent replacement Dimmable with most existing fixtures Innovative crown lens Compact heat sink blends in with fixtures Model: 97818 *MFG Part Number*: 97818 These TITANIUM LED SERIES candles have been designed and engineered for demanding commercial decorative applications. Green Creative 4.5W B11 LED Bulb - E26 Base, 120V | 2700 | 80 | 300 | 66.6667 | 25000 | 4.5 | 1 | 8.07 | 8.07 | 9.4826 | 2020Q2 | https://www.lbclighting.com/led/light-bulb-led/grnc-97818.html | LBC Lighting | 2020 | Yes
LED Lighting | Decorative | Green Creative | True |  |  | B11 (Torpedo) |  | 60W incandescent replacement Dimmable with most existing fixtures Innovative crown lens Compact heat sink blends in with fixtures More Information These TITANIUM LED SERIES candles have been designed and engineered for demanding commercial decorative applications. Features: Wattage: 5.5W LED Bulb Shape: B11 Bulb Base: E12 Base Voltage: 120V Rated Life: 25,000 hours Color Temperature: 2700K Finish: White CRI: 80 Lumens: 500 Beam Angle: 230 degrees 60W incandescent replacement Dimmable with most existing fixtures Innovative crown lens Compact heat sink blends in with fixtures Model: 97823 *MFG Part Number*: 97823 These TITANIUM LED SERIES candles have been designed and engineered for demanding commercial decorative applications. Green Creative 5.5W B11 LED Bulb - E12 Base, 120V | 2700 | 80 | 500 | 90.9091 | 25000 | 5.5 | 1 | 8.07 | 8.07 | 9.4826 | 2020Q2 | https://www.lbclighting.com/led/light-bulb-led/grnc-97823.html | LBC Lighting | 2020 | Yes
LED Lighting | Decorative | Green Creative | True |  |  | B11 (Torpedo) |  | 60W incandescent replacement Dimmable with most existing fixtures Innovative crown lens Compact heat sink blends in with fixtures More Information These TITANIUM LED SERIES candles have been designed and engineered for demanding commercial decorative applications. Features: Wattage: 5.5W LED Bulb Shape: B11 Bulb Base: E26 Base Voltage: 120V Rated Life: 25,000 hours Color Temperature: 2700K Finish: White CRI: 80 Lumens: 500 Beam Angle: 230 degrees 60W incandescent replacement Dimmable with most existing fixtures Innovative crown lens Compact heat sink blends in with fixtures Model: 97824 *MFG Part Number*: 97824 These TITANIUM LED SERIES candles have been designed and engineered for demanding commercial decorative applications. Green Creative 5.5W B11 LED Bulb - E26 Base, 120V | 2700 | 80 | 500 | 90.9091 | 25000 | 5.5 | 1 | 8.07 | 8.07 | 9.4826 | 2020Q2 | https://www.lbclighting.com/led/light-bulb-led/grnc-97824.html | LBC Lighting | 2020 | Yes
LED Lighting | Decorative | Green Creative | True |  |  | G25 (Globe) |  | 40W incandescent replacement Vintage look - Silver bowl redirects light and prevents glare Micro-designed driver Dimmable with most existing fixtures More Information This TITANIUM LED SERIES filament G25 bulb has been designed and engineered for demanding commercial decorative applications. Features: Wattage: 4.5W LED Bulb Shape: G25 Bulb Base: E26 Base Voltage: 120V Rated Life: 25,000 hours Color Temperature: 2700K CRI: 82 Lumens: 400 40W incandescent replacement Vintage look - Silver bowl redirects light and prevents glare Micro-designed driver Dimmable with most existing fixtures Model: 97826 *MFG Part Number*: 97826 This TITANIUM LED SERIES filament G25 bulb has been designed and engineered for demanding commercial decorative applications. Green Creative 4.5W G25 LED Bulb - E26 Base, 120V | 2700 | 82 | 400 | 88.8889 | 25000 | 4.5 | 1 | 10.37 | 10.37 | 12.1852 | 2020Q2 | https://www.lbclighting.com/led/light-bulb-led/grnc-97826.html | LBC Lighting | 2020 | Yes
LED Lighting | Reflector | Green Creative | True |  |  | PAR38 (Reflector) |  | Dimmable Full-face REFINE optic and sleek design Suitable for use in totally enclosed fixtures More Information The innovative REFINE optic provides a high candela to lumen ratio, optimizing light usage for directional applications. Features: Finish: Black Wattage: 8W LED Bulb Shape: PAR20 Bulb Base: E26 Base Voltage: 120V Rated Life: 50,000 hours Color Temperature: 3000K Beam Angle: 40° CRI: 90 Lumens: 550 Dimmable Full-face REFINE optic and sleek design Suitable for use in totally enclosed fixtures Model: 97091 *MFG Part Number*: 97901 The innovative REFINE optic provides a high candela to lumen ratio, optimizing light usage for directional applications. Green Creative 8W PAR20 LED Bulb - E26 Base, 120V | 3000 | 90 | 550 | 68.75 | 50000 | 8 | 1 | 14.22 | 14.22 | 16.709 | 2020Q2 | https://www.lbclighting.com/led/light-bulb-led/grnc-97901.html | LBC Lighting | 2020 | Yes
LED Lighting | Reflector | Green Creative | True |  |  | PAR38 (Reflector) |  | Dimmable Full-face REFINE optic and sleek design Suitable for use in totally enclosed fixtures More Information The innovative REFINE optic provides a high candela to lumen ratio, optimizing light usage for directional applications. Features: Finish: Black Wattage: 13W LED Bulb Shape: PAR30 Bulb Base: E26 Base Voltage: 120V Rated Life: 50,000 hours Color Temperature: 3000K Beam Angle: 40° CRI: 90 Lumens: 1050 Dimmable Full-face REFINE optic and sleek design Suitable for use in totally enclosed fixtures Model: 97902 *MFG Part Number*: 97902 The innovative REFINE optic provides a high candela to lumen ratio, optimizing light usage for directional applications. Green Creative 13W PAR30 LED Bulb - E26 Base, 120V | 3000 | 90 | 1050 | 80.7692 | 50000 | 13 | 1 | 21.87 | 21.87 | 25.6981 | 2020Q2 | https://www.lbclighting.com/led/light-bulb-led/grnc-97902.html | LBC Lighting | 2020 | Yes
LED Lighting | Reflector | Green Creative | True |  |  | PAR30SN |  | Dimmable Full-face REFINE optic and sleek design Suitable for use in totally enclosed fixtures More Information The innovative REFINE optic provides a high candela to lumen ratio, optimizing light usage for directional applications. Features: Finish: Black Wattage: 13W LED Bulb Shape: PAR30SN Bulb Base: E26 Base Voltage: 120V Rated Life: 50,000 hours Color Temperature: 3000K Beam Angle: 40° CRI: 90 Lumens: 1050 Dimmable Full-face REFINE optic and sleek design Suitable for use in totally enclosed fixtures Model: 97903 *MFG Part Number*: 97903 The innovative REFINE optic provides a high candela to lumen ratio, optimizing light usage for directional applications. Green Creative 13W PAR30SN LED Bulb - E26 Base, 120V | 3000 | 90 | 1050 | 80.7692 | 50000 | 13 | 1 | 23.37 | 23.37 | 27.4607 | 2020Q2 | https://www.lbclighting.com/led/light-bulb-led/grnc-97903.html | LBC Lighting | 2020 | Yes
LED Lighting | Reflector | Green Creative | True |  |  | PAR38 |  | Dimmable Full-face REFINE optic and sleek design Suitable for use in totally enclosed fixtures More Information The innovative REFINE optic provides a high candela to lumen ratio, optimizing light usage for directional applications. Features: Finish: Black Wattage: 17W LED Bulb Shape: PAR38 Bulb Base: E26 Base Voltage: 120V Rated Life: 50,000 hours Color Temperature: 3000K Beam Angle: 25°, 40° CRI: 90 Lumens: 1430 Dimmable Full-face REFINE optic and sleek design Suitable for use in totally enclosed fixtures Models: 97904 , 97905 *MFG Part Number*: 97904 , 97905 The innovative REFINE optic provides a high candela to lumen ratio, optimizing light usage for directional applications. Green Creative 17W PAR38 LED Bulb - E26 Base, 120V | 3000 | 90 | 1430 | 84.1176 | 50000 | 17 | 1 | 27.87 | 27.87 | 32.7483 | 2020Q2 | https://www.lbclighting.com/led/light-bulb-led/grnc-97904.html | LBC Lighting | 2020 | Yes
LED Lighting | A-Type | Philips Lighting | True |  | A19 | Arbitrary | E26 Medium | Philips Lighting Omni-direction 6-Watt A19 E26 single contact medium screw base LED lamp in clear color, offers 480-Lumens of light output. This dimmable lamp has voltage rating of 120-Volts and current rating of 60-Milli-Amps. It has color rendering index of 80. This lamp with 2200-2700K color temperature rating radiates warm white light to the surrounding. It measures 111 mm x 62 mm. This lamp has average life of 25000 hours. It has temperature rating of 80 deg C. This lamp is suitable for retail outlet, hotel, restaurant, multi-unit residence and government building application. Lamp is Energy Star rated. Philips Lighting 462515 Dimmable A19 LED Lamp 6-Watt E26 Single Contact Medium Screw Base 480-Lumens 80 CRI 2200 - 2700K Warm White | 2200 | 80 | 480 | 80 | 25000 | 6 | 10 | 8 | 0.8 | 0.94003 | 2020Q3 | https://www.ew-ne.com/lighting-1600000000/philips-lighting-462515-dimmable-a19-led-lamp-6-watt-e26-single-contact-medium-screw-base-480-lumens-80-cri-2200-2700k-warm-white-561812 | Electrical Wholesalers Inc | 2020 | Yes
LED Lighting | A-Type | Philips Lighting | True |  | A19 (Arbitrary) |  | Medium Screw (E26), Medium Screw (E26), Medium Screw (E26) | Home Lamps, Bulbs, Ballasts Bulbs - LED LED - Traditional Lamps - A-Type Dimmable LED Lamp, 6W, 120V, Bulb: A-Type (A19), Base: Medium Screw (E26), Lumens: 450, CRI: 80, Color Temperature: 2700K-2200K (WarmGlow), Rated Average Life: 25,000 Hrs, Replaces 40W Incandescent, * Philips P/N 46251-5, Material # 929001215104 * Box Qty.: 10. Philips Lighting 6A19/LED/827-22/CL/DIM 120V Dimmable LED Lamp, 6W, 120V, Type A19 | 2700 | 80 | 480 | 80 |  | 6 | 1 | 6.73 | 6.73 | 7.908 | 2020Q3 | https://www.platt.com/platt-electric-supply/LED-Traditional-Lamps-A-Type/Philips-Lighting/6A19-LED-827-22-CL-DIM-120V/product.aspx?zpid=201828 | Platt | 2020 | Yes
LED Lighting | A-Type | Philips Lighting | True |  |  | A19 (Arbitrary) | Medium Screw (E26) | Home Lamps, Bulbs, Ballasts Bulbs - LED LED - Traditional Lamps - A-Type 6A19/LED/827-22/CL/DIM-120V Dimmable LED Lamp, 6W, 120V, Bulb: A-Type (A19), Base: Medium Screw (E26), Lumens: 450, CRI: 80, Color Temperature: 2700K-2200K (WarmGlow), Rated Average Life: 25,000 Hrs, Replaces 40W Incandescent, * Philips P/N 46251-5, Material # 929001215104 * Box Qty.: 10. Dimmable LED Lamp, 6W, 120V, Type A19 Philips Lighting 6A19/LED/827-22/CL/DIM-120V Dimmable LED Lamp, 6W, 120V, Type A19 | 2700 | 80 | 480 | 80 |  | 6 | 1 | 5.99 | 5.99 | 7.0385 | 2020Q3 | https://www.rexelusa.com/usr/Root-Category/Lamps,-Bulbs,-Ballasts/Bulbs---LED/LED---Traditional/Lamps---A-Type/Philips-Lighting-6A19-LED-827-22-CL-DIM-120V-Dimmable-LED-Lamp,-6W,-120V,-Type-A19/p/1053278?prevPageNumber=14 | Rexel Energy Solutions | 2020 | Yes
LED Lighting | A-Type | Brand TCP | True |  | General Purpose Replacement | A19 | E26 (Medium) | Damp Location Rated TCP 6 Watt Omni Directional LED A-19 Bulb 120 Volt Medium Base 2,700 Kelvin 450 Lumens 82 CRI 25,000 Average Hour Life 270° Dimmable Replaces 40W Incandescent Bulb Mfg #L40A19D2527K LED Bulb TCP 6W Omni-Directional A19 40W Equivalent 2700K Dim Package Of 12 | 2700 | 82 | 480 | 80 | 25000 | 6 | 12 | 68.5 | 5.7083 | 6.7075 | 2020Q2 | https://hdsupplysolutions.com/p/led-00-75-10-35/led-bulb-tcp-6w-omni-directional-a19-40w-equivalent-2700k-dim-package-of-12-p159449 | HD Supply | 2020 | Yes
LED Lighting | Reflector | Green Creative | True |  |  | BR30 |  | Dimmable 65W incandescent replacement Revolutionary CLOUD design 60% lighter due to environmentally friendly construction Suitable for use in totally enclosed fixtures More Information The BR30 CLOUD features an innovative design that provides more efficient light output than previous generations while using 35% less material. This environmentally friendly lamp weighs less than 100g and maintains a traditional incandescent form factor, making it suitable for all applications. Features: Wattage: 9.5W LED Bulb Shape: BR30 Bulb Base: E26 Base Voltage: 120V Rated Life: 25,000 hours Color Temperature: 2700K Beam Angle: 110° CRI: 90 Lumens: 700 Dimmable 65W incandescent replacement Revolutionary CLOUD design 60% lighter due to environmentally friendly construction Suitable for use in totally enclosed fixtures Model: 98023 *MFG Part Number*: 98023 The BR30 CLOUD features an innovative design that provides more efficient light output than previous generations while using 35% less material. This environmentally friendly lamp weighs less than 100g and maintains a traditional incandescent form factor, making it suitable for all applications. Green Creative 9.5W BR30 LED Bulb - E26 Base, 120V | 2700 | 90 | 700 | 73.6842 | 25000 | 9.5 | 1 | 18.87 | 18.87 | 22.173 | 2020Q2 | https://www.lbclighting.com/led/light-bulb-led/grnc-98023.html | LBC Lighting | 2020 | Yes
LED Lighting | Reflector | Green Creative | True |  |  | BR30 |  | Dimmable 65W incandescent replacement Revolutionary CLOUD design 60% lighter due to environmentally friendly construction Suitable for use in totally enclosed fixtures More Information The BR30 CLOUD features an innovative design that provides more efficient light output than previous generations while using 35% less material. This environmentally friendly lamp weighs less than 100g and maintains a traditional incandescent form factor, making it suitable for all applications. Features: Wattage: 9.5W LED Bulb Shape: BR30 Bulb Base: GU24 Base Voltage: 120V Rated Life: 25,000 hours Color Temperature: 2700K Beam Angle: 110° CRI: 90 Lumens: 700 Dimmable 65W incandescent replacement Revolutionary CLOUD design 60% lighter due to environmentally friendly construction Suitable for use in totally enclosed fixtures Model: 98024 *MFG Part Number*: 98024 The BR30 CLOUD features an innovative design that provides more efficient light output than previous generations while using 35% less material. This environmentally friendly lamp weighs less than 100g and maintains a traditional incandescent form factor, making it suitable for all applications. Green Creative 9.5W BR30 LED Bulb - GU24 Base, 120V | 2700 | 90 | 700 | 73.6842 | 25000 | 9.5 | 1 | 18.87 | 18.87 | 22.173 | 2020Q2 | https://www.lbclighting.com/led/light-bulb-led/grnc-98024.html | LBC Lighting | 2020 | Yes
LED Lighting | Reflector | Green Creative | True |  |  | MR16 |  | Dimmable Suitable for use in totally enclosed fixtures More Information This MR16 is suitable for use in totally enclosed fixtures and capable of operating in a broad range of applications. Whether it is installed in indoor/outdoor, recessed, track or landscape environments, this lamp’s advanced thermal design ensures optimal performance over the course of its lifetime. Features: Wattage: 8.5W LED Bulb Shape: MR16 Bulb Base: GU5.3 Base Voltage: 12V Rated Life: 25,000 hours Color Temperature: 3000K Beam Angle: 25° CRI: 92 Lumens: 580 Dimmable Suitable for use in totally enclosed fixtures Model: 98030 *MFG Part Number*: 98030 This MR16 is suitable for use in totally enclosed fixtures and capable of operating in a broad range of applications. Whether it is installed in indoor/outdoor, recessed, track or landscape environments, this lamp’s advanced thermal design ensures optimal performance over the course of its lifetime. Green Creative 8.5W MR16 LED Bulb - GU5.3 Base, 12V | 3000 | 92 | 580 | 68.2353 | 25000 | 8.5 | 1 | 17.97 | 17.97 | 21.1154 | 2020Q2 | https://www.lbclighting.com/led/light-bulb-led/grnc-98030.html | LBC Lighting | 2020 | Yes
LED Lighting | A-Type | Brand TCP | True |  | General Purpose Replacement | A19 | E26 (Medium) | Damp Location Rated TCP 7 Watt Omni Directional LED A-19 Bulb 120 Volt Medium Base 3,000 Kelvin 475 Lumens 82 CRI 25,000 Average Hour Life 270° Dimmable Replaces 40W Incandescent Bulb Mfg #L40A19D2530K Mfg #L40A19D2530K LED Bulb TCP 7W Omni-Directional A19 40W Equivalent 3000K Dim Package Of 12 | 3000 | 82 | 480 | 80 | 25000 | 6 | 12 | 39 | 3.25 | 3.8189 | 2020Q2 | https://hdsupplysolutions.com/p/led-00-75-10-35/led-bulb-tcp-7w-omni-directional-a19-40w-equivalent-3000k-dim-package-of-12-p159450 | HD Supply | 2020 | Yes
LED Lighting | A-Type | Satco | False |  | General Purpose Replacement | A19 | E26 (Medium) | Damp Location Rated Home / Light Bulbs / LED / Satco - S9590 - 6A19/LED/2700K/120V Enclosed Fixture Rated; Energy Star Certified; Suitable for Use in Damp Locations 6W A19 LED Lamp - Universal - 480 Lumens - Warm White (2700K) - 80 CRI - 15000 Hours - E26 (Medium) - 120 to 130V - Frost Satco - S9590 - 6A19/LED/2700K/120V | 2700 | 82 | 480 | 80 | 15000 | 6 | 1 | 2.9 | 2.9 | 3.4076 | 2020Q2 | https://shop.regencylighting.com/lamps/led/6a19-led-2700k-120v-s9590.html | Regency Lighting | 2020 | Yes
LED Lighting | A-Type | Satco | True |  | General Purpose Replacement | A19 | E26 (Medium) | Damp Location Rated,Recessed Fixtures Home / Light Bulbs / LED / Satco - S29832 - 6A19/OMNI/220/LED/35K Enclosed Fixture Rated; Energy Star Certified; Suitable for Use in Damp Locations 6W A19 LED Lamp - Universal - 480 Lumens - Neutral White (3500K) - 80 CRI - 25000 Hours - E26 (Medium) - 120 to 130V - Frost Satco - S29832 - 6A19/OMNI/220/LED/35K | 3500 | 84 | 480 | 80 | 25000 | 6 | 1 | 4.37 | 4.37 | 5.1349 | 2020Q2 | https://shop.regencylighting.com/lamps/led/6a19-omni-220-led-35k-s29832.html | Regency Lighting | 2020 | Yes
LED Lighting | A-Type | Satco | False |  | General Purpose Replacement | A19 | E26 (Medium) | Damp Location Rated Home / Light Bulbs / LED / LED A-Line / Satco - S9590 - 6A19/LED/2700K/120V Enclosed Fixture Rated; Energy Star Certified; Suitable for Use in Damp Locations 6W A19 LED Lamp - Universal - 480 Lumens - Warm White (2700K) - 80 CRI - 15000 Hours - E26 (Medium) - 120 to 130V - Frost Satco - S9590 - 6A19/LED/2700K/120V | 2700 | 82 | 480 | 80 | 15000 | 6 | 1 | 2.9 | 2.9 | 3.4076 | 2020Q2 | https://shop.regencylighting.com/lamps/led/a-line/6a19-led-2700k-120v-s9590.html | Regency Lighting | 2020 | Yes
LED Lighting | A-Type | Satco | True |  | General Purpose Replacement | A19 | E26 (Medium) | Damp Location Rated,Recessed Fixtures Home / Light Bulbs / LED / LED A-Line / Satco - S29832 - 6A19/OMNI/220/LED/35K Enclosed Fixture Rated; Energy Star Certified; Suitable for Use in Damp Locations 6W A19 LED Lamp - Universal - 480 Lumens - Neutral White (3500K) - 80 CRI - 25000 Hours - E26 (Medium) - 120 to 130V - Frost Satco - S29832 - 6A19/OMNI/220/LED/35K | 3500 | 84 | 480 | 80 | 25000 | 6 | 1 | 4.37 | 4.37 | 5.1349 | 2020Q2 | https://shop.regencylighting.com/lamps/led/a-line/6a19-omni-220-led-35k-s29832.html | Regency Lighting | 2020 | Yes
LED Lighting | Reflector | Green Creative | True |  |  | MR16 |  | Dimmable Suitable to replace 50W Halogen MR16 lamps Compatible with most low-voltage electronic transformers Smooth dimming with most electronic low-voltage dimming controls Suitable for use in totally enclosed fixtures More Information 5.5W MR16 LED Bulb - GU10 Base, 120V Features: Wattage: 5.5W LED Bulb Shape: MR16 Bulb Base: GU10 Base Voltage: 120V Rated Life: 25,000 hours Color Temperature: 2700K, 3000K Beam Angle: 35° CRI: 92 Lumens: 450-470 Dimmable Suitable to replace 50W Halogen MR16 lamps Compatible with most low-voltage electronic transformers Smooth dimming with most electronic low-voltage dimming controls Suitable for use in totally enclosed fixtures Models: 98151 , 98152 *MFG Part Number*: 98151 , 98152 5.5W MR16 LED Bulb - GU10 Base, 120V Green Creative 5.5W MR16 LED Bulb - GU10 Base, 120V | 2700 | 92 | 450 | 81.8182 | 25000 | 5.5 | 1 | 11.97 | 11.97 | 14.0652 | 2020Q2 | https://www.lbclighting.com/led/light-bulb-led/grnc-98151.html | LBC Lighting | 2020 | Yes
LED Lighting | Reflector | Green Creative | True |  |  | MR16 |  | Dimmable Suitable to replace 50W Halogen MR16 lamps Compatible with most low-voltage electronic transformers Smooth dimming with most electronic low-voltage dimming controls Suitable for use in totally enclosed fixtures More Information 7W MR16 LED Bulb - GU5.3 Base, 12V Features: Wattage: 7W LED Bulb Shape: MR16 Bulb Base: GU5.3 Base Voltage: 12V Rated Life: 25,000 hours Color Temperature: 2700K, 3000K, 4000K Beam Angle: 35° CRI: 92 Lumens: 530-570 Dimmable Suitable to replace 50W Halogen MR16 lamps Compatible with most low-voltage electronic transformers Smooth dimming with most electronic low-voltage dimming controls Suitable for use in totally enclosed fixtures Models: 98153 , 98154 , 98155 *MFG Part Number*: 98153 , 98154 , 98155 7W MR16 LED Bulb - GU5.3 Base, 12V Green Creative 7W MR16 LED Bulb - GU5.3 Base, 12V | 2700 | 92 | 530 | 75.7143 | 25000 | 7 | 1 | 11.97 | 11.97 | 14.0652 | 2020Q2 | https://www.lbclighting.com/led/light-bulb-led/grnc-98153-271093.html | LBC Lighting | 2020 | Yes
LED Lighting | Reflector | Green Creative | False |  |  | PAR30 |  | Non-Dimmable Replaces 75W Halogen & 39W CMH Not intended for use in totally enclosed fixtures More Information 19.5W PAR30 LED Bulb - E26 Base, 120-277V Features: Finish: White Wattage: 19.5W LED Bulb Shape: PAR30 Bulb Base: E26 Base Voltage: 120-277V Rated Life: 50,000 hours Color Temperature: 3000K, 4000K Beam Angle: 25°, 40° CRI: 92 Lumens: 1800 Non-Dimmable Replaces 75W Halogen & 39W CMH Not intended for use in totally enclosed fixtures Models: 98206 , 98207 , 98208 , 98209 *MFG Part Number*: 98206 , 98207 , 98208 , 98209 19.5W PAR30 LED Bulb - E26 Base, 120-277V Green Creative 19.5W PAR30 LED Bulb - E26 Base, 120-277V | 3000 | 92 | 1800 | 92.3077 | 50000 | 19.5 | 1 | 39.87 | 39.87 | 46.8488 | 2020Q2 | https://www.lbclighting.com/led/light-bulb-led/grnc-98206.html | LBC Lighting | 2020 | Yes
LED Lighting | Reflector | Green Creative | False |  |  | PAR38 (Reflector) |  | Non-Dimmable Replaces 250W Halogen Not intended for use in totally enclosed fixtures More Information 25W PAR38 LED Bulb - E26 Base, 120-277V Features: Finish: White Wattage: 25W LED Bulb Shape: PAR38 Bulb Base: E26 Base Voltage: 120-277V Rated Life: 50,000 hours Color Temperature: 2700K, 3000K, 4000K Beam Angle: 25°, 40° CRI: 92 Lumens: 2400-2500 Non-Dimmable Replaces 250W Halogen Not intended for use in totally enclosed fixtures Models: 98223 , 98210 , 98211 , 98212 , 98213 *MFG Part Number*: 98223 , 98210 , 98211 , 98212 , 98213 + More - Less 25W PAR38 LED Bulb - E26 Base, 120-277V Green Creative 25W PAR38 LED Bulb - E26 Base, 120-277V | 2700 | 92 | 2400 | 96 | 50000 | 25 | 1 | 47.97 | 47.97 | 56.3666 | 2020Q2 | https://www.lbclighting.com/led/light-bulb-led/grnc-98223.html | LBC Lighting | 2020 | Yes
LED Lighting | Decorative | Green Creative | True |  |  | ST19 |  | 40W incandescent replacement Great for decorative retrofit needs Comfortable warm diffused light Smooth dimming with existing installations More Information 4W ST19 Filament LED Bulb - E26 Base, 120V Features: Wattage: 4W LED Bulb Base: E26 Base Bulb Shape: ST19 Voltage: 120-277V Rated Life: 15,000 hours Color Temperature: 2000K CRI: 80 Lumens: 300 Beam Angle: 300° 40W incandescent replacement Great for decorative retrofit needs Comfortable warm diffused light Smooth dimming with existing installations Model: 98239 *MFG Part Number*: 98239- 4W ST19 Filament LED Bulb - E26 Base, 120V Green Creative 4W ST19 Filament LED Bulb - E26 Base, 120V | 2000 | 80 | 300 | 75 | 15000 | 4 | 1 | 3.74 | 3.74 | 4.3946 | 2020Q2 | https://www.lbclighting.com/led/light-bulb-led/grnc-98239.html | LBC Lighting | 2020 | Yes
LED Lighting | Decorative | Green Creative | True |  |  | B11 (Torpedo) |  | 40W Incandescent replacement Comfortable warm diffused light Vintage candle look fits all applications Smooth dimming with existing installations More Information 3.3W B11 Filament LED Bulb - E12 Base, 120V Features: Wattage: 3.3W LED Bulb Base: E12 Base Bulb Shape: B11 Finish: Clear Voltage: 120V Rated Life: 15,000 hours Color Temperature: 2700K CRI: 90 Lumens: 250 Beam Angle: 300° 40W Incandescent replacement Comfortable warm diffused light Vintage candle look fits all applications Smooth dimming with existing installations Model: 98241 *MFG Part Number*: 98241- 3.3W B11 Filament LED Bulb - E12 Base, 120V Green Creative 3.3W B11 Filament LED Bulb - E12 Base, 120V | 2700 | 90 | 250 | 75.7576 | 15000 | 3.3 | 1 | 4.33 | 4.33 | 5.0879 | 2020Q2 | https://www.lbclighting.com/led/light-bulb-led/grnc-98241.html | LBC Lighting | 2020 | Yes
LED Lighting | Decorative | Green Creative | True |  |  | B11 (Torpedo) |  | 40W Incandescent replacement Comfortable warm diffused light Vintage candle look fits all applications Smooth dimming with existing installations More Information 3.3W B11 Filament LED Bulb - E26 Base, 120V Features: Wattage: 3.3W LED Bulb Base: E26 Base Bulb Shape: B11 Finish: Clear Voltage: 120V Rated Life: 15,000 hours Color Temperature: 2700K CRI: 92 Lumens: 250 Beam Angle: 300° 40W Incandescent replacement Comfortable warm diffused light Vintage candle look fits all applications Smooth dimming with existing installations Model: 98242 *MFG Part Number*: 98242 3.3W B11 Filament LED Bulb - E26 Base, 120V Green Creative 3.3W B11 Filament LED Bulb - E26 Base, 120V | 2700 | 92 | 250 | 75.7576 | 15000 | 3.3 | 1 | 4.47 | 4.47 | 5.2524 | 2020Q2 | https://www.lbclighting.com/led/light-bulb-led/grnc-98242.html | LBC Lighting | 2020 | Yes
LED Lighting | A-Type | Maxlite | True |  | General Purpose Replacement | A19 | GU24 | Recessed Fixtures,Damp Location Rated Home / Light Bulbs / LED / LED A-Line / Maxlite - 14099405 - E6A19GUDLED27/G6 Enclosed Rated 6W A19 LED Lamp - Universal - 480 Lumens - Warm White (2700K) - 80 CRI - 2500 Hours - GU24 (Bi-Pin / Twist & Lock) - 120 to 130V Maxlite - 14099405 - E6A19GUDLED27/G6 | 2700 | 82 | 480 | 80 | 25000 | 6 | 1 | 3.31 | 3.31 | 3.8894 | 2020Q2 | https://shop.regencylighting.com/lamps/led/a-line/e6a19gudled27-g6-mxt.html | Regency Lighting | 2020 | Yes
LED Lighting | A-Type | Maxlite | True |  | General Purpose Replacement | A19 | GU24 | Recessed Fixtures,Damp Location Rated Home / Light Bulbs / LED / LED A-Line / Maxlite - 14099406 - E6A19GUDLED30/G6 Enclosed Rated 6W A19 LED Lamp - Universal - 480 Lumens - Warm White (3000K) - 82 CRI - 2500 Hours - GU24 (Bi-Pin / Twist & Lock) - 120 to 130V Maxlite - 14099406 - E6A19GUDLED30/G6 | 3000 | 83 | 480 | 80 | 25000 | 6 | 1 | 3.31 | 3.31 | 3.8894 | 2020Q2 | https://shop.regencylighting.com/lamps/led/a-line/e6a19gudled30-g6-mxt.html | Regency Lighting | 2020 | Yes
LED Lighting | A-Type | Maxlite | True |  | General Purpose Replacement | A19 | GU24 | Recessed Fixtures,Damp Location Rated Home / Light Bulbs / LED / LED A-Line / Maxlite - 14099407 - E6A19GUDLED40/G6 Enclosed Rated 6W A19 LED Lamp - Universal - 480 Lumens - Cool White (4000K) - 83 CRI - 2500 Hours - GU24 (Bi-Pin / Twist & Lock) - 120 to 130V Maxlite - 14099407 - E6A19GUDLED40/G6 | 4000 | 84 | 480 | 80 | 25000 | 6 | 1 | 3.31 | 3.31 | 3.8894 | 2020Q2 | https://shop.regencylighting.com/lamps/led/a-line/e6a19gudled40-g6-mxt.html | Regency Lighting | 2020 | Yes
LED Lighting | A-Type | TCP | True |  | General Purpose Replacement | A19 | E26 (Medium) | Damp Location Rated Home / Light Bulbs / LED / LED A-Line / TCP - L40A19D2527K Energy Star; Durable Plastic Housing; Enclosed Fixture Rated; Damp Location Rated 6W A19 LED Lamp - Universal - 480 Lumens - Warm White (2700K) - 80 CRI - 25000 Hours - E26 (Medium) - 120 to 130V TCP - L40A19D2527K | 2700 | 82 | 480 | 80 | 25000 | 6 | 1 | 2.87 | 2.87 | 3.3724 | 2020Q2 | https://shop.regencylighting.com/lamps/led/a-line/l40a19d2527k-tcp.html | Regency Lighting | 2020 | Yes
LED Lighting | Decorative | Green Creative | True |  |  | G25 (Globe) |  | 40W Incandescent replacement Comfortable warm diffused light Vintage globe look fits all applications Smooth dimming with existing installations More Information 3.8W G25 Filament LED Bulb - E26 Base, 120V Features: Wattage: 3.8W LED Bulb Base: E26 Base Bulb Shape: G25 Finish: Clear Voltage: 120V Rated Life: 15,000 hours Color Temperature: 2700K CRI: 92 Lumens: 350 Beam Angle: 300° 40W Incandescent replacement Comfortable warm diffused light Vintage globe look fits all applications Smooth dimming with existing installations Model: 98377 *MFG Part Number*: 98377 3.8W G25 Filament LED Bulb - E26 Base, 120V Green Creative 3.8W G25 Filament LED Bulb - E26 Base, 120V | 2700 | 92 | 350 | 92.1053 | 15000 | 3.8 | 1 | 5.37 | 5.37 | 6.31 | 2020Q2 | https://www.lbclighting.com/led/light-bulb-led/grnc-98377.html | LBC Lighting | 2020 | Yes
LED Lighting | Decorative | Green Creative | True |  |  | G25 (Globe) |  | 40W Incandescent replacement Comfortable warm diffused light Vintage globe look fits all applications Smooth dimming with existing installations More Information 4W G25 Filament LED Bulb - E26 Base, 120V Features: Wattage: 4W LED Bulb Base: E26 Base Bulb Shape: G25 Finish: Amber Voltage: 120V Rated Life: 15,000 hours Color Temperature: 2000K CRI: 92 Lumens: 250 Beam Angle: 300° 40W Incandescent replacement Comfortable warm diffused light Vintage globe look fits all applications Smooth dimming with existing installations Model: 98378 *MFG Part Number*: 98378 4W G25 Filament LED Bulb - E26 Base, 120V Green Creative 4W G25 Filament LED Bulb - E26 Base, 120V | 2000 | 92 | 250 | 62.5 | 15000 | 4 | 1 | 5.67 | 5.67 | 6.6625 | 2020Q2 | https://www.lbclighting.com/led/light-bulb-led/grnc-98378.html | LBC Lighting | 2020 | Yes
LED Lighting | A-Type | TCP | True |  | General Purpose Replacement | A19 | E26 (Medium) | Damp Location Rated Home / Light Bulbs / LED / LED A-Line / TCP - L40A19D2530K Damp Location Rated; Energy Star Rated; Suitable for Use in Totally Enclosed Fixtures 6W A19 LED Lamp - Universal - 480 Lumens - Warm White (3000K) - 80 CRI - 25000 Hours - E26 (Medium) - 120 to 130V - Frost TCP - L40A19D2530K | 3000 | 82 | 480 | 80 | 25000 | 6 | 12 | 36.96 | 3.08 | 3.6191 | 2020Q2 | https://shop.regencylighting.com/lamps/led/a-line/l40a19d2530k-tcp.html | Regency Lighting | 2020 | Yes
LED Lighting | A-Type | TCP | False |  | General Purpose Replacement | A19 | E26 (Medium) | Damp Location Rated Home / Light Bulbs / LED / LED A-Line / TCP - L6A19N1527K Energy Star; Durable Plastic Housing; Enclosed Fixture Rated; Damp Location Rated 6W A19 LED Lamp - Universal - 480 Lumens - Warm White (2700K) - 80 CRI - 15000 Hours - E26 (Medium) - 120 to 130V TCP - L6A19N1527K | 2700 | 83 | 480 | 80 | 15000 | 6 | 1 | 2.11 | 2.11 | 2.4793 | 2020Q2 | https://shop.regencylighting.com/lamps/led/a-line/l6a19n1527k-tcp.html | Regency Lighting | 2020 | Yes
LED Lighting | Decorative | Green Creative | True |  |  | G16 and G16-1/2 (Globe) |  | 40W Incandescent replacement Micro-designed driver - No heatsink required Vintage globe look fits all applications Smooth dimming with existing installations More Information 4W G16.5 Filament LED Bulb - E12 Base, 120V Features: Wattage: 4W LED Bulb Base: E12 Base Bulb Shape: G16.5 Finish: Clear Voltage: 120V Rated Life: 15,000 hours Color Temperature: 2700K CRI: 82 Lumens: 350 Beam Angle: 300° 40W Incandescent replacement Micro-designed driver - No heatsink required Vintage globe look fits all applications Smooth dimming with existing installations Model: 98451 *MFG Part Number*: 98451 4W G16.5 Filament LED Bulb - E12 Base, 120V Green Creative 4W G16.5 Filament LED Bulb - E12 Base, 120V | 2700 | 82 | 350 | 87.5 | 15000 | 4 | 1 | 3.57 | 3.57 | 4.1949 | 2020Q2 | https://www.lbclighting.com/led/light-bulb-led/grnc-98451.html | LBC Lighting | 2020 | Yes
LED Lighting | Decorative | Green Creative | True |  |  | G16 and G16-1/2 (Globe) |  | 40W Incandescent replacement Micro-designed driver - No heatsink required Vintage globe look fits all applications Smooth dimming with existing installations More Information 4W G16.5 Filament LED Bulb - E26 Base, 120V Features: Wattage: 4W LED Bulb Base: E26 Base Bulb Shape: G16.5 Finish: Clear Voltage: 120V Rated Life: 15,000 hours Color Temperature: 2700K CRI: 82 Lumens: 350 Beam Angle: 300° 40W Incandescent replacement Micro-designed driver - No heatsink required Vintage globe look fits all applications Smooth dimming with existing installations Model: 98452 *MFG Part Number*: 98452 4W G16.5 Filament LED Bulb - E26 Base, 120V Green Creative 4W G16.5 Filament LED Bulb - E26 Base, 120V | 2700 | 82 | 350 | 87.5 | 15000 | 4 | 1 | 3.57 | 3.57 | 4.1949 | 2020Q2 | https://www.lbclighting.com/led/light-bulb-led/grnc-98452.html | LBC Lighting | 2020 | Yes
LED Lighting | Decorative | Green Creative | True |  |  | G16 and G16-1/2 (Globe) |  | 40W Incandescent replacement Micro-designed driver - No heatsink required Vintage globe look fits all applications Smooth dimming with existing installations More Information 4W G16.5 Filament LED Bulb - E26 Base, 120V Features: Wattage: 4W LED Bulb Base: E12 Base Bulb Shape: G16.5 Finish: Amber Voltage: 120V Rated Life: 15,000 hours Color Temperature: 2000K CRI: 82 Lumens: 250 Beam Angle: 300° 40W Incandescent replacement Micro-designed driver - No heatsink required Vintage globe look fits all applications Smooth dimming with existing installations Model: 98453 *MFG Part Number*: 98453 4W G16.5 Filament LED Bulb - E26 Base, 120V Green Creative 4W G16.5 Filament LED Bulb - E12 Base, 120V | 2000 | 82 | 250 | 62.5 | 15000 | 4 | 1 | 3.57 | 3.57 | 4.1949 | 2020Q2 | https://www.lbclighting.com/led/light-bulb-led/grnc-98453.html | LBC Lighting | 2020 | Yes
LED Lighting | Decorative | Green Creative | True |  |  | B11 (Torpedo) |  | 60W Incandescent replacement Micro-designed driver - No heatsink required Vintage candle look fits all applications Smooth dimming with existing installations More Information 5W B11 Filament LED Bulb - E12 Base, 120V Features: Wattage: 5W LED Bulb Base: E12 Base Bulb Shape: B11 Finish: Clear Voltage: 120V Rated Life: 15,000 hours Color Temperature: 2700K CRI: 82 Lumens: 500 Beam Angle: 300° 60W Incandescent replacement Micro-designed driver - No heatsink required Vintage candle look fits all applications Smooth dimming with existing installations Model: 98454 *MFG Part Number*: 98454 5W B11 Filament LED Bulb - E12 Base, 120V Green Creative 5W B11 Filament LED Bulb - E12 Base, 120V | 2700 | 82 | 500 | 100 | 15000 | 5 | 1 | 4.62 | 4.62 | 5.4287 | 2020Q2 | https://www.lbclighting.com/led/light-bulb-led/grnc-98454.html | LBC Lighting | 2020 | Yes
LED Lighting | Decorative | Green Creative | True |  |  | B11 (Torpedo) |  | 60W Incandescent replacement Micro-designed driver - No heatsink required Vintage candle look fits all applications Smooth dimming with existing installations More Information 5W B11 Filament LED Bulb - E26 Base, 120V Features: Wattage: 5W LED Bulb Base: E26 Base Bulb Shape: B11 Finish: Clear Voltage: 120V Rated Life: 15,000 hours Color Temperature: 2700K CRI: 82 Lumens: 500 Beam Angle: 300° 60W Incandescent replacement Micro-designed driver - No heatsink required Vintage candle look fits all applications Smooth dimming with existing installations Model: 98455 *MFG Part Number*: 98455 5W B11 Filament LED Bulb - E26 Base, 120V Green Creative 5W B11 Filament LED Bulb - E26 Base, 120V | 2700 | 82 | 500 | 100 | 15000 | 5 | 1 | 4.62 | 4.62 | 5.4287 | 2020Q2 | https://www.lbclighting.com/led/light-bulb-led/grnc-98455.html | LBC Lighting | 2020 | Yes
LED Lighting | Decorative | Green Creative | True |  |  | B11 (Torpedo) |  | 40W Incandescent replacement Micro-designed driver - No heatsink required Vintage candle look fits all applications Smooth dimming with existing installations More Information 3.8W B11 Filament LED Bulb - E12 Base, 120V Features: Wattage: 3.8W LED Bulb Base: E12 Base Bulb Shape: B11 Finish: White Voltage: 120V Rated Life: 15,000 hours Color Temperature: 2700K CRI: 82 Lumens: 300 Beam Angle: 300° 40W Incandescent replacement Micro-designed driver - No heatsink required Vintage candle look fits all applications Smooth dimming with existing installations Model: 98456 *MFG Part Number*: 98456 3.8W B11 Filament LED Bulb - E12 Base, 120V Green Creative 3.8W B11 Filament LED Bulb - E12 Base, 120V | 2700 | 82 | 300 | 78.9474 | 15000 | 3.8 | 1 | 4.47 | 4.47 | 5.2524 | 2020Q2 | https://www.lbclighting.com/led/light-bulb-led/grnc-98456.html | LBC Lighting | 2020 | Yes
LED Lighting | Decorative | Green Creative | True |  |  | S14 |  | 11W Incandescent replacement Micro-designed driver - No heatsink required Vintage globe look fits all applications Smooth dimming with existing installations More Information 1W S14 Filament LED Bulb - E26 Base, 120V Features: Wattage: 1W LED Bulb Base: E26 Base Bulb Shape: S14 Finish: Clear Voltage: 120V Rated Life: 15,000 hours Color Temperature: 2700K CRI: 82 Lumens: 55 Beam Angle: 300° 11W Incandescent replacement Micro-designed driver - No heatsink required Vintage globe look fits all applications Smooth dimming with existing installations Model: 98457 *MFG Part Number*: 98457 1W S14 Filament LED Bulb - E26 Base, 120V Green Creative 1W S14 Filament LED Bulb - E26 Base, 120V | 2700 | 82 | 55 | 55 | 15000 | 1 | 1 | 3.87 | 3.87 | 4.5474 | 2020Q2 | https://www.lbclighting.com/led/light-bulb-led/grnc-98457.html | LBC Lighting | 2020 | Yes
LED Lighting | Decorative | Green Creative | [5 empty] | Plug & Play – Easy to install 40W fluorescent replacement Compatible with Instant / Program start electronic ballasts Opaque glass lens reduces glare Plastic film prevents glass from shattering Built-in thermal fuse for over-temperature protection More Information 13W PLL LED Tube - 2G11 Base, 120-277V Features: Wattage: 13W LED Bulb Base: 2G11 Base Voltage: 120-277V Rated Life: 50,000 hours Color Temperature: 3000K, 3500K, 4000K CRI: 82 Lumens: 2050-2100 Beam Angle: 160 degrees Plug & Play – Easy to install 40W fluorescent replacement Compatible with Instant / Program start electronic ballasts Opaque glass lens reduces glare Plastic film prevents glass from shattering Built-in thermal fuse for over-temperature protection Models: 98477 , 98478 , 98479 *MFG Part Number*: 98477 , 98478 , 98479 13W PLL LED Tube - 2G11 Base, 120-277V Green Creative 13W PLL LED Tube - 2G11 Base, 120-277V | 3000 | 82 | 2050 | 157.6923 | 50000 | 13 | 1 | 19.92 | 19.92 | 23.4068 | 2020Q2 | https://www.lbclighting.com/led/light-bulb-led/grnc-98477.html | LBC Lighting | 2020 | Yes
LED Lighting | Reflector | Green Creative | True |  |  | MR16 |  | Dimmable Suitable to replace 75W Halogen MR16 lamps Compatible with most low-voltage electronic transformers Smooth dimming with most electronic low-voltage dimming controls Suitable for use in totally enclosed fixtures More Information 7W MR16 LED Bulb - GU5.3 Base, 12V Features: Wattage: 7W LED Bulb Shape: MR16 Bulb Base: GU5.3 Base Voltage: 12V Rated Life: 25,000 hours Color Temperature: 2700K, 3000K Beam Angle: 15° CRI: 92 Lumens: 580 Dimmable Suitable to replace 75W Halogen MR16 lamps Compatible with most low-voltage electronic transformers Smooth dimming with most electronic low-voltage dimming controls Suitable for use in totally enclosed fixtures Models: 98481 , 98484 *MFG Part Number*: 98481 , 98484 7W MR16 LED Bulb - GU5.3 Base, 12V Green Creative 7W MR16 LED Bulb - GU5.3 Base, 12V | 2700 | 92 | 580 | 82.8571 | 25000 | 7 | 1 | 21.42 | 21.42 | 25.1693 | 2020Q2 | https://www.lbclighting.com/led/light-bulb-led/grnc-98481.html | LBC Lighting | 2020 | Yes
LED Lighting | Reflector | Green Creative | True |  |  | MR16 |  | Dimmable Suitable to replace 75W Halogen MR16 lamps Compatible with most low-voltage electronic transformers Smooth dimming with most electronic low-voltage dimming controls Suitable for use in totally enclosed fixtures More Information 7.5W MR16 LED Bulb - GU5.3 Base, 12V Features: Wattage: 7.5W LED Bulb Shape: MR16 Bulb Base: GU5.3 Base Voltage: 12V Rated Life: 25,000 hours Color Temperature: 2700K, 3000K Beam Angle: 25°, 35° CRI: 92 Lumens: 580 Dimmable Suitable to replace 75W Halogen MR16 lamps Compatible with most low-voltage electronic transformers Smooth dimming with most electronic low-voltage dimming controls Suitable for use in totally enclosed fixtures Models: 98482 , 98483 , 98485 , 98486 *MFG Part Number*: 98482 , 98483 , 98485 , 98486 7.5W MR16 LED Bulb - GU5.3 Base, 12V Green Creative 7.5W MR16 LED Bulb - GU5.3 Base, 12V | 2700 | 92 | 580 | 77.3333 | 25000 | 7.5 | 1 | 21.42 | 21.42 | 25.1693 | 2020Q2 | https://www.lbclighting.com/led/light-bulb-led/grnc-98482.html | LBC Lighting | 2020 | Yes
LED Lighting | Decorative | Green Creative | [5 empty] | Plug & Play – Easy to install 40W fluorescent replacement Compatible with Instant / Program start electronic ballasts Opaque glass lens reduces glare Plastic film prevents glass from shattering Built-in thermal fuse for over-temperature protection More Information 14.5W PLL LED Tube - 2G11 Base, 120-277V Features: Wattage: 14.5W LED Bulb Base: 2G11 Base Voltage: 120-277V Rated Life: 50,000 hours Color Temperature: 3500K, 4000K CRI: 82 Lumens: 1950-2000 Beam Angle: 160 degrees Plug & Play – Easy to install 40W fluorescent replacement Compatible with Instant / Program start electronic ballasts Opaque glass lens reduces glare Plastic film prevents glass from shattering Built-in thermal fuse for over-temperature protection Models: 98488 , 98489 *MFG Part Number*: 98488 , 98489 14.5W PLL LED Tube - 2G11 Base, 120-277V Green Creative 14.5W PLL LED Tube - 2G11 Base, 120-277V | 3500 | 82 | 1950 | 134.4828 | 50000 | 14.5 | 1 | 19.92 | 19.92 | 23.4068 | 2020Q2 | https://www.lbclighting.com/led/light-bulb-led/grnc-98488.html | LBC Lighting | 2020 | Yes
LED Lighting | A-Type | TCP | False |  | General Purpose Replacement | A19 | E26 (Medium) | Damp Location Rated Home / Light Bulbs / LED / LED A-Line / TCP - L6A19N1530K Suitable for Use in Totally Enclosed Fixtures; Energy Star Certified 6W A19 LED Lamp - Universal - 480 Lumens - Warm White (3000K) - 80 CRI - 15000 Hours - E26 (Medium) - 120 to 130V TCP - L6A19N1530K | 3000 | 83 | 480 | 80 | 15000 | 6 | 1 | 2.11 | 2.11 | 2.4793 | 2020Q2 | https://shop.regencylighting.com/lamps/led/a-line/l6a19n1530k-tcp.html | Regency Lighting | 2020 | Yes
LED Lighting | A-Type | TCP | False |  | General Purpose Replacement | A19 | E26 (Medium) | Damp Location Rated Home / Light Bulbs / LED / LED A-Line / TCP - L6A19N1541K Energy Star; Durable Plastic Housing; Enclosed Fixture Rated; Damp Location Rated 6W A19 LED Lamp - Universal - 480 Lumens - Cool White (4100K) - 80 CRI - 15000 Hours - E26 (Medium) - 120 to 130V TCP - L6A19N1541K | 4000 | 82 | 480 | 80 | 15000 | 6 | 1 | 2.11 | 2.11 | 2.4793 | 2020Q2 | https://shop.regencylighting.com/lamps/led/a-line/l6a19n1541k-tcp.html | Regency Lighting | 2020 | Yes
LED Lighting | A-Type | TCP | False | Daylighting/Photocell, | General Purpose Replacement | A19 | E26 (Medium) | Damp Location Rated Home / Light Bulbs / LED / LED A-Line / TCP - L6A19N1550K Energy Star; Durable Plastic Housing; Enclosed Fixture Rated; Damp Location Rated 6W A19 LED Lamp - Universal - 480 Lumens - Daylight (5000K) - 80 CRI - 15000 Hours - E26 (Medium) - 120 to 130V - White TCP - L6A19N1550K | 5000 | 86 | 480 | 80 | 15000 | 6 | 1 | 2.11 | 2.11 | 2.4793 | 2020Q2 | https://shop.regencylighting.com/lamps/led/a-line/l6a19n1550k-tcp.html | Regency Lighting | 2020 | Yes
LED Lighting | A-Type | Maxlite | True |  | General Purpose Replacement | A19 | GU24 | Recessed Fixtures,Damp Location Rated Home / Light Bulbs / LED / Maxlite - 14099405 - E6A19GUDLED27/G6 Enclosed Rated 6W A19 LED Lamp - Universal - 480 Lumens - Warm White (2700K) - 80 CRI - 2500 Hours - GU24 (Bi-Pin / Twist & Lock) - 120 to 130V Maxlite - 14099405 - E6A19GUDLED27/G6 | 2700 | 82 | 480 | 80 | 25000 | 6 | 1 | 3.31 | 3.31 | 3.8894 | 2020Q2 | https://shop.regencylighting.com/lamps/led/e6a19gudled27-g6-mxt.html | Regency Lighting | 2020 | Yes
LED Lighting | A-Type | Maxlite | True |  | General Purpose Replacement | A19 | GU24 | Recessed Fixtures,Damp Location Rated Home / Light Bulbs / LED / Maxlite - 14099406 - E6A19GUDLED30/G6 Enclosed Rated 6W A19 LED Lamp - Universal - 480 Lumens - Warm White (3000K) - 82 CRI - 2500 Hours - GU24 (Bi-Pin / Twist & Lock) - 120 to 130V Maxlite - 14099406 - E6A19GUDLED30/G6 | 3000 | 83 | 480 | 80 | 25000 | 6 | 1 | 3.31 | 3.31 | 3.8894 | 2020Q2 | https://shop.regencylighting.com/lamps/led/e6a19gudled30-g6-mxt.html | Regency Lighting | 2020 | Yes
LED Lighting | A-Type | Maxlite | True |  | General Purpose Replacement | A19 | GU24 | Recessed Fixtures,Damp Location Rated Home / Light Bulbs / LED / Maxlite - 14099407 - E6A19GUDLED40/G6 Enclosed Rated 6W A19 LED Lamp - Universal - 480 Lumens - Cool White (4000K) - 83 CRI - 2500 Hours - GU24 (Bi-Pin / Twist & Lock) - 120 to 130V Maxlite - 14099407 - E6A19GUDLED40/G6 | 4000 | 84 | 480 | 80 | 25000 | 6 | 1 | 3.31 | 3.31 | 3.8894 | 2020Q2 | https://shop.regencylighting.com/lamps/led/e6a19gudled40-g6-mxt.html | Regency Lighting | 2020 | Yes
LED Lighting | Downlight | Satco | True |  |  | Down Light |  | Dimmable More Information Satco 13.5W KolourOne Sprint Dimmable Downlight Retrofit LED Bulb - E26 Medium Base, 120V Features: Wattage: 13.5W Type: LED Bulb Shape: Down Light Bulb Base: E26 Medium Voltage: 120V Color Temperature: 2700K CRI: 84 Lumens: 860 Beam Spread: 110 degrees Average Rated Life: 25,000 Hours Incandescent Equivalent: 65W Dimmable *MFG Part Number*: S8848 Satco 13.5W KolourOne Sprint Dimmable Downlight Retrofit LED Bulb - E26 Medium Base, 120V Satco 13.5W Dimmable Downlight Retrofit LED Bulb - E26 Medium Base, 120V | 2700 | 84 | 860 | 63.7037 | 25000 | 13.5 | 1 | 43.5 | 43.5 | 51.1142 | 2020Q2 | https://www.lbclighting.com/led/light-bulb-led/stco-13-5dlr-sprint-led.html | LBC Lighting | 2020 | Yes
LED Lighting | A-Type | TCP | True |  | General Purpose Replacement | A19 | E26 (Medium) | Damp Location Rated Home / Light Bulbs / LED / TCP - L40A19D2527K Energy Star; Durable Plastic Housing; Enclosed Fixture Rated; Damp Location Rated 6W A19 LED Lamp - Universal - 480 Lumens - Warm White (2700K) - 80 CRI - 25000 Hours - E26 (Medium) - 120 to 130V TCP - L40A19D2527K | 2700 | 82 | 480 | 80 | 25000 | 6 | 1 | 2.87 | 2.87 | 3.3724 | 2020Q2 | https://shop.regencylighting.com/lamps/led/l40a19d2527k-tcp.html | Regency Lighting | 2020 | Yes
LED Lighting | Decorative | Satco | True |  |  | G25 (Globe) |  | Solid State LED lighting Decorative replacement lamp Long life Dimmable More Information Satco 6W Dimmable LED G25 Globe Lamp - E26 Base, 120V Features: Lamping: LED Bulb Shape: G25 Bulb Base: E26 Medium Base Wattage: 6W Voltage: 120V Color Temperature: 2700K, 3000K Lumens: 450 - 470 CRI: 80+ Finish: Frosted Incandescent Equivalent: 40W Average Rated Hours: 25000 Solid State LED lighting Decorative replacement lamp Long life Dimmable *MFG Part Number*: S9200 , S9201 Satco 6W Dimmable LED G25 Globe Lamp - E26 Base, 120V Satco 6W Dimmable LED G25 Globe Lamp - E26 Base, 120V | 2700 | 80 | 450 | 75 |  | 6 | 1 | 7.95 | 7.95 | 9.3416 | 2020Q2 | https://www.lbclighting.com/led/light-bulb-led/stco-6g25-e26.html | LBC Lighting | 2020 | Yes
LED Lighting | A-Type | TCP | True |  | General Purpose Replacement | A19 | E26 (Medium) | Damp Location Rated Home / Light Bulbs / LED / TCP - L40A19D2530K Damp Location Rated; Energy Star Rated; Suitable for Use in Totally Enclosed Fixtures 6W A19 LED Lamp - Universal - 480 Lumens - Warm White (3000K) - 80 CRI - 25000 Hours - E26 (Medium) - 120 to 130V - Frost TCP - L40A19D2530K | 3000 | 82 | 480 | 80 | 25000 | 6 | 12 | 36.96 | 3.08 | 3.6191 | 2020Q2 | https://shop.regencylighting.com/lamps/led/l40a19d2530k-tcp.html | Regency Lighting | 2020 | Yes
LED Lighting | A-Type | TCP | False |  | General Purpose Replacement | A19 | E26 (Medium) | Damp Location Rated Home / Light Bulbs / LED / TCP - L6A19N1527K Energy Star; Durable Plastic Housing; Enclosed Fixture Rated; Damp Location Rated 6W A19 LED Lamp - Universal - 480 Lumens - Warm White (2700K) - 80 CRI - 15000 Hours - E26 (Medium) - 120 to 130V TCP - L6A19N1527K | 2700 | 83 | 480 | 80 | 15000 | 6 | 1 | 2.11 | 2.11 | 2.4793 | 2020Q2 | https://shop.regencylighting.com/lamps/led/l6a19n1527k-tcp.html | Regency Lighting | 2020 | Yes
LED Lighting | A-Type | TCP | False |  | General Purpose Replacement | A19 | E26 (Medium) | Damp Location Rated Home / Light Bulbs / LED / TCP - L6A19N1530K Suitable for Use in Totally Enclosed Fixtures; Energy Star Certified 6W A19 LED Lamp - Universal - 480 Lumens - Warm White (3000K) - 80 CRI - 15000 Hours - E26 (Medium) - 120 to 130V TCP - L6A19N1530K | 3000 | 83 | 480 | 80 | 15000 | 6 | 1 | 2.11 | 2.11 | 2.4793 | 2020Q2 | https://shop.regencylighting.com/lamps/led/l6a19n1530k-tcp.html | Regency Lighting | 2020 | Yes
LED Lighting | Reflector | Satco | True |  |  | R30/BR30 |  | Dimension Warm Tone Dimming lamps feature an onboard “Direct Drive” integrated circuit with a microprocessor chip. This “Smart” chip manages the path of current which changes the CCT from 2700K down to 2200K. More Information Satco 12.8W Warm Tone Dimmable R30 LED Bulb - E26 Base, 120V Features: Wattage: 12.8W Type: LED Bulb Shape: R30 Bulb Base: E26 Medium Voltage: 120V Color Temperature: Dims from 2700K to 2200K CRI: 80+ Lumens: 750 Beam Spread: 108 degrees Average Rated Life: 25,000 hours Incandescent equivalent: 65W Dimension Warm Tone Dimming lamps feature an onboard “Direct Drive” integrated circuit with a microprocessor chip. This “Smart” chip manages the path of current which changes the CCT from 2700K down to 2200K. Recommended Dimmers: Lutron SLV600P Magnetic Low Voltage, Lutron CT-603PGH Eco Dim Incandescent, Lutron DV600PR Diva Incandescent, Leviton 6674 Universal LED, Cooper DLC03P LED Applications: indoor residential and commercial lighting, down lighting, display lighting, accent lighting *MFG Part Number*: S9025 Satco 12.8W Warm Tone Dimmable R30 LED Bulb - E26 Base, 120V Satco 12.8W Warm Tone Dimmable R30 LED Bulb - E26 Base, 120V | 2700 | 80 | 750 | 58.5938 | 25000 | 12.8 | 1 | 15.9 | 15.9 | 18.6831 | 2020Q2 | https://www.lbclighting.com/led/light-bulb-led/stco-s9025.html | LBC Lighting | 2020 | Yes
LED Lighting | Reflector | Satco | True |  |  | R40 |  | Dimension Warm Tone Dimming lamps feature an onboard “Direct Drive” integrated circuit with a microprocessor chip. This “Smart” chip manages the path of current which changes the CCT from 2700K down to 2200K. More Information Satco 16W Warm Tone Dimmable R40 LED Bulb - E26 Base, 120V Features: Wattage: 16W Type: LED Bulb Shape: R40 Bulb Base: E26 Medium Voltage: 120V Color Temperature: Dims from 2700K to 2200K CRI: 80+ Lumens: 1000 Beam Spread: 108 degrees Average Rated Life: 25,000 hours Incandescent equivalent: 85W Dimension Warm Tone Dimming lamps feature an onboard “Direct Drive” integrated circuit with a microprocessor chip. This “Smart” chip manages the path of current which changes the CCT from 2700K down to 2200K. Recommended Dimmers: Lutron SLV600P Magnetic Low Voltage, Lutron CT-603PGH Eco Dim Incandescent, Lutron DV600PR Diva Incandescent, Leviton 6674 Universal LED, Cooper DLC03P LED Applications: indoor residential and commercial lighting, down lighting, display lighting, accent lighting *MFG Part Number*: S9101 Satco 16W Warm Tone Dimmable R40 LED Bulb - E26 Base, 120V Satco 16W Warm Tone Dimmable R40 LED Bulb - E26 Base, 120V | 2700 | 80 | 1000 | 62.5 | 25000 | 16 | 1 | 19.95 | 19.95 | 23.442 | 2020Q2 | https://www.lbclighting.com/led/light-bulb-led/stco-s9101.html | LBC Lighting | 2020 | Yes
LED Lighting | Reflector | Satco | True |  |  | BR30 |  | Energy Star Qualified Dimmable More Information Satco Ditto 10W Dimmable BR30 Reflector LED Bulb - GU24 Base, 120V Features: Wattage: 10W Type: LED Bulb Shape: BR30 Bulb Base: GU24 Base Voltage: 120V Color Temperature: 2700K CRI: 80 Lumens: 750 Incandescent Equivalent: 65W Beam Spread: 108 degrees Average Rated Hours: 25,000 Energy Star Qualified Dimmable *MFG Part Number*: S9137 Satco Ditto 10W Dimmable BR30 Reflector LED Bulb - GU24 Base, 120V Satco Ditto 10W Dimmable BR30 Reflector LED Bulb - GU24 Base, 120V | 2700 | 80 | 750 | 75 |  | 10 | 1 | 10.75 | 10.75 | 12.6317 | 2020Q2 | https://www.lbclighting.com/led/light-bulb-led/stco-s9137.html | LBC Lighting | 2020 | Yes
LED Lighting | Reflector | Satco | True |  |  | BR30 |  | Energy Star Qualified Dimmable More Information Satco Ditto 10W Dimmable BR30 Reflector LED Bulb - E26 Medium Base, 90CRI, 120V Features: Wattage: 10W Type: LED Bulb Shape: BR30 Bulb Base: E26 Medium Voltage: 120V Color Temperature: 2700K CRI: 90 Lumens: 650 Incandescent Equivalent: 65W Beam Spread: 108 degrees Average Rated Hours: 25,000 Energy Star Qualified Dimmable *MFG Part Number*: S9138 Satco Ditto 10W Dimmable BR30 Reflector LED Bulb - E26 Medium Base, 90CRI, 120V Satco Ditto 10W Dimmable BR30 Reflector LED Bulb - E26 Medium Base, 90CRI, 120V | 2700 | 90 | 650 | 65 |  | 10 | 1 | 11.85 | 11.85 | 13.9242 | 2020Q2 | https://www.lbclighting.com/led/light-bulb-led/stco-s9138.html | LBC Lighting | 2020 | Yes
LED Lighting | Reflector | Satco | True |  |  | BR30 |  | Energy Star Qualified Dimmable More Information Satco Ditto 10W Dimmable BR30 Reflector LED Bulb - GU24 Base, 90CRI, 120V Features: Wattage: 10W Type: LED Bulb Shape: BR30 Bulb Base: GU24 Base Voltage: 120V Color Temperature: 2700K CRI: 90 Lumens: 650 Incandescent Equivalent: 65W Beam Spread: 108 degrees Average Rated Hours: 25,000 Energy Star Qualified Dimmable *MFG Part Number*: S9139 Satco Ditto 10W Dimmable BR30 Reflector LED Bulb - GU24 Base, 90CRI, 120V Satco Ditto 10W Dimmable BR30 Reflector LED Bulb - GU24 Base, 90CRI, 120V | 2700 | 90 | 650 | 65 |  | 10 | 1 | 14.24 | 14.24 | 16.7326 | 2020Q2 | https://www.lbclighting.com/led/light-bulb-led/stco-s9139.html | LBC Lighting | 2020 | Yes
LED Lighting | Decorative | TCP | True |  |  | B11 (Torpedo) |  | Replaces 60W Incandescent Rated for 15000 hours More Information TCP’s Filament style lamps combine LED technology with the elegance of filament lighting. Features: Wattage: 5W Type: LED Bulb Shape: B11 Bulb Base: E12 Voltage: 120V Color Temperature: Warm Dimming 3200K-1800K Lumens: 500 CRI: 80 Replaces 60W Incandescent Rated for 15000 hours *MFG Part Number*: FB11D60FRGL1 TCP’s Filament style lamps combine LED technology with the elegance of filament lighting. TCP FIL 5W B11 Warm Dimming LED Bulb, E12 Base | 3200 | 80 | 500 | 100 | 15000 | 5 | 1 | 8.94 | 8.94 | 10.5048 | 2020Q2 | https://www.lbclighting.com/led/light-bulb-led/tcp-fb11d60frgl1.html | LBC Lighting | 2020 | Yes
LED Lighting | Decorative | TCP | True |  |  | G25 (Globe) |  | Replaces 40W Incandescent Rated for 15000 hours More Information TCP’s Filament style lamps combine LED technology with the elegance of filament lighting. Features: Wattage: 5W Type: LED Bulb Shape: G25 Bulb Base: E26 Voltage: 120V Color Temperature: Warm Dimming 3200K-1800K Lumens: 500 CRI: 80 Replaces 40W Incandescent Rated for 15000 hours *MFG Part Number*: FG25D60GL1 TCP’s Filament style lamps combine LED technology with the elegance of filament lighting. TCP FIL 5W G25 Warm Dimming LED Bulb, E26 Base | 3200 | 80 | 500 | 100 | 15000 | 5 | 1 | 8.94 | 8.94 | 10.5048 | 2020Q2 | https://www.lbclighting.com/led/light-bulb-led/tcp-fg25d60gl1.html | LBC Lighting | 2020 | Yes
LED Lighting | Decorative | TCP | True |  |  | ST19 |  | Replaces 60W Incandescent Rated for 15000 hours More Information TCP’s Filament style lamps combine LED technology with the elegance of filament lighting. Features: Wattage: 8W Type: LED Bulb Shape: ST19 Bulb Base: E26 Voltage: 120V Color Temperature: Warm Dimming 3200K-1800K Lumens: 500 CRI: 80 Replaces 60W Incandescent Rated for 15000 hours *MFG Part Number*: FST19D60GL1 TCP’s Filament style lamps combine LED technology with the elegance of filament lighting. TCP FIL 8W ST19 Warm Dimming LED Bulb, E26 Base | 3200 | 80 | 500 | 62.5 | 15000 | 8 | 1 | 8.94 | 8.94 | 10.5048 | 2020Q2 | https://www.lbclighting.com/led/light-bulb-led/tcp-fst19d60gl1.html | LBC Lighting | 2020 | Yes
LED Lighting | A-Type | TCP | False |  | General Purpose Replacement | A19 | E26 (Medium) | Damp Location Rated Home / Light Bulbs / LED / TCP - L6A19N1541K Energy Star; Durable Plastic Housing; Enclosed Fixture Rated; Damp Location Rated 6W A19 LED Lamp - Universal - 480 Lumens - Cool White (4100K) - 80 CRI - 15000 Hours - E26 (Medium) - 120 to 130V TCP - L6A19N1541K | 4000 | 82 | 480 | 80 | 15000 | 6 | 1 | 2.11 | 2.11 | 2.4793 | 2020Q2 | https://shop.regencylighting.com/lamps/led/l6a19n1541k-tcp.html | Regency Lighting | 2020 | Yes
LED Lighting | A-Type | TCP | False | Daylighting/Photocell, | General Purpose Replacement | A19 | E26 (Medium) | Damp Location Rated Home / Light Bulbs / LED / TCP - L6A19N1550K Energy Star; Durable Plastic Housing; Enclosed Fixture Rated; Damp Location Rated 6W A19 LED Lamp - Universal - 480 Lumens - Daylight (5000K) - 80 CRI - 15000 Hours - E26 (Medium) - 120 to 130V - White TCP - L6A19N1550K | 5000 | 86 | 480 | 80 | 15000 | 6 | 1 | 2.11 | 2.11 | 2.4793 | 2020Q2 | https://shop.regencylighting.com/lamps/led/l6a19n1550k-tcp.html | Regency Lighting | 2020 | Yes
LED Lighting | A-Type | Green Creative | True |  | General Purpose Replacement | A19 | E26 (Medium) | Not for Use in Recessed Fixtures,Damp Location Rated Product Description Add 3000K of warm white light to your interior by replacing your old bulbs with Green Creative 6W A19 lamps. Their energy-efficient luminaires are a high-quality upgrade for standard 40 watt incandescent bulbs in any residential or office setting. These 6 watt lamps are part of the Titanium LED series, and they're compatible with any E26 lamp base. They're dimmable to 5 percent and offer up to 80 percent energy savings. Product Features: Omni-directional 230-degree beam angle Warm white color temperature with an efficacy of 80 LPW Color rendering of 82+ Compatible with E26 lamp bases Dimmable to 5 percent Lifespan of 25,000 hours Three-year warranty Applications: General interior lighting Shaded lamps 6A19DIM/830 - 40W Incandescent Equivalent - 480 Lumens - 82 CRI - 230° Beam Angle - 120V Green Creative 97986 - 6W LED A19 - 3000K - E26 | 3000 | 83 | 480 | 80 | 25000 | 6 | 1 | 1.66 | 1.66 | 1.9506 | 2020Q2 | https://www.energyavenue.com/Green-Creative/97986 | Energy Avenue | 2020 | Yes
LED Lighting | Reflector | TCP | True |  |  | BR40 |  | Replaces 85W Incandescent Dimmable Rated for 25,000 hours More Information California Quality LED Lamp Series Features: Wattage: 16W Type: LED Bulb Shape: BR40 Bulb Base: E26 Medium Voltage: 120V Color Temperature: 2700K, 3000K Lumens: 1200 CRI: 90 Replaces 85W Incandescent Dimmable Rated for 25,000 hours *MFG Part Number*: L16BR40D2527KCQ , L16BR40D2530KCQ California Quality LED Lamp Series TCP L16BR40D25 16W BR40 LED Bulb | 2700 | 90 | 1200 | 75 | 25000 | 16 | 1 | 12.5 | 12.5 | 14.688 | 2020Q2 | https://www.lbclighting.com/led/light-bulb-led/tcp-l16br40d25.html | LBC Lighting | 2020 | Yes
LED Lighting | A-Type | MaxLite | True |  | General Purpose Replacement | A19 | E26 (Medium) | Damp Location Rated,Recessed Fixtures Product Description Saving up to 85 percent on your energy bill by switching to this 6W LED A19 bulb from Maxlite. This quality product replaces your old 40W incandescent bulbs for any general lighting purpose, and you'll enjoy 2700K of warm white light for up to 25,000 hours. Energy Star certified. Product Features: Direct replacement for 40W incandescent lamps Compatible with most G8 base fixtures Classic A19 form factor Dimmable to 10 percent Color accuracy of 80 CRI Suitable for use in damp locations Energy Star certified Lifespan of up to 25,000 hours Five-year warranty Applications: General residential or commercial lighting E6A19DLED27/G8 - 480 Lumens - 80 CRI - 40W Incandescent Equivalent - 220° - 120V Maxlite 14099390 - 6W LED A19 - 2700K | 2700 | 83 | 480 | 80 | 25000 | 6 | 1 | 2.13 | 2.13 | 2.5028 | 2020Q2 | https://www.energyavenue.com/MaxLite/14099390 | Energy Avenue | 2020 | Yes
LED Lighting | Reflector | TCP | True |  |  | R20/BR20 |  | Replaces 50W Incandescent Dimmable Rated for 25,000 hours More Information California Quality LED Lamp Series Features: Wattage: 7W Type: LED Bulb Shape: R20 Bulb Base: E26 Medium Voltage: 120V Color Temperature: 2700K, 3000K Lumens: 525 CRI: 90 Replaces 50W Incandescent Dimmable Rated for 25,000 hours *MFG Part Number*: L7R20D2530K95 , L7R20D2527K95 California Quality LED Lamp Series TCP L7R20D25 7W R20 LED Bulb | 2700 | 90 | 525 | 75 | 25000 | 7 | 1 | 5.43 | 5.43 | 6.3805 | 2020Q2 | https://www.lbclighting.com/led/light-bulb-led/tcp-l7r20d25.html | LBC Lighting | 2020 | Yes
LED Lighting | Reflector | TCP | True |  |  | MR16 |  | Replaces 50W Incandescent Dimmable Rated for 25,000 hours More Information California Quality LED Lamp Series Features: Wattage: 7W Type: LED Bulb Shape: MR16 Bulb Base: GU10 Voltage: 120V Color Temperature: 3000K Lumens: 500 CRI: 90 Beam Spread: 40° Replaces 50W Incandescent Dimmable Rated for 25,000 hours *MFG Part Number*: L8GU10MR16D2530KFLCQ California Quality LED Lamp Series TCP L8GU10MR16D25 7W MR16 LED Bulb, GU10 Base | 3000 | 90 | 500 | 71.4286 | 25000 | 7 | 1 | 10.99 | 10.99 | 12.9137 | 2020Q2 | https://www.lbclighting.com/led/light-bulb-led/tcp-l8gu10mr16d25.html | LBC Lighting | 2020 | Yes
LED Lighting | Reflector | TCP | True |  |  | PAR20 (Reflector) |  | Replaces 50W Incandescent Dimmable Rated for 25,000 hours More Information California Quality LED Lamp Series Features: Wattage: 8W Type: LED Bulb Shape: PAR20 Bulb Base: E26 Medium Voltage: 120V Color Temperature: 2700K Lumens: 500 CRI: 90 Beam Spread: 40° Replaces 50W Incandescent Dimmable Rated for 25,000 hours *MFG Part Number*: L8P20D2527KFLCQ California Quality LED Lamp Series TCP L8P20D25 8W PAR20 LED Bulb | 2700 | 90 | 500 | 62.5 | 25000 | 8 | 1 | 10 | 10 | 11.7504 | 2020Q2 | https://www.lbclighting.com/led/light-bulb-led/tcp-l8p20d25-264902.html | LBC Lighting | 2020 | Yes
LED Lighting | Reflector | TCP | True |  |  | BR30 |  | Replaces 65W Incandescent Dimmable Rated for 25,000 hours More Information California Quality LED Lamp Series Features: Wattage: 9W Type: LED Bulb Shape: BR30 Bulb Base: E26 Medium Voltage: 120V Color Temperature: 2700K, 3000K Lumens: 650 CRI: 90 Replaces 65W Incandescent Dimmable Rated for 25,000 hours *MFG Part Number*: L9BR30D2527K95 , L9BR30D2530K95 California Quality LED Lamp Series TCP L9BR30D25 9W BR30 LED Bulb | 2700 | 90 | 650 | 72.2222 | 25000 | 9 | 1 | 5.29 | 5.29 | 6.216 | 2020Q2 | https://www.lbclighting.com/led/light-bulb-led/tcp-l9br30d25.html | LBC Lighting | 2020 | Yes
LED Lighting | Reflector | TCP | True |  |  | PAR30LN (Long Neck) |  | Replaces 75W Incandescent Dimmable Rated for 25,000 hours More Information California Quality LED Lamp Series Features: Wattage: 13W Type: LED Bulb Shape: PAR30 Long Neck Bulb Base: E26 Medium Voltage: 120V Color Temperature: 3000K Lumens: 900 CRI: 90 Beam Spread: 25°, 40° Replaces 75W Incandescent Dimmable Rated for 25,000 hours *MFG Part Number*: LD13P30D2530KNFLCQ , LD13P30D2530KFLCQ California Quality LED Lamp Series TCP LD13P30D25 13W PAR30 Long Neck LED Bulb | 3000 | 90 | 900 | 69.2308 | 25000 | 13 | 1 | 13.75 | 13.75 | 16.1568 | 2020Q2 | https://www.lbclighting.com/led/light-bulb-led/tcp-ld13p30d25.html | LBC Lighting | 2020 | Yes
LED Lighting | Reflector | TCP | True |  |  | PAR30S (Shortneck) |  | Replaces 75W Incandescent Dimmable Rated for 25,000 hours More Information California Quality LED Lamp Series Features: Wattage: 13W Type: LED Bulb Shape: PAR30 Short Neck Bulb Base: E26 Medium Voltage: 120V Color Temperature: 3000K Lumens: 900 CRI: 90 Beam Spread: 25°, 40° Replaces 75W Incandescent Dimmable Rated for 25,000 hours *MFG Part Number*: LD13P30SD2530KNFLCQ , LD13P30SD2530KFLCQ California Quality LED Lamp Series TCP LD13P30SD25 13W PAR30 Short Neck LED Bulb | 3000 | 90 | 900 | 69.2308 | 25000 | 13 | 1 | 13.75 | 13.75 | 16.1568 | 2020Q2 | https://www.lbclighting.com/led/light-bulb-led/tcp-ld13p30sd25.html | LBC Lighting | 2020 | Yes
LED Lighting | Reflector | TCP | True |  |  | PAR38 (Reflector) |  | Replaces 75W Incandescent Dimmable Rated for 25,000 hours More Information California Quality LED Lamp Series Features: Wattage: 18.5W Type: LED Bulb Shape: PAR38 Bulb Base: E26 Medium Voltage: 120V Color Temperature: 3000K Lumens: 1390 CRI: 90 Beam Spread: 25°, 40° Replaces 75W Incandescent Dimmable Rated for 25,000 hours *MFG Part Number*: LD19P38D2530KNFLCQ , LD19P38D2530KFLCQ California Quality LED Lamp Series TCP LD19P38D25 18.5W PAR38 LED Bulb | 3000 | 90 | 1390 | 75.1351 | 25000 | 18.5 | 1 | 15 | 15 | 17.6256 | 2020Q2 | https://www.lbclighting.com/led/light-bulb-led/tcp-ld19p38d25.html | LBC Lighting | 2020 | Yes
LED Lighting | Downlight | TCP | False |  |  | BR30 |  | Replaces 65W Incandescent Non-dimmable Rated for 25,000 hours More Information TCP Elite 10W Non-Dimmable BR30 LED Bulb - Medium Base, 120V Features: Wattage: 10W Type: LED Bulb Shape: BR30 Bulb Base: E26 Medium Voltage: 120V Color Temperature: 2400K, 2700K, 3000K, 4100K, 5000K Lumens: 650 - 700 CRI: 82 Beam Angle: 110 degrees Replaces 65W Incandescent Non-dimmable Rated for 25,000 hours Applications: Recessed downlights, track lights, display light, outdoor fixtures that protect lamps from the elements *MFG Part Number*: LED10BR3024K , LED10BR3027K , LED10BR3030K , LED10BR3041K , LED10BR3050K + More - Less TCP Elite 10W Non-Dimmable BR30 LED Bulb - Medium Base, 120V TCP Elite 10W Non-Dimmable BR30 LED Bulb - E26 Base, 120V | 2400 | 82 | 650 | 65 | 25000 | 10 | 1 | 5.3 | 5.3 | 6.2277 | 2020Q2 | https://www.lbclighting.com/led/light-bulb-led/tcp-led10br30.html | LBC Lighting | 2020 | No
LED Lighting | Downlight | TCP | True |  |  | BR30 |  | Replaces 65W Incandescent Smooth, uniform dimming Rated for 25,000 hours More Information TCP Elite 10W Dimmable BR30 LED Bulb - Medium Base, 120V Features: Wattage: 10W Type: LED Bulb Shape: BR30 Bulb Base: E26 Medium Voltage: 120V Color Temperature: 2400K, 2700K, 3000K, 4100K, 5000K Lumens: 650 - 700 CRI: 82 Beam Angle: 110 degrees Replaces 65W Incandescent Smooth, uniform dimming Rated for 25,000 hours Applications: Recessed downlights, track lights, display light, outdoor fixtures that protect lamps from the elements *MFG Part Number*: LED10BR30D24K , LED10BR30D27K , LED10BR30D30K , LED10BR30D41K , LED10BR30D50K + More - Less TCP Elite 10W Dimmable BR30 LED Bulb - Medium Base, 120V TCP Elite 10W Dimmable BR30 LED Bulb - E26 Base, 120V | 2400 | 82 | 650 | 65 | 25000 | 10 | 1 | 6.75 | 6.75 | 7.9315 | 2020Q2 | https://www.lbclighting.com/led/light-bulb-led/tcp-led10br30d.html | LBC Lighting | 2020 | No
LED Lighting | Downlight | TCP | False |  |  | PAR20 (Reflector) |  | Replaces 60W halogen 85% more efficient than halogen alternatives Unique full face optic Smooth, clean outside housing Shatter resistant More Information TCP Elite 10W Non-Dimmable PAR20 LED Bulb - Medium Base, 120V Features: Wattage: 10W Type: LED Bulb Shape: PAR20 Bulb Base: E26 Medium Voltage: 120V Color Temperature: 2700K, 3000K Beam Spread: Flood (40 degrees) Lumens: 600 - 650 Replaces 60W halogen CRI: 82 85% more efficient than halogen alternatives Long Life: 25,000 hours Unique full face optic Smooth, clean outside housing Shatter resistant Applications: Track Lights, Recessed downlights, Display lights, Outdoor fixtures that protects lamps from the elements *MFG Part Number*: LED10P20V27KFL , LED10P20V30KFL TCP Elite 10W Non-Dimmable PAR20 LED Bulb - Medium Base, 120V TCP Elite 10W Non-Dimmable PAR20 LED Bulb - E26 Base, 120V | 2700 | 82 | 600 | 60 | 25000 | 10 | 1 | 27.27 | 27.27 | 32.0433 | 2020Q2 | https://www.lbclighting.com/led/light-bulb-led/tcp-led10p20v.html | LBC Lighting | 2020 | No
LED Lighting | Reflector | TCP | False |  |  | PAR30S (Shortneck) |  | Replaces 60W halogen Rated for 25,000 hours Non-dimmable Unique full face optic that provides designer grade light quality with same look as halogen replacement Smooth, clean outside housing seamlessly blends into lighting applications More Information TCP Designer Elite 10W PAR30 Short Neck LED Bulb - Non-Dimmable, 120V Features: Wattage: 10W Type: LED Bulb Shape: PAR30 Short Neck Bulb Base: E26 Medium Voltage: 120V Color Temperature: 2700K, 3000K Beam Spread: Flood (40 degrees) , Narrow Flood (25 degrees) Lumens: 600 - 650 CRI: 82 Replaces 60W halogen Rated for 25,000 hours Energy efficient: up to 85% less energy than standard halogen replacement Non-dimmable Unique full face optic that provides designer grade light quality with same look as halogen replacement Smooth, clean outside housing seamlessly blends into lighting applications *MFG Part Number*: LED10P30S27KFL , LED10P30S27KNFL , LED10P30S30KFL , LED10P30S30KNFL TCP Designer Elite 10W PAR30 Short Neck LED Bulb - Non-Dimmable, 120V TCP Designer Elite 10W PAR30 Short Neck LED Bulb - Non-Dimmable, E26 Base, 120V | 2700 | 82 | 600 | 60 | 25000 | 10 | 1 | 16.1 | 16.1 | 18.9181 | 2020Q2 | https://www.lbclighting.com/led/light-bulb-led/tcp-led10p30s.html | LBC Lighting | 2020 | Yes
LED Lighting | Reflector | TCP | True |  |  | PAR30S (Shortneck) |  | Replaces 60W halogen Smooth, uniform dimming Unique full face optic that provides designer grade light quality with same look as halogen replacement Smooth, clean outside housing seamlessly blends into lighting applications More Information TCP Designer Elite 10W PAR30 Short Neck LED Bulb - Dimmable, 120V Features: Wattage: 10W Type: LED Bulb Shape: PAR30 Short Neck Bulb Base: E26 Medium Voltage: 120V Color Temperature: 2700K, 3000K Beam Spread: Flood (40 degrees) , Narrow Flood (25 degrees) Lumens: 600 - 650 CRI: 82 Replaces 60W halogen Energy efficient: up to 85% less energy than standard halogen replacement Smooth, uniform dimming Unique full face optic that provides designer grade light quality with same look as halogen replacement Smooth, clean outside housing seamlessly blends into lighting applications *MFG Part Number*: LED10P30SD27KFL , LED10P30SD27KNFL , LED10P30SD30KFL , LED10P30SD30KNFL TCP Designer Elite 10W PAR30 Short Neck LED Bulb - Dimmable, 120V TCP Designer Elite 10W PAR30 Short Neck LED Bulb - Dimmable, E26 Base, 120V | 2700 | 82 | 600 | 60 |  | 10 | 1 | 12.18 | 12.18 | 14.312 | 2020Q2 | https://www.lbclighting.com/led/light-bulb-led/tcp-led10p30sd.html | LBC Lighting | 2020 | Yes
LED Lighting | Downlight | TCP | False |  |  | PAR30S (Shortneck) |  | Replaces 60W halogen 85% more efficient than halogen alternatives Unique full face optic Smooth, clean outside housing Shatter resistant More Information TCP Elite 10W Non-Dimmable PAR30 Short Neck LED Bulb - Medium Base, 120V Features: Wattage: 10W Type: LED Bulb Shape: PAR30 Short Neck Bulb Base: E26 Medium Voltage: 120V Color Temperature: 2700K, 3000K Beam Spread: Flood (40 degrees) Lumens: 600 - 650 Replaces 60W halogen CRI: 82 85% more efficient than halogen alternatives Long Life: 25,000 hours Unique full face optic Smooth, clean outside housing Shatter resistant Applications: Track Lights, Recessed downlights, Display lights, Outdoor fixtures that protects lamps from the elements *MFG Part Number*: LED10P30SV27KFL , LED10P30SV30KFL TCP Elite 10W Non-Dimmable PAR30 Short Neck LED Bulb - Medium Base, 120V TCP Elite 10W Non-Dimmable PAR30 Short Neck LED Bulb - E26 Base, 120V | 2700 | 82 | 600 | 60 | 25000 | 10 | 1 | 10.95 | 10.95 | 12.8667 | 2020Q2 | https://www.lbclighting.com/led/light-bulb-led/tcp-led10p30sv.html | LBC Lighting | 2020 | No
LED Lighting | Downlight | TCP | False |  |  | R20/BR20 |  | Replaces 65W Incandescent Non-dimmable Rated for 25,000 hours More Information TCP Elite 10W Non-Dimmable R20 LED Bulb - Medium Base, 120V Features: Wattage: 10W Type: LED Bulb Shape: R20 Bulb Base: E26 Medium Voltage: 120V Color Temperature: 2400K, 2700K, 3000K, 4100K Lumens: 650 - 700 CRI: 82 Beam Angle: 110 degrees Replaces 65W Incandescent Non-dimmable Rated for 25,000 hours Applications: Recessed downlights, track lights, display light, outdoor fixtures that protect lamps from the elements *MFG Part Number*: LED10R2024K , LED10R2027K , LED10R2030K , LED10R2041K TCP Elite 10W Non-Dimmable R20 LED Bulb - Medium Base, 120V TCP Elite 10W Non-Dimmable R20 LED Bulb - E26 Base, 120V | 2400 | 82 | 650 | 65 | 25000 | 10 | 1 | 6.25 | 6.25 | 7.344 | 2020Q2 | https://www.lbclighting.com/led/light-bulb-led/tcp-led10r20.html | LBC Lighting | 2020 | No
LED Lighting | Downlight | TCP | False |  |  | BR30 |  | Replaces 85W Incandescent Non-dimmable Rated for 25,000 hours More Information TCP Elite 12W Non-Dimmable BR30 LED Bulb - Medium Base, 120V Features: Wattage: 12W Type: LED Bulb Shape: BR30 Bulb Base: E26 Medium Voltage: 120V Color Temperature: 2400K, 2700K, 3000K, 4100K Lumens: 850 - 900 CRI: 82 Beam Angle: 110 degrees Replaces 85W Incandescent Non-dimmable Rated for 25,000 hours Applications: Recessed downlights, track lights, display light, outdoor fixtures that protect lamps from the elements *MFG Part Number*: LED12BR3024K , LED12BR3027K , LED12BR3030K , LED12BR3041K TCP Elite 12W Non-Dimmable BR30 LED Bulb - Medium Base, 120V TCP Elite 12W Non-Dimmable BR30 LED Bulb - E26 Base, 120V | 2400 | 82 | 850 | 70.8333 | 25000 | 12 | 1 | 6.63 | 6.63 | 7.7905 | 2020Q2 | https://www.lbclighting.com/led/light-bulb-led/tcp-led12br30.html | LBC Lighting | 2020 | No
LED Lighting | Downlight | TCP | True |  |  | BR30 |  | Replaces 85W Incandescent Smooth, uniform dimming Rated for 25,000 hours More Information TCP Elite 12W Dimmable BR30 LED Bulb - Medium Base, 120V Features: Wattage: 12W Type: LED Bulb Shape: BR30 Bulb Base: E26 Medium Voltage: 120V Color Temperature: 2400K, 2700K, 3000K, 4100K Lumens: 850 - 900 CRI: 82 Beam Angle: 110 degrees Replaces 85W Incandescent Smooth, uniform dimming Rated for 25,000 hours Applications: Recessed downlights, track lights, display light, outdoor fixtures that protect lamps from the elements *MFG Part Number*: LED12BR30D24K , LED12BR30D27K , LED12BR30D30K , LED12BR30D41K TCP Elite 12W Dimmable BR30 LED Bulb - Medium Base, 120V TCP Elite 12W Dimmable BR30 LED Bulb - E26 Base, 120V | 2400 | 82 | 850 | 70.8333 | 25000 | 12 | 1 | 4.13 | 4.13 | 4.8529 | 2020Q2 | https://www.lbclighting.com/led/light-bulb-led/tcp-led12br30d.html | LBC Lighting | 2020 | No
LED Lighting | Downlight | TCP | False |  |  | BR40 |  | Replaces 85W Incandescent Non-dimmable Rated for 25,000 hours More Information TCP Elite 12W Non-Dimmable BR40 LED Bulb - Medium Base, 120V Features: Wattage: 12W Type: LED Bulb Shape: BR40 Bulb Base: E26 Medium Voltage: 120V Color Temperature: 2400K, 2700K, 3000K, 4100K Lumens: 850 - 900 CRI: 82 Beam Angle: 110 degrees Replaces 85W Incandescent Non-dimmable Rated for 25,000 hours Applications: Recessed downlights, track lights, display light, outdoor fixtures that protect lamps from the elements *MFG Part Number*: LED12BR4024K , LED12BR4027K , LED12BR4030K , LED12BR4041K TCP Elite 12W Non-Dimmable BR40 LED Bulb - Medium Base, 120V TCP Elite 12W Non-Dimmable BR40 LED Bulb - E26 Base, 120V | 2400 | 82 | 850 | 70.8333 | 25000 | 12 | 1 | 9.29 | 9.29 | 10.9161 | 2020Q2 | https://www.lbclighting.com/led/light-bulb-led/tcp-led12br40.html | LBC Lighting | 2020 | No
LED Lighting | Downlight | TCP | True |  |  | BR40 |  | Replaces 85W Incandescent Smooth, uniform dimming Rated for 25,000 hours More Information TCP Elite 12W Dimmable BR40 LED Bulb - Medium Base, 120V Features: Wattage: 12W Type: LED Bulb Shape: BR40 Bulb Base: E26 Medium Voltage: 120V Color Temperature: 2400K, 2700K, 3000K, 4100K Lumens: 850 - 900 CRI: 82 Beam Angle: 110 degrees Replaces 85W Incandescent Smooth, uniform dimming Rated for 25,000 hours Applications: Recessed downlights, track lights, display light, outdoor fixtures that protect lamps from the elements *MFG Part Number*: LED12BR40D24K , LED12BR40D27K , LED12BR40D30K , LED12BR40D41K TCP Elite 12W Dimmable BR40 LED Bulb - Medium Base, 120V TCP Elite 12W Dimmable BR40 LED Bulb - E26 Base, 120V | 2400 | 82 | 850 | 70.8333 | 25000 | 12 | 1 | 6.23 | 6.23 | 7.3205 | 2020Q2 | https://www.lbclighting.com/led/light-bulb-led/tcp-led12br40d.html | LBC Lighting | 2020 | No
LED Lighting | Reflector | TCP | False |  |  | PAR30LN (Long Neck) |  | Replaces 75W halogen Rated for 25,000 hours Non-dimmable Unique full face optic that provides designer grade light quality with same look as halogen replacement Smooth, clean outside housing seamlessly blends into lighting applications More Information TCP Designer Elite 12W PAR30 Long Neck LED Bulb - Non-Dimmable, 120V Features: Wattage: 12W Type: LED Bulb Shape: PAR30 Long Neck Bulb Base: E26 Medium Voltage: 120V Color Temperature: 2700K, 3000K Beam Spread: Flood (40 degrees) , Narrow Flood (25 degrees) Lumens: 800 - 825 CRI: 82 Replaces 75W halogen Rated for 25,000 hours Energy efficient: up to 85% less energy than standard halogen replacement Non-dimmable Unique full face optic that provides designer grade light quality with same look as halogen replacement Smooth, clean outside housing seamlessly blends into lighting applications *MFG Part Number*: LED12P3027KFL , LED12P3027KNFL , LED12P3030KFL , LED12P3030KNFL TCP Designer Elite 12W PAR30 Long Neck LED Bulb - Non-Dimmable, 120V TCP Designer Elite 12W PAR30 Long Neck LED Bulb - Non-Dimmable, E26 Base, 120V | 2700 | 82 | 800 | 66.6667 | 25000 | 12 | 1 | 14.63 | 14.63 | 17.1908 | 2020Q2 | https://www.lbclighting.com/led/light-bulb-led/tcp-led12p30.html | LBC Lighting | 2020 | Yes
LED Lighting | Reflector | TCP | True |  |  | PAR30LN (Long Neck) |  | Replaces 75W halogen Smooth, uniform dimming Unique full face optic that provides designer grade light quality with same look as halogen replacement Smooth, clean outside housing seamlessly blends into lighting applications More Information TCP Designer Elite 12W PAR30 Long Neck LED Bulb - Dimmable, 120V Features: Wattage: 12W Type: LED Bulb Shape: PAR30 Long Neck Bulb Base: E26 Medium Voltage: 120V Color Temperature: 2700K, 3000K Beam Spread: Flood (40 degrees) , Narrow Flood (25 degrees) Lumens: 800 - 825 CRI: 82 Replaces 75W halogen Energy efficient: up to 85% less energy than standard halogen replacement Smooth, uniform dimming Unique full face optic that provides designer grade light quality with same look as halogen replacement Smooth, clean outside housing seamlessly blends into lighting applications *MFG Part Number*: LED12P30D27KFL , LED12P30D27KNFL , LED12P30D30KFL , LED12P30D30KNFL TCP Designer Elite 12W PAR30 Long Neck LED Bulb - Dimmable, 120V TCP Designer Elite 12W PAR30 Long Neck LED Bulb - Dimmable, E26 Base, 120V | 2700 | 82 | 800 | 66.6667 |  | 12 | 1 | 12.51 | 12.51 | 14.6997 | 2020Q2 | https://www.lbclighting.com/led/light-bulb-led/tcp-led12p30d.html | LBC Lighting | 2020 | Yes
LED Lighting | Reflector | TCP | True |  |  | PAR30S (Shortneck) |  | Replaces 75W halogen Smooth, uniform dimming Unique full face optic that provides designer grade light quality with same look as halogen replacement Smooth, clean outside housing seamlessly blends into lighting applications More Information TCP Designer Elite 12W PAR30 Short Neck LED Bulb - Dimmable, 120V Features: Wattage: 12W Type: LED Bulb Shape: PAR30 Short Neck Bulb Base: E26 Medium Voltage: 120V Color Temperature: 2700K, 3000K Beam Spread: Flood (40 degrees) , Narrow Flood (25 degrees) Lumens: 800 - 825 CRI: 82 Replaces 75W halogen Energy efficient: up to 85% less energy than standard halogen replacement Smooth, uniform dimming Unique full face optic that provides designer grade light quality with same look as halogen replacement Smooth, clean outside housing seamlessly blends into lighting applications *MFG Part Number*: LED12P30SD27KFL , LED12P30SD27KNFL , LED12P30SD30KFL , LED12P30SD30KNFL TCP Designer Elite 12W PAR30 Short Neck LED Bulb - Dimmable, 120V TCP Designer Elite 12W PAR30 Short Neck LED Bulb - Dimmable, E26 Base, 120V | 2700 | 82 | 800 | 66.6667 |  | 12 | 1 | 12.51 | 12.51 | 14.6997 | 2020Q2 | https://www.lbclighting.com/led/light-bulb-led/tcp-led12p30sd.html | LBC Lighting | 2020 | Yes
LED Lighting | Downlight | TCP | False |  |  | PAR30LN (Long Neck) |  | Replaces 75W halogen 85% more efficient than halogen alternatives Unique full face optic Smooth, clean outside housing Shatter resistant More Information TCP Elite 12W Non-Dimmable PAR30 Long Neck LED Bulb - Medium Base, 120V Features: Wattage: 12W Type: LED Bulb Shape: PAR30 Long Neck Bulb Base: E26 Medium Voltage: 120V Color Temperature: 2700K, 3000K Beam Spread: Flood (40 degrees) Lumens: 800 - 850 Replaces 75W halogen CRI: 82 85% more efficient than halogen alternatives Long Life: 25,000 hours Unique full face optic Smooth, clean outside housing Shatter resistant Applications: Track Lights, Recessed downlights, Display lights, Outdoor fixtures that protects lamps from the elements *MFG Part Number*: LED12P30V27KFL , LED12P30V30KFL TCP Elite 12W Non-Dimmable PAR30 Long Neck LED Bulb - Medium Base, 120V TCP Elite 12W Non-Dimmable PAR30 Long Neck LED Bulb - E26 Base, 120V | 2700 | 82 | 800 | 66.6667 | 25000 | 12 | 1 | 15.67 | 15.67 | 18.4129 | 2020Q2 | https://www.lbclighting.com/led/light-bulb-led/tcp-led12p30v.html | LBC Lighting | 2020 | No
LED Lighting | Reflector | TCP | False |  |  | PAR30LN (Long Neck) |  | Replaces 90W halogen Rated for 25,000 hours Non-dimmable Unique full face optic that provides designer grade light quality with same look as halogen replacement Smooth, clean outside housing seamlessly blends into lighting applications More Information TCP Designer Elite 14W PAR30 Long Neck LED Bulb - Non-Dimmable, 120V Features: Wattage: 14W Type: LED Bulb Shape: PAR30 Long Neck Bulb Base: E26 Medium Voltage: 120V Color Temperature: 2700K, 3000K Beam Spread: Flood (40 degrees) , Narrow Flood (25 degrees) Lumens: 1050 - 1100 CRI: 82 Replaces 90W halogen Rated for 25,000 hours Energy efficient: up to 85% less energy than standard halogen replacement Non-dimmable Unique full face optic that provides designer grade light quality with same look as halogen replacement Smooth, clean outside housing seamlessly blends into lighting applications *MFG Part Number*: LED14P3027KFL , LED14P3027KNFL TCP Designer Elite 14W PAR30 Long Neck LED Bulb - Non-Dimmable, 120V TCP Designer Elite 14W PAR30 Long Neck LED Bulb - Non-Dimmable, E26 Base, 120V | 2700 | 82 | 1050 | 75 | 25000 | 14 | 1 | 17.44 | 17.44 | 20.4927 | 2020Q2 | https://www.lbclighting.com/led/light-bulb-led/tcp-led14p30.html | LBC Lighting | 2020 | Yes
LED Lighting | Reflector | TCP | True |  |  | PAR30LN (Long Neck) |  | Replaces 90W halogen Smooth, uniform dimming Unique full face optic that provides designer grade light quality with same look as halogen replacement Smooth, clean outside housing seamlessly blends into lighting applications More Information TCP Designer Elite 14W PAR30 Long Neck LED Bulb - Dimmable, 120V Features: Wattage: 14W Type: LED Bulb Shape: PAR30 Long Neck Bulb Base: E26 Medium Voltage: 120V Color Temperature: 2700K, 3000K Beam Spread: Flood (40 degrees) , Narrow Flood (25 degrees) Lumens: 1050 - 1100 CRI: 82 Replaces 90W halogen Energy efficient: up to 85% less energy than standard halogen replacement Smooth, uniform dimming Unique full face optic that provides designer grade light quality with same look as halogen replacement Smooth, clean outside housing seamlessly blends into lighting applications *MFG Part Number*: LED14P30D27KFL , LED14P30D27KNFL , LED14P30D30KFL , LED14P30D30KNFL TCP Designer Elite 14W PAR30 Long Neck LED Bulb - Dimmable, 120V TCP Designer Elite 14W PAR30 Long Neck LED Bulb - Dimmable, E26 Base, 120V | 2700 | 82 | 1050 | 75 |  | 14 | 1 | 13.15 | 13.15 | 15.4518 | 2020Q2 | https://www.lbclighting.com/led/light-bulb-led/tcp-led14p30d.html | LBC Lighting | 2020 | Yes
LED Lighting | Downlight | TCP | False |  |  | PAR30LN (Long Neck) |  | Replaces 90W halogen 85% more efficient than halogen alternatives Unique full face optic Smooth, clean outside housing Shatter resistant More Information TCP Elite 14W Non-Dimmable PAR30 Long Neck LED Bulb - Medium Base, 120V Features: Wattage: 14W Type: LED Bulb Shape: PAR30 Long Neck Bulb Base: E26 Medium Voltage: 120V Color Temperature: 2700K, 3000K Beam Spread: Flood (40 degrees) Lumens: 1050 - 1100 Replaces 90W halogen CRI: 82 85% more efficient than halogen alternatives Long Life: 25,000 hours Unique full face optic Smooth, clean outside housing Shatter resistant Applications: Track Lights, Recessed downlights, Display lights, Outdoor fixtures that protects lamps from the elements *MFG Part Number*: LED14P30V27KFL , LED14P30V30KFL TCP Elite 14W Non-Dimmable PAR30 Long Neck LED Bulb - Medium Base, 120V TCP Elite 14W Non-Dimmable PAR30 Long Neck LED Bulb - E26 Base, 120V | 2700 | 82 | 1050 | 75 | 25000 | 14 | 1 | 31.17 | 31.17 | 36.626 | 2020Q2 | https://www.lbclighting.com/led/light-bulb-led/tcp-led14p30v.html | LBC Lighting | 2020 | No
LED Lighting | Reflector | TCP | True |  |  | PAR38 (Reflector) |  | Replaces 90W halogen Smooth, uniform dimming Unique full face optic that provides designer grade light quality with same look as halogen replacement Smooth, clean outside housing seamlessly blends into lighting applications More Information TCP Designer Elite 14W PAR38 LED Bulb - Dimmable, Medium Base, 120V Features: Wattage: 14W Type: LED Bulb Shape: PAR38 Bulb Base: E26 Medium Voltage: 120V Color Temperature: 2700K, 3000K Beam Spread: Flood (40 degrees) , Narrow Flood (25 degrees) Lumens: 1050 - 1100 CRI: 82 Replaces 90W halogen Energy efficient: up to 85% less energy than standard halogen replacement Smooth, uniform dimming Unique full face optic that provides designer grade light quality with same look as halogen replacement Smooth, clean outside housing seamlessly blends into lighting applications *MFG Part Number*: LED14P38D27KFL , LED14P38D27KNFL , LED14P38D30KFL , LED14P38D30KNFL TCP Designer Elite 14W PAR38 LED Bulb - Dimmable, Medium Base, 120V TCP Designer Elite 14W PAR38 LED Bulb - Dimmable, E26 Base, 120V | 2700 | 82 | 1050 | 75 |  | 14 | 1 | 13.15 | 13.15 | 15.4518 | 2020Q2 | https://www.lbclighting.com/led/light-bulb-led/tcp-led14p38d.html | LBC Lighting | 2020 | Yes
LED Lighting | Downlight | TCP | False |  |  | PAR38 (Reflector) |  | Replaces 90W halogen 85% more efficient than halogen alternatives Unique full face optic Smooth, clean outside housing Shatter resistant More Information TCP Elite 14W Non-Dimmable PAR38 LED Bulb - Medium Base, 120V Features: Wattage: 14W Type: LED Bulb Shape: PAR38 Bulb Base: E26 Medium Voltage: 120V Color Temperature: 2700K, 3000K Beam Spread: Flood (40 degrees) Lumens: 1050 - 1100 Replaces 90W halogen CRI: 82 85% more efficient than halogen alternatives Long Life: 25,000 hours Unique full face optic Smooth, clean outside housing Shatter resistant Applications: Track Lights, Recessed downlights, Display lights, Outdoor fixtures that protects lamps from the elements *MFG Part Number*: LED14P38V27KFL , LED14P38V30KFL TCP Elite 14W Non-Dimmable PAR38 LED Bulb - Medium Base, 120V TCP Elite 14W Non-Dimmable PAR38 LED Bulb - E26 Base, 120V | 2700 | 82 | 1050 | 75 | 25000 | 14 | 1 | 28.47 | 28.47 | 33.4534 | 2020Q2 | https://www.lbclighting.com/led/light-bulb-led/tcp-led14p38v.html | LBC Lighting | 2020 | No
LED Lighting | Downlight | TCP | False |  |  | BR40 |  | Replaces 120W Incandescent Non-dimmable Rated for 25,000 hours More Information TCP Elite 17W Non-Dimmable BR40 LED Bulb - Medium Base, 120V Features: Wattage: 17W Type: LED Bulb Shape: BR40 Bulb Base: E26 Medium Voltage: 120V Color Temperature: 2700K, 3000K, 4100K Lumens: 1200 - 1300 CRI: 82 Beam Angle: 110 degrees Replaces 120W Incandescent Non-dimmable Rated for 25,000 hours Applications: Recessed downlights, track lights, display light, outdoor fixtures that protect lamps from the elements *MFG Part Number*: LED17BR4024K , LED17BR4027K , LED17BR4030K , LED17BR4041K TCP Elite 17W Non-Dimmable BR40 LED Bulb - Medium Base, 120V TCP Elite 17W Non-Dimmable BR40 LED Bulb - E26 Base, 120V | 2700 | 82 | 1200 | 70.5882 | 25000 | 17 | 1 | 10.07 | 10.07 | 11.8326 | 2020Q2 | https://www.lbclighting.com/led/light-bulb-led/tcp-led17br40.html | LBC Lighting | 2020 | No
LED Lighting | Downlight | TCP | True |  |  | BR40 |  | Replaces 120W Incandescent Smooth, uniform dimming Rated for 25,000 hours More Information TCP Elite 17W Dimmable BR40 LED Bulb - Medium Base, 120V Features: Wattage: 17W Type: LED Bulb Shape: BR40 Bulb Base: E26 Medium Voltage: 120V Color Temperature: 2400K, 2700K, 3000K, 4100K Lumens: 1200 - 1300 CRI: 82 Beam Angle: 110 degrees Replaces 120W Incandescent Smooth, uniform dimming Rated for 25,000 hours Applications: Recessed downlights, track lights, display light, outdoor fixtures that protect lamps from the elements *MFG Part Number*: LED17BR40D24K , LED17BR40D27K , LED17BR40D30K , LED17BR40D41K TCP Elite 17W Dimmable BR40 LED Bulb - Medium Base, 120V TCP Elite 17W Dimmable BR40 LED Bulb - E26 Base, 120V | 2400 | 82 | 1200 | 70.5882 | 25000 | 17 | 1 | 6.23 | 6.23 | 7.3205 | 2020Q2 | https://www.lbclighting.com/led/light-bulb-led/tcp-led17br40d.html | LBC Lighting | 2020 | No
LED Lighting | Reflector | TCP | True |  |  | PAR38 (Reflector) |  | Replaces 120W halogen Smooth, uniform dimming Unique full face optic that provides designer grade light quality with same look as halogen replacement Smooth, clean outside housing seamlessly blends into lighting applications More Information TCP Designer Elite 17W PAR38 LED Bulb - Dimmable, Medium Base, 120V Features: Wattage: 17W Type: LED Bulb Shape: PAR38 Bulb Base: E26 Medium Voltage: 120V Color Temperature: 2700K, 3000K Beam Spread: Flood (40 degrees) , Narrow Flood (25 degrees) Lumens: 1200-1250 CRI: 82 Replaces 120W halogen Energy efficient: up to 85% less energy than standard halogen replacement Smooth, uniform dimming Unique full face optic that provides designer grade light quality with same look as halogen replacement Smooth, clean outside housing seamlessly blends into lighting applications *MFG Part Number*: LED17P38D27KFL , LED17P38D27KNFL , LED17P38D30KFL , LED17P38D30KNFL TCP Designer Elite 17W PAR38 LED Bulb - Medium Base, 120V TCP Designer Elite 17W PAR38 LED Bulb - Dimmable, E26 Base, 120V | 2700 | 82 | 1200 | 70.5882 |  | 17 | 1 | 13.55 | 13.55 | 15.9218 | 2020Q2 | https://www.lbclighting.com/led/light-bulb-led/tcp-led17p38d.html | LBC Lighting | 2020 | Yes
LED Lighting | Downlight | TCP | False |  |  | PAR38 (Reflector) |  | Replaces 120W halogen 85% more efficient than halogen alternatives Unique full face optic Smooth, clean outside housing Shatter resistant More Information TCP Elite 17W Non-Dimmable PAR38 LED Bulb - Medium Base, 120V Features: Wattage: 17W Type: LED Bulb Shape: PAR38 Bulb Base: E26 Medium Voltage: 120V Color Temperature: 2700K, 3000K Beam Spread: Flood (40 degrees) Lumens: 1200- 1250 Replaces 120W halogen CRI: 82 85% more efficient than halogen alternatives Long Life: 25,000 hours Unique full face optic Smooth, clean outside housing Shatter resistant Applications: Track Lights, Recessed downlights, Display lights, Outdoor fixtures that protects lamps from the elements *MFG Part Number*: LED17P38V27KFL , LED17P38V30KFL TCP Elite 17W Non-Dimmable PAR38 LED Bulb - Medium Base, 120V TCP Elite 17W Non-Dimmable PAR38 LED Bulb - E26 Base, 120V | 2700 | 82 | 1200 | 70.5882 | 25000 | 17 | 1 | 31.17 | 31.17 | 36.626 | 2020Q2 | https://www.lbclighting.com/led/light-bulb-led/tcp-led17p38v.html | LBC Lighting | 2020 | No
LED Lighting | Decorative | TCP | True |  |  | B11 (Torpedo) |  | Full dimmable More Information TCP Elite 4W Dimmable B11 Blunt Tip LED Bulb - E12 Base, 120V Features: Wattage: 4W Type: LED Bulb Shape: B11 Blunt Tip Bulb Base: E12 Candelabra Voltage: 120V Color Temperature: 2700K Finish: Clear, Frosted Incandescent Equivalent: 25W Lumens: 200 CRI: 82 Rated Hours: 25,000 Full dimmable Application: Chandeliers, Ceiling Fans, Decorative, Indoor Fixtures, Outdoor Fixtures *MFG Part Number*: LED4E12B1127K , LED4E12B1127KF TCP Elite 4W Dimmable B11 Blunt Tip LED Bulb - E12 Base, 120V TCP Elite 4W Dimmable B11 Blunt Tip LED Bulb - E12 Base, 120V | 2700 | 82 | 200 | 50 |  | 4 | 1 | 5 | 5 | 5.8752 | 2020Q2 | https://www.lbclighting.com/led/light-bulb-led/tcp-led4e12b11.html | LBC Lighting | 2020 | Yes
LED Lighting | Decorative | TCP | True |  |  | G16 and G16-1/2 (Globe) |  | Full dimmable More Information TCP Elite 4W Dimmable G16 Globe LED Bulb - E12 Base, 120V Features: Wattage: 4W Type: LED Bulb Shape: G16 Globe Bulb Base: E12 Candelabra Voltage: 120V Color Temperature: 2700K Finish: Clear, Frosted Incandescent Equivalent: 25W Lumens: 200 CRI: 82 Rated Hours: 25,000 Full dimmable Application: Chandeliers, Ceiling Fans, Decorative, Indoor Fixtures, Outdoor Fixtures *MFG Part Number*: LED4E12G1627K , LED4E12G1627KF TCP Elite 4W Dimmable G16 Globe LED Bulb - E12 Base, 120V TCP Elite 4W Dimmable G16 Globe LED Bulb - E12 Base, 120V | 2700 | 82 | 200 | 50 |  | 4 | 1 | 5 | 5 | 5.8752 | 2020Q2 | https://www.lbclighting.com/led/light-bulb-led/tcp-led4e12g16.html | LBC Lighting | 2020 | Yes
LED Lighting | Decorative | TCP | True |  |  | B11 (Torpedo) |  | Full dimmable More Information TCP Elite 4W Dimmable B11 Blunt Tip LED Bulb - E26 Base, 120V Features: Wattage: 4W Type: LED Bulb Shape: B11 Blunt Tip Bulb Base: E26 Medium Voltage: 120V Color Temperature: 2700K Finish: Clear, Frosted Incandescent Equivalent: 25W Lumens: 200 CRI: 82 Rated Hours: 25,000 Full dimmable Application: Chandeliers, Ceiling Fans, Decorative, Indoor Fixtures, Outdoor Fixtures *MFG Part Number*: LED4E26B1127K , LED4E26B1127KF TCP Elite 4W Dimmable B11 Blunt Tip LED Bulb - E26 Base, 120V TCP Elite 4W Dimmable B11 Blunt Tip LED Bulb - E26 Base, 120V | 2700 | 82 | 200 | 50 |  | 4 | 1 | 5 | 5 | 5.8752 | 2020Q2 | https://www.lbclighting.com/led/light-bulb-led/tcp-led4e26b11.html | LBC Lighting | 2020 | Yes
LED Lighting | Decorative | TCP | True |  |  | G16 and G16-1/2 (Globe) |  | Full dimmable More Information TCP Elite 4W Dimmable G16 Globe LED Bulb - E26 Base, 120V Features: Wattage: 4W Type: LED Bulb Shape: G16 Globe Bulb Base: E26 Medium Voltage: 120V Color Temperature: 2700K Finish: Clear, Frosted Incandescent Equivalent: 25W Lumens: 200 CRI: 82 Rated Hours: 25,000 Full dimmable Application: Chandeliers, Ceiling Fans, Decorative, Indoor Fixtures, Outdoor Fixtures *MFG Part Number*: LED4E26G1627K , LED4E26G1627KF TCP Elite 4W Dimmable G16 Globe LED Bulb - E26 Base, 120V TCP Elite 4W Dimmable G16 Globe LED Bulb - E26 Base, 120V | 2700 | 82 | 200 | 50 |  | 4 | 1 | 5 | 5 | 5.8752 | 2020Q2 | https://www.lbclighting.com/led/light-bulb-led/tcp-led4e26g16.html | LBC Lighting | 2020 | Yes
LED Lighting | Decorative | TCP | True |  |  | B11 (Torpedo) |  | Full dimmable More Information TCP Elite 5W Dimmable B11 Blunt Tip LED Bulb - E12 Base, 120V Features: Wattage: 5W Type: LED Bulb Shape: B11 Blunt Tip Bulb Base: E12 Candelabra Voltage: 120V Color Temperature: 2700K Finish: Clear, Frosted Incandescent Equivalent: 40W Lumens: 300 CRI: 82 Rated Hours: 25,000 Full dimmable Application: Chandeliers, Ceiling Fans, Decorative, Indoor Fixtures, Outdoor Fixtures *MFG Part Number*: LED5E12B1127K , LED5E12B1127KF TCP Elite 5W Dimmable B11 Blunt Tip LED Bulb - E12 Base, 120V TCP Elite 5W Dimmable B11 Blunt Tip LED Bulb - E12 Base, 120V | 2700 | 82 | 300 | 60 |  | 5 | 1 | 5 | 5 | 5.8752 | 2020Q2 | https://www.lbclighting.com/led/light-bulb-led/tcp-led5e12b11.html | LBC Lighting | 2020 | Yes
LED Lighting | Decorative | TCP | True |  |  | G16 and G16-1/2 (Globe) |  | Full dimmable More Information TCP Elite 5W Dimmable G16 Globe LED Bulb - E12 Base, 120V Features: Wattage: 5W Type: LED Bulb Shape: G16 Globe Bulb Base: E12 Candelabra Voltage: 120V Color Temperature: 2700K Finish: Clear, Frosted Incandescent Equivalent: 40W Lumens: 300 CRI: 82 Rated Hours: 25,000 Full dimmable Application: Chandeliers, Ceiling Fans, Decorative, Indoor Fixtures, Outdoor Fixtures *MFG Part Number*: LED5E12G1627K , LED5E12G1627KF TCP Elite 5W Dimmable G16 Globe LED Bulb - E12 Base, 120V TCP Elite 5W Dimmable G16 Globe LED Bulb - E12 Base, 120V | 2700 | 82 | 300 | 60 |  | 5 | 1 | 5 | 5 | 5.8752 | 2020Q2 | https://www.lbclighting.com/led/light-bulb-led/tcp-led5e12g16.html | LBC Lighting | 2020 | Yes
LED Lighting | Decorative | TCP | True |  |  | B11 (Torpedo) |  | Full dimmable More Information TCP Elite 5W Dimmable B11 Blunt Tip LED Bulb - E26 Base, 120V Features: Wattage: 5W Type: LED Bulb Shape: B11 Blunt Tip Bulb Base: E26 Medium Voltage: 120V Color Temperature: 2700K Finish: Clear, Frosted Incandescent Equivalent: 40W Lumens: 300 CRI: 82 Rated Hours: 25,000 Full dimmable Application: Chandeliers, Ceiling Fans, Decorative, Indoor Fixtures, Outdoor Fixtures *MFG Part Number*: LED5E26B1127K , LED5E26B1127KF TCP Elite 5W Dimmable B11 Blunt Tip LED Bulb - E26 Base, 120V TCP Elite 5W Dimmable B11 Blunt Tip LED Bulb - E26 Base, 120V | 2700 | 82 | 300 | 60 |  | 5 | 1 | 5 | 5 | 5.8752 | 2020Q2 | https://www.lbclighting.com/led/light-bulb-led/tcp-led5e26b11.html | LBC Lighting | 2020 | Yes
LED Lighting | Decorative | TCP | True |  |  | G16 and G16-1/2 (Globe) |  | Full dimmable More Information TCP Elite 5W Dimmable G16 Globe LED Bulb - E26 Base, 120V Features: Wattage: 5W Type: LED Bulb Shape: G16 Globe Bulb Base: E26 Medium Voltage: 120V Color Temperature: 2700K Finish: Clear, Frosted Incandescent Equivalent: 40W Lumens: 300 CRI: 82 Rated Hours: 25,000 Full dimmable Application: Chandeliers, Ceiling Fans, Decorative, Indoor Fixtures, Outdoor Fixtures *MFG Part Number*: LED5E26G1627K , LED5E26G1627KF TCP Elite 5W Dimmable G16 Globe LED Bulb - E26 Base, 120V TCP Elite 5W Dimmable G16 Globe LED Bulb - E26 Base, 120V | 2700 | 82 | 300 | 60 |  | 5 | 1 | 5 | 5 | 5.8752 | 2020Q2 | https://www.lbclighting.com/led/light-bulb-led/tcp-led5e26g16.html | LBC Lighting | 2020 | Yes
LED Lighting | Decorative | TCP | True |  |  | S14 |  | Ideal for decorative dimming applications Suitable for outdoor fixtures Wet location rated to replace cold cathodes Fully dimmable Three or more lamps per dimming circuit is recommended for optimal dimming More Information TCP Elite 5W Dimmable S14 LED Bulb - Medium Base, 120V Features: Wattage: 5W Type: LED Bulb Shape: S14 Bulb Base: E26 Medium Voltage: 120V Color Temperature: 3000K Lumens: 300 CRI: 82 Finish: Clear Incandescent Equivalent: 40W Rated Hours: 25,000 Ideal for decorative dimming applications Suitable for outdoor fixtures Applications: Chandeliers, Ceiling Fans, Decorative, Indoor Fixtures, Outdoor Fixtures, Scorebords, Movie Signs Wet location rated to replace cold cathodes Fully dimmable Three or more lamps per dimming circuit is recommended for optimal dimming *MFG Part Number*: LED5E26S1430K TCP Elite 5W Dimmable S14 LED Bulb - Medium Base, 120V TCP Elite 5W Dimmable S14 LED Bulb - Medium Base, 120V | 3000 | 82 | 300 | 60 |  | 5 | 1 | 5 | 5 | 5.8752 | 2020Q2 | https://www.lbclighting.com/led/light-bulb-led/tcp-led5e26s14.html | LBC Lighting | 2020 | Yes
LED Lighting | Decorative | TCP | True |  |  | G25 (Globe) |  | Smooth uniform dimmign from 100% to 5% More Information TCP Elite 5W Dimmable G25 Globe LED Bulb - Medium Base, 120V Features: Wattage: 5W Type: LED Bulb Shape: G25 Globe Bulb Base: E26 Medium Voltage: 120V Color Temperature: 2700K, 3000K CRI: 82 Lumens: 300 - 325 Beam Angle: 230 degrees Finish: Frosted Incandescent Equivalent: 40W Rated Hours: 25,000 Smooth uniform dimmign from 100% to 5% Applications: Vanity Strips, Pendant LIghting, Decorative *MFG Part Number*: LED5G25D27KF , LED5G25D30KF TCP Elite 5W Dimmable G25 Globe LED Bulb - Medium Base, 120V TCP Elite 5W Dimmable G25 Globe LED Bulb - Medium Base, 120V | 2700 | 82 | 300 | 60 |  | 5 | 1 | 5.23 | 5.23 | 6.1455 | 2020Q2 | https://www.lbclighting.com/led/light-bulb-led/tcp-led5g25d.html | LBC Lighting | 2020 | Yes
LED Lighting | Downlight | TCP | True |  |  | MR16 |  | Fully Dimmable More Information TCP Elite 7W Dimmable MR16 LED Bulb - GU5.3 Base, 12V Features: Wattage: 7W Type: LED Bulb Shape: MR16 Bulb Base: GU5.3 bi-pin Voltage: 12V Color Temperature: 2400K, 2700K, 3000K, 4100K Beam Spread: Flood (40 degrees), Narrow Flood (20 degrees) Lumens: 500 - 550 CRI: 82 Halogen Equivalent: 50W Fully Dimmable Rated Hours: 25,000 Applications: Track Lights, Recessed Downlights, Display Lights, suitable for enclosed fixtures and outdoor fixtures that protect lamps from the elements *MFG Part Number*: LED712VMR1624KNFL , LED712VMR1624KFL , LED712VMR1627KNFL , LED712VMR1627KFL , LED712VMR1630KNFL , LED712VMR1641KNFL , LED712VMR1641KFL + More - Less TCP Elite 7W Dimmable MR16 LED Bulb - GU5.3 Base, 12V TCP Elite 7W Dimmable MR16 LED Bulb - GU5.3 Base, 12V | 2400 | 82 | 500 | 71.4286 |  | 7 | 1 | 6.49 | 6.49 | 7.626 | 2020Q2 | https://www.lbclighting.com/led/light-bulb-led/tcp-led712vmr16.html | LBC Lighting | 2020 | No
LED Lighting | Downlight | TCP | True |  |  | MR16 |  | Dimmable Rated for 25,000 hours More Information TCP Elite 7W Dimmable MR16 LED Bulb - GU5.3 Base, 12V Features: Wattage: 7W Type: LED Bulb Shape: MR16 Bulb Base: GU5.3 Base Voltage: 12V Color Temperature: 3000K Beam Spread: Narrow Flood (20 degrees), Flood (40 degrees) Lumens: 500 CRI: 82 Halogen Equivalent: 50W Dimmable Rated for 25,000 hours Applications: Track Lights, Recessed Downlights, Display Lights, suitable for enclosed fixtures and outdoor fixtures that protect lamps from the elements. *MFG Part Number*: LED712VMR16V30KNFL , LED712VMR16V30KFL TCP Elite 7W Dimmable MR16 LED Bulb - GU5.3 Base, 12V TCP Elite 7W Dimmable MR16 LED Bulb - GU5.3 Base, 12V | 3000 | 82 | 500 | 71.4286 | 25000 | 7 | 1 | 6.23 | 6.23 | 7.3205 | 2020Q2 | https://www.lbclighting.com/led/light-bulb-led/tcp-led712vmr16v.html | LBC Lighting | 2020 | No
LED Lighting | Downlight | TCP | True |  |  | MR16 |  | Fully Dimmable More Information TCP Elite 7W Dimmable MR16 LED Bulb - GU10 Base, 120V Features: Wattage: 7W Type: LED Bulb Shape: MR16 Bulb Base: GU10 Twist & Lock Voltage: 120V Color Temperature: 2400K, 2700K, 3000K, 4100K Beam Spread: Flood (40 degrees), Narrow Flood (20 degrees) Lumens: 500 - 550 CRI: 82 Halogen Equivalent: 50W Fully Dimmable Rated Hours: 25,000 Applications: Track Lights, Recessed Downlights, Display Lights, suitable for enclosed fixtures and outdoor fixtures that protect lamps from the elements *MFG Part Number*: LED7MR16GU1024KFL , LED7MR16GU1027KNFL , LED7MR16GU1027KFL , LED7MR16GU1030KNFL , LED7MR16GU1030KFL , LED7MR16GU1041KNFL , LED7MR16GU1041KFL + More - Less TCP Elite 7W Dimmable MR16 LED Bulb - GU10 Base, 120V TCP Elite 7W Dimmable MR16 LED Bulb - GU10 Base, 120V | 2400 | 82 | 500 | 71.4286 |  | 7 | 1 | 3.93 | 3.93 | 4.6179 | 2020Q2 | https://www.lbclighting.com/led/light-bulb-led/tcp-led7mr16gu10.html | LBC Lighting | 2020 | No
LED Lighting | Downlight | TCP | True |  |  | PAR16 (Reflector) |  | Fully Dimmable More Information TCP Elite 7W Dimmable PAR16 LED Bulb - Medium Base, 120V Features: Wattage: 7W Type: LED Bulb Shape: MR16 Bulb Base: E26 Medium Voltage: 120V Color Temperature: 2400K, 2700K, 3000K, 4100K Beam Spread: Flood (40 degrees), Narrow Flood (20 degrees) Lumens: 500 - 550 CRI: 82 Halogen Equivalent: 50W Fully Dimmable Rated Hours: 25,000 Applications: Track Lights, Recessed Downlights, Display Lights, suitable for enclosed fixtures and outdoor fixtures that protect lamps from the elements *MFG Part Number*: LED7P1624KFL , LED7P1627KFL , LED7P1630KNFL , LED7P1630KFL , LED7P1641KNFL , LED7P1641KFL + More - Less TCP Elite 7W Dimmable PAR16 LED Bulb - Medium Base, 120V TCP Elite 7W Dimmable PAR16 LED Bulb - Medium Base, 120V | 2400 | 82 | 500 | 71.4286 |  | 7 | 1 | 9.82 | 9.82 | 11.5389 | 2020Q2 | https://www.lbclighting.com/led/light-bulb-led/tcp-led7p16.html | LBC Lighting | 2020 | No
LED Lighting | Reflector | TCP | True |  |  | PAR20 (Reflector) |  | Replaces 50W halogen Smooth, uniform dimming Unique full face optic that provides designer grade light quality with same look as halogen replacement Smooth, clean outside housing seamlessly blends into lighting applications More Information TCP Designer Elite 8W PAR20 LED Bulb - Dimmable, 120V Features: Wattage: 8W Type: LED Bulb Shape: PAR20 Bulb Base: E26 Medium Voltage: 120V Color Temperature: 2700K, 3000K Beam Spread: Flood (40 degrees) , Narrow Flood (25 degrees) Lumens: 500 - 515 CRI: 82 Replaces 50W halogen Energy efficient: up to 85% less energy than standard halogen replacement Smooth, uniform dimming Unique full face optic that provides designer grade light quality with same look as halogen replacement Smooth, clean outside housing seamlessly blends into lighting applications *MFG Part Number*: LED8P20D27KFL , LED8P20D27KNFL , LED8P20D30KFL , LED8P20D30KNFL TCP Designer Elite 8W PAR20 LED Bulb - Dimmable, 120V TCP Designer Elite 8W PAR20 LED Bulb - Dimmable, E26 Base, 120V | 2700 | 82 | 500 | 62.5 |  | 8 | 1 | 9.08 | 9.08 | 10.6694 | 2020Q2 | https://www.lbclighting.com/led/light-bulb-led/tcp-led8p20d.html | LBC Lighting | 2020 | Yes
LED Lighting | Downlight | TCP | False |  |  | PAR20 (Reflector) |  | Replaces 50W halogen 85% more efficient than halogen alternatives Unique full face optic Smooth, clean outside housing Shatter resistant More Information TCP Elite 8W Non-Dimmable PAR20 LED Bulb - Medium Base, 120V Features: Wattage: 8W Type: LED Bulb Shape: PAR20 Bulb Base: E26 Medium Voltage: 120V Color Temperature: 2700K, 3000K Beam Spread: Flood (40 degrees) Lumens: 500 - 515 Replaces 50W halogen CRI: 82 85% more efficient than halogen alternatives Long Life: 25,000 hours Unique full face optic Smooth, clean outside housing Shatter resistant Applications: Track Lights, Recessed downlights, Display lights, Outdoor fixtures that protects lamps from the elements *MFG Part Number*: LED8P20DV27KFL , LED8P20DV30KFL TCP Elite 8W Non-Dimmable PAR20 LED Bulb - Medium Base, 120V TCP Elite 8W Non-Dimmable PAR20 LED Bulb - E26 Base, 120V | 2700 | 82 | 500 | 62.5 | 25000 | 8 | 1 | 24.67 | 24.67 | 28.9882 | 2020Q2 | https://www.lbclighting.com/led/light-bulb-led/tcp-led8p20v.html | LBC Lighting | 2020 | No
LED Lighting | A-Type | Manufacturer: Satco | False |  | General Purpose Replacement | A19 | E26 (Medium) | Damp Location Rated Home > Energy Star Qualified Products > 6 Watt 480 Lumen Non-Dimmable LED A19 Enclosed Fixture Rated Light Bulb 2700K ** Non-CEC Compliant - NOT Lawful for Sale in California ** Product Specifications - Quick Reference Input Voltage: Lumens: 120 Volt 480 Lumens Dimensions: Dimmable: 4-3/16" (MOL) x 2-3/8" (MOD) NO - Not Dimmable LED Color: 2700K Warm White Life Time: 15,000 Hours Power Consumption: Luminous Efficacy: 6 Watts 80 lm/W CRI: Certifications: 80 CRI Energy Star, RoHS, cULus Satco's LED series of omni-directional non-dimmable LED A19 Lamps are here to replace your 40 watt and 60 watt incandescent light bulbs or your 9 watt and 13 watt screw-in CFLs. Within this series, Satco is exhibiting their Solid State LED Lighting for these A shaped replacement lamps. This series of A19 LED light bulbs are not dimmable, but are approved for totally enclosed fixtures. They have a long life of 15,000 hours and possess a 3 Year Limited Warranty. This series comes in either a 6 watt model or a 9.5 watt model and the following color temperatures: 2700K, 3000K, and 5000K. This model is part number S9590, which produces 480 lumens of a 2700K warm white color. This bulb consumes just 6 watts of 120 volt energy. This bulb is Energy Star certified, RoHS compliant, cULus - damp location rated, and enclosed fixture rated. This led light bulb is NOT dimmable and has a CRI of 80, while producing zero UV or IR radiation. The innovative design of this A19 bulb features a frosted finish and a medium E26 base. When you replace your 40A19 bulbs with these 6 watt A19 LED bulbs, your energy use decreases significantly while keeping the same look and feel of your old A19 bulbs. Click here for the complete Satco S9590 LED A19 Light Bulb Specification Sheet. Satco 6 Watt 480 Lumen Non-Dimmable LED A19 Enclosed Fixture Rated Light Bulb 2700K | 2700 | 82 | 480 | 80 | 15000 | 6 | 1 | 2.95 | 2.95 | 3.4664 | 2020Q2 | https://www.greenelectricalsupply.com/6-watt-enclosed-fixture-rated-e26-a19-led-light-bulbs-2700k.aspx | Green Electrical Supply | 2020 | Yes
LED Lighting | Reflector | Ushio | True |  |  | R30/BR30 |  | Dimmable (View compatible dimmers here) Equivalent to 65W R30 or BR30 incandescent (View LED Wattage Equivalent Chart here) More Information Ushio 11W Uphoria Dimmable R30 LED Bulb - E26 Base, 120V Features: Wattage: 11W Type: LED Bulb Shape: R30 Bulb Base: E26 Medium Voltage: 120V Color Temperature: 2700K, 3000K Beam Spread: Wide Flood (108 degrees) CRI: 82 Lumens: 750 Average Rated Life: 25,000 Hours Dimmable (View compatible dimmers here) Equivalent to 65W R30 or BR30 incandescent (View LED Wattage Equivalent Chart here) Applications: Recessed lighting, display lighting, accent lighting, art gallery & museum lighting, office lighting, hopsoitality lighting Models: 1003903 , 1003855 *MFG Part Number*: 1003903 , 1003855 Ushio 11W Uphoria Dimmable R30 LED Bulb - E26 Base, 120V Ushio 11W Uphoria Dimmable R30 LED Bulb - E26 Base, 120V | 2700 | 82 | 750 | 68.1818 | 25000 | 11 | 1 | 35.19 | 35.19 | 41.3496 | 2020Q2 | https://www.lbclighting.com/led/light-bulb-led/ushi-11w-r30.html | LBC Lighting | 2020 | Yes
LED Lighting | Reflector | Ushio | True |  |  | R40 |  | Dimmable (View compatible dimmers here) Equivalent to 85W R40 or BR40 incandescent (View LED Wattage Equivalent Chart here) More Information Ushio 13W Uphoria Dimmable R40 LED Bulb - E26 Base, 120V Features: Wattage: 13W Type: LED Bulb Shape: R40 Bulb Base: E26 Medium Voltage: 120V Color Temperature: 2700K, 3000K Beam Spread: Wide Flood (105 degrees) CRI: 82 Lumens: 850, 880 Average Rated Life: 25,000 Hours Dimmable (View compatible dimmers here) Equivalent to 85W R40 or BR40 incandescent (View LED Wattage Equivalent Chart here) Applications: Recessed lighting, display lighting, accent lighting, art gallery & museum lighting, office lighting, hopsoitality lighting Models: 1003904 , 1003857 *MFG Part Number*: 1003904 , 1003857 Ushio 13W Uphoria Dimmable R40 LED Bulb - E26 Base, 120V Ushio 13W Uphoria Dimmable R40 LED Bulb - E26 Base, 120V | 2700 | 82 | 850 | 65.3846 | 25000 | 13 | 1 | 42.66 | 42.66 | 50.1271 | 2020Q2 | https://www.lbclighting.com/led/light-bulb-led/ushi-13w-r40.html | LBC Lighting | 2020 | Yes
LED Lighting | Reflector | Ushio | True |  |  | PAR30LN (Long Neck) |  | Dimmable (View compatible dimmers here) Equivalent to 75W LNPAR30 halogen (View LED Wattage Equivalent Chart here) More Information Ushio 14W Uphoria Dimmable PAR30LN LED Bulb - E26 Base, 120V Features: Wattage: 14W Type: LED Bulb Shape: PAR30LN Bulb Base: E26 Medium Voltage: 120V Color Temperature: 2700K, 3000K Beam: Narrow Flood (25 degrees), Flood (40 degrees) CRI: 80+ Lumens: 800 to 850 Average Rated Life: 40,000 Hours Dimmable (View compatible dimmers here) Equivalent to 75W LNPAR30 halogen (View LED Wattage Equivalent Chart here) Applications: Recessed lighting, track lighting, display lighting, accent lighting, art gallery & museum lighting, office lighting, hopsoitality lighting Models: 1003911 , 1003910 , 1003871 , 1003872 *MFG Part Number*: 1003911 , 1003910 , 1003871 , 1003872 Ushio 14W Uphoria Dimmable PAR30LN LED Bulb - E26 Base, 120V Ushio 14W Uphoria Dimmable PAR30LN LED Bulb - E26 Base, 120V | 2700 | 80 | 800 | 57.1429 | 40000 | 14 | 1 | 7 | 7 | 8.2253 | 2020Q2 | https://www.lbclighting.com/led/light-bulb-led/ushi-14w-par30ln.html | LBC Lighting | 2020 | Yes
LED Lighting | Reflector | Ushio | True |  |  | R40 |  | Dimmable (View compatible dimmers here) Equivalent to 120W R40 or BR40 incandescent (View LED Wattage Equivalent Chart here) More Information Ushio 18W Uphoria Dimmable R40 LED Bulb - E26 Base, 120V Features: Wattage: 18W Type: LED Bulb Shape: R40 Bulb Base: E26 Medium Voltage: 120V Color Temperature: 3000K Beam Spread: Wide Flood (105 degrees) CRI: 82 Lumens: 1230 Average Rated Life: 25,000 Hours Dimmable (View compatible dimmers here) Equivalent to 120W R40 or BR40 incandescent (View LED Wattage Equivalent Chart here) Applications: Recessed lighting, display lighting, accent lighting, art gallery & museum lighting, office lighting, hopsoitality lighting Model: 1003856 *MFG Part Number*: 1003856 Ushio 18W Uphoria Dimmable R40 LED Bulb - E26 Base, 120V Ushio 18W Uphoria Dimmable R40 LED Bulb - E26 Base, 120V | 3000 | 82 | 1230 | 68.3333 | 25000 | 18 | 1 | 48.51 | 48.51 | 57.0011 | 2020Q2 | https://www.lbclighting.com/led/light-bulb-led/ushi-18w-r40.html | LBC Lighting | 2020 | Yes
LED Lighting | Decorative | Ushio | True |  |  | S14 |  | Dimmable (View compatible dimmers here) Equivalent to 11W Incandescent S14 (View LED Wattage Equivalent Chart here) More Information Ushio 2W Utopia Dimmable S14 LED Bulb - E26 Base, 120V Features: Wattage: 2W Type: LED Bulb Shape: S14 Bulb Base: E26 Medium Voltage: 120V Color Temperature: 2700K CRI: 80 Lumens: 100 Average Rated Life: 50,000 Hours Dimmable (View compatible dimmers here) Equivalent to 11W Incandescent S14 (View LED Wattage Equivalent Chart here) Applications: Signs ,marquees ,amusement lighting ,accent lighting ,indoor and outdoor Model: 1003866 *MFG Part Number*: 1003866 Ushio 2W Utopia Dimmable S14 LED Bulb - E26 Base, 120V Ushio 2W Utopia Dimmable S14 LED Bulb - E26 Base, 120V | 2700 | 80 | 100 | 50 | 50000 | 2 | 1 | 12.6 | 12.6 | 14.8055 | 2020Q2 | https://www.lbclighting.com/led/light-bulb-led/ushi-2w-s14.html | LBC Lighting | 2020 | Yes
LED Lighting | Decorative | Ushio | True |  |  | CA-10 (Flame Tip) |  | Dimmable (View compatible dimmers here) Equivalent to 25W or 15W Incandescent Candle (View LED Wattage Equivalent Chart here) More Information Ushio 3W Utopia Dimmable CA10 LED Bulb - E12 Base, 120V Features: Wattage: 3W Type: LED Bulb Shape: CA10 Bulb Base: E12 Voltage: 120V Color Temperature: 2700K CRI: 84 Lumens: 184 Average Rated Life: 50,000 Hours Dimmable (View compatible dimmers here) Equivalent to 25W or 15W Incandescent Candle (View LED Wattage Equivalent Chart here) Applications: Chandeliers, ceiling fans, accent lighting, ornamental lighting, decorative lighting, indoor and outdoor Model: 1003858 *MFG Part Number*: 1003858 Ushio 3W Utopia Dimmable CA10 LED Bulb - E12 Base, 120V Ushio 3W Utopia Dimmable CA10 LED Bulb - E12 Base, 120V | 2700 | 84 | 184 | 61.3333 | 50000 | 3 | 1 | 5.75 | 5.75 | 6.7565 | 2020Q2 | https://www.lbclighting.com/led/light-bulb-led/ushi-3w-ca10.html | LBC Lighting | 2020 | Yes
LED Lighting | Decorative | Ushio | True |  |  | G25 (Globe) |  | Dimmable (View compatible dimmers here) Equivalent to 25W or 15W Incandescent G25 Globe (View LED Wattage Equivalent Chart here) More Information Ushio 3W Utopia Dimmable G25 LED Bulb - E26 Base, 120V Features: Wattage: 3W Type: LED Bulb Shape: G25 Bulb Base: E26 Medium Voltage: 120V Color Temperature: 2700K CRI: 84 Lumens: 180 Average Rated Life: 50,000 Hours Dimmable (View compatible dimmers here) Equivalent to 25W or 15W Incandescent G25 Globe (View LED Wattage Equivalent Chart here) Applications: Chandeliers, ceiling fans, accent lighting, ornamental lighting, decorative lighting, indoor and outdoor Model: 1003859 *MFG Part Number*: 1003859 Ushio 3W Utopia Dimmable G25 LED Bulb - E26 Base, 120V Ushio 3W Utopia Dimmable G25 LED Bulb - E26 Base, 120V | 2700 | 84 | 180 | 60 | 50000 | 3 | 1 | 5.75 | 5.75 | 6.7565 | 2020Q2 | https://www.lbclighting.com/led/light-bulb-led/ushi-3w-g25.html | LBC Lighting | 2020 | Yes
LED Lighting | Reflector | Ushio | False |  |  | MR16 |  | Non-Dimmable Equivalent to 35W Halogen MR16 (View LED Wattage Equivalent Chart here) More Information Ushio 6.5W Uphoria Non-Dimmable MR16 LED Bulb - GU5.3 Base, 12V Features: Wattage: 6.5W Type: LED Bulb Shape: MR16 Bulb Base: GU5.3 Voltage: 12V Color Temperature: 3000K, 5700K Beam Spread: Narrow Flood (20 degrees), Flood (35 degrees), Wide Flood (60 degrees) CRI: 70 to 80 Lumens: 325 to 485 Average Rated Life: 35,000 Hours Non-Dimmable Equivalent to 35W Halogen MR16 (View LED Wattage Equivalent Chart here) Applications: Track lighting, recessed lighting, landscape lighting, accent lighting, art gallery & museum lighting, display case lighting Models: 1002483 , 1002484 , 1002485 , 1002486 , 1002487 , 1002488 *MFG Part Number*: 1002483 , 1002484 , 1002485 , 1002486 , 1002487 , 1002488 + More - Less Ushio 6.5W Uphoria Non-Dimmable MR16 LED Bulb - GU5.3 Base, 12V Ushio 6.5W Uphoria Non-Dimmable MR16 LED Bulb - GU5.3 Base, 12V | 3000 | 70 | 325 | 50 | 35000 | 6.5 | 1 | 48.6 | 48.6 | 57.1069 | 2020Q2 | https://www.lbclighting.com/led/light-bulb-led/ushi-6-5w-mr16.html | LBC Lighting | 2020 | Yes
LED Lighting | Reflector | Ushio | True |  |  | PAR20 (Reflector) |  | Dimmable (View compatible dimmers here) Equivalent to 50W R20 or BR30 incandescent (View LED Wattage Equivalent Chart here) More Information Ushio 8W Uphoria Dimmable PAR20 LED Bulb - E26 Base, 120V Features: Wattage: 8W Type: LED Bulb Shape: PAR20 Bulb Base: E26 Medium Voltage: 120V Color Temperature: 3000K, 2700K Beam Spread: Narrow Flood (25 degrees), Flood (40 degrees) CRI: 80+ Lumens: 460 to 490 Average Rated Life: 40,000 Hours Dimmable (View compatible dimmers here) Equivalent to 50W R20 or BR30 incandescent (View LED Wattage Equivalent Chart here) Applications: Recessed lighting, track lighting, display lighting, accent lighting, art gallery & museum lighting, office lighting, hopsoitality lighting Models: 1003913 , 1003912 , 1003869 , 1003870 *MFG Part Number*: 1003913 , 1003912 , 1003869 , 1003870 Ushio 8W Uphoria Dimmable PAR20 LED Bulb - E26 Base, 120V Ushio 8W Uphoria Dimmable PAR20 LED Bulb - E26 Base, 120V | 3000 | 80 | 460 | 57.5 | 40000 | 8 | 1 | 21.65 | 21.65 | 25.4396 | 2020Q2 | https://www.lbclighting.com/led/light-bulb-led/ushi-8w-par20.html | LBC Lighting | 2020 | Yes
LED Lighting | Reflector | Ushio | True |  |  | R20/BR20 |  | Dimmable (View compatible dimmers here) Equivalent to 50W R20 or BR30 incandescent (View LED Wattage Equivalent Chart here) More Information Ushio 8W Uphoria Dimmable R20 LED Bulb - E26 Base, 120V Features: Wattage: 8W Type: LED Bulb Shape: R20 Bulb Base: E26 Medium Voltage: 120V Color Temperature: 2700K, 3000K Beam Spread: Wide Flood (106, 107 degrees) CRI: 82 Lumens: 500 to 540 Average Rated Life: 25,000 Hours Dimmable (View compatible dimmers here) Equivalent to 50W R20 or BR30 incandescent (View LED Wattage Equivalent Chart here) Applications: Recessed lighting, display lighting, accent lighting, art gallery & museum lighting, office lighting, hopsoitality lighting Models: 1003901 , 1003854 *MFG Part Number*: 1003901 , 1003854 Ushio 8W Uphoria Dimmable R20 LED Bulb - E26 Base, 120V Ushio 8W Uphoria Dimmable R20 LED Bulb - E26 Base, 120V | 2700 | 82 | 500 | 62.5 | 25000 | 8 | 1 | 24.75 | 24.75 | 29.0822 | 2020Q2 | https://www.lbclighting.com/led/light-bulb-led/ushi-8w-r20.html | LBC Lighting | 2020 | Yes
LED Lighting | Reflector | Ushio | True |  |  | R30/BR30 |  | Dimmable (View compatible dimmers here) Equivalent to 65W R30 or BR30 incandescent (View LED Wattage Equivalent Chart here) More Information Ushio 9W Uphoria Dimmable R30 LED Bulb - E26 Base, 120V Features: Wattage: 9W Type: LED Bulb Shape: R30 Bulb Base: E26 Medium Voltage: 120V Color Temperature: 2700K Beam Spread: Wide Flood (108 degrees) CRI: 82 Lumens: 650 Average Rated Life: 25,000 Hours Dimmable (View compatible dimmers here) Equivalent to 65W R30 or BR30 incandescent (View LED Wattage Equivalent Chart here) Applications: Recessed lighting, display lighting, accent lighting, art gallery & museum lighting, office lighting, hopsoitality lighting Model: 1003902 *MFG Part Number*: 1003902 Ushio 9W Uphoria Dimmable R30 LED Bulb - E26 Base, 120V Ushio 9W Uphoria Dimmable R30 LED Bulb - E26 Base, 120V | 2700 | 82 | 650 | 72.2222 | 25000 | 9 | 1 | 30.6 | 30.6 | 35.9562 | 2020Q2 | https://www.lbclighting.com/led/light-bulb-led/ushi-9w-r30.html | LBC Lighting | 2020 | Yes
LED Lighting | Downlight | Artemide | True |  |  |  |  | European Brands Body in aluminum Frame in stainless steel Black silkscreened tempered glass 24V DC supply required (remote driver sold separately) Standard non dimmable More Information An outdoor family of recessed fixtures for drive-over or downlight application, Ego contains high-performance LEDs and is available round or square-shaped. Features: Finish: Stainless Steel Beam: 10°, 24° Color Temperature: 3000K, 4000K Body in aluminum Frame in stainless steel Black silkscreened tempered glass Static load: up to 11,023 lbs (5,000 kg) Adjustable range: tilt +/-8° 24V DC supply required (remote driver sold separately) Standard non dimmable Designer: Ernesto Gismondi Lamping: 10°: 3W LED 201 lumens, 80 CRI (Included) 24°: 3W LED 164 lumens, 80 CRI (Included) Power consumption: 3.5W Models: T4003SPN08, T4003SPW08, T4003FLN08, T4003FLW08 *MFG Part Number*: T4003SPN08 , T4003SPW08 , T4003FLN08 , T4003FLW08 An outdoor family of recessed fixtures for drive-over or downlight application, Ego contains high-performance LEDs and is available round or square-shaped. Artemide Ego 90 Square LED Recessed Outdoor Floor Lamp | 3000 | 80 | 201 | 67 |  | 3 | 1 | 350 | 350 | 411.2635 | 2020Q2 | https://www.lbclighting.com/led/recessed-led/atm-t4003.html | LBC Lighting | 2020 | No
LED Lighting | Downlight | Contech Lighting | True |  |  |  |  | Image shows in other finish 14W LED - 1300 lumens (Included) More Information Contech 2" Adjustable New Construction IC Downlight, 120/277V, 0-10V Dim, w/ anodized clear specular reflector. Features: Image shows in other finish Size: 2" Type: New Construction Rating: Insulated Ceiling (IC) Reflector Finish: Anodized Clear Specular Lamping: 14W LED Lumens: 1300 lm Color Temperature: 3000K CRI: 93+ Electrical/Dimming: 120/277V 0-10V Dimming Beam Spread: 26° Lamping: 14W LED - 1300 lumens (Included) Model: R2ANC2MVD/UMOD30KCM/C2304-CLR *MFG Part Number*: R2ANC2MVD/UMOD30KCM/C2304-CLR Contech 2" Adjustable New Construction IC Downlight, 120/277V, 0-10V Dim, w/ anodized clear specular reflector. Contech 2" LED Adjustable IC Downlight | 3000 | 93 | 1300 | 92.8571 |  | 14 | 1 | 241.5 | 241.5 | 283.7718 | 2020Q2 | https://www.lbclighting.com/led/recessed-led/cntc-r2anc2mvd-umod30kcm-c2304.html | LBC Lighting | 2020 | Yes
LED Lighting | Downlight | Contech Lighting | True |  |  |  |  | Image shows in other finish 14W LED - 1300 lumens (Included) More Information Contech 2" Adjustable New Construction IC Downlight, 120/277V, 0-10V Dim, w/ white square pinhole trim. Features: Image shows in other finish Size: 2" Type: New Construction Rating: Insulated Ceiling (IC) Finish: White Lamping: 14W LED Lumens: 1300 lm Color Temperature: 3000K CRI: 93+ Electrical/Dimming: 120/277V 0-10V Dimming Beam Spread: 26° Lamping: 14W LED - 1300 lumens (Included) Model: R2ANC2MVD/UMOD30KCM/C2305SQ-WHT *MFG Part Number*: R2ANC2MVD/UMOD30KCM/C2305SQ-WHT Contech 2" Adjustable New Construction IC Downlight, 120/277V, 0-10V Dim, w/ white square pinhole trim. Contech 2" LED Adjustable IC Downlight, Square Pinhole Trim | 3000 | 93 | 1300 | 92.8571 |  | 14 | 1 | 246.33 | 246.33 | 289.4473 | 2020Q2 | https://www.lbclighting.com/led/recessed-led/cntc-r2anc2mvd-umod30kcm-c2305sq.html | LBC Lighting | 2020 | Yes
LED Lighting | Downlight | Contech Lighting | True |  |  |  |  | Image shows in other finish 10W LED - 1100 lumens (Included) More Information Contech 2" Square LED Recessed Downlight, 120/277V, 0-10V, TRIAC, and ELV Dimming, w/ painted satin silver reflector. Features: Image shows in other finish Size: 2" Type: Remodel Rating: Insulated Ceiling (IC) Reflector Finish: Satin Silver Lamping: 10W LED Lumens: 1100 lm Color Temperature: 3000K CRI: 90+ Electrical/Dimming: 120/277V, 0-10V, TRIAC, and ELV Dimming Beam Spread: 27° Lamping: 10W LED - 1100 lumens (Included) Model: R2SQRM130KCMVDM/C2322SQ-SL/NCSQF1 *MFG Part Number*: R2SQRM130KCMVDM/C2322SQ-SL/NCSQF1 Contech 2" Square LED Recessed Downlight, 120/277V, 0-10V, TRIAC, and ELV Dimming, w/ painted satin silver reflector. Contech 2" Square LED Recessed Downlight | 3000 | 90 | 1100 | 110 |  | 10 | 1 | 201.25 | 201.25 | 236.4765 | 2020Q2 | https://www.lbclighting.com/led/recessed-led/cntc-r2sqrm130kcmvdm-c2322sq-sl.html | LBC Lighting | 2020 | Yes
LED Lighting | Downlight | Contech Lighting | True |  |  |  |  | Image shows in other finish and the reflector trim 10W LED - 1100 lumens (Included) More Information Contech 2" Square LED Recessed Wall Wash Downlight, 120/277V, 0-10V, TRIAC, and ELV Dimming, w/ painted satin silver wall wash trim. Features: Image shows in other finish and the reflector trim Size: 2" Type: Remodel Rating: Insulated Ceiling (IC) Finish: Satin Silver Lamping: 10W LED Lumens: 1100 lm Color Temperature: 3000K CRI: 90+ Electrical/Dimming: 120/277V, 0-10V, TRIAC, and ELV Dimming Beam Spread: 27° Lamping: 10W LED - 1100 lumens (Included) Model: R2SQRM130KCMVDM/C2323SQ-SL/NCSQF1 *MFG Part Number*: R2SQRM130KCMVDM/C2323SQ-SL/NCSQF1 Contech 2" Square LED Recessed Wall Wash Downlight, 120/277V, 0-10V, TRIAC, and ELV Dimming, w/ painted satin silver wall wash trim. Contech 2" Square LED Recessed Wall Wash Downlight | 3000 | 90 | 1100 | 110 |  | 10 | 1 | 225.4 | 225.4 | 264.8537 | 2020Q2 | https://www.lbclighting.com/led/recessed-led/cntc-r2sqrm130kcmvdm-c2323sq-sl.html | LBC Lighting | 2020 | Yes
LED Lighting | Downlight | Contech Lighting | True |  |  |  |  | Housing only. Trim required - sold separately Triac and ELV dimming for 120V only Specification grade 4" Insulated Ceiling, StopAire® housing, 4-3/4" aperture. 4-7/8" ceiling opening For use in applications with direct contact with insulation materials Quick-connect LED light engine enables easy installation and removal LED Drivers are fully accessible from below the ceiling and can be easily removed 10W LED, 1000 lumens 14W LED, 1400 lumens 20W LED, 2000 lumens 28W LED, 2600 lumens More Information Contech R4IC 4" LED Insulated Ceiling/IC Rated Downlight Features: Housing only. Trim required - sold separately Size: 4" Type: Insulated Ceiling Rating: IC Wattage: 10W, 14W, 20W, 28W Color Temperature: 2700K, 3000K, 3500K, 4000K CRI: 90+ Electrical/Dimming: 120-277V Triac, ELV, 0-10V Dimming Triac and ELV dimming for 120V only Specification grade 4" Insulated Ceiling, StopAire® housing, 4-3/4" aperture. 4-7/8" ceiling opening For use in applications with direct contact with insulation materials Quick-connect LED light engine enables easy installation and removal LED Drivers are fully accessible from below the ceiling and can be easily removed Lamping: 10W LED, 1000 lumens 14W LED, 1400 lumens 20W LED, 2000 lumens 28W LED, 2600 lumens Models: R4IC1 , R4IC2 , R4IC3 , R4IC4 *MFG Part Number*: R4IC127KCMVD , R4IC130KCMVD , R4IC135KCMVD , R4IC140KCMVD , R4IC230KCMVD , R4IC235KCMVD , R4IC227KCMVD , R4IC240KCMVD , R4IC327KCMVD , R4IC330KCMVD , R4IC335KCMVD , R4IC340KCMVD , R4IC427KCMVD , R4IC430KCMVD , R4IC435KCMVD , R4IC440KCMVD + More - Less Contech R4IC 4" LED Insulated Ceiling/IC Rated Downlight Contech R4IC 4" LED Insulated Ceiling/IC Rated Downlight | 2700 | 90 | 1000 | 100 |  | 10 | 1 | 349.6 | 349.6 | 410.7935 | 2020Q2 | https://www.lbclighting.com/led/recessed-led/cntc-r4ic-235068.html | LBC Lighting | 2020 | No
LED Lighting | Downlight | Contech Lighting | True |  |  |  |  | Housing only. Trim required - sold separately Specification grade 4" New Construction housing, 4-3/4" aperture; 4-7/8" ceiling opening Requires minimum 3" clearance around fixture from insulation material Quick-connect LED light engine enables easy installation and removal LED Drivers are fully accessible from below the ceiling and can be easily removed 10W LED, 1000 lumens 14W LED, 1400 lumens 20W LED, 2000 lumens 28W LED, 2600 lumens 37W LED, 3200 lumens 43W LED, 3600 lumens More Information Contech R4NC 4" LED Universal New Construction Downlight Features: Housing only. Trim required - sold separately Size: 4" Type: New Construction Wattage: 10W, 14W, 20W, 28W, 37W, 43W Color Temperature: 2700K, 3000K, 3500K, 4000K CRI: 90+ Electrical: 120V Dimming: Triac, ELV, 0-10V Dimming Specification grade 4" New Construction housing, 4-3/4" aperture; 4-7/8" ceiling opening Requires minimum 3" clearance around fixture from insulation material Quick-connect LED light engine enables easy installation and removal LED Drivers are fully accessible from below the ceiling and can be easily removed Lamping: 10W LED, 1000 lumens 14W LED, 1400 lumens 20W LED, 2000 lumens 28W LED, 2600 lumens 37W LED, 3200 lumens 43W LED, 3600 lumens Models: R4NC1 , R4NC2 , R4NC3 , R4NC4 , R4NC5 , R4NC6 *MFG Part Number*: R4NC127KC12D , R4NC130KC12D , R4NC135KC12D , R4NC140KC12D , R4NC227KC12D , R4NC230KC12D , R4NC235KC12D , R4NC240KC12D , R4NC327KC12D , R4NC330KC12D , R4NC335KC12D , R4NC340KC12D , R4NC427KC12D , R4NC430KC12D , R4NC435KC12D , R4NC440KC12D , R4NC527KC12D , R4NC530KC12D , R4NC535KC12D , R4NC540KC12D , R4NC627KC12D , R4NC630KC12D , R4NC635KC12D , R4NC640KC12D + More - Less Contech R4NC 4" LED Universal New Construction Downlight Contech R4NC 4" LED Universal New Construction Downlight | 2700 | 90 | 1000 | 100 |  | 10 | 1 | 312.8 | 312.8 | 367.5521 | 2020Q2 | https://www.lbclighting.com/led/recessed-led/cntc-r4nc-235026.html | LBC Lighting | 2020 | No
LED Lighting | Downlight | Contech Lighting | True |  |  |  |  | Image shows in other finish 10W LED - 1000 lumens (Included) More Information Contech 4" LED Recessed Downlight, 120V, 0-10V Dimming, w/ clear reflector. Features: Image shows in other finish Size: 4" Type: New Construction Finish: Clear Lamping: 10W LED Lumens: 1000 lm Color Temperature: 3000K CRI: 80+ Beam Spread: 54° Lamping: 10W LED - 1000 lumens (Included) Model: R4NC130K12D/C4322M-CLR *MFG Part Number*: R4NC130K12D/C4322M-CLR Contech 4" LED Recessed Downlight, 120/277V, 0-10V Dimming, w/ clear reflector. Contech 4" 10W LED Recessed Downlight | 3000 | 80 | 1000 | 100 |  | 10 | 1 | 169.05 | 169.05 | 198.6403 | 2020Q2 | https://www.lbclighting.com/led/recessed-led/cntc-r4nc130k12d-c4322m.html | LBC Lighting | 2020 | Yes
LED Lighting | Downlight | Contech Lighting | True |  |  |  |  | Image shows in other finish 10W LED - 1000 lumens (Included) More Information Contech 4" LED Lensed Wall Wash Downlight, 120V, 0-10V Dimming, w/ clear reflector. Features: Image shows in other finish Size: 4" Type: New Construction Finish: Clear Lamping: 10W LED Lumens: 1000 lm Color Temperature: 3000K CRI: 80+ Lamping: 10W LED - 1000 lumens (Included) Model: R4NC130K12D/C4323-CLR *MFG Part Number*: R4NC130K12D/C4323-CLR Contech 4" LED Lensed Wall Wash Downlight, 120V, 0-10V Dimming, w/ clear reflector. Contech 4" 10W LED Lensed Wall Wash Downlight | 3000 | 80 | 1000 | 100 |  | 10 | 1 | 193.2 | 193.2 | 227.0175 | 2020Q2 | https://www.lbclighting.com/led/recessed-led/cntc-r4nc130k12d-c4323.html | LBC Lighting | 2020 | Yes
LED Lighting | Downlight | Contech Lighting | True |  |  |  |  | Image shows in other finish 20W LED - 2000 lumens (Included) More Information Contech 4" LED Recessed Downlight, 120V, 0-10V Dimming, w/ clear reflector. Features: Image shows in other finish Size: 4" Type: New Construction Finish: Clear Lamping: 20W LED Lumens: 2000 lm Color Temperature: 3000K CRI: 80+ Beam Spread: 54° Lamping: 20W LED - 2000 lumens (Included) Model: R4NC330K12D/C4322M-CLR *MFG Part Number*: R4NC330K12D/C4322M-CLR Contech 4" LED Recessed Downlight, 120/277V, 0-10V Dimming, w/ clear reflector. Contech 4" 20W LED Recessed Downlight | 3000 | 80 | 2000 | 100 |  | 20 | 1 | 201.25 | 201.25 | 236.4765 | 2020Q2 | https://www.lbclighting.com/led/recessed-led/cntc-r4nc330k12d-c4322m.html | LBC Lighting | 2020 | Yes
LED Lighting | Downlight | Contech Lighting | True |  |  |  |  | 20W LED - 2000 lumens (Included) More Information Contech 4" LED Lensed Wall Wash Downlight, 120V, 0-10V Dimming, w/ clear reflector. Features: Size: 4" Type: New Construction Finish: Clear Lamping: 20W LED Lumens: 2000 lm Color Temperature: 3000K CRI: 80+ Lamping: 20W LED - 2000 lumens (Included) Model: R4NC330K12D/C4323-CLR *MFG Part Number*: R4NC330K12D/C4323-CLR Contech 4" LED Lensed Wall Wash Downlight, 120V, 0-10V Dimming, w/ clear reflector. Contech 4" 20W LED Lensed Wall Wash Downlight | 3000 | 80 | 2000 | 100 |  | 20 | 1 | 217.35 | 217.35 | 255.3946 | 2020Q2 | https://www.lbclighting.com/led/recessed-led/cntc-r4nc330k12d-c4323.html | LBC Lighting | 2020 | Yes
LED Lighting | Downlight | Contech Lighting | True |  |  |  |  | Housing only. Trim required - sold separately Specification grade 4" Stop Aire® 4-3/4" aperture. 4-7/8" ceiling opening Requires minimum 3" clearance around fixture from insulation material Quick-connect LED light engine enables easy installation and removal LED Drivers are fully accessible from below the ceiling and can be easily removed 10W LED, 1000 lumens 14W LED, 1400 lumens 20W LED, 2000 lumens 28W LED, 2600 lumens 37W LED, 3200 lumens 43W LED, 3600 lumens More Information Contech R4SA 4" LED StopAire/Chicago Plenum Downlight Features: Housing only. Trim required - sold separately Size: 4" Wattage: 10W, 14W, 20W, 28W, 37W, 43W Color Temperature: 2700K, 3000K, 3500K, 4000K CRI: 90+ Electrical: 120V Dimming: Triac, ELV, 0-10V Dimming Specification grade 4" Stop Aire® 4-3/4" aperture. 4-7/8" ceiling opening Requires minimum 3" clearance around fixture from insulation material Quick-connect LED light engine enables easy installation and removal LED Drivers are fully accessible from below the ceiling and can be easily removed Lamping: 10W LED, 1000 lumens 14W LED, 1400 lumens 20W LED, 2000 lumens 28W LED, 2600 lumens 37W LED, 3200 lumens 43W LED, 3600 lumens Models: R4SA1 , R4SA2 , R4SA3 , R4SA4 , R4SA5 , R4SA6 *MFG Part Number*: R4SA127KC12D , R4SA130KC12D , R4SA135KC12D , R4SA140KC12D , R4SA227KC12D , R4SA230KC12D , R4SA235KC12D , R4SA240KC12D , R4SA327KC12D , R4SA330KC12D , R4SA335KC12D , R4SA340KC12D , R4SA427KC12D , R4SA430KC12D , R4SA435KC12D , R4SA440KC12D , R4SA527KC12D , R4SA530KC12D , R4SA535KC12D , R4SA540KC12D , R4SA627KC12D , R4SA630KC12D , R4SA635KC12D , R4SA640KC12D + More - Less Contech R4SA 4" LED StopAire/Chicago Plenum Downlight Contech R4SA 4" LED StopAire/Chicago Plenum Downlight | 2700 | 90 | 1000 | 100 |  | 10 | 1 | 386.4 | 386.4 | 454.0349 | 2020Q2 | https://www.lbclighting.com/led/recessed-led/cntc-r4sa-235143.html | LBC Lighting | 2020 | No
LED Lighting | Downlight | Contech Lighting | True |  |  |  |  | Image shows in other finish 10W LED - 1000 lumens (Included) More Information Contech 6" LED Recessed Downlight, 120V, 0-10v dimming, w/ clear reflector trim. Features: Image shows in other finish Size: 6" Type: New Construction Finish: Clear Lamping: 10W LED Lumens: 1000 lm Color Temperature: 3000K CRI: 80+ Beam Spread: 65° Lamping: 10W LED - 1000 lumens (Included) Model: R6NC130K12D/C6322M-CLR *MFG Part Number*: R6NC130K12D/C6322M-CLR Contech 6" LED Recessed Downlight, 120V, 0-10v dimming, w/ clear reflector trim. Contech 6" 10W LED Recessed Downlight | 3000 | 80 | 1000 | 100 |  | 10 | 1 | 169.05 | 169.05 | 198.6403 | 2020Q2 | https://www.lbclighting.com/led/recessed-led/cntc-r6nc130k12d-c6322m.html | LBC Lighting | 2020 | Yes
LED Lighting | Downlight | Contech Lighting | True |  |  |  |  | Image shows in other finish 10W LED - 1000 lumens (Included) More Information Contech 6" LED Lensed Wall Wash Downlight, 120V, 0-10v dimming, w/ clear lensed wall wash trim. Features: Image shows in other finish Size: 6" Type: New Construction Finish: Clear Lamping: 10W LED Lumens: 1000 lm Color Temperature: 3000K CRI: 80+ Lamping: 10W LED - 1000 lumens (Included) Model: R6NC130K12D/C6323-CLR *MFG Part Number*: R6NC130K12D/C6323-CLR Contech 6" LED Lensed Wall Wash Downlight, 120V, 0-10v dimming, w/ clear lensed wall wash trim. Contech 6" 10W LED Lensed Wall Wash Downlight | 3000 | 80 | 1000 | 100 |  | 10 | 1 | 193.2 | 193.2 | 227.0175 | 2020Q2 | https://www.lbclighting.com/led/recessed-led/cntc-r6nc130k12d-c6323.html | LBC Lighting | 2020 | Yes
LED Lighting | Downlight | Contech Lighting | True |  |  |  |  | Image shows in other finish 28W LED - 2600 lumens (Included) More Information Contech 6" LED Recessed Downlight, 120V, 0-10v dimming, w/ clear reflector trim. Features: Image shows in other finish Size: 6" Type: New Construction Finish: Clear Lamping: 28W LED Lumens: 2600 lm Color Temperature: 3000K CRI: 80+ Beam Spread: 65° Lamping: 28W LED - 2600 lumens (Included) Model: R6NC430K12D/C6322M-CLR *MFG Part Number*: R6NC430K12D/C6322M-CLR Contech 6" LED Recessed Downlight, 120V, 0-10v dimming, w/ clear reflector trim. Contech 6" 28W LED Recessed Downlight | 3000 | 80 | 2600 | 92.8571 |  | 28 | 1 | 201.25 | 201.25 | 236.4765 | 2020Q2 | https://www.lbclighting.com/led/recessed-led/cntc-r6nc430k12d-c6322m.html | LBC Lighting | 2020 | Yes
LED Lighting | Downlight | Contech Lighting | True |  |  |  |  | Image shows in other finish 28W LED - 2600 lumens (Included) More Information Contech 6" LED Lensed Wall Wash Downlight, 120V, 0-10v dimming, w/ clear lensed wall wash trim. Features: Image shows in other finish Size: 6" Type: New Construction Finish: Clear Lamping: 28W LED Lumens: 2600 lm Color Temperature: 3000K CRI: 80+ Lamping: 28W LED - 2600 lumens (Included) Model: R6NC430K12D/C6323-CLR *MFG Part Number*: R6NC430K12D/C6323-CLR Contech 6" LED Lensed Wall Wash Downlight, 120V, 0-10v dimming, w/ clear lensed wall wash trim. Contech 6" 28W LED Lensed Wall Wash Downlight | 3000 | 80 | 2600 | 92.8571 |  | 28 | 1 | 225.4 | 225.4 | 264.8537 | 2020Q2 | https://www.lbclighting.com/led/recessed-led/cntc-r6nc430k12d-c6323.html | LBC Lighting | 2020 | Yes
LED Lighting | Downlight | Contech Lighting | True |  |  |  |  | Light engine consists of a single, high lumen output multi-chip LED array Lamp heads feature a constant tension design for tilt and rotation adjustability. Tilt mechanism can also be locked into place with a provided allen wrench Lamp heads provide 370° rotation and 45° tilt adjustability inside housing For increased adjustability, the lamp head features a firm-feel detent pull-down mechanism (2" extension) which allows the head to tilt up to 90° 20W LED (Included) More Information Contech RDA6L1 20W Non-IC O3 Linear Multiple LED Recessed Downlight Adjustables Features: Rating: Non-IC Type: New Construction Lamping: 20W LED Lumen: 2000 Color Temperature: 2700K CRI: 83, 90+ Electrical/Dimming: 120V TRIAC,ELV, 0-10V Dimming, 277V TRIAC,ELV, 0-10V Dimming, 120V LUTRON HI-LUME Dimming Beam: Spot (11°), Medium (25°), Flood (36°) Lamps: 1, 4 Housing/Head Finish: Matte Black, Matte White, Satin Silver Trim Finish: Matte Black, Matte White, Satin Silver, Trimless Light engine consists of a single, high lumen output multi-chip LED array Lamp heads feature a constant tension design for tilt and rotation adjustability. Tilt mechanism can also be locked into place with a provided allen wrench Lamp heads provide 370° rotation and 45° tilt adjustability inside housing For increased adjustability, the lamp head features a firm-feel detent pull-down mechanism (2" extension) which allows the head to tilt up to 90° Lamping: 20W LED (Included) Models: RDA6L127K , RDA6L127KC *MFG Part Number*: RDA6L127K12DSX1BLK-B , RDA6L127K12DSX1BLK-N , RDA6L127K12DSX1BLK-P , RDA6L127K12DSX1BLK-S , RDA6L127K12DSX1SL-B , RDA6L127K12DSX1SL-N , RDA6L127K12DSX1SL-P , RDA6L127K12DSX1SL-S , RDA6L127K12DSX1WHT-B , RDA6L127K12DSX1WHT-N , RDA6L127K12DSX1WHT-P , RDA6L127K12DSX1WHT-S , RDA6L127K12DMX1BLK-B , RDA6L127K12DMX1BLK-N , RDA6L127K12DMX1BLK-P , RDA6L127K12DMX1BLK-S , RDA6L127K12DMX1SL-B , RDA6L127K12DMX1SL-N , RDA6L127K12DMX1SL-P , RDA6L127K12DMX1SL-S , RDA6L127K12DMX1WHT-B , RDA6L127K12DMX1WHT-N , RDA6L127K12DMX1WHT-P , RDA6L127K12DMX1WHT-S , RDA6L127K12DFX1BLK-B , RDA6L127K12DFX1BLK-N , RDA6L127K12DFX1BLK-P , RDA6L127K12DFX1BLK-S , RDA6L127K12DFX1SL-B , RDA6L127K12DFX1SL-N , RDA6L127K12DFX1SL-P , RDA6L127K12DFX1SL-S , RDA6L127K12DFX1WHT-B , RDA6L127K12DFX1WHT-N , RDA6L127K12DFX1WHT-P , RDA6L127K12DFX1WHT-S , RDA6L127K27DSX1BLK-B , RDA6L127K27DSX1BLK-N , RDA6L127K27DSX1BLK-P , RDA6L127K27DSX1BLK-S , RDA6L127K27DSX1SL-B , RDA6L127K27DSX1SL-N , RDA6L127K27DSX1SL-P , RDA6L127K27DSX1SL-S , RDA6L127K27DSX1WHT-B , RDA6L127K27DSX1WHT-N , RDA6L127K27DSX1WHT-P , RDA6L127K27DSX1WHT-S , RDA6L127K27DMX1BLK-B , RDA6L127K27DMX1BLK-N , RDA6L127K27DMX1BLK-P , RDA6L127K27DMX1BLK-S , RDA6L127K27DMX1SL-B , RDA6L127K27DMX1SL-N , RDA6L127K27DMX1SL-P , RDA6L127K27DMX1SL-S , RDA6L127K27DMX1WHT-B , RDA6L127K27DMX1WHT-N , RDA6L127K27DMX1WHT-P , RDA6L127K27DMX1WHT-S , RDA6L127K27DFX1BLK-B , RDA6L127K27DFX1BLK-N , RDA6L127K27DFX1BLK-P , RDA6L127K27DFX1BLK-S , RDA6L127K27DFX1SL-B , RDA6L127K27DFX1SL-N , RDA6L127K27DFX1SL-P , RDA6L127K27DFX1SL-S , RDA6L127K27DFX1WHT-B , RDA6L127K27DFX1WHT-N , RDA6L127K27DFX1WHT-P , RDA6L127K27DFX1WHT-S , RDA6L127K12D3SX1BLK-B , RDA6L127K12D3SX1BLK-N , RDA6L127K12D3SX1BLK-P , RDA6L127K12D3SX1BLK-S , RDA6L127K12D3SX1SL-B , RDA6L127K12D3SX1SL-N , RDA6L127K12D3SX1SL-P , RDA6L127K12D3SX1SL-S , RDA6L127K12D3SX1WHT-B , RDA6L127K12D3SX1WHT-N , RDA6L127K12D3SX1WHT-P , RDA6L127K12D3SX1WHT-S , RDA6L127K12D3MX1BLK-B , RDA6L127K12D3MX1BLK-N , RDA6L127K12D3MX1BLK-P , RDA6L127K12D3MX1BLK-S , RDA6L127K12D3MX1SL-B , RDA6L127K12D3MX1SL-N , RDA6L127K12D3MX1SL-P , RDA6L127K12D3MX1SL-S , RDA6L127K12D3MX1WHT-B , RDA6L127K12D3MX1WHT-N , RDA6L127K12D3MX1WHT-P , RDA6L127K12D3MX1WHT-S , RDA6L127K12D3FX1BLK-B , RDA6L127K12D3FX1BLK-N , RDA6L127K12D3FX1BLK-P , RDA6L127K12D3FX1BLK-S , RDA6L127K12D3FX1SL-B , RDA6L127K12D3FX1SL-N , RDA6L127K12D3FX1SL-P , RDA6L127K12D3FX1SL-S , RDA6L127K12D3FX1WHT-B , RDA6L127K12D3FX1WHT-N , RDA6L127K12D3FX1WHT-P , RDA6L127K12D3FX1WHT-S , RDA6L127KC12DSX1BLK-B , RDA6L127KC12DSX1BLK-N , RDA6L127KC12DSX1BLK-P , RDA6L127KC12DSX1BLK-S , RDA6L127KC12DSX1SL-B , RDA6L127KC12DSX1SL-N , RDA6L127KC12DSX1SL-P , RDA6L127KC12DSX1SL-S , RDA6L127KC12DSX1WHT-B , RDA6L127KC12DSX1WHT-N , RDA6L127KC12DSX1WHT-P , RDA6L127KC12DSX1WHT-S , RDA6L127KC12DMX1BLK-B , RDA6L127KC12DMX1BLK-N , RDA6L127KC12DMX1BLK-P , RDA6L127KC12DMX1BLK-S , RDA6L127KC12DMX1SL-B , RDA6L127KC12DMX1SL-N , RDA6L127KC12DMX1SL-P , RDA6L127KC12DMX1SL-S , RDA6L127KC12DMX1WHT-B , RDA6L127KC12DMX1WHT-P , RDA6L127KC12DMX1WHT-S , RDA6L127KC12DFX1BLK-B , RDA6L127KC12DFX1BLK-N , RDA6L127KC12DFX1BLK-P , RDA6L127KC12DFX1BLK-S , RDA6L127KC12DFX1SL-B , RDA6L127KC12DFX1SL-N , RDA6L127KC12DFX1SL-P , RDA6L127KC12DFX1SL-S , RDA6L127KC12DFX1WHT-B , RDA6L127KC12DFX1WHT-N , RDA6L127KC12DFX1WHT-P , RDA6L127KC12DFX1WHT-S , RDA6L127KC12DMX1WHT-N , RDA6L127KC27DSX1BLK-B , RDA6L127KC27DSX1BLK-N , RDA6L127KC27DSX1BLK-P , RDA6L127KC27DSX1BLK-S , RDA6L127KC27DSX1SL-B , RDA6L127KC27DSX1SL-N , RDA6L127KC27DSX1SL-P , RDA6L127KC27DSX1SL-S , RDA6L127KC27DSX1WHT-B , RDA6L127KC27DSX1WHT-N , RDA6L127KC27DSX1WHT-P , RDA6L127KC27DSX1WHT-S , RDA6L127KC27DMX1BLK-B , RDA6L127KC27DMX1BLK-N , RDA6L127KC27DMX1BLK-P , RDA6L127KC27DMX1BLK-S , RDA6L127KC27DMX1SL-B , RDA6L127KC27DMX1SL-N , RDA6L127KC27DMX1SL-P , RDA6L127KC27DMX1SL-S , RDA6L127KC27DMX1WHT-B , RDA6L127KC27DMX1WHT-N , RDA6L127KC27DMX1WHT-P , RDA6L127KC27DMX1WHT-S , RDA6L127KC27DFX1BLK-B , RDA6L127KC27DFX1BLK-N , RDA6L127KC27DFX1BLK-P , RDA6L127KC27DFX1BLK-S , RDA6L127KC27DFX1SL-B , RDA6L127KC27DFX1SL-N , RDA6L127KC27DFX1SL-P , RDA6L127KC27DFX1SL-S , RDA6L127KC27DFX1WHT-B , RDA6L127KC27DFX1WHT-N , RDA6L127KC27DFX1WHT-P , RDA6L127KC27DFX1WHT-S , RDA6L127KC12D3SX1BLK-B , RDA6L127KC12D3SX1BLK-N , RDA6L127KC12D3SX1BLK-P , RDA6L127KC12D3SX1BLK-S , RDA6L127KC12D3SX1SL-B , RDA6L127KC12D3SX1SL-N , RDA6L127KC12D3SX1SL-P , RDA6L127KC12D3SX1SL-S , RDA6L127KC12D3SX1WHT-B , RDA6L127KC12D3SX1WHT-N , RDA6L127KC12D3SX1WHT-P , RDA6L127KC12D3SX1WHT-S , RDA6L127KC12D3MX1BLK-B , RDA6L127KC12D3MX1BLK-N , RDA6L127KC12D3MX1BLK-P , RDA6L127KC12D3MX1BLK-S , RDA6L127KC12D3MX1SL-B , RDA6L127KC12D3MX1SL-N , RDA6L127KC12D3MX1SL-P , RDA6L127KC12D3MX1SL-S , RDA6L127KC12D3MX1WHT-B , RDA6L127KC12D3MX1WHT-N , RDA6L127KC12D3MX1WHT-P , RDA6L127KC12D3MX1WHT-S , RDA6L127KC12D3FX1BLK-B , RDA6L127KC12D3FX1BLK-N , RDA6L127KC12D3FX1BLK-P , RDA6L127KC12D3FX1BLK-S , RDA6L127KC12D3FX1SL-B , RDA6L127KC12D3FX1SL-N , RDA6L127KC12D3FX1SL-P , RDA6L127KC12D3FX1SL-S , RDA6L127KC12D3FX1WHT-B , RDA6L127KC12D3FX1WHT-N , RDA6L127KC12D3FX1WHT-P , RDA6L127KC12D3FX1WHT-S , RDA6L127K12DSX22BLK-B , RDA6L127K12DSX22BLK-N , RDA6L127K12DSX22BLK-P , RDA6L127K12DSX22BLK-S , RDA6L127K12DSX22SL-B , RDA6L127K12DSX22SL-N , RDA6L127K12DSX22SL-P , RDA6L127K12DSX22SL-S , RDA6L127K12DSX22WHT-B , RDA6L127K12DSX22WHT-N , RDA6L127K12DSX22WHT-P , RDA6L127K12DSX22WHT-S , RDA6L127K12DMX22BLK-B , RDA6L127K12DMX22BLK-N , RDA6L127K12DMX22BLK-P , RDA6L127K12DMX22BLK-S , RDA6L127K12DMX22SL-B , RDA6L127K12DMX22SL-N , RDA6L127K12DMX22SL-P , RDA6L127K12DMX22SL-S , RDA6L127K12DMX22WHT-B , RDA6L127K12DMX22WHT-N , RDA6L127K12DMX22WHT-P , RDA6L127K12DMX22WHT-S , RDA6L127K12DFX22BLK-B , RDA6L127K12DFX22BLK-N , RDA6L127K12DFX22BLK-P , RDA6L127K12DFX22BLK-S , RDA6L127K12DFX22SL-B , RDA6L127K12DFX22SL-N , RDA6L127K12DFX22SL-P , RDA6L127K12DFX22SL-S , RDA6L127K12DFX22WHT-B , RDA6L127K12DFX22WHT-N , RDA6L127K12DFX22WHT-P , RDA6L127K12DFX22WHT-S , RDA6L127K27DSX22BLK-B , RDA6L127K27DSX22BLK-N , RDA6L127K27DSX22BLK-P , RDA6L127K27DSX22BLK-S , RDA6L127K27DSX22SL-B , RDA6L127K27DSX22SL-N , RDA6L127K27DSX22SL-P , RDA6L127K27DSX22SL-S , RDA6L127K27DSX22WHT-B , RDA6L127K27DSX22WHT-N , RDA6L127K27DSX22WHT-P , RDA6L127K27DSX22WHT-S , RDA6L127K27DMX22BLK-B , RDA6L127K27DMX22BLK-N , RDA6L127K27DMX22BLK-P , RDA6L127K27DMX22BLK-S , RDA6L127K27DMX22SL-B , RDA6L127K27DMX22SL-N , RDA6L127K27DMX22SL-P , RDA6L127K27DMX22SL-S , RDA6L127K27DMX22WHT-B , RDA6L127K27DMX22WHT-N , RDA6L127K27DMX22WHT-P , RDA6L127K27DMX22WHT-S , RDA6L127K27DFX22BLK-B , RDA6L127K27DFX22BLK-N , RDA6L127K27DFX22BLK-P , RDA6L127K27DFX22BLK-S , RDA6L127K27DFX22SL-B , RDA6L127K27DFX22SL-N , RDA6L127K27DFX22SL-P , RDA6L127K27DFX22SL-S , RDA6L127K27DFX22WHT-B , RDA6L127K27DFX22WHT-N , RDA6L127K27DFX22WHT-P , RDA6L127K27DFX22WHT-S , RDA6L127K12D3SX22BLK-B , RDA6L127K12D3SX22BLK-N , RDA6L127K12D3SX22BLK-P , RDA6L127K12D3SX22BLK-S , RDA6L127K12D3SX22SL-B , RDA6L127K12D3SX22SL-N , RDA6L127K12D3SX22SL-P , RDA6L127K12D3SX22SL-S , RDA6L127K12D3SX22WHT-B , RDA6L127K12D3SX22WHT-N , RDA6L127K12D3SX22WHT-P , RDA6L127K12D3SX22WHT-S , RDA6L127K12D3MX22BLK-B , RDA6L127K12D3MX22BLK-N , RDA6L127K12D3MX22BLK-P , RDA6L127K12D3MX22BLK-S , RDA6L127K12D3MX22SL-B , RDA6L127K12D3MX22SL-N , RDA6L127K12D3MX22WHT-B , RDA6L127K12D3MX22WHT-N , RDA6L127K12D3MX22WHT-P , RDA6L127K12D3MX22WHT-S , RDA6L127K12D3FX22BLK-B , RDA6L127K12D3FX22BLK-N , RDA6L127K12D3FX22BLK-P , RDA6L127K12D3FX22BLK-S , RDA6L127K12D3FX22SL-B , RDA6L127K12D3FX22SL-N , RDA6L127K12D3FX22SL-P , RDA6L127K12D3FX22SL-S , RDA6L127K12D3FX22WHT-B , RDA6L127K12D3FX22WHT-N , RDA6L127K12D3FX22WHT-P , RDA6L127K12D3FX22WHT-S , RDA6L127K12D3MX22SL-P , RDA6L127K12D3MX22SL-S , RDA6L127KC12DSX22BLK-B , RDA6L127KC12DSX22BLK-N , RDA6L127KC12DSX22BLK-P , RDA6L127KC12DSX22BLK-S , RDA6L127KC12DSX22SL-B , RDA6L127KC12DSX22SL-N , RDA6L127KC12DSX22SL-P , RDA6L127KC12DSX22SL-S , RDA6L127KC12DSX22WHT-B , RDA6L127KC12DSX22WHT-N , RDA6L127KC12DSX22WHT-P , RDA6L127KC12DSX22WHT-S , RDA6L127KC12DMX22BLK-B , RDA6L127KC12DMX22BLK-N , RDA6L127KC12DMX22BLK-P , RDA6L127KC12DMX22BLK-S , RDA6L127KC12DMX22SL-B , RDA6L127KC12DMX22SL-N , RDA6L127KC12DMX22SL-P , RDA6L127KC12DMX22SL-S , RDA6L127KC12DMX22WHT-B , RDA6L127KC12DMX22WHT-N , RDA6L127KC12DMX22WHT-P , RDA6L127KC12DMX22WHT-S , RDA6L127KC12DFX22BLK-B , RDA6L127KC12DFX22BLK-N , RDA6L127KC12DFX22BLK-P , RDA6L127KC12DFX22BLK-S , RDA6L127KC12DFX22SL-B , RDA6L127KC12DFX22SL-N , RDA6L127KC12DFX22SL-P , RDA6L127KC12DFX22SL-S , RDA6L127KC12DFX22WHT-B , RDA6L127KC12DFX22WHT-N , RDA6L127KC12DFX22WHT-P , RDA6L127KC12DFX22WHT-S , RDA6L127KC27DSX22BLK-B , RDA6L127KC27DSX22BLK-N , RDA6L127KC27DSX22BLK-P , RDA6L127KC27DSX22BLK-S , RDA6L127KC27DSX22SL-B , RDA6L127KC27DSX22SL-N , RDA6L127KC27DSX22SL-P , RDA6L127KC27DSX22SL-S , RDA6L127KC27DSX22WHT-B , RDA6L127KC27DSX22WHT-N , RDA6L127KC27DSX22WHT-P , RDA6L127KC27DSX22WHT-S , RDA6L127KC27DMX22BLK-B , RDA6L127KC27DMX22BLK-N , RDA6L127KC27DMX22BLK-P , RDA6L127KC27DMX22BLK-S , RDA6L127KC27DMX22SL-B , RDA6L127KC27DMX22SL-N , RDA6L127KC27DMX22SL-P , RDA6L127KC27DMX22SL-S , RDA6L127KC27DMX22WHT-B , RDA6L127KC27DMX22WHT-N , RDA6L127KC27DMX22WHT-P , RDA6L127KC27DMX22WHT-S , RDA6L127KC27DFX22BLK-B , RDA6L127KC27DFX22BLK-N , RDA6L127KC27DFX22BLK-P , RDA6L127KC27DFX22BLK-S , RDA6L127KC27DFX22SL-B , RDA6L127KC27DFX22SL-N , RDA6L127KC27DFX22SL-P , RDA6L127KC27DFX22SL-S , RDA6L127KC27DFX22WHT-B , RDA6L127KC27DFX22WHT-N , RDA6L127KC27DFX22WHT-P , RDA6L127KC27DFX22WHT-S , RDA6L127KC12D3SX22BLK-B , RDA6L127KC12D3SX22BLK-N , RDA6L127KC12D3SX22BLK-P , RDA6L127KC12D3SX22BLK-S , RDA6L127KC12D3SX22SL-B , RDA6L127KC12D3SX22SL-N , RDA6L127KC12D3SX22SL-P , RDA6L127KC12D3SX22SL-S , RDA6L127KC12D3SX22WHT-B , RDA6L127KC12D3SX22WHT-N , RDA6L127KC12D3SX22WHT-P , RDA6L127KC12D3SX22WHT-S , RDA6L127KC12D3MX22BLK-B , RDA6L127KC12D3MX22BLK-N , RDA6L127KC12D3MX22BLK-P , RDA6L127KC12D3MX22BLK-S , RDA6L127KC12D3MX22SL-B , RDA6L127KC12D3MX22SL-N , RDA6L127KC12D3MX22SL-P , RDA6L127KC12D3MX22SL-S , RDA6L127KC12D3MX22WHT-B , RDA6L127KC12D3MX22WHT-N , RDA6L127KC12D3MX22WHT-P , RDA6L127KC12D3MX22WHT-S , RDA6L127KC12D3FX22BLK-B , RDA6L127KC12D3FX22BLK-N , RDA6L127KC12D3FX22BLK-P , RDA6L127KC12D3FX22BLK-S , RDA6L127KC12D3FX22SL-B , RDA6L127KC12D3FX22SL-N , RDA6L127KC12D3FX22SL-P , RDA6L127KC12D3FX22SL-S , RDA6L127KC12D3FX22WHT-B , RDA6L127KC12D3FX22WHT-N , RDA6L127KC12D3FX22WHT-P , RDA6L127KC12D3FX22WHT-S + More - Less Contech RDA6L1 20W Non-IC O3 Square Multiple LED Recessed Downlight Adjustables Contech RDA6L1 20W Non-IC O3 Square Multiple LED Recessed Downlight Adjustables - 2700K | 2700 | 83 | 2000 | 100 |  | 20 | 1 | 425.04 | 425.04 | 499.4384 | 2020Q2 | https://www.lbclighting.com/led/recessed-led/cntc-rda6l127-sq.html | LBC Lighting | 2020 | No
LED Lighting | Downlight | Contech Lighting | True |  |  |  |  | Light engine consists of a single, high lumen output multi-chip LED array Lamp heads feature a constant tension design for tilt and rotation adjustability. Tilt mechanism can also be locked into place with a provided allen wrench Lamp heads provide 370° rotation and 45° tilt adjustability inside housing For increased adjustability, the lamp head features a firm-feel detent pull-down mechanism (2" extension) which allows the head to tilt up to 90° 20W LED (Included) More Information Contech RDA6L1 20W Non-IC O3 Linear Multiple LED Recessed Downlight Adjustables Features: Rating: Non-IC Type: New Construction Lamping: 20W LED Lumen: 2000 Color Temperature: 3000K CRI: 83, 90+ Electrical/Dimming: 120V TRIAC,ELV, 0-10V Dimming, 277V TRIAC,ELV, 0-10V Dimming, 120V LUTRON HI-LUME Dimming Beam: Spot (11°), Medium (25°), Flood (36°) Lamps: 1, 4 Housing/Head Finish: Matte Black, Matte White, Satin Silver Trim Finish: Matte Black, Matte White, Satin Silver, Trimless Light engine consists of a single, high lumen output multi-chip LED array Lamp heads feature a constant tension design for tilt and rotation adjustability. Tilt mechanism can also be locked into place with a provided allen wrench Lamp heads provide 370° rotation and 45° tilt adjustability inside housing For increased adjustability, the lamp head features a firm-feel detent pull-down mechanism (2" extension) which allows the head to tilt up to 90° Lamping: 20W LED (Included) Models: RDA6L130K , RDA6L130KC *MFG Part Number*: RDA6L130K12DSX1BLK-B , RDA6L130K12DSX1BLK-N , RDA6L130K12DSX1BLK-P , RDA6L130K12DSX1BLK-S , RDA6L130K12DSX1SL-B , RDA6L130K12DSX1SL-N , RDA6L130K12DSX1SL-P , RDA6L130K12DSX1SL-S , RDA6L130K12DSX1WHT-B , RDA6L130K12DSX1WHT-N , RDA6L130K12DSX1WHT-P , RDA6L130K12DSX1WHT-S , RDA6L130K12DMX1BLK-B , RDA6L130K12DMX1BLK-N , RDA6L130K12DMX1BLK-P , RDA6L130K12DMX1BLK-S , RDA6L130K12DMX1SL-B , RDA6L130K12DMX1SL-N , RDA6L130K12DMX1SL-P , RDA6L130K12DMX1SL-S , RDA6L130K12DMX1WHT-B , RDA6L130K12DMX1WHT-N , RDA6L130K12DMX1WHT-P , RDA6L130K12DMX1WHT-S , RDA6L130K12DFX1BLK-B , RDA6L130K12DFX1BLK-N , RDA6L130K12DFX1BLK-P , RDA6L130K12DFX1BLK-S , RDA6L130K12DFX1SL-B , RDA6L130K12DFX1SL-N , RDA6L130K12DFX1SL-P , RDA6L130K12DFX1SL-S , RDA6L130K12DFX1WHT-B , RDA6L130K12DFX1WHT-N , RDA6L130K12DFX1WHT-P , RDA6L130K12DFX1WHT-S , RDA6L130K27DSX1BLK-B , RDA6L130K27DSX1BLK-N , RDA6L130K27DSX1BLK-S , RDA6L130K27DSX1BLK-P , RDA6L130K27DSX1SL-B , RDA6L130K27DSX1SL-N , RDA6L130K27DSX1SL-P , RDA6L130K27DSX1SL-S , RDA6L130K27DSX1WHT-B , RDA6L130K27DSX1WHT-N , RDA6L130K27DSX1WHT-P , RDA6L130K27DSX1WHT-S , RDA6L130K27DMX1BLK-B , RDA6L130K27DMX1BLK-N , RDA6L130K27DMX1BLK-P , RDA6L130K27DMX1BLK-S , RDA6L130K27DMX1SL-B , RDA6L130K27DMX1SL-N , RDA6L130K27DMX1SL-P , RDA6L130K27DMX1SL-S , RDA6L130K27DMX1WHT-B , RDA6L130K27DMX1WHT-N , RDA6L130K27DMX1WHT-P , RDA6L130K27DMX1WHT-S , RDA6L130K27DFX1BLK-B , RDA6L130K27DFX1BLK-N , RDA6L130K27DFX1BLK-P , RDA6L130K27DFX1BLK-S , RDA6L130K27DFX1SL-B , RDA6L130K27DFX1SL-N , RDA6L130K27DFX1SL-P , RDA6L130K27DFX1SL-S , RDA6L130K27DFX1WHT-B , RDA6L130K27DFX1WHT-N , RDA6L130K27DFX1WHT-P , RDA6L130K27DFX1WHT-S , RDA6L130K12D3SX1BLK-B , RDA6L130K12D3SX1BLK-N , RDA6L130K12D3SX1BLK-P , RDA6L130K12D3SX1BLK-S , RDA6L130K12D3SX1SL-B , RDA6L130K12D3SX1SL-N , RDA6L130K12D3SX1SL-P , RDA6L130K12D3SX1SL-S , RDA6L130K12D3SX1WHT-B , RDA6L130K12D3SX1WHT-N , RDA6L130K12D3SX1WHT-P , RDA6L130K12D3SX1WHT-S , RDA6L130K12D3MX1BLK-B , RDA6L130K12D3MX1BLK-N , RDA6L130K12D3MX1BLK-P , RDA6L130K12D3MX1BLK-S , RDA6L130K12D3MX1SL-B , RDA6L130K12D3MX1SL-N , RDA6L130K12D3MX1SL-P , RDA6L130K12D3MX1SL-S , RDA6L130K12D3MX1WHT-B , RDA6L130K12D3MX1WHT-N , RDA6L130K12D3MX1WHT-P , RDA6L130K12D3MX1WHT-S , RDA6L130K12D3FX1BLK-B , RDA6L130K12D3FX1BLK-N , RDA6L130K12D3FX1BLK-P , RDA6L130K12D3FX1BLK-S , RDA6L130K12D3FX1SL-B , RDA6L130K12D3FX1SL-N , RDA6L130K12D3FX1SL-P , RDA6L130K12D3FX1SL-S , RDA6L130K12D3FX1WHT-B , RDA6L130K12D3FX1WHT-N , RDA6L130K12D3FX1WHT-P , RDA6L130K12D3FX1WHT-S , RDA6L130KC12DSX1BLK-B , RDA6L130KC12DSX1BLK-N , RDA6L130KC12DSX1BLK-P , RDA6L130KC12DSX1BLK-S , RDA6L130KC12DSX1SL-B , RDA6L130KC12DSX1SL-N , RDA6L130KC12DSX1SL-P , RDA6L130KC12DSX1SL-S , RDA6L130KC12DSX1WHT-B , RDA6L130KC12DSX1WHT-N , RDA6L130KC12DSX1WHT-P , RDA6L130KC12DSX1WHT-S , RDA6L130KC12DMX1BLK-B , RDA6L130KC12DMX1BLK-N , RDA6L130KC12DMX1BLK-P , RDA6L130KC12DMX1BLK-S , RDA6L130KC12DMX1SL-B , RDA6L130KC12DMX1SL-N , RDA6L130KC12DMX1SL-P , RDA6L130KC12DMX1SL-S , RDA6L130KC12DMX1WHT-B , RDA6L130KC12DMX1WHT-N , RDA6L130KC12DMX1WHT-P , RDA6L130KC12DMX1WHT-S , RDA6L130KC12DFX1BLK-B , RDA6L130KC12DFX1BLK-N , RDA6L130KC12DFX1BLK-P , RDA6L130KC12DFX1BLK-S , RDA6L130KC12DFX1SL-B , RDA6L130KC12DFX1SL-N , RDA6L130KC12DFX1SL-P , RDA6L130KC12DFX1SL-S , RDA6L130KC12DFX1WHT-B , RDA6L130KC12DFX1WHT-N , RDA6L130KC12DFX1WHT-P , RDA6L130KC12DFX1WHT-S , RDA6L130KC27DSX1BLK-B , RDA6L130KC27DSX1BLK-N , RDA6L130KC27DSX1BLK-P , RDA6L130KC27DSX1BLK-S , RDA6L130KC27DSX1SL-B , RDA6L130KC27DSX1SL-N , RDA6L130KC27DSX1SL-P , RDA6L130KC27DSX1SL-S , RDA6L130KC27DSX1WHT-B , RDA6L130KC27DSX1WHT-N , RDA6L130KC27DSX1WHT-P , RDA6L130KC27DSX1WHT-S , RDA6L130KC27DMX1BLK-B , RDA6L130KC27DMX1BLK-N , RDA6L130KC27DMX1BLK-P , RDA6L130KC27DMX1BLK-S , RDA6L130KC27DMX1SL-B , RDA6L130KC27DMX1SL-N , RDA6L130KC27DMX1SL-P , RDA6L130KC27DMX1SL-S , RDA6L130KC27DMX1WHT-B , RDA6L130KC27DMX1WHT-N , RDA6L130KC27DMX1WHT-P , RDA6L130KC27DMX1WHT-S , RDA6L130KC27DFX1BLK-B , RDA6L130KC27DFX1BLK-N , RDA6L130KC27DFX1BLK-P , RDA6L130KC27DFX1BLK-S , RDA6L130KC27DFX1SL-B , RDA6L130KC27DFX1SL-N , RDA6L130KC27DFX1SL-P , RDA6L130KC27DFX1SL-S , RDA6L130KC27DFX1WHT-B , RDA6L130KC27DFX1WHT-N , RDA6L130KC27DFX1WHT-P , RDA6L130KC27DFX1WHT-S , RDA6L130KC12D3SX1BLK-B , RDA6L130KC12D3SX1BLK-N , RDA6L130KC12D3SX1BLK-P , RDA6L130KC12D3SX1BLK-S , RDA6L130KC12D3SX1SL-B , RDA6L130KC12D3SX1SL-N , RDA6L130KC12D3SX1SL-P , RDA6L130KC12D3SX1SL-S , RDA6L130KC12D3SX1WHT-B , RDA6L130KC12D3SX1WHT-N , RDA6L130KC12D3SX1WHT-P , RDA6L130KC12D3SX1WHT-S , RDA6L130KC12D3MX1BLK-B , RDA6L130KC12D3MX1BLK-N , RDA6L130KC12D3MX1BLK-P , RDA6L130KC12D3MX1BLK-S , RDA6L130KC12D3MX1SL-B , RDA6L130KC12D3MX1SL-N , RDA6L130KC12D3MX1SL-P , RDA6L130KC12D3MX1SL-S , RDA6L130KC12D3MX1WHT-B , RDA6L130KC12D3MX1WHT-N , RDA6L130KC12D3MX1WHT-P , RDA6L130KC12D3MX1WHT-S , RDA6L130KC12D3FX1BLK-B , RDA6L130KC12D3FX1BLK-N , RDA6L130KC12D3FX1BLK-P , RDA6L130KC12D3FX1BLK-S , RDA6L130KC12D3FX1SL-B , RDA6L130KC12D3FX1SL-N , RDA6L130KC12D3FX1SL-P , RDA6L130KC12D3FX1SL-S , RDA6L130KC12D3FX1WHT-B , RDA6L130KC12D3FX1WHT-N , RDA6L130KC12D3FX1WHT-P , RDA6L130KC12D3FX1WHT-S , RDA6L130K12DSX22BLK-B , RDA6L130K12DSX22BLK-N , RDA6L130K12DSX22BLK-P , RDA6L130K12DSX22BLK-S , RDA6L130K12DSX22SL-B , RDA6L130K12DSX22SL-N , RDA6L130K12DSX22SL-P , RDA6L130K12DSX22SL-S , RDA6L130K12DSX22WHT-B , RDA6L130K12DSX22WHT-N , RDA6L130K12DSX22WHT-P , RDA6L130K12DSX22WHT-S , RDA6L130K12DMX22BLK-B , RDA6L130K12DMX22BLK-N , RDA6L130K12DMX22BLK-P , RDA6L130K12DMX22BLK-S , RDA6L130K12DMX22SL-B , RDA6L130K12DMX22SL-N , RDA6L130K12DMX22SL-P , RDA6L130K12DMX22SL-S , RDA6L130K12DMX22WHT-B , RDA6L130K12DMX22WHT-N , RDA6L130K12DMX22WHT-P , RDA6L130K12DMX22WHT-S , RDA6L130K12DFX22BLK-B , RDA6L130K12DFX22BLK-N , RDA6L130K12DFX22BLK-P , RDA6L130K12DFX22BLK-S , RDA6L130K12DFX22SL-B , RDA6L130K12DFX22SL-N , RDA6L130K12DFX22SL-P , RDA6L130K12DFX22SL-S , RDA6L130K12DFX22WHT-B , RDA6L130K12DFX22WHT-N , RDA6L130K12DFX22WHT-P , RDA6L130K12DFX22WHT-S , RDA6L130K27DSX22BLK-B , RDA6L130K27DSX22BLK-N , RDA6L130K27DSX22BLK-P , RDA6L130K27DSX22BLK-S , RDA6L130K27DSX22SL-B , RDA6L130K27DSX22SL-N , RDA6L130K27DSX22SL-P , RDA6L130K27DSX22SL-S , RDA6L130K27DSX22WHT-B , RDA6L130K27DSX22WHT-N , RDA6L130K27DSX22WHT-P , RDA6L130K27DSX22WHT-S , RDA6L130K27DMX22BLK-B , RDA6L130K27DMX22BLK-N , RDA6L130K27DMX22BLK-P , RDA6L130K27DMX22BLK-S , RDA6L130K27DMX22SL-B , RDA6L130K27DMX22SL-N , RDA6L130K27DMX22SL-P , RDA6L130K27DMX22SL-S , RDA6L130K27DMX22WHT-B , RDA6L130K27DMX22WHT-N , RDA6L130K27DMX22WHT-S , RDA6L130K27DMX22WHT-P , RDA6L130K27DFX22BLK-B , RDA6L130K27DFX22BLK-N , RDA6L130K27DFX22BLK-P , RDA6L130K27DFX22BLK-S , RDA6L130K27DFX22SL-B , RDA6L130K27DFX22SL-N , RDA6L130K27DFX22SL-P , RDA6L130K27DFX22SL-S , RDA6L130K27DFX22WHT-B , RDA6L130K27DFX22WHT-N , RDA6L130K27DFX22WHT-P , RDA6L130K27DFX22WHT-S , RDA6L130K12D3SX22BLK-B , RDA6L130K12D3SX22BLK-N , RDA6L130K12D3SX22BLK-S , RDA6L130K12D3SX22BLK-P , RDA6L130K12D3SX22SL-B , RDA6L130K12D3SX22SL-N , RDA6L130K12D3SX22SL-P , RDA6L130K12D3SX22SL-S , RDA6L130K12D3SX22WHT-B , RDA6L130K12D3SX22WHT-N , RDA6L130K12D3SX22WHT-P , RDA6L130K12D3SX22WHT-S , RDA6L130K12D3MX22BLK-B , RDA6L130K12D3MX22BLK-N , RDA6L130K12D3MX22BLK-P , RDA6L130K12D3MX22BLK-S , RDA6L130K12D3MX22SL-B , RDA6L130K12D3MX22SL-N , RDA6L130K12D3MX22SL-P , RDA6L130K12D3MX22SL-S , RDA6L130K12D3MX22WHT-B , RDA6L130K12D3MX22WHT-N , RDA6L130K12D3MX22WHT-P , RDA6L130K12D3MX22WHT-S , RDA6L130K12D3FX22BLK-B , RDA6L130K12D3FX22BLK-N , RDA6L130K12D3FX22BLK-P , RDA6L130K12D3FX22BLK-S , RDA6L130K12D3FX22SL-B , RDA6L130K12D3FX22SL-N , RDA6L130K12D3FX22SL-P , RDA6L130K12D3FX22SL-S , RDA6L130K12D3FX22WHT-B , RDA6L130K12D3FX22WHT-N , RDA6L130K12D3FX22WHT-P , RDA6L130K12D3FX22WHT-S , RDA6L130KC12DSX22BLK-B , RDA6L130KC12DSX22BLK-N , RDA6L130KC12DSX22BLK-P , RDA6L130KC12DSX22BLK-S , RDA6L130KC12DSX22SL-B , RDA6L130KC12DSX22SL-N , RDA6L130KC12DSX22SL-P , RDA6L130KC12DSX22SL-S , RDA6L130KC12DSX22WHT-B , RDA6L130KC12DSX22WHT-N , RDA6L130KC12DSX22WHT-P , RDA6L130KC12DSX22WHT-S , RDA6L130KC12DMX22BLK-B , RDA6L130KC12DMX22BLK-N , RDA6L130KC12DMX22BLK-P , RDA6L130KC12DMX22BLK-S , RDA6L130KC12DMX22SL-B , RDA6L130KC12DMX22SL-N , RDA6L130KC12DMX22SL-P , RDA6L130KC12DMX22SL-S , RDA6L130KC12DMX22WHT-B , RDA6L130KC12DMX22WHT-N , RDA6L130KC12DMX22WHT-P , RDA6L130KC12DMX22WHT-S , RDA6L130KC12DFX22BLK-B , RDA6L130KC12DFX22BLK-N , RDA6L130KC12DFX22BLK-P , RDA6L130KC12DFX22BLK-S , RDA6L130KC12DFX22SL-B , RDA6L130KC12DFX22SL-N , RDA6L130KC12DFX22SL-P , RDA6L130KC12DFX22SL-S , RDA6L130KC12DFX22WHT-B , RDA6L130KC12DFX22WHT-N , RDA6L130KC12DFX22WHT-P , RDA6L130KC12DFX22WHT-S , RDA6L130KC27DSX22BLK-B , RDA6L130KC27DSX22BLK-N , RDA6L130KC27DSX22BLK-P , RDA6L130KC27DSX22BLK-S , RDA6L130KC27DSX22SL-B , RDA6L130KC27DSX22SL-N , RDA6L130KC27DSX22SL-P , RDA6L130KC27DSX22SL-S , RDA6L130KC27DSX22WHT-B , RDA6L130KC27DSX22WHT-N , RDA6L130KC27DSX22WHT-P , RDA6L130KC27DSX22WHT-S , RDA6L130KC27DMX22BLK-B , RDA6L130KC27DMX22BLK-N , RDA6L130KC27DMX22BLK-P , RDA6L130KC27DMX22BLK-S , RDA6L130KC27DMX22SL-B , RDA6L130KC27DMX22SL-N , RDA6L130KC27DMX22SL-P , RDA6L130KC27DMX22SL-S , RDA6L130KC27DMX22WHT-B , RDA6L130KC27DMX22WHT-N , RDA6L130KC27DMX22WHT-P , RDA6L130KC27DMX22WHT-S , RDA6L130KC27DFX22BLK-B , RDA6L130KC27DFX22BLK-N , RDA6L130KC27DFX22BLK-P , RDA6L130KC27DFX22BLK-S , RDA6L130KC27DFX22SL-B , RDA6L130KC27DFX22SL-N , RDA6L130KC27DFX22SL-P , RDA6L130KC27DFX22SL-S , RDA6L130KC27DFX22WHT-B , RDA6L130KC27DFX22WHT-N , RDA6L130KC27DFX22WHT-P , RDA6L130KC27DFX22WHT-S , RDA6L130KC12D3SX22BLK-B , RDA6L130KC12D3SX22BLK-N , RDA6L130KC12D3SX22BLK-P , RDA6L130KC12D3SX22BLK-S , RDA6L130KC12D3SX22SL-B , RDA6L130KC12D3SX22SL-N , RDA6L130KC12D3SX22SL-P , RDA6L130KC12D3SX22SL-S , RDA6L130KC12D3SX22WHT-B , RDA6L130KC12D3SX22WHT-N , RDA6L130KC12D3SX22WHT-P , RDA6L130KC12D3SX22WHT-S , RDA6L130KC12D3MX22BLK-B , RDA6L130KC12D3MX22BLK-N , RDA6L130KC12D3MX22BLK-P , RDA6L130KC12D3MX22BLK-S , RDA6L130KC12D3MX22SL-B , RDA6L130KC12D3MX22SL-N , RDA6L130KC12D3MX22SL-P , RDA6L130KC12D3MX22SL-S , RDA6L130KC12D3MX22WHT-B , RDA6L130KC12D3MX22WHT-N , RDA6L130KC12D3MX22WHT-P , RDA6L130KC12D3MX22WHT-S , RDA6L130KC12D3FX22BLK-B , RDA6L130KC12D3FX22BLK-N , RDA6L130KC12D3FX22BLK-P , RDA6L130KC12D3FX22BLK-S , RDA6L130KC12D3FX22SL-B , RDA6L130KC12D3FX22SL-N , RDA6L130KC12D3FX22SL-P , RDA6L130KC12D3FX22SL-S , RDA6L130KC12D3FX22WHT-B , RDA6L130KC12D3FX22WHT-N , RDA6L130KC12D3FX22WHT-P , RDA6L130KC12D3FX22WHT-S + More - Less Contech RDA6L1 20W Non-IC O3 Square Multiple LED Recessed Downlight Adjustables Contech RDA6L1 20W Non-IC O3 Square Multiple LED Recessed Downlight Adjustables - 3000K | 3000 | 83 | 2000 | 100 |  | 20 | 1 | 425.04 | 425.04 | 499.4384 | 2020Q2 | https://www.lbclighting.com/led/recessed-led/cntc-rda6l130-sq.html | LBC Lighting | 2020 | No
LED Lighting | Downlight | Contech Lighting | True |  |  |  |  | Light engine consists of a single, high lumen output multi-chip LED array Lamp heads feature a constant tension design for tilt and rotation adjustability. Tilt mechanism can also be locked into place with a provided allen wrench Lamp heads provide 370° rotation and 45° tilt adjustability inside housing For increased adjustability, the lamp head features a firm-feel detent pull-down mechanism (2" extension) which allows the head to tilt up to 90° 20W LED (Included) More Information Contech RDA6L1 20W Non-IC O3 Linear Multiple LED Recessed Downlight Adjustables Features: Rating: Non-IC Type: New Construction Lamping: 20W LED Lumen: 2000 Color Temperature: 3500K CRI: 83, 90+ Electrical/Dimming: 120V TRIAC,ELV, 0-10V Dimming, 277V TRIAC,ELV, 0-10V Dimming, 120V LUTRON HI-LUME Dimming Beam: Spot (11°), Medium (25°), Flood (36°) Lamps: 1, 4 Housing/Head Finish: Matte Black, Matte White, Satin Silver Trim Finish: Matte Black, Matte White, Satin Silver, Trimless Light engine consists of a single, high lumen output multi-chip LED array Lamp heads feature a constant tension design for tilt and rotation adjustability. Tilt mechanism can also be locked into place with a provided allen wrench Lamp heads provide 370° rotation and 45° tilt adjustability inside housing For increased adjustability, the lamp head features a firm-feel detent pull-down mechanism (2" extension) which allows the head to tilt up to 90° Lamping: 20W LED (Included) Models: RDA6L135K , RDA6L135KC *MFG Part Number*: RDA6L135K12DSX1BLK-B , RDA6L135K12DSX1BLK-N , RDA6L135K12DSX1BLK-P , RDA6L135K12DSX1BLK-S , RDA6L135K12DSX1SL-B , RDA6L135K12DSX1SL-N , RDA6L135K12DSX1SL-P , RDA6L135K12DSX1SL-S , RDA6L135K12DSX1WHT-B , RDA6L135K12DSX1WHT-N , RDA6L135K12DSX1WHT-P , RDA6L135K12DSX1WHT-S , RDA6L135K12DMX1BLK-B , RDA6L135K12DMX1BLK-N , RDA6L135K12DMX1BLK-P , RDA6L135K12DMX1BLK-S , RDA6L135K12DMX1SL-B , RDA6L135K12DMX1SL-N , RDA6L135K12DMX1SL-P , RDA6L135K12DMX1SL-S , RDA6L135K12DMX1WHT-B , RDA6L135K12DMX1WHT-N , RDA6L135K12DMX1WHT-P , RDA6L135K12DMX1WHT-S , RDA6L135K12DFX1BLK-B , RDA6L135K12DFX1BLK-N , RDA6L135K12DFX1BLK-P , RDA6L135K12DFX1BLK-S , RDA6L135K12DFX1SL-B , RDA6L135K12DFX1SL-N , RDA6L135K12DFX1SL-P , RDA6L135K12DFX1SL-S , RDA6L135K12DFX1WHT-B , RDA6L135K12DFX1WHT-N , RDA6L135K12DFX1WHT-P , RDA6L135K12DFX1WHT-S , RDA6L135K27DSX1BLK-B , RDA6L135K27DSX1BLK-N , RDA6L135K27DSX1BLK-P , RDA6L135K27DSX1BLK-S , RDA6L135K27DSX1SL-B , RDA6L135K27DSX1SL-N , RDA6L135K27DSX1SL-P , RDA6L135K27DSX1SL-S , RDA6L135K27DSX1WHT-B , RDA6L135K27DSX1WHT-N , RDA6L135K27DSX1WHT-P , RDA6L135K27DSX1WHT-S , RDA6L135K27DMX1BLK-B , RDA6L135K27DMX1BLK-N , RDA6L135K27DMX1BLK-P , RDA6L135K27DMX1BLK-S , RDA6L135K27DMX1SL-B , RDA6L135K27DMX1SL-N , RDA6L135K27DMX1SL-P , RDA6L135K27DMX1SL-S , RDA6L135K27DMX1WHT-B , RDA6L135K27DMX1WHT-N , RDA6L135K27DMX1WHT-P , RDA6L135K27DMX1WHT-S , RDA6L135K27DFX1BLK-B , RDA6L135K27DFX1BLK-N , RDA6L135K27DFX1BLK-P , RDA6L135K27DFX1BLK-S , RDA6L135K27DFX1SL-B , RDA6L135K27DFX1SL-N , RDA6L135K27DFX1SL-P , RDA6L135K27DFX1SL-S , RDA6L135K27DFX1WHT-B , RDA6L135K27DFX1WHT-N , RDA6L135K27DFX1WHT-P , RDA6L135K27DFX1WHT-S , RDA6L135K12D3SX1BLK-B , RDA6L135K12D3SX1BLK-N , RDA6L135K12D3SX1BLK-P , RDA6L135K12D3SX1BLK-S , RDA6L135K12D3SX1SL-B , RDA6L135K12D3SX1SL-N , RDA6L135K12D3SX1SL-P , RDA6L135K12D3SX1SL-S , RDA6L135K12D3SX1WHT-B , RDA6L135K12D3SX1WHT-N , RDA6L135K12D3SX1WHT-P , RDA6L135K12D3SX1WHT-S , RDA6L135K12D3MX1BLK-B , RDA6L135K12D3MX1BLK-N , RDA6L135K12D3MX1BLK-P , RDA6L135K12D3MX1BLK-S , RDA6L135K12D3MX1SL-B , RDA6L135K12D3MX1SL-N , RDA6L135K12D3MX1SL-P , RDA6L135K12D3MX1SL-S , RDA6L135K12D3MX1WHT-B , RDA6L135K12D3MX1WHT-N , RDA6L135K12D3MX1WHT-P , RDA6L135K12D3MX1WHT-S , RDA6L135K12D3FX1BLK-B , RDA6L135K12D3FX1BLK-N , RDA6L135K12D3FX1BLK-P , RDA6L135K12D3FX1BLK-S , RDA6L135K12D3FX1SL-B , RDA6L135K12D3FX1SL-N , RDA6L135K12D3FX1SL-P , RDA6L135K12D3FX1SL-S , RDA6L135K12D3FX1WHT-B , RDA6L135K12D3FX1WHT-N , RDA6L135K12D3FX1WHT-P , RDA6L135K12D3FX1WHT-S , RDA6L135KC12DSX1BLK-B , RDA6L135KC12DSX1BLK-N , RDA6L135KC12DSX1BLK-P , RDA6L135KC12DSX1BLK-S , RDA6L135KC12DSX1SL-B , RDA6L135KC12DSX1SL-N , RDA6L135KC12DSX1SL-P , RDA6L135KC12DSX1SL-S , RDA6L135KC12DSX1WHT-B , RDA6L135KC12DSX1WHT-N , RDA6L135KC12DSX1WHT-P , RDA6L135KC12DSX1WHT-S , RDA6L135KC12DMX1BLK-B , RDA6L135KC12DMX1BLK-N , RDA6L135KC12DMX1BLK-P , RDA6L135KC12DMX1BLK-S , RDA6L135KC12DMX1SL-B , RDA6L135KC12DMX1SL-N , RDA6L135KC12DMX1SL-P , RDA6L135KC12DMX1SL-S , RDA6L135KC12DMX1WHT-B , RDA6L135KC12DMX1WHT-N , RDA6L135KC12DMX1WHT-P , RDA6L135KC12DMX1WHT-S , RDA6L135KC12DFX1BLK-B , RDA6L135KC12DFX1BLK-N , RDA6L135KC12DFX1BLK-P , RDA6L135KC12DFX1BLK-S , RDA6L135KC12DFX1SL-B , RDA6L135KC12DFX1SL-N , RDA6L135KC12DFX1SL-P , RDA6L135KC12DFX1SL-S , RDA6L135KC27DSX1BLK-B , RDA6L135KC27DSX1BLK-N , RDA6L135KC27DSX1BLK-P , RDA6L135KC27DSX1BLK-S , RDA6L135KC27DSX1SL-B , RDA6L135KC27DSX1SL-N , RDA6L135KC27DSX1SL-P , RDA6L135KC27DSX1SL-S , RDA6L135KC27DSX1WHT-B , RDA6L135KC27DSX1WHT-N , RDA6L135KC27DSX1WHT-P , RDA6L135KC27DSX1WHT-S , RDA6L135KC12DFX1WHT-B , RDA6L135KC12DFX1WHT-N , RDA6L135KC12DFX1WHT-P , RDA6L135KC12DFX1WHT-S , RDA6L135KC27DMX1BLK-B , RDA6L135KC27DMX1BLK-N , RDA6L135KC27DMX1BLK-P , RDA6L135KC27DMX1BLK-S , RDA6L135KC27DMX1SL-B , RDA6L135KC27DMX1SL-N , RDA6L135KC27DMX1SL-P , RDA6L135KC27DMX1SL-S , RDA6L135KC27DMX1WHT-B , RDA6L135KC27DMX1WHT-N , RDA6L135KC27DMX1WHT-P , RDA6L135KC27DMX1WHT-S , RDA6L135KC27DFX1BLK-B , RDA6L135KC27DFX1BLK-N , RDA6L135KC27DFX1BLK-P , RDA6L135KC27DFX1BLK-S , RDA6L135KC27DFX1SL-B , RDA6L135KC27DFX1SL-N , RDA6L135KC27DFX1SL-P , RDA6L135KC27DFX1SL-S , RDA6L135KC27DFX1WHT-B , RDA6L135KC27DFX1WHT-N , RDA6L135KC27DFX1WHT-P , RDA6L135KC27DFX1WHT-S , RDA6L135KC12D3SX1BLK-B , RDA6L135KC12D3SX1BLK-N , RDA6L135KC12D3SX1BLK-P , RDA6L135KC12D3SX1BLK-S , RDA6L135KC12D3SX1SL-B , RDA6L135KC12D3SX1SL-N , RDA6L135KC12D3SX1SL-P , RDA6L135KC12D3SX1SL-S , RDA6L135KC12D3SX1WHT-B , RDA6L135KC12D3SX1WHT-N , RDA6L135KC12D3SX1WHT-P , RDA6L135KC12D3SX1WHT-S , RDA6L135KC12D3MX1BLK-B , RDA6L135KC12D3MX1BLK-N , RDA6L135KC12D3MX1BLK-P , RDA6L135KC12D3MX1BLK-S , RDA6L135KC12D3MX1SL-B , RDA6L135KC12D3MX1SL-N , RDA6L135KC12D3MX1SL-P , RDA6L135KC12D3MX1SL-S , RDA6L135KC12D3MX1WHT-B , RDA6L135KC12D3MX1WHT-N , RDA6L135KC12D3MX1WHT-P , RDA6L135KC12D3MX1WHT-S , RDA6L135KC12D3FX1BLK-B , RDA6L135KC12D3FX1BLK-N , RDA6L135KC12D3FX1BLK-P , RDA6L135KC12D3FX1BLK-S , RDA6L135KC12D3FX1SL-B , RDA6L135KC12D3FX1SL-N , RDA6L135KC12D3FX1SL-P , RDA6L135KC12D3FX1SL-S , RDA6L135KC12D3FX1WHT-B , RDA6L135KC12D3FX1WHT-N , RDA6L135KC12D3FX1WHT-P , RDA6L135KC12D3FX1WHT-S , RDA6L135K12DSX22BLK-B , RDA6L135K12DSX22BLK-N , RDA6L135K12DSX22BLK-P , RDA6L135K12DSX22BLK-S , RDA6L135K12DSX22SL-B , RDA6L135K12DSX22SL-N , RDA6L135K12DSX22SL-P , RDA6L135K12DSX22SL-S , RDA6L135K12DSX22WHT-B , RDA6L135K12DSX22WHT-N , RDA6L135K12DSX22WHT-P , RDA6L135K12DSX22WHT-S , RDA6L135K12DMX22BLK-B , RDA6L135K12DMX22BLK-N , RDA6L135K12DMX22BLK-P , RDA6L135K12DMX22BLK-S , RDA6L135K12DMX22SL-B , RDA6L135K12DMX22SL-N , RDA6L135K12DMX22SL-P , RDA6L135K12DMX22SL-S , RDA6L135K12DMX22WHT-B , RDA6L135K12DMX22WHT-N , RDA6L135K12DMX22WHT-P , RDA6L135K12DMX22WHT-S , RDA6L135K12DFX22BLK-B , RDA6L135K12DFX22BLK-N , RDA6L135K12DFX22BLK-P , RDA6L135K12DFX22BLK-S , RDA6L135K12DFX22SL-B , RDA6L135K12DFX22SL-N , RDA6L135K12DFX22SL-P , RDA6L135K12DFX22SL-S , RDA6L135K12DFX22WHT-B , RDA6L135K12DFX22WHT-N , RDA6L135K12DFX22WHT-P , RDA6L135K12DFX22WHT-S , RDA6L135K27DSX22BLK-B , RDA6L135K27DSX22BLK-N , RDA6L135K27DSX22BLK-P , RDA6L135K27DSX22BLK-S , RDA6L135K27DSX22SL-B , RDA6L135K27DSX22SL-N , RDA6L135K27DSX22SL-P , RDA6L135K27DSX22SL-S , RDA6L135K27DSX22WHT-B , RDA6L135K27DSX22WHT-N , RDA6L135K27DSX22WHT-P , RDA6L135K27DSX22WHT-S , RDA6L135K27DMX22BLK-B , RDA6L135K27DMX22BLK-N , RDA6L135K27DMX22BLK-P , RDA6L135K27DMX22BLK-S , RDA6L135K27DMX22SL-B , RDA6L135K27DMX22SL-N , RDA6L135K27DMX22SL-P , RDA6L135K27DMX22SL-S , RDA6L135K27DMX22WHT-B , RDA6L135K27DMX22WHT-N , RDA6L135K27DMX22WHT-P , RDA6L135K27DMX22WHT-S , RDA6L135K27DFX22BLK-B , RDA6L135K27DFX22BLK-N , RDA6L135K27DFX22BLK-P , RDA6L135K27DFX22BLK-S , RDA6L135K27DFX22SL-B , RDA6L135K27DFX22SL-N , RDA6L135K27DFX22SL-P , RDA6L135K27DFX22SL-S , RDA6L135K27DFX22WHT-B , RDA6L135K27DFX22WHT-N , RDA6L135K27DFX22WHT-P , RDA6L135K27DFX22WHT-S , RDA6L135K12D3SX22BLK-B , RDA6L135K12D3SX22BLK-N , RDA6L135K12D3SX22BLK-P , RDA6L135K12D3SX22BLK-S , RDA6L135K12D3SX22SL-B , RDA6L135K12D3SX22SL-N , RDA6L135K12D3SX22SL-P , RDA6L135K12D3SX22SL-S , RDA6L135K12D3SX22WHT-B , RDA6L135K12D3SX22WHT-N , RDA6L135K12D3SX22WHT-P , RDA6L135K12D3SX22WHT-S , RDA6L135K12D3MX22BLK-B , RDA6L135K12D3MX22BLK-N , RDA6L135K12D3MX22BLK-P , RDA6L135K12D3MX22BLK-S , RDA6L135K12D3MX22SL-B , RDA6L135K12D3MX22SL-N , RDA6L135K12D3MX22SL-P , RDA6L135K12D3MX22SL-S , RDA6L135K12D3MX22WHT-B , RDA6L135K12D3MX22WHT-N , RDA6L135K12D3MX22WHT-P , RDA6L135K12D3MX22WHT-S , RDA6L135K12D3FX22BLK-B , RDA6L135K12D3FX22BLK-N , RDA6L135K12D3FX22BLK-P , RDA6L135K12D3FX22BLK-S , RDA6L135K12D3FX22SL-B , RDA6L135K12D3FX22SL-N , RDA6L135K12D3FX22SL-P , RDA6L135K12D3FX22SL-S , RDA6L135K12D3FX22WHT-B , RDA6L135K12D3FX22WHT-N , RDA6L135K12D3FX22WHT-P , RDA6L135K12D3FX22WHT-S , RDA6L135KC12DSX22BLK-B , RDA6L135KC12DSX22BLK-N , RDA6L135KC12DSX22BLK-P , RDA6L135KC12DSX22BLK-S , RDA6L135KC12DSX22SL-B , RDA6L135KC12DSX22SL-N , RDA6L135KC12DSX22SL-P , RDA6L135KC12DSX22SL-S , RDA6L135KC12DSX22WHT-B , RDA6L135KC12DSX22WHT-N , RDA6L135KC12DSX22WHT-P , RDA6L135KC12DSX22WHT-S , RDA6L135KC12DMX22BLK-B , RDA6L135KC12DMX22BLK-N , RDA6L135KC12DMX22BLK-P , RDA6L135KC12DMX22BLK-S , RDA6L135KC12DMX22SL-B , RDA6L135KC12DMX22SL-N , RDA6L135KC12DMX22SL-P , RDA6L135KC12DMX22SL-S , RDA6L135KC12DMX22WHT-B , RDA6L135KC12DMX22WHT-N , RDA6L135KC12DMX22WHT-P , RDA6L135KC12DMX22WHT-S , RDA6L135KC12DFX22BLK-B , RDA6L135KC12DFX22BLK-N , RDA6L135KC12DFX22BLK-P , RDA6L135KC12DFX22BLK-S , RDA6L135KC12DFX22SL-B , RDA6L135KC12DFX22SL-N , RDA6L135KC12DFX22SL-P , RDA6L135KC12DFX22SL-S , RDA6L135KC12DFX22WHT-B , RDA6L135KC12DFX22WHT-N , RDA6L135KC12DFX22WHT-P , RDA6L135KC12DFX22WHT-S , RDA6L135KC27DSX22BLK-B , RDA6L135KC27DSX22BLK-N , RDA6L135KC27DSX22BLK-P , RDA6L135KC27DSX22BLK-S , RDA6L135KC27DSX22SL-B , RDA6L135KC27DSX22SL-N , RDA6L135KC27DSX22SL-P , RDA6L135KC27DSX22SL-S , RDA6L135KC27DSX22WHT-B , RDA6L135KC27DSX22WHT-N , RDA6L135KC27DSX22WHT-P , RDA6L135KC27DSX22WHT-S , RDA6L135KC27DMX22BLK-B , RDA6L135KC27DMX22BLK-N , RDA6L135KC27DMX22BLK-P , RDA6L135KC27DMX22BLK-S , RDA6L135KC27DMX22SL-B , RDA6L135KC27DMX22SL-N , RDA6L135KC27DMX22SL-P , RDA6L135KC27DMX22SL-S , RDA6L135KC27DMX22WHT-B , RDA6L135KC27DMX22WHT-N , RDA6L135KC27DMX22WHT-P , RDA6L135KC27DMX22WHT-S , RDA6L135KC27DFX22BLK-B , RDA6L135KC27DFX22BLK-N , RDA6L135KC27DFX22BLK-P , RDA6L135KC27DFX22BLK-S , RDA6L135KC27DFX22SL-B , RDA6L135KC27DFX22SL-N , RDA6L135KC27DFX22SL-P , RDA6L135KC27DFX22SL-S , RDA6L135KC27DFX22WHT-B , RDA6L135KC27DFX22WHT-N , RDA6L135KC27DFX22WHT-P , RDA6L135KC27DFX22WHT-S , RDA6L135KC12D3SX22BLK-B , RDA6L135KC12D3SX22BLK-N , RDA6L135KC12D3SX22BLK-P , RDA6L135KC12D3SX22BLK-S , RDA6L135KC12D3SX22SL-B , RDA6L135KC12D3SX22SL-N , RDA6L135KC12D3SX22SL-P , RDA6L135KC12D3SX22SL-S , RDA6L135KC12D3SX22WHT-B , RDA6L135KC12D3SX22WHT-N , RDA6L135KC12D3SX22WHT-P , RDA6L135KC12D3SX22WHT-S , RDA6L135KC12D3MX22BLK-B , RDA6L135KC12D3MX22BLK-N , RDA6L135KC12D3MX22BLK-P , RDA6L135KC12D3MX22BLK-S , RDA6L135KC12D3MX22SL-B , RDA6L135KC12D3MX22SL-N , RDA6L135KC12D3MX22SL-P , RDA6L135KC12D3MX22SL-S , RDA6L135KC12D3MX22WHT-B , RDA6L135KC12D3MX22WHT-N , RDA6L135KC12D3MX22WHT-P , RDA6L135KC12D3MX22WHT-S , RDA6L135KC12D3FX22BLK-B , RDA6L135KC12D3FX22BLK-N , RDA6L135KC12D3FX22BLK-P , RDA6L135KC12D3FX22BLK-S , RDA6L135KC12D3FX22SL-B , RDA6L135KC12D3FX22SL-N , RDA6L135KC12D3FX22SL-P , RDA6L135KC12D3FX22SL-S , RDA6L135KC12D3FX22WHT-B , RDA6L135KC12D3FX22WHT-N , RDA6L135KC12D3FX22WHT-P , RDA6L135KC12D3FX22WHT-S + More - Less Contech RDA6L1 20W Non-IC O3 Square Multiple LED Recessed Downlight Adjustables Contech RDA6L1 20W Non-IC O3 Square Multiple LED Recessed Downlight Adjustables - 3500K | 3500 | 83 | 2000 | 100 |  | 20 | 1 | 425.04 | 425.04 | 499.4384 | 2020Q2 | https://www.lbclighting.com/led/recessed-led/cntc-rda6l135-sq.html | LBC Lighting | 2020 | No
LED Lighting | Downlight | Contech Lighting | True |  |  |  |  | Light engine consists of a single, high lumen output multi-chip LED array Lamp heads feature a constant tension design for tilt and rotation adjustability. Tilt mechanism can also be locked into place with a provided allen wrench Lamp heads provide 370° rotation and 45° tilt adjustability inside housing For increased adjustability, the lamp head features a firm-feel detent pull-down mechanism (2" extension) which allows the head to tilt up to 90° 20W LED (Included) More Information Contech RDA6L1 20W Non-IC O3 Linear Multiple LED Recessed Downlight Adjustables Features: Rating: Non-IC Type: New Construction Lamping: 20W LED Lumen: 2000 Color Temperature: 4000K CRI: 83, 90+ Electrical/Dimming: 120V TRIAC,ELV, 0-10V Dimming, 277V TRIAC,ELV, 0-10V Dimming, 120V LUTRON HI-LUME Dimming Beam: Spot (11°), Medium (25°), Flood (36°) Lamps: 1, 4 Housing/Head Finish: Matte Black, Matte White, Satin Silver Trim Finish: Matte Black, Matte White, Satin Silver, Trimless Light engine consists of a single, high lumen output multi-chip LED array Lamp heads feature a constant tension design for tilt and rotation adjustability. Tilt mechanism can also be locked into place with a provided allen wrench Lamp heads provide 370° rotation and 45° tilt adjustability inside housing For increased adjustability, the lamp head features a firm-feel detent pull-down mechanism (2" extension) which allows the head to tilt up to 90° Lamping: 20W LED (Included) Models: RDA6L140K , RDA6L140KC *MFG Part Number*: RDA6L140K12DSX1BLK-B , RDA6L140K12DSX1BLK-N , RDA6L140K12DSX1BLK-P , RDA6L140K12DSX1BLK-S , RDA6L140K12DSX1SL-B , RDA6L140K12DSX1SL-N , RDA6L140K12DSX1SL-S , RDA6L140K12DSX1WHT-B , RDA6L140K12DSX1WHT-N , RDA6L140K12DSX1WHT-P , RDA6L140K12DSX1WHT-S , RDA6L140K12DSX1SL-P , RDA6L140K12DMX1BLK-B , RDA6L140K12DMX1BLK-N , RDA6L140K12DMX1BLK-P , RDA6L140K12DMX1BLK-S , RDA6L140K12DMX1SL-B , RDA6L140K12DMX1SL-N , RDA6L140K12DMX1SL-P , RDA6L140K12DMX1SL-S , RDA6L140K12DMX1WHT-B , RDA6L140K12DMX1WHT-N , RDA6L140K12DMX1WHT-P , RDA6L140K12DMX1WHT-S , RDA6L140K12DFX1BLK-B , RDA6L140K12DFX1BLK-N , RDA6L140K12DFX1BLK-P , RDA6L140K12DFX1BLK-S , RDA6L140K12DFX1SL-B , RDA6L140K12DFX1SL-N , RDA6L140K12DFX1SL-P , RDA6L140K12DFX1SL-S , RDA6L140K12DFX1WHT-B , RDA6L140K12DFX1WHT-N , RDA6L140K12DFX1WHT-P , RDA6L140K12DFX1WHT-S , RDA6L140K27DSX1BLK-B , RDA6L140K27DSX1BLK-N , RDA6L140K27DSX1BLK-P , RDA6L140K27DSX1BLK-S , RDA6L140K27DSX1SL-B , RDA6L140K27DSX1SL-N , RDA6L140K27DSX1SL-P , RDA6L140K27DSX1SL-S , RDA6L140K27DSX1WHT-B , RDA6L140K27DSX1WHT-N , RDA6L140K27DSX1WHT-P , RDA6L140K27DSX1WHT-S , RDA6L140K27DMX1BLK-B , RDA6L140K27DMX1BLK-N , RDA6L140K27DMX1BLK-P , RDA6L140K27DMX1BLK-S , RDA6L140K27DMX1SL-B , RDA6L140K27DMX1SL-N , RDA6L140K27DMX1SL-P , RDA6L140K27DMX1SL-S , RDA6L140K27DMX1WHT-B , RDA6L140K27DMX1WHT-N , RDA6L140K27DMX1WHT-P , RDA6L140K27DMX1WHT-S , RDA6L140K27DFX1BLK-B , RDA6L140K27DFX1BLK-N , RDA6L140K27DFX1BLK-P , RDA6L140K27DFX1BLK-S , RDA6L140K27DFX1SL-B , RDA6L140K27DFX1SL-N , RDA6L140K27DFX1SL-P , RDA6L140K27DFX1SL-S , RDA6L140K27DFX1WHT-B , RDA6L140K27DFX1WHT-N , RDA6L140K27DFX1WHT-P , RDA6L140K27DFX1WHT-S , RDA6L140K12D3SX1BLK-B , RDA6L140K12D3SX1BLK-N , RDA6L140K12D3SX1BLK-P , RDA6L140K12D3SX1BLK-S , RDA6L140K12D3SX1SL-B , RDA6L140K12D3SX1SL-N , RDA6L140K12D3SX1SL-P , RDA6L140K12D3SX1SL-S , RDA6L140K12D3SX1WHT-B , RDA6L140K12D3SX1WHT-N , RDA6L140K12D3SX1WHT-P , RDA6L140K12D3SX1WHT-S , RDA6L140K12D3MX1BLK-B , RDA6L140K12D3MX1BLK-N , RDA6L140K12D3MX1BLK-P , RDA6L140K12D3MX1BLK-S , RDA6L140K12D3MX1SL-B , RDA6L140K12D3MX1SL-N , RDA6L140K12D3MX1SL-P , RDA6L140K12D3MX1SL-S , RDA6L140K12D3MX1WHT-B , RDA6L140K12D3MX1WHT-N , RDA6L140K12D3MX1WHT-P , RDA6L140K12D3MX1WHT-S , RDA6L140K12D3FX1BLK-B , RDA6L140K12D3FX1BLK-N , RDA6L140K12D3FX1BLK-P , RDA6L140K12D3FX1BLK-S , RDA6L140K12D3FX1SL-B , RDA6L140K12D3FX1SL-N , RDA6L140K12D3FX1SL-P , RDA6L140K12D3FX1SL-S , RDA6L140K12D3FX1WHT-B , RDA6L140K12D3FX1WHT-N , RDA6L140K12D3FX1WHT-P , RDA6L140K12D3FX1WHT-S , RDA6L140KC12DSX1BLK-B , RDA6L140KC12DSX1BLK-N , RDA6L140KC12DSX1BLK-P , RDA6L140KC12DSX1BLK-S , RDA6L140KC12DSX1SL-B , RDA6L140KC12DSX1SL-N , RDA6L140KC12DSX1SL-P , RDA6L140KC12DSX1SL-S , RDA6L140KC12DSX1WHT-B , RDA6L140KC12DSX1WHT-N , RDA6L140KC12DSX1WHT-P , RDA6L140KC12DSX1WHT-S , RDA6L140KC12DMX1BLK-B , RDA6L140KC12DMX1BLK-N , RDA6L140KC12DMX1BLK-P , RDA6L140KC12DMX1BLK-S , RDA6L140KC12DMX1SL-B , RDA6L140KC12DMX1SL-N , RDA6L140KC12DMX1SL-P , RDA6L140KC12DMX1SL-S , RDA6L140KC12DMX1WHT-B , RDA6L140KC12DMX1WHT-N , RDA6L140KC12DMX1WHT-P , RDA6L140KC12DMX1WHT-S , RDA6L140KC12DFX1BLK-B , RDA6L140KC12DFX1BLK-N , RDA6L140KC12DFX1BLK-P , RDA6L140KC12DFX1BLK-S , RDA6L140KC12DFX1SL-B , RDA6L140KC12DFX1SL-N , RDA6L140KC12DFX1SL-P , RDA6L140KC12DFX1SL-S , RDA6L140KC12DFX1WHT-B , RDA6L140KC12DFX1WHT-N , RDA6L140KC12DFX1WHT-P , RDA6L140KC12DFX1WHT-S , RDA6L140KC27DSX1BLK-B , RDA6L140KC27DSX1BLK-N , RDA6L140KC27DSX1BLK-P , RDA6L140KC27DSX1BLK-S , RDA6L140KC27DSX1SL-B , RDA6L140KC27DSX1SL-N , RDA6L140KC27DSX1SL-P , RDA6L140KC27DSX1SL-S , RDA6L140KC27DSX1WHT-B , RDA6L140KC27DSX1WHT-N , RDA6L140KC27DSX1WHT-P , RDA6L140KC27DSX1WHT-S , RDA6L140KC27DMX1BLK-B , RDA6L140KC27DMX1BLK-N , RDA6L140KC27DMX1BLK-P , RDA6L140KC27DMX1BLK-S , RDA6L140KC27DMX1SL-B , RDA6L140KC27DMX1SL-N , RDA6L140KC27DMX1SL-P , RDA6L140KC27DMX1SL-S , RDA6L140KC27DMX1WHT-B , RDA6L140KC27DMX1WHT-N , RDA6L140KC27DMX1WHT-P , RDA6L140KC27DMX1WHT-S , RDA6L140KC27DFX1BLK-B , RDA6L140KC27DFX1BLK-N , RDA6L140KC27DFX1BLK-P , RDA6L140KC27DFX1BLK-S , RDA6L140KC27DFX1SL-B , RDA6L140KC27DFX1SL-N , RDA6L140KC27DFX1SL-P , RDA6L140KC27DFX1SL-S , RDA6L140KC27DFX1WHT-B , RDA6L140KC27DFX1WHT-N , RDA6L140KC27DFX1WHT-P , RDA6L140KC27DFX1WHT-S , RDA6L140KC12D3SX1BLK-B , RDA6L140KC12D3SX1BLK-N , RDA6L140KC12D3SX1BLK-P , RDA6L140KC12D3SX1BLK-S , RDA6L140KC12D3SX1SL-B , RDA6L140KC12D3SX1SL-N , RDA6L140KC12D3SX1SL-P , RDA6L140KC12D3SX1SL-S , RDA6L140KC12D3SX1WHT-B , RDA6L140KC12D3SX1WHT-N , RDA6L140KC12D3SX1WHT-P , RDA6L140KC12D3SX1WHT-S , RDA6L140KC12D3MX1BLK-B , RDA6L140KC12D3MX1BLK-N , RDA6L140KC12D3MX1BLK-P , RDA6L140KC12D3MX1BLK-S , RDA6L140KC12D3MX1SL-B , RDA6L140KC12D3MX1SL-N , RDA6L140KC12D3MX1SL-P , RDA6L140KC12D3MX1SL-S , RDA6L140KC12D3MX1WHT-B , RDA6L140KC12D3MX1WHT-N , RDA6L140KC12D3MX1WHT-P , RDA6L140KC12D3MX1WHT-S , RDA6L140KC12D3FX1BLK-B , RDA6L140KC12D3FX1BLK-N , RDA6L140KC12D3FX1BLK-P , RDA6L140KC12D3FX1BLK-S , RDA6L140KC12D3FX1SL-B , RDA6L140KC12D3FX1SL-N , RDA6L140KC12D3FX1SL-P , RDA6L140KC12D3FX1SL-S , RDA6L140KC12D3FX1WHT-B , RDA6L140KC12D3FX1WHT-N , RDA6L140KC12D3FX1WHT-P , RDA6L140KC12D3FX1WHT-S , RDA6L140K12DSX22BLK-B , RDA6L140K12DSX22BLK-N , RDA6L140K12DSX22BLK-P , RDA6L140K12DSX22BLK-S , RDA6L140K12DSX22SL-B , RDA6L140K12DSX22SL-N , RDA6L140K12DSX22SL-P , RDA6L140K12DSX22SL-S , RDA6L140K12DSX22WHT-B , RDA6L140K12DSX22WHT-N , RDA6L140K12DSX22WHT-P , RDA6L140K12DSX22WHT-S , RDA6L140K12DMX22BLK-B , RDA6L140K12DMX22BLK-N , RDA6L140K12DMX22BLK-P , RDA6L140K12DMX22BLK-S , RDA6L140K12DMX22SL-B , RDA6L140K12DMX22SL-N , RDA6L140K12DMX22SL-P , RDA6L140K12DMX22SL-S , RDA6L140K12DMX22WHT-B , RDA6L140K12DMX22WHT-N , RDA6L140K12DMX22WHT-P , RDA6L140K12DMX22WHT-S , RDA6L140K12DFX22BLK-B , RDA6L140K12DFX22BLK-N , RDA6L140K12DFX22BLK-P , RDA6L140K12DFX22BLK-S , RDA6L140K12DFX22SL-B , RDA6L140K12DFX22SL-N , RDA6L140K12DFX22SL-P , RDA6L140K12DFX22SL-S , RDA6L140K12DFX22WHT-B , RDA6L140K12DFX22WHT-N , RDA6L140K12DFX22WHT-P , RDA6L140K12DFX22WHT-S , RDA6L140K27DSX22BLK-B , RDA6L140K27DSX22BLK-N , RDA6L140K27DSX22BLK-P , RDA6L140K27DSX22BLK-S , RDA6L140K27DSX22SL-B , RDA6L140K27DSX22SL-N , RDA6L140K27DSX22SL-P , RDA6L140K27DSX22SL-S , RDA6L140K27DSX22WHT-B , RDA6L140K27DSX22WHT-N , RDA6L140K27DSX22WHT-P , RDA6L140K27DSX22WHT-S , RDA6L140K27DMX22BLK-B , RDA6L140K27DMX22BLK-N , RDA6L140K27DMX22BLK-P , RDA6L140K27DMX22BLK-S , RDA6L140K27DMX22SL-B , RDA6L140K27DMX22SL-N , RDA6L140K27DMX22SL-P , RDA6L140K27DMX22SL-S , RDA6L140K27DMX22WHT-B , RDA6L140K27DMX22WHT-N , RDA6L140K27DMX22WHT-P , RDA6L140K27DMX22WHT-S , RDA6L140K27DFX22BLK-B , RDA6L140K27DFX22BLK-N , RDA6L140K27DFX22BLK-P , RDA6L140K27DFX22BLK-S , RDA6L140K27DFX22SL-B , RDA6L140K27DFX22SL-N , RDA6L140K27DFX22SL-P , RDA6L140K27DFX22SL-S , RDA6L140K27DFX22WHT-B , RDA6L140K27DFX22WHT-N , RDA6L140K27DFX22WHT-P , RDA6L140K27DFX22WHT-S , RDA6L140K12D3SX22BLK-B , RDA6L140K12D3SX22BLK-N , RDA6L140K12D3SX22BLK-P , RDA6L140K12D3SX22BLK-S , RDA6L140K12D3SX22SL-B , RDA6L140K12D3SX22SL-N , RDA6L140K12D3SX22SL-P , RDA6L140K12D3SX22SL-S , RDA6L140K12D3SX22WHT-B , RDA6L140K12D3SX22WHT-N , RDA6L140K12D3SX22WHT-P , RDA6L140K12D3SX22WHT-S , RDA6L140K12D3MX22BLK-B , RDA6L140K12D3MX22BLK-N , RDA6L140K12D3MX22BLK-P , RDA6L140K12D3MX22BLK-S , RDA6L140K12D3MX22SL-B , RDA6L140K12D3MX22SL-N , RDA6L140K12D3MX22SL-P , RDA6L140K12D3MX22SL-S , RDA6L140K12D3MX22WHT-B , RDA6L140K12D3MX22WHT-N , RDA6L140K12D3MX22WHT-P , RDA6L140K12D3MX22WHT-S , RDA6L140K12D3FX22BLK-B , RDA6L140K12D3FX22BLK-N , RDA6L140K12D3FX22BLK-P , RDA6L140K12D3FX22BLK-S , RDA6L140K12D3FX22SL-B , RDA6L140K12D3FX22SL-N , RDA6L140K12D3FX22SL-P , RDA6L140K12D3FX22SL-S , RDA6L140K12D3FX22WHT-B , RDA6L140K12D3FX22WHT-N , RDA6L140K12D3FX22WHT-P , RDA6L140K12D3FX22WHT-S , RDA6L140KC12DSX22BLK-B , RDA6L140KC12DSX22BLK-N , RDA6L140KC12DSX22BLK-P , RDA6L140KC12DSX22BLK-S , RDA6L140KC12DSX22SL-B , RDA6L140KC12DSX22SL-N , RDA6L140KC12DSX22SL-P , RDA6L140KC12DSX22SL-S , RDA6L140KC12DSX22WHT-B , RDA6L140KC12DSX22WHT-N , RDA6L140KC12DSX22WHT-P , RDA6L140KC12DSX22WHT-S , RDA6L140KC12DMX22BLK-B , RDA6L140KC12DMX22BLK-N , RDA6L140KC12DMX22BLK-P , RDA6L140KC12DMX22BLK-S , RDA6L140KC12DMX22SL-B , RDA6L140KC12DMX22SL-N , RDA6L140KC12DMX22SL-P , RDA6L140KC12DMX22SL-S , RDA6L140KC12DMX22WHT-B , RDA6L140KC12DMX22WHT-N , RDA6L140KC12DMX22WHT-P , RDA6L140KC12DMX22WHT-S , RDA6L140KC12DFX22BLK-B , RDA6L140KC12DFX22BLK-N , RDA6L140KC12DFX22BLK-P , RDA6L140KC12DFX22BLK-S , RDA6L140KC12DFX22SL-B , RDA6L140KC12DFX22SL-N , RDA6L140KC12DFX22SL-P , RDA6L140KC12DFX22SL-S , RDA6L140KC12DFX22WHT-B , RDA6L140KC12DFX22WHT-N , RDA6L140KC12DFX22WHT-P , RDA6L140KC12DFX22WHT-S , RDA6L140KC27DSX22BLK-B , RDA6L140KC27DSX22BLK-N , RDA6L140KC27DSX22BLK-P , RDA6L140KC27DSX22BLK-S , RDA6L140KC27DSX22SL-B , RDA6L140KC27DSX22SL-N , RDA6L140KC27DSX22SL-P , RDA6L140KC27DSX22SL-S , RDA6L140KC27DSX22WHT-B , RDA6L140KC27DSX22WHT-N , RDA6L140KC27DSX22WHT-P , RDA6L140KC27DSX22WHT-S , RDA6L140KC27DMX22BLK-B , RDA6L140KC27DMX22BLK-N , RDA6L140KC27DMX22BLK-P , RDA6L140KC27DMX22BLK-S , RDA6L140KC27DMX22SL-B , RDA6L140KC27DMX22SL-N , RDA6L140KC27DMX22SL-P , RDA6L140KC27DMX22SL-S , RDA6L140KC27DMX22WHT-B , RDA6L140KC27DMX22WHT-N , RDA6L140KC27DMX22WHT-P , RDA6L140KC27DMX22WHT-S , RDA6L140KC27DFX22BLK-B , RDA6L140KC27DFX22BLK-N , RDA6L140KC27DFX22BLK-P , RDA6L140KC27DFX22BLK-S , RDA6L140KC27DFX22SL-B , RDA6L140KC27DFX22SL-N , RDA6L140KC27DFX22SL-P , RDA6L140KC27DFX22SL-S , RDA6L140KC27DFX22WHT-B , RDA6L140KC27DFX22WHT-N , RDA6L140KC27DFX22WHT-P , RDA6L140KC27DFX22WHT-S , RDA6L140KC12D3SX22BLK-B , RDA6L140KC12D3SX22BLK-N , RDA6L140KC12D3SX22BLK-P , RDA6L140KC12D3SX22BLK-S , RDA6L140KC12D3SX22SL-B , RDA6L140KC12D3SX22SL-N , RDA6L140KC12D3SX22SL-P , RDA6L140KC12D3SX22SL-S , RDA6L140KC12D3SX22WHT-B , RDA6L140KC12D3SX22WHT-N , RDA6L140KC12D3SX22WHT-P , RDA6L140KC12D3SX22WHT-S , RDA6L140KC12D3MX22BLK-B , RDA6L140KC12D3MX22BLK-N , RDA6L140KC12D3MX22BLK-P , RDA6L140KC12D3MX22BLK-S , RDA6L140KC12D3MX22SL-B , RDA6L140KC12D3MX22SL-N , RDA6L140KC12D3MX22SL-P , RDA6L140KC12D3MX22SL-S , RDA6L140KC12D3MX22WHT-B , RDA6L140KC12D3MX22WHT-N , RDA6L140KC12D3MX22WHT-P , RDA6L140KC12D3MX22WHT-S , RDA6L140KC12D3FX22BLK-B , RDA6L140KC12D3FX22BLK-N , RDA6L140KC12D3FX22BLK-P , RDA6L140KC12D3FX22BLK-S , RDA6L140KC12D3FX22SL-B , RDA6L140KC12D3FX22SL-N , RDA6L140KC12D3FX22SL-P , RDA6L140KC12D3FX22SL-S , RDA6L140KC12D3FX22WHT-B , RDA6L140KC12D3FX22WHT-N , RDA6L140KC12D3FX22WHT-P , RDA6L140KC12D3FX22WHT-S + More - Less Contech RDA6L1 20W Non-IC O3 Square Multiple LED Recessed Downlight Adjustables Contech RDA6L1 20W Non-IC O3 Square Multiple LED Recessed Downlight Adjustables - 4000K | 4000 | 83 | 2000 | 100 |  | 20 | 1 | 425.04 | 425.04 | 499.4384 | 2020Q2 | https://www.lbclighting.com/led/recessed-led/cntc-rda6l140-sq.html | LBC Lighting | 2020 | No
LED Lighting | Downlight | Contech Lighting | [5 empty] | Trim only. Housing required - sold separately 50,000 Hour rated life Aluminum extruded heat sink is designed to facilitate heat dissipation to ensure consistent quality light output, color and life of solid state components Optical acrylic diffusion lens produces high lumen transmission and even illumination Trim module and driver housing require a minimum of 3" clearance from insulation material. Thermal protection provided in case of improper insulation use. More Information Contech RFTA8 8" LED Recessed Downlight Retrofit Trim Module Features: Trim only. Housing required - sold separately Size: 8" Wattage: 34.5W Trim Type: Medium Beam Reflector, Wide Beam Reflector Color Temperature: 3000K Lumen: 1763 lm, 1921 lm CRI: 80 Finish: Clear Haze 50,000 Hour rated life Aluminum extruded heat sink is designed to facilitate heat dissipation to ensure consistent quality light output, color and life of solid state components Optical acrylic diffusion lens produces high lumen transmission and even illumination Trim module and driver housing require a minimum of 3" clearance from insulation material. Thermal protection provided in case of improper insulation use. Models: RFTA63430K-MP22MCLR , RFTA63430K-MP22WCLR *MFG Part Number*: RFTA83430K-MP22MCLR , RFTA83430K-MP22WCLR Trim only. Housing required - sold separately. Contech RFTA8 8" LED Recessed Downlight Retrofit Trim Module | 3000 | 80 | 1763 | 51.1014 | 50000 | 34.5 | 1 | 125.12 | 125.12 | 147.0208 | 2020Q2 | https://www.lbclighting.com/led/recessed-led/cntc-rfta8.html | LBC Lighting | 2020 | Yes
LED Lighting | Downlight | Contech Lighting | [5 empty] | 7W PAR16 LED, GU10 Base - 530 lumens (Included) More Information Contech 4" IC New Construction Downlight, w/ adjustable white baffle trim. Features: Size: 4" Type: New Construction Rating: Insulated Ceiling (IC) Finish: White Lamping: 7W PAR16 LED Lumens: 530 lm Color Temperature: 3000K CRI: 82 Beam Spread: 35° Lamping: 7W PAR16 LED, GU10 Base - 530 lumens (Included) Model: RL16G-ICSA/ML05-3530K/CTR1601-P-WHT *MFG Part Number*: RL16G-ICSA/ML05-3530K/CTR1601-P-WHT Contech 4" IC New Construction Downlight, w/ adjustable white baffle trim. Contech 4" New Construction Downlight w/ GU10 LED Lamp | 3000 | 82 | 530 | 75.7143 |  | 7 | 1 | 56.35 | 56.35 | 66.2134 | 2020Q2 | https://www.lbclighting.com/led/recessed-led/cntc-rl16g-icsa-ml05-3530k-ctr1601.html | LBC Lighting | 2020 | Yes
LED Lighting | Downlight | Contech Lighting | True |  |  |  |  | 11W LED - 900 lumens (Included) More Information Contech 6" LED New Construction IC StopAire® Recessed Downlight, Traic, ELV and 0-10v dimming, w/ white albalite shower trim. Features: Size: 6" Type: New Construction Rating: Insulated Ceiling (IC) Finish: White Lamping: 11W LED Lumens: 900 lm Color Temperature: 3000K CRI: 90+ Lamping: 11W LED - 900 lumens (Included) Model: RL38IC130KCMVD/CTR1912-P *MFG Part Number*: RL38IC130KCMVD/CTR1912-P Contech 6" LED New Construction IC StopAire® Recessed Downlight, Traic, ELV and 0-10v dimming, w/ white albalite shower trim. Contech 6" LED New Construction IC StopAire® Recessed Downlight | 3000 | 90 | 900 | 81.8182 |  | 11 | 1 | 123.97 | 123.97 | 145.6695 | 2020Q2 | https://www.lbclighting.com/led/recessed-led/cntc-rl38ic130kcmvd-ctr1912.html | LBC Lighting | 2020 | Yes
LED Lighting | Downlight | Contech Lighting | True |  |  |  |  | Image shows in other finish 11W LED - 900 lumens (Included) More Information Contech 6" LED Downlight, Traic, ELV and 0-10v dimming, w/ white baffle trim. Features: Image shows in other finish Size: 6" Type: New Construction Rating: Insulated Ceiling (IC) Finish: White Lamping: 11W LED Lumens: 900 lm Color Temperature: 3000K CRI: 90+ Lamping: 11W LED - 900 lumens (Included) Model: RL38IC130KCMVD/CTR3001-WHT *MFG Part Number*: RL38IC130KCMVD/CTR3001-WHT Contech 6" LED Downlight, Traic, ELV and 0-10v dimming, w/ white baffle trim. Contech 6" 11W LED Downlight | 3000 | 90 | 900 | 81.8182 |  | 11 | 1 | 115.92 | 115.92 | 136.2105 | 2020Q2 | https://www.lbclighting.com/led/recessed-led/cntc-rl38ic130kcmvd-ctr3001.html | LBC Lighting | 2020 | Yes
LED Lighting | Downlight | Contech Lighting | True |  |  |  |  | Image shows in other finish 15W LED - 1200 lumens (Included) More Information Contech 6" LED Downlight, Traic, ELV and 0-10v dimming, w/ white baffle trim. Features: Image shows in other finish Size: 6" Type: New Construction Rating: Insulated Ceiling (IC) Finish: White Lamping: 15W LED Lumens: 1200 lm Color Temperature: 3000K CRI: 90+ Lamping: 15W LED - 1200 lumens (Included) Model: RL38IC230KCMVD/CTR3001-WHT *MFG Part Number*: RL38IC230KCMVD/CTR3001-WHT Contech 6" LED Downlight, Traic, ELV and 0-10v dimming, w/ white baffle trim. Contech 6" 15W LED Downlight | 3000 | 90 | 1200 | 80 |  | 15 | 1 | 123.97 | 123.97 | 145.6695 | 2020Q2 | https://www.lbclighting.com/led/recessed-led/cntc-rl38ic230kcmvd-ctr3001.html | LBC Lighting | 2020 | Yes
LED Lighting | Downlight | CSL Lighting | True |  |  |  |  | Housing only. Trim sold separately 50,000 hours at 70% lumen maintenance (L70) Standard dimming compatible with INC (incandescent/ triac), ELV or 0-10V dimmers to 10% Field-replaceable light engine and driver 30°, 50° and 80° optics included Suitable for insulated ceilings and airtight applications Trims work with ceiling thicknesses up to 1" 38W LED (Included) More Information CSL EDL5-IC 5" Eco-Downlight New Construction IC Housing Features: Housing only. Trim sold separately Size: 5" Type: New Construction IC/Airtight Color Temperature: 2700K, 3000K, 3500K, 4000K Lamping: 38W LED Lumens: 2815 - 3700 50,000 hours at 70% lumen maintenance (L70) Standard dimming compatible with INC (incandescent/ triac), ELV or 0-10V dimmers to 10% Field-replaceable light engine and driver 30°, 50° and 80° optics included Suitable for insulated ceilings and airtight applications Trims work with ceiling thicknesses up to 1" Lamping: 38W LED (Included) *MFG Part Number*: EDL5-IC-27-1 , EDL5-IC-30-1 , EDL5-IC-35-1 , EDL5-IC-40-1 CSL EDL5-IC 5" Eco-Downlight New Construction IC Housing *Trim sold separately* CSL EDL5-IC 5" Eco-Downlight 38W LED New Construction IC Housing | 2700 |  | 2815 | 74.0789 | 50000 | 38 | 1 | 430 | 430 | 505.2666 | 2020Q2 | https://www.lbclighting.com/led/recessed-led/csl-edl5-ic-129883.html | LBC Lighting | 2020 | No
LED Lighting | Downlight | CSL Lighting | True |  |  |  |  | Housing only. Trim sold separately Standard dimming compatible wiht INC (incandescent/triac), ELV or 0-10% dimmers to 10% Field-replaceable light engine and driver Includes 30 degree, 50 degree, and 80 degree optics Adjusts vertically to ceiling thicknesses from 1/2" to 1" 38W LED (Included) More Information CSL EDL5-RM 5" Eco-Downlight Remodel Non-IC Housing Features: Housing only. Trim sold separately Size: 5 inch Type: Remodel Non-IC Color Temperature: 2700K, 3000K, 3500K, 4000K Lamping: 38W LED Lumens: 2815 - 3700 Rated Hours: 50,000 hours at 70% lumen maintenance Standard dimming compatible wiht INC (incandescent/triac), ELV or 0-10% dimmers to 10% Field-replaceable light engine and driver Includes 30 degree, 50 degree, and 80 degree optics Adjusts vertically to ceiling thicknesses from 1/2" to 1" Voltage: 120-277V Lamping: 38W LED (Included) *MFG Part Number*: EDL5-RM-27-1 , EDL5-RM-30-1 , EDL5-RM-35-1 , EDL5-RM-40-1 CSL EDL5-RM 5" Eco-Downlight Remodel Non-IC Housing *Trim sold separately* CSL EDL5-RM 5" Eco-Downlight 38W LED Remodel Non-IC Housing | 2700 |  | 2815 | 74.0789 | 50000 | 38 | 1 | 370 | 370 | 434.7643 | 2020Q2 | https://www.lbclighting.com/led/recessed-led/csl-edl5-rm.html | LBC Lighting | 2020 | No
LED Lighting | Downlight | CSL Lighting | True |  |  |  |  | Housing only. Trim sold separately 2-Step Binning 50,000 hours at 70% lumen maintenance (L70) Standard dimming compatible with INC (incandescent/triac), ELV or 0-10V dimmers to 10% Field-replaceable light engine and driver Trims work with ceiling thicknesses up to 5/8" 14W LED (Included) More Information CSL EDLM-ADJ 1" Eco-Downlight Adjustable New Construction IC Housing Features: Housing only. Trim sold separately Size: 1" Type: Adjsutable New Construction IC Rated Color Temperature: 2700K, 3000K, 3500K, 4000K Lamping: 14W LED Lumens: 980 - 1250 Voltage: 120-277V 2-Step Binning 50,000 hours at 70% lumen maintenance (L70) Standard dimming compatible with INC (incandescent/triac), ELV or 0-10V dimmers to 10% Field-replaceable light engine and driver Includes 3 Optics: Narrow 30 degrees, Flood 50 degrees, Wide Flood 80 degrees Adjustable, rotating heat sink: Vertical aiming up to 15˚ tilt; Horizontal aiming 354˚ rotation Trims work with ceiling thicknesses up to 5/8" Lamping: 14W LED (Included) Models: EDLM-ADJ-27-3 , EDLM-ADJ-30-3 , EDLM-ADJ-35-3 , EDLM-ADJ-40-3 *MFG Part Number*: EDLM-ADJ-27-3 , EDLM-ADJ-30-3 , EDLM-ADJ-35-3 , EDLM-ADJ-40-3 CSL EDLM-ADJ 1" Eco-Downlight Adjustable New Construction IC Housing *Trim sold separately* CSL EDLM-ADJ 1" Eco-Downlight 14W LED Adjustable New Construction IC Housing | 2700 |  | 980 | 70 | 50000 | 14 | 1 | 230 | 230 | 270.2589 | 2020Q2 | https://www.lbclighting.com/led/recessed-led/csl-edlm-adj.html | LBC Lighting | 2020 | No
LED Lighting | Downlight | CSL Lighting | True |  |  |  |  | Housing only. Trim sold separately 2-Step Binning 50,000 hours at 70% lumen maintenance (L70) Standard dimming compatible with INC (incandescent/triac) ELV dimmers to 10% (0-10V) Field-replaceable light engine and driver Trims work with ceiling thicknesses up to 2" 14W LED (Included) More Information CSL EDLM-NC 1" Eco-Downlight New Construction Non-IC Housing Features: Housing only. Trim sold separately Size: 1" Type: New Construction Non-IC Color Temperature: 2700K, 3000K, 3500K, 4000K Lamping: 14W LED Lumens: 980 - 1250 Voltage: 120-277V 2-Step Binning 50,000 hours at 70% lumen maintenance (L70) Standard dimming compatible with INC (incandescent/triac) ELV dimmers to 10% (0-10V) Field-replaceable light engine and driver Four Optics Included: Very Narrow – 10°, Narrow – 30°, Flood - 50°, Wide Flood – 80° Trims work with ceiling thicknesses up to 2" Lamping: 14W LED (Included) Models: EDLM-NC-27-3 , EDLM-NC-30-3 , EDLM-NC-35-3 , EDLM-NC-40-3 *MFG Part Number*: EDLM-NC-27-3 , EDLM-NC-35-3 , EDLM-NC-40-3 , EDLM-NC-30-3 CSL EDLM-NC 1" Eco-Downlight New Construction Non-IC Housing *Trim sold separately* CSL EDLM-NC 1" Eco-Downlight 14W LED New Construction Non-IC Housing | 2700 |  | 980 | 70 | 50000 | 14 | 1 | 190 | 190 | 223.2573 | 2020Q2 | https://www.lbclighting.com/led/recessed-led/csl-edlm-nc.html | LBC Lighting | 2020 | No
LED Lighting | Downlight | Deco Lighting | True |  |  |  |  | Aluminum extruded Heat sink designed to facilitate heat dissipation to reduce LED junction temperature for maintaining constant light output, color and life of solid state components. Supplied with flexible metal conduit for connection to existing electrical junction box Existing frame-in kits mounting method via frictions or clips 23W LED - 4000K, 1760 lumens More Information Architectural grade LED Recessed Downlight Retrofit Trim Module with Clear Cone. Designed for use with existing 4” Architectural Incandescent, Fluorescent and Metal Halide Housing. Also, compatible with most 4” architectural housings measuring at least 4-7/8” high with an inside diameter between 4-1/2” and 5”. Features: Wattage: 23W Lumens: 1760 Color Temperature: 4000K Trim: Specular Open Reflector Voltage: 120-277V Dimmable: Triac Dimming Aluminum extruded Heat sink designed to facilitate heat dissipation to reduce LED junction temperature for maintaining constant light output, color and life of solid state components. Supplied with flexible metal conduit for connection to existing electrical junction box Existing frame-in kits mounting method via frictions or clips Lamping: 23W LED - 4000K, 1760 lumens *MFG Part Number*: DLED-ARFK42340-DLEDT-R44-UNV , DLED-ARFK4-23-40-DLEDT-R44-UNV-DM Architectural grade LED Recessed Downlight Retrofit Trim Module with Clear Cone. Deco DLED-ARFK4 4" Architectural LED Retrofit Kit, 23W LED, 120-277V | 4000 |  | 1760 | 76.5217 |  | 23 | 1 | 239.95 | 239.95 | 281.9505 | 2020Q2 | https://www.lbclighting.com/led/recessed-led/deco-dled-arfk4.html | LBC Lighting | 2020 | Yes
LED Lighting | Downlight | Deco Lighting | True |  |  |  |  | Aluminum extruded Heat sink designed to facilitate heat dissipation to reduce LED junction temperature for maintaining constant light output, color and life of solid state components. Supplied with flexible metal conduit for connection to existing electrical junction box Existing frame-in kits mounting method via frictions or clips 23W LED - 4000K, 1760 lumens 30W LED - 4000K, 2500 lumens More Information Architectural grade LED Recessed Downlight Retrofit Trim Module with Clear Cone. Designed for use with existing 6” Architectural Incandescent, Fluorescent and Metal Halide Housing. Also, compatible with most 6” architectural housings measuring at least 5-5/8” high with an inside diameter between 6-3/8” and 7-1/4”. Features: Wattage: 23W, 30W Lumens: 1760, 2500 Color Temperature: 4000K Trim: Specular Open Reflector Voltage: 120-277V Dimmable: Triac Dimming Aluminum extruded Heat sink designed to facilitate heat dissipation to reduce LED junction temperature for maintaining constant light output, color and life of solid state components. Supplied with flexible metal conduit for connection to existing electrical junction box Existing frame-in kits mounting method via frictions or clips Lamping: 23W LED - 4000K, 1760 lumens 30W LED - 4000K, 2500 lumens *MFG Part Number*: DLED-ARFK62340-DLEDT-R64-UNV , DLED-ARFK6-23-40-DLEDT-R64-UNV-DM , DLED-ARFK63040-DLEDT-R64-UNV , DLED-ARFK6-30-40-DLEDT-R64-UNV-DM Architectural grade LED Recessed Downlight Retrofit Trim Module with Clear Cone. Deco DLED-ARFK6 6" Architectural LED Retrofit Kit, 120-277V | 4000 |  | 1760 | 76.5217 |  | 23 | 1 | 249.95 | 249.95 | 293.7009 | 2020Q2 | https://www.lbclighting.com/led/recessed-led/deco-dled-arfk6.html | LBC Lighting | 2020 | Yes
LED Lighting | Downlight | Deco Lighting | True |  |  |  |  | Aluminum extruded Heat sink designed to facilitate heat dissipation to reduce LED junction temperature for maintaining constant light output, color and life of solid state components. Supplied with flexible metal conduit for connection to existing electrical junction box Existing frame-in kits mounting method via frictions or clips 23W LED - 4000K, 1760 lumens 30W LED - 4000K, 2500 lumens More Information Architectural grade LED Recessed Downlight Retrofit Trim Module with Clear Cone. Designed for use with existing 8” Architectural Incandescent, Fluorescent and Metal Halide Housing. Also, compatible with most 8” architectural housings measuring at least 8-1/8” high with an inside diameter between 8-1/8”. Features: Wattage: 23W, 30W Lumens: 1760, 2500 Color Temperature: 4000K Trim: Specular Open Reflector Voltage: 120-277V Dimmable: Triac Dimming Aluminum extruded Heat sink designed to facilitate heat dissipation to reduce LED junction temperature for maintaining constant light output, color and life of solid state components. Supplied with flexible metal conduit for connection to existing electrical junction box Existing frame-in kits mounting method via frictions or clips Lamping: 23W LED - 4000K, 1760 lumens 30W LED - 4000K, 2500 lumens *MFG Part Number*: DLED-ARFK82340-DLEDT-R84-UNV , DLED-ARFK82340-DLEDT-R84-UNVDM , DLED-ARFK83040-DLEDT-R84-UNV , DLED-ARFK83040-DLEDT-R84-UNVDM Architectural grade LED Recessed Downlight Retrofit Trim Module with Clear Cone. Deco DLED-ARFK8 8" Architectural LED Retrofit Kit, 120-277V | 4000 |  | 1760 | 76.5217 |  | 23 | 1 | 259.95 | 259.95 | 305.4513 | 2020Q2 | https://www.lbclighting.com/led/recessed-led/deco-dled-arfk8.html | LBC Lighting | 2020 | No
LED Lighting | Reflector | Elite | True |  |  |  |  | Made in USA/Europe Retrofit only. Housing sold separately. Compatible with most 4" incandescent recessed housings on the market Greater light output than a 18W CFL or a 50W BR20 incandescent The Elite RL628 LED Module has been engineered for new constructions to meet Title-24’s “No Edison Socket” mandate Dimmable down to 15% of initial light output with compatible dimmers 1 x 11W 650 lumen LED (Included) More Information The RL428 is the newest, most efficient, and advanced LED retrofit modules from ELITE Lighting. It’s unique design delivers color quality above a 90 CRI rating. Features: Retrofit only. Housing sold separately. Size: 4" Compatible with most 4" incandescent recessed housings on the market Trim Style: Reflector Wattage: 11W LED Lumens: 650 Color Temperature: 2700K, 3000K, 3500K, 4000K Finish: White Reflector/White Ring CRI: 90+ Beam Spread: 45 degrees Rated Life: Up to 50,000 hours Input Voltage: 120V Greater light output than a 18W CFL or a 50W BR20 incandescent The Elite RL628 LED Module has been engineered for new constructions to meet Title-24’s “No Edison Socket” mandate Dimmable down to 15% of initial light output with compatible dimmers Lamping: 1 x 11W 650 lumen LED (Included) Model: RL428-650L-DIMTR-120-27K-90-W-WH , RL428-650L-DIMTR-120-30K-90-W-WH , RL428-650L-DIMTR-120-35K-90-W-WH , RL428-650L-DIMTR-120-40K-90-W-WH *MFG Part Number*: RL428-650L-DIMTR-120-30K-90-W-WH , RL428-650L-DIMTR-120-40K-90-W-WH , RL428-650L-DIMTR-120-27K-90-W-WH , RL428-650L-DIMTR-120-35K-90-W-WH The RL428 is the newest, most efficient, and advanced LED retrofit modules from ELITE Lighting. It’s unique design delivers color quality above a 90 CRI rating. Elite RL428 4" 11W Reflector LED Retrofit, 650 lumens | 2700 | 90 | 650 | 59.0909 | 50000 | 11 | 1 | 24.2 | 24.2 | 28.4359 | 2020Q2 | https://www.lbclighting.com/led/recessed-led/elte-rl428.html | LBC Lighting | 2020 | Yes
LED Lighting | Downlight | Elite | True |  |  |  |  | Retrofit only. Housing sold separately. The Elite RL465 lighting system is dimmable down to 10% by using an approved incandescent dimmer or select electronic low voltage dimmers when ordered with DIMTR-120 option. Refer to dimming matrix for more information. Greater light output than an 13W CFL or a 50W BR20 while consuming less than 10W of power. Fits in most 4 inch downlight housings. The module can be adjusted up to 38º vertically and rotates up to 35º More Information Elite RL465 4" Round Adjustable LED Retrofit Recessed - 650 Lumens Features: Retrofit only. Housing sold separately. Size: 4" Type: Round Adjustable Lumens: 650 lm Color Temperature: 2700K, 3000K, 4000K Finish: White Beam Spread: Medium 38 Degrees CRI: 90+ Voltage: 120V The Elite RL465 lighting system is dimmable down to 10% by using an approved incandescent dimmer or select electronic low voltage dimmers when ordered with DIMTR-120 option. Refer to dimming matrix for more information. Greater light output than an 13W CFL or a 50W BR20 while consuming less than 10W of power. Fits in most 4 inch downlight housings. The module can be adjusted up to 38º vertically and rotates up to 35º Models: RL465-650L-DIMTR-120-27K-90-MD-WH , RL465-650L-DIMTR-120-30K-90-MD-WH , RL465-650L-DIMTR-120-40K-90-MD-WH *MFG Part Number*: RL465-650L-DIMTR-120-27K-90-MD-WH , RL465-650L-DIMTR-120-30K-90-MD-WH , RL465-650L-DIMTR-120-40K-90-MD-WH Elite RL465 4" Round Adjustable LED Retrofit Recessed - 650 Lumens Elite RL465 4" Round Adjustable LED Retrofit Recessed - 650 Lumens | 2700 | 90 | 650 | 50 |  | 13 | 1 | 44 | 44 | 51.7017 | 2020Q2 | https://www.lbclighting.com/led/recessed-led/elte-rl465-650l-dimtr-120.html | LBC Lighting | 2020 | Yes
LED Lighting | Downlight | Elite | True |  |  |  |  | Retrofit only. Housing sold separately. Greater light output than an 13W CFL or a 50W BR20 while consuming less than 10W of power Fits in most 4 inch downlight housings The Elite RL485 lighting system is dimmable down to 10% by using an approved incandescent dimmer or select electronic low voltage dimmers when ordered with DIMTR-120 option More Information Elite RL485 4" LED Retrofit Square Trim Downlight - 650 lumens Features: Retrofit only. Housing sold separately. Size: 4" Type: Reflector Lumens: 650 lm Color Temperature: 4000K, 5000K Finish: White/White CRI: 90+ Voltage: 120V Greater light output than an 13W CFL or a 50W BR20 while consuming less than 10W of power Fits in most 4 inch downlight housings The Elite RL485 lighting system is dimmable down to 10% by using an approved incandescent dimmer or select electronic low voltage dimmers when ordered with DIMTR-120 option Models: RL485-650L-DIMTR-120-40K , RL485-650L-DIMTR-120-50K *MFG Part Number*: RL485-650L-DIMTR-120-27K-W-WH , RL485-650L-DIMTR-120-30K-W-WH , RL485-650L-DIMTR-120-40K-W-WH , RL485-650L-DIMTR-120-50K-W-WH Housing sold separately. Elite RL485 4" LED Retrofit Square Trim Downlight - 650 lumens | 4000 | 90 | 650 | 50 |  | 13 | 1 | 39.6 | 39.6 | 46.5315 | 2020Q2 | https://www.lbclighting.com/led/recessed-led/elte-rl485-650l-dimtr-120.html | LBC Lighting | 2020 | Yes
LED Lighting | Reflector | Elite | True |  |  |  |  | Retrofit only. Housing sold separately. Compatible with most 6" and 5" incandescent recessed housings on the market Glare reducing cut-off angle of 55 degrees Greater light output than a 26W CFL or a 65W BR30 incandescent The Elite LED Module is dimmable down to 15% of initial light output with compatable dimmers. Consult factory for complete list of compatible dimming systems. More Information Elite RL627 5"/ 6" LED Recessed Retrofit Reflector - 950 lumens g. Features: Retrofit only. Housing sold separately. Size: 6" Compatible with most 6" and 5" incandescent recessed housings on the market Trim Style: Reflector Wattage: 14W LED Lumens: 950 Lumens Color Temperature: 3000K Finish: Clear Reflector/White Ring CRI: 90+ Beam Spread: 45 degrees Rated Life: Up to 50,000 hours Input Voltage: 120V Glare reducing cut-off angle of 55 degrees Greater light output than a 26W CFL or a 65W BR30 incandescent The Elite LED Module is dimmable down to 15% of initial light output with compatable dimmers. Consult factory for complete list of compatible dimming systems. Model: RL627-950L-DIMTR-120-30K-90-CL-WH *MFG Part Number*: RL627-950L-DIMTR-120-30K-90-CL-WH Elite RL627 5"/ 6" LED Recessed Retrofit Reflector - 950 lumens Elite RL627 5"/ 6" LED Recessed Retrofit Reflector - 950 lumens | 3000 | 90 | 950 | 67.8571 | 50000 | 14 | 1 | 23.99 | 23.99 | 28.1892 | 2020Q2 | https://www.lbclighting.com/led/recessed-led/elte-rl627-950l-dimtr-120.html | LBC Lighting | 2020 | Yes
LED Lighting | Reflector | Elite | True |  |  |  |  | Retrofit only. Housing sold separately. Compatible with most 6" and 5" incandescent recessed housings on the market Glare reducing cut-off angle of 55 degrees Greater light output than a 26W CFL or a 65W BR30 incandescent Triac Dimming - Dimmable down to 15% of initial light output with compatable dimmers. Consult factory for complete list of compatible dimming systems. 1 x 15W 960 lumen LED (Included) More Information The RL628 is the newest, most efficient, and advanced LED retrofit modules from Elite Lighting. It’s unique design delivers color quality above a 90 CRI rating. Features: Retrofit only. Housing sold separately. Size: 6" Compatible with most 6" and 5" incandescent recessed housings on the market Trim Style: Reflector Wattage: 15W LED Lumens: Up to 950 lumens Color Temperature: 2700K, 3000K, 3500K, 4000K Finish: White Reflector/White Ring CRI: 90+ Beam Spread: 45 degrees Rated Life: Up to 50,000 hours Input Voltage: 120V Glare reducing cut-off angle of 55 degrees Greater light output than a 26W CFL or a 65W BR30 incandescent Triac Dimming - Dimmable down to 15% of initial light output with compatable dimmers. Consult factory for complete list of compatible dimming systems. Lamping: 1 x 15W 960 lumen LED (Included) Model: RL628-950L-DIMTR-120-27K-90-W-WH , RL628-950L-DIMTR-120-30K-90-W-WH , RL628-950L-DIMTR-120-35K-90-W-WH , RL628-950L-DIMTR-120-40K-90-W-WH *MFG Part Number*: RL628-950L-DIMTR-120-30K-90-W-WH , RL628-950L-DIMTR-120-40K-90-W-WH , RL628-950L-DIMTR-120-27K-90-W-WH , RL628-950L-DIMTR-120-35K-90-W-WH The RL628 is the newest, most efficient, and advanced LED retrofit modules from Elite Lighting. It’s unique design delivers color quality above a 90 CRI rating. Elite RL628 5"/ 6" LED Recessed Retrofit Reflector - 950 lumens | 2700 | 90 | 950 | 63.3333 | 50000 | 15 | 1 | 23.99 | 23.99 | 28.1892 | 2020Q2 | https://www.lbclighting.com/led/recessed-led/elte-rl628.html | LBC Lighting | 2020 | Yes
LED Lighting | Reflector | Elite | True |  |  |  |  | LED retrofit only. Housing sold separately The module can be adjusted up to 38º vertically and rotates up to 35º Greater light output than an 18W CFL or a 65W BR30 while consuming less than 16W of power The Elite RL665 lighting system is dimmable down to 10% by using an approved incandescent dimmer or select electronic low voltage dimmers when ordered with DIMTR-120 option. Refer to dimming matrix for more information More Information Elite RL665 6" Adjustable LED Recessed Retrofit - 1100 Lumens Features: LED retrofit only. Housing sold separately Size: 6 inches Type: Adjustable Lumens: 1100 lumens Wattage: 16W LED Voltage: 120V Color Temperature: 3000K , 4000K CRI: 90+ Finish: White, Satin Nickel The module can be adjusted up to 38º vertically and rotates up to 35º Greater light output than an 18W CFL or a 65W BR30 while consuming less than 16W of power The Elite RL665 lighting system is dimmable down to 10% by using an approved incandescent dimmer or select electronic low voltage dimmers when ordered with DIMTR-120 option. Refer to dimming matrix for more information Models: RL665-1100L-DIMTR-120-30K-90-MD-SN , RL665-1100L-DIMTR-120-40K-90-MD-SN , RL665-1100L-DIMTR-120-30K-90-MD-WH , RL665-1100L-DIMTR-120-40K-90-MD-WH *MFG Part Number*: RL665-1100L-DIMTR-120-30K-90-MD-SN , RL665-1100L-DIMTR-120-40K-90-MD-SN , RL665-1100L-DIMTR-120-30K-90-MD-WH , RL665-1100L-DIMTR-120-40K-90-MD-WH Housing sold separately. Elite RL665 6" Adjustable LED Recessed Retrofit - 1100 Lumens | 3000 | 90 | 1100 | 68.75 |  | 16 | 1 | 44 | 44 | 51.7017 | 2020Q2 | https://www.lbclighting.com/led/recessed-led/elte-rl665-1100l-dimtr-120.html | LBC Lighting | 2020 | Yes
LED Lighting | Downlight | Elite | True |  |  |  |  | LED retrofit only. Housing sold separately Greater light output than an 13W CFL or a 50W BR20 while consuming less than 15W of power Fits in most 6 inch downlight housings The Elite RL685 lighting system is dimmable down to 10% by using an approved incandescent dimmer or select electronic low voltage dimmers when ordered with DIMTR-120 option More Information Elite RL685 6" LED Square Recessed Retrofit - 950 Lumens Features: LED retrofit only. Housing sold separately Size: 6 inches Type: Square Open Trim Lumens: 950 lm Dimming: approved incandescent dimmer or select electronic low voltage dimmers Voltage: 120V Color Temperature: 2700K , 3000K , 4000K , 5000K CRI: 90+ Finish: White Greater light output than an 13W CFL or a 50W BR20 while consuming less than 15W of power Fits in most 6 inch downlight housings The Elite RL685 lighting system is dimmable down to 10% by using an approved incandescent dimmer or select electronic low voltage dimmers when ordered with DIMTR-120 option Models: RL685-950L-DIMTR-120-27K-90-W-WH , RL685-950L-DIMTR-120-30K-90-W-WH , RL685-950L-DIMTR-120-40K-90-W-WH , RL685-950L-DIMTR-120-50K-90-W-WH *MFG Part Number*: RL685-950L-DIMTR-120-27K-90-W-WH , RL685-950L-DIMTR-120-30K-90-W-WH , RL685-950L-DIMTR-120-50K-90-W-WH , RL685-950L-DIMTR-120-40K-90-W-WH Housing sold separately. Elite RL685 6" LED Square Recessed Retrofit - 950 Lumens | 2700 | 90 | 950 | 73.0769 |  | 13 | 1 | 39.6 | 39.6 | 46.5315 | 2020Q2 | https://www.lbclighting.com/led/recessed-led/elte-rl685-950l-dimtr-120.html | LBC Lighting | 2020 | Yes
LED Lighting | Downlight | Green Creative | [5 empty] | Adjustable between 6/9/14 watts For retrofit or new construction installation Universally compatible with 4'' housings IC-Rated Comfortable diffused light 1 x 14W max LED More Information This INNOFIT SERIES 4” Commercial Downlight has been designed and engineered for retrofit or new construction installation. Features: Wattage: 6/9/14W LED Type: 4" Voltage: 120-277V Rated Life: 40,000 hours Color Temperature: 2700K, 3000K, 3500K, 4000K CRI: 80 Lumens: 465-1000 Beam Spread: 110 degrees Adjustable between 6/9/14 watts For retrofit or new construction installation Universally compatible with 4'' housings IC-Rated Comfortable diffused light Lamping: 1 x 14W max LED Models: 57863 , 57864 , 57865 , 57866 *MFG Part Number*: 57863 , 57864 , 57865 , 57866 This INNOFIT SERIES 4” Commercial Downlight has been designed and engineered for retrofit or new construction installation. Green Creative 14W INNOFIT CDL 4" LED Downlight Retrofit, 120-277V | 2700 | 80 | 465 | 77.5 | 40000 | 6 | 1 | 79.92 | 79.92 | 93.9091 | 2020Q2 | https://www.lbclighting.com/led/recessed-led/grnc-57863.html | LBC Lighting | 2020 | No
LED Lighting | Downlight | Green Creative | [5 empty] | Adjustable between 12/19/27 watts For retrofit or new construction installation Universally compatible with 8'' housings IC-Rated Comfortable diffused light 1 x 27W max LED More Information This INNOFIT SERIES 8” Commercial Downlight has been designed and engineered for retrofit or new construction installation. Features: Wattage: 12/19/27W LED Type: 8" Voltage: 120-277V Rated Life: 40,000 hours Color Temperature: 2700K, 3000K, 3500K, 4000K CRI: 80 Lumens: 930-2000 Beam Spread: 110 degrees Adjustable between 12/19/27 watts For retrofit or new construction installation Universally compatible with 8'' housings IC-Rated Comfortable diffused light Lamping: 1 x 27W max LED Models: 57873 , 57874 , 57875 , 57876 *MFG Part Number*: 57873 , 57874 , 57875 , 57876 This INNOFIT SERIES 8” Commercial Downlight has been designed and engineered for retrofit or new construction installation. Green Creative 27W INNOFIT CDL 8" LED Downlight Retrofit, 120-277V | 2700 | 80 | 930 | 77.5 | 40000 | 12 | 1 | 101.37 | 101.37 | 119.1137 | 2020Q2 | https://www.lbclighting.com/led/recessed-led/grnc-57873.html | LBC Lighting | 2020 | Yes
LED Lighting | Downlight | Green Creative | [5 empty] | Adjustable between 23.5/32/45 watts For retrofit or new construction installation Universally compatible with 9.5'' housings IC-Rated Comfortable diffused light 1 x 45W max LED More Information This INNOFIT SERIES 9.5” Commercial Downlight has been designed and engineered for retrofit or new construction installation. Features: Wattage: 23.5/32/45W LED Type: 9.5" Voltage: 120-277V Rated Life: 40,000 hours Color Temperature: 2700K, 3000K, 3500K, 4000K CRI: 80 Lumens: 1860-3200 Beam Spread: 110 degrees Adjustable between 23.5/32/45 watts For retrofit or new construction installation Universally compatible with 9.5'' housings IC-Rated Comfortable diffused light Lamping: 1 x 45W max LED Models: 57878 , 57879 , 57880 , 57881 *MFG Part Number*: 57878 , 57879 , 57880 , 57881 This INNOFIT SERIES 9.5” Commercial Downlight has been designed and engineered for retrofit or new construction installation. Green Creative 45W INNOFIT CDL 9.5" LED Downlight Retrofit, 120-277V | 2700 | 80 | 1860 | 79.1489 | 40000 | 23.5 | 1 | 128.67 | 128.67 | 151.1922 | 2020Q2 | https://www.lbclighting.com/led/recessed-led/grnc-57878.html | LBC Lighting | 2020 | Yes
LED Lighting | Downlight | Green Creative | True |  |  |  |  | Dimmable 50W incandescent replacement Suitable for new construction & remodel installations Integrated J-Box for quick installation Edge lighting technology Innovative design saves time and materials IC-rated 1 x 8.5W LED More Information The 4” NEW CONSTRUCTION DOWNLIGHT is designed to be used for both new construction and remodel installations. Features: Wattage: 8.5W LED Type: 4" Voltage: 120V Rated Life: 40,000 hours Color Temperature: 2700K, 3000K, 4000K CRI: 82 Lumens: 510-550 Beam Spread: 100 degrees Dimmable 50W incandescent replacement Suitable for new construction & remodel installations Integrated J-Box for quick installation Edge lighting technology Innovative design saves time and materials IC-rated Lamping: 1 x 8.5W LED Models: 58025 , 58026 , 58027 *MFG Part Number*: 58025 , 58026 , 58027 The 4” NEW CONSTRUCTION DOWNLIGHT is designed to be used for both new construction and remodel installations. Green Creative 8.5W 4" THINFIT LED Downlight, 120V | 2700 | 82 | 510 | 60 | 40000 | 8.5 | 1 | 25.02 | 25.02 | 29.3995 | 2020Q2 | https://www.lbclighting.com/led/recessed-led/grnc-58025.html | LBC Lighting | 2020 | Yes
LED Lighting | Downlight | Green Creative | True |  |  |  |  | Dimmable 75W incandescent replacement Suitable for new construction & remodel installations Integrated J-Box for quick installation Edge lighting technology Innovative design saves time and materials IC-rated 1 x 11.6W LED More Information The 6” NEW CONSTRUCTION DOWNLIGHT is designed to be used for both new construction and remodel installations. Features: Wattage: 11.6W LED Type: 6" Voltage: 120V Rated Life: 40,000 hours Color Temperature: 2700K, 3000K, 4000K CRI: 82 Lumens: 810-850 Beam Spread: 100 degrees Dimmable 75W incandescent replacement Suitable for new construction & remodel installations Integrated J-Box for quick installation Edge lighting technology Innovative design saves time and materials IC-rated Lamping: 1 x 11.6W LED Models: 58028 , 58029 , 58030 *MFG Part Number*: 58028 , 58029 , 58030 The 6” NEW CONSTRUCTION DOWNLIGHT is designed to be used for both new construction and remodel installations. Green Creative 11.6W 6" THINFIT LED Downlight, 120V | 2700 | 82 | 810 | 69.8276 | 40000 | 11.6 | 1 | 31.02 | 31.02 | 36.4497 | 2020Q2 | https://www.lbclighting.com/led/recessed-led/grnc-58028.html | LBC Lighting | 2020 | Yes
LED Lighting | Downlight | Green Creative | True |  |  |  |  | 65W incandescent replacement Smooth warm dimming from 2700K-2200K CCT with existing dimmers Fits most 5'' and 6" housing Comfortable diffused light 1 x 11W LED More Information This TITANIUM LED SERIES 5” or 6” downlight has been designed and engineered for demanding commercial applications. Features: Wattage: 11W LED Type: 5" or 6" Voltage: 120V Rated Life: 40,000 hours Color Temperature: 2200K-2700K CRI: 82 Lumens: 770 Beam Spread: 110 degrees 65W incandescent replacement Smooth warm dimming from 2700K-2200K CCT with existing dimmers Fits most 5'' and 6" housing Comfortable diffused light Lamping: 1 x 11W LED Model: 58100 *MFG Part Number*: 58100 This TITANIUM LED SERIES 5” or 6” downlight has been designed and engineered for demanding commercial applications. Green Creative 11W 5" or 6" Warm Dim LED Downlight Retrofit, 120V | 2200 | 82 | 770 | 70 | 40000 | 11 | 1 | 16.17 | 16.17 | 19.0004 | 2020Q2 | https://www.lbclighting.com/led/recessed-led/grnc-58100.html | LBC Lighting | 2020 | Yes
LED Lighting | Downlight | Green Creative | [5 empty] | Innovative CLICK Design 100W incandescent replacement SootheOptic low glare technology Fits most standard 4" j-boxes 1 x 20W LED More Information This SURFACE MOUNT CEILING SERIES 9″ 20W square downlight has been designed and engineered for commercial applications that demand accurate color rendering and high performance. Features: Wattage: 20W LED Type: 9" Voltage: 120V Rated Life: 50,000 hours Color Temperature: 3000K, 4000K CRI: 90 Lumens: 1200-1250 Beam Spread: 100 degrees Innovative CLICK Design 100W incandescent replacement SootheOptic low glare technology Fits most standard 4" j-boxes Lamping: 1 x 20W LED Models: 58242 , 58243 *MFG Part Number*: 58242 , 58243 This SURFACE MOUNT CEILING SERIES 9″ 20W square downlight has been designed and engineered for commercial applications that demand accurate color rendering and high performance. Green Creative 20W CLICK SMPS 9" LED Surface Mount Downlight | 3000 | 90 | 1200 | 60 | 50000 | 20 | 1 | 45.72 | 45.72 | 53.7228 | 2020Q2 | https://www.lbclighting.com/led/recessed-led/grnc-58242.html | LBC Lighting | 2020 | Yes
LED Lighting | Downlight | Green Creative | True |  |  |  |  | Dimmable Equivalent to 2 x 18W CFL 1 x 22W LED More Information This TITANIUM LED SERIES 4.0 6″ Commercial Downlight has been designed and engineered for demanding commercial applications. Features: Wattage: 22W LED Type: 6" Voltage: 120-277V Rated Life: 40,000 hours Color Temperature: 3000K, 3500K, 4000K CRI: 80 Lumens: 1600 - 1700 Beam Spread: 90 degrees Dimmable Equivalent to 2 x 18W CFL Lamping: 1 x 22W LED Models: 97686 , 97687 , 97688 *MFG Part Number*: 97686 , 97687 , 97688 This TITANIUM LED SERIES 4.0 6″ Commercial Downlight has been designed and engineered for demanding commercial applications. Green Creative 22W CDL 6" Dimmable LED Downlight Retrofit, 120-277V | 3000 | 80 | 1600 | 72.7273 | 40000 | 22 | 1 | 69.73 | 69.73 | 81.9354 | 2020Q2 | https://www.lbclighting.com/led/recessed-led/grnc-97686.html | LBC Lighting | 2020 | Yes
LED Lighting | Downlight | Green Creative | True |  |  |  |  | Dimmable Equivalent to 2 x 26W CFL 1 x 32W LED More Information This TITANIUM LED SERIES 4.0 8″ Commercial Downlight has been designed and engineered for demanding commercial applications. Features: Wattage: 32W LED Type: 8" Voltage: 120-277V Rated Life: 40,000 hours Color Temperature: 3000K, 3500K, 4000K CRI: 80 Lumens: 2150 - 2450 Beam Spread: 90 degrees Dimmable Equivalent to 2 x 26W CFL Lamping: 1 x 32W LED Models: 97696 , 97697 , 97698 *MFG Part Number*: 97696 , 97697 , 97698 This TITANIUM LED SERIES 4.0 8″ Commercial Downlight has been designed and engineered for demanding commercial applications. Green Creative 32W CDL 8" Dimmable LED Downlight Retrofit, 120-277V | 3000 | 80 | 2150 | 67.1875 | 40000 | 32 | 1 | 79.73 | 79.73 | 93.6858 | 2020Q2 | https://www.lbclighting.com/led/recessed-led/grnc-97696.html | LBC Lighting | 2020 | Yes
LED Lighting | Downlight | Green Creative | True |  |  |  |  | Dimmable 65W incandescent replacement Smooth dimming with existing dimmers Fits most 5'' and 6" housing 1 x 10W LED More Information This TITANIUM LED SERIES 5” or 6” downlight has been designed and engineered for demanding commercial applications. Features: Wattage: 10W LED Type: 5" or 6" Voltage: 120V Rated Life: 35,000 hours Color Temperature: 2700K, 3000K CRI: 80 Lumens: 700 Beam Spread: 100 degrees Dimmable 65W incandescent replacement Smooth dimming with existing dimmers Fits most 5'' and 6" housing Lamping: 1 x 10W LED Models: 97756 , 97757 *MFG Part Number*: 97756 , 97757 This TITANIUM LED SERIES 5” or 6” downlight has been designed and engineered for demanding commercial applications. Green Creative 10W 5" or 6" Dimmable LED Downlight Retrofit, 120V | 2700 | 80 | 700 | 70 | 35000 | 10 | 1 | 16.17 | 16.17 | 19.0004 | 2020Q2 | https://www.lbclighting.com/led/recessed-led/grnc-97756-200780.html | LBC Lighting | 2020 | Yes
LED Lighting | Downlight | Green Creative | True |  |  |  |  | Dimmable 50W incandescent replacement Smooth dimming with existing dimmers Fits most 4" housing 1 x 12W LED More Information This TITANIUM LED SERIES 4” downlight was designed and engineered for commercial applications that demand high performance lighting and accurate color rendering. Features: Wattage: 12W LED Type: 4" Voltage: 120V Rated Life: 35,000 hours Color Temperature: 2700K, 3000K CRI: 90 Lumens: 600 - 650 Beam Spread: 85 degrees Dimmable 50W incandescent replacement Smooth dimming with existing dimmers Fits most 4" housing Lamping: 1 x 12W LED Models: 97762 , 97763 *MFG Part Number*: 97762 , 97763 This TITANIUM LED SERIES 4” downlight was designed and engineered for commercial applications that demand high performance lighting and accurate color rendering. Green Creative 12W 4" Dimmable LED Downlight Retrofit, 120V | 2700 | 90 | 600 | 50 | 35000 | 12 | 1 | 16.17 | 16.17 | 19.0004 | 2020Q2 | https://www.lbclighting.com/led/recessed-led/grnc-97762.html | LBC Lighting | 2020 | Yes
LED Lighting | Downlight | Green Creative | True |  |  |  |  | Dimmable 65W incandescent replacement Smooth dimming with existing dimmers Fits most 5'' and 6" housing 1 x 12W LED More Information This TITANIUM LED SERIES 5” or 6” downlight was designed and engineered for commercial applications that demand high performance lighting and accurate color rendering. Features: Wattage: 12W LED Type: 5" or 6" Voltage: 120V Rated Life: 35,000 hours Color Temperature: 2700K, 3000K CRI: 90 Lumens: 720 - 750 Beam Spread: 100 degrees Dimmable 65W incandescent replacement Smooth dimming with existing dimmers Fits most 5'' and 6" housing Lamping: 1 x 12W LED Models: 97765 , 97766 *MFG Part Number*: 97765 , 97766 This TITANIUM LED SERIES 5” or 6” downlight was designed and engineered for commercial applications that demand high performance lighting and accurate color rendering. Green Creative 12W 5" or 6" Dimmable LED Downlight Retrofit, 120V | 2700 | 90 | 720 | 60 | 35000 | 12 | 1 | 13.61 | 13.61 | 15.9923 | 2020Q2 | https://www.lbclighting.com/led/recessed-led/grnc-97766.html | LBC Lighting | 2020 | Yes
LED Lighting | Downlight | Green Creative | [5 empty] | 85W incandescent replacement Suitable for new construction and remodel installations External driver for easy installation Edge lighting technology Innovative design saves time and materials Easy to use spring action clips More Information This downlight has been engineered for both new construction and remodel residential installations. All wiring takes place inside the extruded aluminum external driver box which features a wire clamp for convenient installation and a large wiring space designed for daisy chain applications. Once wiring is complete, simply connect the downlight and driver box together. Save time and materials with this easy to install downlight. Features: Size: 6" Wattage: 12W Color Temperature: 2700K, 3000K, 4000K Voltage:120V CRI: 90 Lumens: 900-940 Beam Spread: 110° Rated Life: 50,000 hours 85W incandescent replacement Suitable for new construction and remodel installations External driver for easy installation Edge lighting technology Innovative design saves time and materials Easy to use spring action clips Models: 98107 , 98108 , 98109 *MFG Part Number*: 98107 , 98108 , 98109 This downlight has been engineered for both new construction and remodel residential installations. All wiring takes place inside the extruded aluminum external driver box which features a wire clamp for convenient installation and a large wiring space designed for daisy chain applications. Once wiring is complete, simply connect the downlight and driver box together. Save time and materials with this easy to install downlight. Green Creative 6" 12W LED Downlight, 120V | 2700 | 90 | 900 | 75 | 50000 | 12 | 1 | 37.17 | 37.17 | 43.6762 | 2020Q2 | https://www.lbclighting.com/led/recessed-led/grnc-98107.html | LBC Lighting | 2020 | Yes
LED Lighting | Downlight | Green Creative | [5 empty] | 125W incandescent replacement Suitable for new construction and remodel installations External driver for easy installation Edge lighting technology Innovative design saves time and materials Easy to use spring action clips More Information This downlight has been engineered for both new construction and remodel residential installations. All wiring takes place inside the extruded aluminum external driver box which features a wire clamp for convenient installation and a large wiring space designed for daisy chain applications. Once wiring is complete, simply connect the downlight and driver box together. Save time and materials with this easy to install downlight. Features: Size: 8" Wattage: 24.5W Color Temperature: 2700K, 3000K, 4000K Voltage:120V CRI: 90 Lumens: 1820-1920 Beam Spread: 110° Rated Life: 50,000 hours 125W incandescent replacement Suitable for new construction and remodel installations External driver for easy installation Edge lighting technology Innovative design saves time and materials Easy to use spring action clips Models: 98110 , 98111 , 98112 *MFG Part Number*: 98110 , 98111 , 98112 This downlight has been engineered for both new construction and remodel residential installations. All wiring takes place inside the extruded aluminum external driver box which features a wire clamp for convenient installation and a large wiring space designed for daisy chain applications. Once wiring is complete, simply connect the downlight and driver box together. Save time and materials with this easy to install downlight. Green Creative 8" 24.5W LED Downlight, 120V | 2700 | 90 | 1820 | 74.2857 | 50000 | 24.5 | 1 | 52.62 | 52.62 | 61.8305 | 2020Q2 | https://www.lbclighting.com/led/recessed-led/grnc-98110.html | LBC Lighting | 2020 | Yes
LED Lighting | Downlight | Green Creative | [5 empty] | 65W incandescent replacement Suitable for new construction and remodel installations External driver for easy installation Edge lighting technology Innovative design saves time and materials Easy to use spring action clips More Information This downlight has been engineered for both new construction and remodel residential installations. All wiring takes place inside the extruded aluminum external driver box which features a wire clamp for convenient installation and a large wiring space designed for daisy chain applications. Once wiring is complete, simply connect the downlight and driver box together. Save time and materials with this easy to install downlight. Features: Size: 4" Wattage: 10W Color Temperature: 3000K, 3500K, 4000K Voltage:120-277V CRI: 90 Lumens: 700-740 Beam Spread: 110° Rated Life: 50,000 hours 65W incandescent replacement Suitable for new construction and remodel installations External driver for easy installation Edge lighting technology Innovative design saves time and materials Easy to use spring action clips Models: 98214 , 98215 , 98216 *MFG Part Number*: 98214 , 98215 , 98216 This downlight has been engineered for both new construction and remodel residential installations. All wiring takes place inside the extruded aluminum external driver box which features a wire clamp for convenient installation and a large wiring space designed for daisy chain applications. Once wiring is complete, simply connect the downlight and driver box together. Save time and materials with this easy to install downlight. Green Creative 4" 10W LED Downlight, 120-277V | 3000 | 90 | 700 | 70 | 50000 | 10 | 1 | 40.92 | 40.92 | 48.0826 | 2020Q2 | https://www.lbclighting.com/led/recessed-led/grnc-98214.html | LBC Lighting | 2020 | Yes
LED Lighting | Downlight | Green Creative | [5 empty] | 85W incandescent replacement Suitable for new construction and remodel installations External driver for easy installation Edge lighting technology Innovative design saves time and materials Easy to use spring action clips More Information This downlight has been engineered for both new construction and remodel residential installations. All wiring takes place inside the extruded aluminum external driver box which features a wire clamp for convenient installation and a large wiring space designed for daisy chain applications. Once wiring is complete, simply connect the downlight and driver box together. Save time and materials with this easy to install downlight. Features: Size: 6" Wattage: 12W Color Temperature: 3000K, 3500K, 4000K Voltage:120-277V CRI: 90 Lumens: 920-940 Beam Spread: 110° Rated Life: 50,000 hours 85W incandescent replacement Suitable for new construction and remodel installations External driver for easy installation Edge lighting technology Innovative design saves time and materials Easy to use spring action clips Models: 98217 , 98218 , 98219 *MFG Part Number*: 98217 , 98218 , 98219 This downlight has been engineered for both new construction and remodel residential installations. All wiring takes place inside the extruded aluminum external driver box which features a wire clamp for convenient installation and a large wiring space designed for daisy chain applications. Once wiring is complete, simply connect the downlight and driver box together. Save time and materials with this easy to install downlight. Green Creative 6" 12W LED Downlight, 120-277V | 3000 | 90 | 920 | 76.6667 | 50000 | 12 | 1 | 46.62 | 46.62 | 54.7803 | 2020Q2 | https://www.lbclighting.com/led/recessed-led/grnc-98217.html | LBC Lighting | 2020 | Yes
LED Lighting | Downlight | Green Creative | [5 empty] | 125W incandescent replacement Suitable for new construction and remodel installations External driver for easy installation Edge lighting technology Innovative design saves time and materials Easy to use spring action clips More Information This downlight has been engineered for both new construction and remodel residential installations. All wiring takes place inside the extruded aluminum external driver box which features a wire clamp for convenient installation and a large wiring space designed for daisy chain applications. Once wiring is complete, simply connect the downlight and driver box together. Save time and materials with this easy to install downlight. Features: Size: 8" Wattage: 24.5W Color Temperature: 3000K, 3500K, 4000K Voltage:120-277V CRI: 90 Lumens: 1920 Beam Spread: 110° Rated Life: 50,000 hours 125W incandescent replacement Suitable for new construction and remodel installations External driver for easy installation Edge lighting technology Innovative design saves time and materials Easy to use spring action clips Models: 98220 , 98221 , 98222 *MFG Part Number*: 98220 , 98221 , 98222 This downlight has been engineered for both new construction and remodel residential installations. All wiring takes place inside the extruded aluminum external driver box which features a wire clamp for convenient installation and a large wiring space designed for daisy chain applications. Once wiring is complete, simply connect the downlight and driver box together. Save time and materials with this easy to install downlight. Green Creative 8" 24.5W LED Downlight, 120-277V | 3000 | 90 | 1920 | 78.3673 | 50000 | 24.5 | 1 | 58.47 | 58.47 | 68.7045 | 2020Q2 | https://www.lbclighting.com/led/recessed-led/grnc-98220.html | LBC Lighting | 2020 | Yes
LED Lighting | Downlight | Green Creative | [5 empty] | Fits existing architectural and commercial housing Easy installation - Quick connector and pre-wired conduit Comfortable diffused light More Information 6" CDL 18W Retrofit Downlight Features: Size: 6" Wattage: 18W Color Temperature: 3000K, 3500K, 4000K Voltage:120-277V CRI: 80 Lumens: 1440-1480 Beam Spread: 90° Rated Life: 50,000 hours Fits existing architectural and commercial housing Easy installation - Quick connector and pre-wired conduit Comfortable diffused light Models: 98264 , 98265 , 98266 *MFG Part Number*: 98264 , 98265- , 98266- 6" CDL 18W Retrofit Downlight Green Creative 6" CDL 18W Retrofit Downlight | 3000 | 80 | 1440 | 80 | 50000 | 18 | 1 | 99.74 | 99.74 | 117.1984 | 2020Q2 | https://www.lbclighting.com/led/recessed-led/grnc-98264.html | LBC Lighting | 2020 | Yes
LED Lighting | Downlight | Green Creative | [5 empty] | Fits existing architectural and commercial housing Easy installation - Quick connector and pre-wired conduit Comfortable diffused light More Information 8" CDL 24W Retrofit Downlight Features: Size: 8" Wattage: 24W Color Temperature: 3000K, 3500K, 4000K Voltage:120-277V CRI: 80 Lumens: 1920-1970 Beam Spread: 90° Rated Life: 50,000 hours Fits existing architectural and commercial housing Easy installation - Quick connector and pre-wired conduit Comfortable diffused light Models: 98269 , 98270 , 98271 *MFG Part Number*: 98269 , 98270- , 98271- 8" CDL 24W Retrofit Downlight Green Creative 8" CDL 24W Retrofit Downlight | 3000 | 80 | 1920 | 80 | 50000 | 24 | 1 | 97.74 | 97.74 | 114.8483 | 2020Q2 | https://www.lbclighting.com/led/recessed-led/grnc-98269.html | LBC Lighting | 2020 | Yes
LED Lighting | Downlight | Green Creative | [5 empty] | Fits existing architectural and commercial housing Easy installation - Quick connector and pre-wired conduit Comfortable diffused light More Information 9.5" CDL 30W Retrofit Downlight Features: Size: 9.5" Wattage: 30W Color Temperature: 3000K, 3500K, 4000K Voltage:120-277V CRI: 80 Lumens: 2700-2760 Beam Spread: 90° Rated Life: 50,000 hours Fits existing architectural and commercial housing Easy installation - Quick connector and pre-wired conduit Comfortable diffused light Models: 98274 , 98275 , 98276 *MFG Part Number*: 98274- , 98275- , 98276- 9.5" CDL 30W Retrofit Downlight Green Creative 9.5" CDL 30W Retrofit Downlight | 3000 | 80 | 2700 | 90 | 50000 | 30 | 1 | 119.74 | 119.74 | 140.6991 | 2020Q2 | https://www.lbclighting.com/led/recessed-led/grnc-98274.html | LBC Lighting | 2020 | Yes
LED Lighting | Downlight | Green Creative | True |  |  |  |  | Field select lumen output Field select CCT For retrofit or new construction installation Universally Compatible with 4" housings IC-Rated Comfortable diffused light More Information SELECTFIT fixtures are made with high quality materials for easy installation and long lasting durability. The heavy duty spring clips ensure a quick, tight fit to the ceiling. Features: Size: 4" Wattage: 7 / 9 / 12W LED Color Temperature: Selectable CCT 3000 / 3500 / 4000K or Selectable CCT 2700 / 5000K Dimming: 120V - Line voltage dimming or 120-277V - 0-10V dimming CRI: 80 Lumens: 550 / 750 / 1000 Beam Spread: 90° Rated Life: 50,000 hours Field select lumen output Field select CCT For retrofit or new construction installation Universally Compatible with 4" housings IC-Rated Comfortable diffused light Models: 98539 , 98540 , 98541 *MFG Part Number*: 98539 , 98540 , 98541 SELECTFIT fixtures are made with high quality materials for easy installation and long lasting durability. The heavy duty spring clips ensure a quick, tight fit to the ceiling. Green Creative SELECTFIT 4" LED Retrofit Downlight | 3000 | 80 | 550 | 78.5714 | 50000 | 7 | 1 | 90.27 | 90.27 | 106.0707 | 2020Q2 | https://www.lbclighting.com/led/recessed-led/grnc-98539.html | LBC Lighting | 2020 | Yes
LED Lighting | Downlight | Green Creative | True |  |  |  |  | Field select lumen output Field select CCT For retrofit or new construction installation Universally Compatible with 6" housings IC-Rated More Information SELECTFIT fixtures are made with high quality materials for easy installation and long lasting durability. The heavy duty spring clips ensure a quick, tight fit to the ceiling. Features: Size: 6" Wattage: 8 / 10 / 15W Color Temperature: Selectable CCT 3000 / 3500 / 4000K or Selectable CCT 2700 / 5000K Dimming: 120V - Line voltage dimming or 120-277V - 0-10V dimming CRI: 80 Lumens: 700 / 1500 / 1000 Beam Spread: 90° Rated Life: 50,000 hours Field select lumen output Field select CCT For retrofit or new construction installation Universally Compatible with 6" housings IC-Rated Models: 98542 , 98543 , 98544 *MFG Part Number*: 98542 , 98543 , 98544 SELECTFIT fixtures are made with high quality materials for easy installation and long lasting durability. The heavy duty spring clips ensure a quick, tight fit to the ceiling. Green Creative SELECTFIT 6" LED Retrofit Downlight | 3000 | 80 | 700 | 87.5 | 50000 | 8 | 1 | 100.77 | 100.77 | 118.4086 | 2020Q2 | https://www.lbclighting.com/led/recessed-led/grnc-98542.html | LBC Lighting | 2020 | Yes
LED Lighting | Downlight | Green Creative | True |  |  |  |  | Field select lumen output Field select CCT For retrofit or new construction installation Universally Compatible with 8" housings IC-Rated More Information SELECTFIT fixtures are made with high quality materials for easy installation and long lasting durability. The heavy duty spring clips ensure a quick, tight fit to the ceiling. Features: Size: 8" Wattage: 8 / 10 / 15W Color Temperature: Selectable CCT 3000 / 3500 / 4000K or Selectable CCT 2700 / 5000K Dimming: 120V - Line voltage dimming or 120-277V - 0-10V dimming CRI: 80 Lumens: 1130 / 1545 / 1960 Beam Spread: 90° Rated Life: 50,000 hours Field select lumen output Field select CCT For retrofit or new construction installation Universally Compatible with 8" housings IC-Rated Models: 98545 , 98546 , 98547 *MFG Part Number*: 98545 , 98546 , 98547 SELECTFIT fixtures are made with high quality materials for easy installation and long lasting durability. The heavy duty spring clips ensure a quick, tight fit to the ceiling. Green Creative SELECTFIT 8" LED Retrofit Downlight | 3000 | 80 | 1130 | 141.25 | 50000 | 8 | 1 | 114.42 | 114.42 | 134.4479 | 2020Q2 | https://www.lbclighting.com/led/recessed-led/grnc-98545.html | LBC Lighting | 2020 | Yes
LED Lighting | Downlight | Green Creative | True |  |  |  |  | Field select lumen output Field select CCT For retrofit or new construction installation Universally Compatible with 9-10" housings IC-Rated More Information SELECTFIT fixtures are made with high quality materials for easy installation and long lasting durability. The heavy duty spring clips ensure a quick, tight fit to the ceiling. Features: Size: 9.5" Wattage: 18 / 23 / 30W Color Temperature: Selectable CCT 3000 / 3500 / 4000K or Selectable CCT 2700 / 5000K Dimming: 120V - Line voltage dimming or 120-277V - 0-10V dimming CRI: 80 Lumens: 1960 / 2450 / 3140 Beam Spread: 90° Rated Life: 50,000 hours Field select lumen output Field select CCT For retrofit or new construction installation Universally Compatible with 9-10" housings IC-Rated Models: 98548 , 98549 , 98550 *MFG Part Number*: 98548 , 98549 , 98550 SELECTFIT fixtures are made with high quality materials for easy installation and long lasting durability. The heavy duty spring clips ensure a quick, tight fit to the ceiling. Green Creative SELECTFIT 9.5" LED Retrofit Downlight | 3000 | 80 | 1960 | 108.8889 | 50000 | 18 | 1 | 141.57 | 141.57 | 166.3502 | 2020Q2 | https://www.lbclighting.com/led/recessed-led/grnc-98548.html | LBC Lighting | 2020 | Yes
LED Lighting | Downlight | Green Creative | True |  |  |  |  | Shallow form factor for easy installation IC Rated and wet location listed with glass trims 120V dimmable down to 10% Multiple choice of finish and options More Information 9.5" CDL 30W Retrofit Downlight Features: Size: 2" Wattage: 8W Color Temperature: 2700K, 3000K, 4000K, 5000K Voltage:120V CRI: 90 Lumens: 780 Beam Spread: 38° Shallow form factor for easy installation IC Rated and wet location listed with glass trims 120V dimmable down to 10% Multiple choice of finish and options Models: 98571 , 98572 , 98573 , 98574 *MFG Part Number*: 98571 , 98572 , 98573 , 98574 The 2” MINIFIT modules have a variety of field interchangeable trim options to compliment many different applications. Choose between deep or flat trim, white or brushed metal finishes, and open or glass enclosed lenses. The MINIFIT 2” module adds a fresh, clean, simple look to any lighting project. Green Creative 2" Minifit Module | 2700 | 90 | 780 | 97.5 |  | 8 | 1 | 44.07 | 44.07 | 51.784 | 2020Q2 | https://www.lbclighting.com/led/recessed-led/grnc-98571.html | LBC Lighting | 2020 | Yes
LED Lighting | Downlight | Halo | True |  |  |  |  | 2700K, 3000K, 3500K, 4000K, 5000K Selectable Color Temperature via switch BLD4 (4") is designed for installation in many 3-1/2" and 4" square, octagon, or round junction boxes (see spec sheet for compatible housings) May also retrofit in 4" aperture IC and Non-IC recessed housings Dimmable (see spec sheet for compatible dimmers) Supply wire adapter with LED quick wiring connector included Ideal for living rooms, hallways, bathrooms and bedrooms 1 x 10.3W LED More Information The Halo SeleCCTable Backlit LED Downlight (BLD) is a low profile, high performance surface mount luminaire that offers the added flexibility of selectable color temperatures at time of installation. Features: Size: 4" Finish: Matte White 2700K, 3000K, 3500K, 4000K, 5000K Selectable Color Temperature via switch Voltage: 120V CRI: 90 Wattage: 10.3W Lumens: 800 BLD4 (4") is designed for installation in many 3-1/2" and 4" square, octagon, or round junction boxes (see spec sheet for compatible housings) May also retrofit in 4" aperture IC and Non-IC recessed housings Dimmable (see spec sheet for compatible dimmers) Supply wire adapter with LED quick wiring connector included Ideal for living rooms, hallways, bathrooms and bedrooms Lamping: 1 x 10.3W LED Model: BLD4089SWH *MFG Part Number*: BLD4089SWH The Halo SeleCCTable Backlit LED Downlight (BLD) is a low profile, high performance surface mount luminaire that offers the added flexibility of selectable color temperatures at time of installation. Halo BLD4 4" 10.3W Surface LED Downlight for Recess Retrofit with SeleCCTable Switch | 2700 | 90 | 800 | 77.6699 |  | 10.3 | 1 | 28.05 | 28.05 | 32.9598 | 2020Q2 | https://www.lbclighting.com/led/recessed-led/halo-bld4.html | LBC Lighting | 2020 | Yes
LED Lighting | Downlight | Halo | [5 empty] | Housing sold separately Low profile surface luminaire with wide distribution Retrofit4" recessed downlights with screwbase adapter included 1 x 8.2W LED More Information The Halo Backlit LED Downlight (BLD) incorporates state of the art lighting technology to create an ultra-low profile surface mounting luminaire with the performance and look of a traditional downlight. Features: Housing sold separately Size: 4" Finish: Matte White Color Temperature: 3000K Voltage: 120V CRI: 90 Wattage: 8.2W Lumens: 600 Low profile surface luminaire with wide distribution Retrofit4" recessed downlights with screwbase adapter included Lamping: 1 x 8.2W LED Model: BLD406930WH *MFG Part Number*: BLD406930WH The Halo Backlit LED Downlight (BLD) incorporates state of the art lighting technology to create an ultra-low profile surface mounting luminaire with the performance and look of a traditional downlight. Halo BLD4 4" 8.2W Backlit LED Downlight | 3000 | 90 | 600 | 73.1707 |  | 8.2 | 1 | 19.8 | 19.8 | 23.2658 | 2020Q2 | https://www.lbclighting.com/led/recessed-led/halo-bld406.html | LBC Lighting | 2020 | Yes
LED Lighting | Downlight | Halo | [5 empty] | Housing sold separately Low profile surface luminaire with wide distribution Compatible with pancake junction boxes Retrofit 5" and 6" recessed downlights with screwbase adapter included 1 x 8.2W LED More Information The Halo Backlit LED Downlight (BLD) incorporates state of the art lighting technology to create an ultra-low profile surface mounting luminaire with the performance and look of a traditional downlight. Features: Housing sold separately Size: 6" Finish: Matte White Color Temperature: 3000K Voltage: 120V CRI: 90 Wattage: 8.2W Lumens: 600 Low profile surface luminaire with wide distribution Compatible with pancake junction boxes Retrofit 5" and 6" recessed downlights with screwbase adapter included Lamping: 1 x 8.2W LED Model: BLD606930WH *MFG Part Number*: BLD606930WH The Halo Backlit LED Downlight (BLD) incorporates state of the art lighting technology to create an ultra-low profile surface mounting luminaire with the performance and look of a traditional downlight. Halo BLD6 6" 8.2W Backlit LED Downlight | 3000 | 90 | 600 | 73.1707 |  | 8.2 | 1 | 19.8 | 19.8 | 23.2658 | 2020Q2 | https://www.lbclighting.com/led/recessed-led/halo-bld6-273399.html | LBC Lighting | 2020 | Yes
LED Lighting | Downlight | Halo | True |  |  |  |  | 2700K, 3000K, 3500K, 4000K, 5000K Selectable Color Temperature via switch BLD6 (6") is designed for installation in many 3-1/2" and 4" square, octagon, or round junction boxes (see spec sheet for compatible housings) May also retrofit in 5" and 6" aperture IC and Non-IC recessed housings Dimmable (see spec sheet for compatible dimmers) Supply wire adapter with LED quick wiring connector included Ideal for living rooms, hallways, bathrooms and bedrooms 1 x 10.3W LED More Information The Halo SeleCCTable Backlit LED Downlight (BLD) is a low profile, high performance surface mount luminaire that offers the added flexibility of selectable color temperatures at time of installation. Features: Size: 6" Finish: Matte White 2700K, 3000K, 3500K, 4000K, 5000K Selectable Color Temperature via switch Voltage: 120V CRI: 90 Wattage: 10.3W Lumens: 800 BLD6 (6") is designed for installation in many 3-1/2" and 4" square, octagon, or round junction boxes (see spec sheet for compatible housings) May also retrofit in 5" and 6" aperture IC and Non-IC recessed housings Dimmable (see spec sheet for compatible dimmers) Supply wire adapter with LED quick wiring connector included Ideal for living rooms, hallways, bathrooms and bedrooms Lamping: 1 x 10.3W LED Model: BLD6089SWH *MFG Part Number*: BLD6089SWH The Halo SeleCCTable Backlit LED Downlight (BLD) is a low profile, high performance surface mount luminaire that offers the added flexibility of selectable color temperatures at time of installation. Halo BLD6 6" 10.3W Surface LED Downlight for Recess Retrofit with SeleCCTable Switch | 2700 | 90 | 800 | 77.6699 |  | 10.3 | 1 | 28.05 | 28.05 | 32.9598 | 2020Q2 | https://www.lbclighting.com/led/recessed-led/halo-bld6-9s.html | LBC Lighting | 2020 | Yes
LED Lighting | Downlight | Halo | True |  |  |  |  | Housing only. Trim sold separately Broad range of trims, distribution can easily be changed in the field Optional adapter allows rimless installation Optional media holder accepts one or two lens or filters Locking 365° rotation and 45° tilt holds any aiming position Got Nail bar hangers support housing at any point along rails Continuous dimming, 100% to 1% with LE/TE phase cut & 0 -10V control 20W Integrated LED (Included) More Information Recessed 3-inch aperture LED downlight / directional with field interchangeable optics provide various distribution patterns. Ideal for accent, task and general area lighting. Housing is airtight, suitable for 2x6 residential or shallow plenum commercial constructions and can be used in direct contact with insulation. Features: Housing only. Trim sold separately Size: 3" Type: New Construction, IC Rated Voltage: 120-277V Distribution: 40° Beam Color Temperature: 3000K Lumens: up to 1800 CRI: 90 Broad range of trims, distribution can easily be changed in the field Optional adapter allows rimless installation Optional media holder accepts one or two lens or filters Locking 365° rotation and 45° tilt holds any aiming position Got Nail bar hangers support housing at any point along rails Continuous dimming, 100% to 1% with LE/TE phase cut & 0 -10V control Lamping: 20W Integrated LED (Included) Model: HL36A20FL930ED010ICAT *MFG Part Number*: HL36A20FL930ED010ICAT Recessed 3-inch aperture LED downlight / directional with field interchangeable optics provide various distribution patterns. Halo HL36A 3" LED Recessed Downlight | 3000 | 90 | 1800 | 90 |  | 20 | 1 | 114 | 114 | 133.9544 | 2020Q2 | https://www.lbclighting.com/led/recessed-led/halo-hl36a.html | LBC Lighting | 2020 | No
LED Lighting | Downlight | Halo | True |  |  |  |  | Housing only. Trim sold separately Broad range of trims, distribution can easily be changed in the field Optional adapter allows rimless installation Optional media holder accepts one or two lens or filters Locking 365° rotation and 45° tilt holds any aiming position Got Nail bar hangers support housing at any point along rails Continuous dimming, 100% to 1% with LE/TE phase cut & 0 -10V control 20W Integrated LED (Included) More Information Recessed 3-inch square aperture LED downlight / directional with field interchangeable optics provide various distribution patterns. Ideal for accent, task and general area lighting. Housing is airtight, suitable for 2x6 residential or shallow plenum commercial constructions and can be used in direct contact with insulation. Features: Housing only. Trim sold separately Size: 3" Type: New Construction, IC Rated Voltage: 120-277V Distribution: 40° Beam Color Temperature: 3000K Lumens: up to 1800 CRI: 90 Broad range of trims, distribution can easily be changed in the field Optional adapter allows rimless installation Optional media holder accepts one or two lens or filters Locking 365° rotation and 45° tilt holds any aiming position Got Nail bar hangers support housing at any point along rails Continuous dimming, 100% to 1% with LE/TE phase cut & 0 -10V control Lamping: 20W Integrated LED (Included) Model: HL36SA20FL930ED010ICAT *MFG Part Number*: HL36SA20FL930ED010ICAT Recessed 3-inch aperture LED downlight / directional with field interchangeable optics provide various distribution patterns. Halo HL36SA 3" LED Recessed Downlight | 3000 | 90 | 1800 | 90 |  | 20 | 1 | 114 | 114 | 133.9544 | 2020Q2 | https://www.lbclighting.com/led/recessed-led/halo-hl36sa.html | LBC Lighting | 2020 | No
LED Lighting | Downlight | Halo | True |  |  |  |  | 2700K, 3000K, 3500K, 4000K, 5000K Field Selectable Color Temperature Direct mount - does not require recessed housing or junctin box Achieves L70 at 50,000 hours in IC and non-IC applications Dimmable with 120V dimmers Installs from below the ceiling in as little as 3-1/2” plenum height, can be used in direct contact with insulation and is airtight Use for general area lighting in low to medium height ceilings where energy savings, long life and economy are required 12W Integrated LED (Included) More Information The HLB4 is a 4-inch ultra-thin LED lens downlight with remote driver / junction box suitable for new construction and remodel applications. Field selectable color temperature and high color rendering provide excellent color performance. Simplified installation in drywall or suspended ceilings eliminates recessed cans saving time and money. Features: Size: 4" Finish: Matte White Flange 2700K, 3000K, 3500K, 4000K, 5000K Field Selectable Color Temperature CRI: 90 Voltage: 120V Lumen: up to 750 lm Input watts: 12W Direct mount - does not require recessed housing or junctin box Achieves L70 at 50,000 hours in IC and non-IC applications Dimmable with 120V dimmers Installs from below the ceiling in as little as 3-1/2” plenum height, can be used in direct contact with insulation and is airtight Use for general area lighting in low to medium height ceilings where energy savings, long life and economy are required Lamping: 12W Integrated LED (Included) Model: HLB4069FS1EMWR *MFG Part Number*: HLB4069FS1EMWR The HLB4 is a 4-inch ultra-thin LED lens downlight with remote driver / junction box suitable for new construction and remodel applications. Halo HLB4 4" Ultra-Thin SeleCCTable LED Lens Downlight with Remote Driver / Junction Box | 2700 | 90 | 750 | 62.5 | 50000 | 12 | 1 | 27.23 | 27.23 | 31.9963 | 2020Q2 | https://www.lbclighting.com/led/recessed-led/halo-hlb4-fs.html | LBC Lighting | 2020 | Yes
LED Lighting | Downlight | Halo | True |  |  |  |  | 2700K, 3000K, 3500K, 4000K, 5000K Field Selectable Color Temperature Direct mount - does not require recessed housing or junctin box Achieves L70 at 50,000 hours in IC and non-IC applications Dimmable with 120V dimmers Installs from below the ceiling in as little as 3-1/2” plenum height, can be used in direct contact with insulation and is airtight Use for general area lighting in low to medium height ceilings where energy savings, long life and economy are required 16W Integrated LED (Included) More Information The HLB6 is a 6-inch ultra-thin LED lens downlight with remote driver / junction box suitable for new construction and remodel applications. Field selectable color temperature and high color rendering provide excellent color performance. Simplified installation in drywall or suspended ceilings eliminates recessed cans saving time and money. Features: Size: 6" Finish: Matte White Flange 2700K, 3000K, 3500K, 4000K, 5000K Field Selectable Color Temperature CRI: 90 Voltage: 120V Lumen: up to 1100 lm Input watts: 16W Direct mount - does not require recessed housing or junctin box Achieves L70 at 50,000 hours in IC and non-IC applications Dimmable with 120V dimmers Installs from below the ceiling in as little as 3-1/2” plenum height, can be used in direct contact with insulation and is airtight Use for general area lighting in low to medium height ceilings where energy savings, long life and economy are required Lamping: 16W Integrated LED (Included) Model: HLB6099FS1EMWR *MFG Part Number*: HLB6099FS1EMWR The HLB6 is a 6-inch ultra-thin LED lens downlight with remote driver / junction box suitable for new construction and remodel applications. Halo HLB6 6" Ultra-Thin SeleCCTable LED Lens Downlight with Remote Driver / Junction Box | 2700 | 90 | 1100 | 68.75 | 50000 | 16 | 1 | 27.72 | 27.72 | 32.5721 | 2020Q2 | https://www.lbclighting.com/led/recessed-led/halo-hlb6-fs.html | LBC Lighting | 2020 | Yes
LED Lighting | Downlight | Halo | True |  |  |  |  | Direct mount - does not require recessed housing or junction box Achieves L70 at 50,000 hours in IC and non-IC applications Dimmable with 120V dimmers 16W Integrated LED (Included) More Information The HLB6 is a 6-inch ultra-thin LED lens downlight with remote driver / junction box suitable for new construction and remodel applications. Field selectable color temperature and high color rendering provide excellent color performance. Simplified installation in drywall or suspended ceilings eliminates recessed cans saving time and money. Features: Size: 6" Finish: Matte White Flange Color Temperature: 3000K, 4000K CRI: 90 Voltage: 120V Lumen: 900 lm Input watts: 16W Direct mount - does not require recessed housing or junction box Achieves L70 at 50,000 hours in IC and non-IC applications Dimmable with 120V dimmers Lamping: 16W Integrated LED (Included) *MFG Part Number*: HLB6099301EMWR , HLB6099401EMWR The HLB6 is a 6-inch ultra-thin LED lens downlight with remote driver / junction box suitable for new construction and remodel applications. Halo HLB6 6" Ultra-Thin LED Lens Downlight with Remote Driver / Junction Box | 3000 | 90 | 900 | 56.25 | 50000 | 16 | 1 | 22.28 | 22.28 | 26.1799 | 2020Q2 | https://www.lbclighting.com/led/recessed-led/halo-hlb6.html | LBC Lighting | 2020 | Yes
LED Lighting | Downlight | Halo | True |  |  |  |  | 2700, 3000, 3500, 4000 and 5000 K field selectable CCT Direct mount - does not require recessed housing or junction box Achieves L70 at 50,000 hours in IC and non-IC applications Dimmable with 120V dimmers 14W Integrated LED (Included) More Information The HLB6S is a 6-inch ultra-thin LED square lens downlight with remote driver / junction box suitable for new construction and remodel applications. Field selectable color temperature and high color rendering provide excellent color performance. Simplified installation in drywall or suspended ceilings eliminates recessed cans saving time and money. Features: Size: 6" Finish: Matte White Flange 2700, 3000, 3500, 4000 and 5000 K field selectable CCT CRI: 90 Voltage: 120V Lumen: 900 lm Input watts: 14W Direct mount - does not require recessed housing or junction box Achieves L70 at 50,000 hours in IC and non-IC applications Dimmable with 120V dimmers Lamping: 14W Integrated LED (Included) *MFG Part Number*: HLB6S099FS1EMWR The HLB6S is a 6-inch ultra-thin LED square lens downlight with remote driver / junction box suitable for new construction and remodel applications. Halo HLB6S 6" Ultra-Thin SeleCCTable LED Square Lens Downlight with Remote Driver / Junction Box | 5000 | 90 | 900 | 64.2857 | 50000 | 14 | 1 | 27.23 | 27.23 | 31.9963 | 2020Q2 | https://www.lbclighting.com/led/recessed-led/halo-hlb6s-fs.html | LBC Lighting | 2020 | Yes
LED Lighting | Downlight | Halo | True |  |  |  |  | Direct mount - does not require recessed housing or junction box Achieves L70 at 50,000 hours in IC and non-IC applications Dimmable with 120V dimmers 14W Integrated LED (Included) More Information The HLB6S is a 6-inch ultra-thin LED square lens downlight with remote driver / junction box suitable for new construction and remodel applications. Field selectable color temperature and high color rendering provide excellent color performance. Simplified installation in drywall or suspended ceilings eliminates recessed cans saving time and money. Features: Size: 6" Finish: Matte White Flange Color Temperature: 3000K, 4000K CRI: 90 Voltage: 120V Lumen: 900 lm Input watts: 14W Direct mount - does not require recessed housing or junction box Achieves L70 at 50,000 hours in IC and non-IC applications Dimmable with 120V dimmers Lamping: 14W Integrated LED (Included) *MFG Part Number*: HLB6S099301EMWR , HLB6S099401EMWR The HLB6S is a 6-inch ultra-thin LED square lens downlight with remote driver / junction box suitable for new construction and remodel applications. Halo HLB6S 6" Ultra-Thin LED Square Lens Downlight with Remote Driver / Junction Box | 3000 | 90 | 900 | 64.2857 | 50000 | 14 | 1 | 22.28 | 22.28 | 26.1799 | 2020Q2 | https://www.lbclighting.com/led/recessed-led/halo-hlb6s.html | LBC Lighting | 2020 | Yes
LED Lighting | Downlight | Halo | True |  |  |  |  | A complete luminaire consists of a housing and LED module, order separately. Adjustable gimbal offers 35-degree tilt and 360-degree rotation Retrofits existing 4" housings with screwbase adapter included Dimmable to 10% Friction Blade mounting 8.6W Integrated LED More Information The Halo LA4 LED Adjustable Downlight series are adjustable LED modules for 4” aperture recessed downlights. The lens provides uniform illumination and wet location listing. Precision construction makes any housing AIR-TITE for added savings and code compliance. Features: A complete luminaire consists of a housing and LED module, order separately. Size: 4" Finish: Matte White Baffle Color Temperature: 2700K, 3000K, 3500K, 4000K, 5000K CRI: 90 Voltage: 120V Lumen: up to 640 lm Input watts: 8.6W Adjustable gimbal offers 35-degree tilt and 360-degree rotation Retrofits existing 4" housings with screwbase adapter included Dimmable to 10% Friction Blade mounting Lamping: 8.6W Integrated LED Models: LA4069271EWH , LA4069301EWH , LA4069351EWH , LA4069401EWH , LA4069501EWH *MFG Part Number*: LA4069271EWH , LA4069301EWH , LA4069351EWH , LA4069401EWH , LA4069501EWH + More - Less The Halo LA4 LED Adjustable Downlight series are adjustable LED modules for 4” aperture recessed downlights.Price reflects individual unit. Minimum qty. of 6 and sold in increments of 6. Halo LA4 4" All-Purpose LED Adjustable Retrofit Gimbal | 2700 | 90 | 640 | 106.6667 |  | 6 | 1 | 25.58 | 25.58 | 30.0575 | 2020Q2 | https://www.lbclighting.com/led/recessed-led/halo-la4.html | LBC Lighting | 2020 | Yes
LED Lighting | Downlight | Halo | True |  |  |  |  | A complete luminaire consists of a housing and LED module, order separately. Adjustable gimbal offers 35-degree tilt and 360-degree rotation Retrofits existing 5" or 6" housings with screwbase adapter included Dimmable to 10% Torsion spring adjust for housing size, hold trim securely to ceiling 8.6W Integrated LED More Information The Halo LA56 LED Adjustable Downlight series are adjustable LED modules for 5” or 6” aperture recessed downlights. The lens provides uniform illumination and wet location listing. Precision construction makes any housing AIR-TITE for added savings and code compliance. Features: A complete luminaire consists of a housing and LED module, order separately. Size: 5" or 6" Finish: Matte White Baffle Color Temperature: 2700K, 3000K, 3500K, 4000K, 5000K CRI: 90 Voltage: 120V Lumen: 600 lm Input watts: 8.6W Adjustable gimbal offers 35-degree tilt and 360-degree rotation Retrofits existing 5" or 6" housings with screwbase adapter included Dimmable to 10% Torsion spring adjust for housing size, hold trim securely to ceiling Lamping: 8.6W Integrated LED Models: LA56069271EWH , LA56069301EWH , LA56069351EWH , LA56069401EWH , LA56069501EWH *MFG Part Number*: LA56069271EWH , LA56069301EWH , LA56069351EWH , LA56069401EWH , LA56069501EWH + More - Less The Halo LA56 LED Adjustable Downlight series are adjustable LED modules for 5” or 6” aperture recessed downlights.Price reflects individual unit. Minimum qty. of 6 and sold in increments of 6. Halo LA56 5" / 6" All-Purpose LED Adjustable Retrofit Gimbal | 2700 | 90 | 600 | 100 |  | 6 | 1 | 25.58 | 25.58 | 30.0575 | 2020Q2 | https://www.lbclighting.com/led/recessed-led/halo-la56.html | LBC Lighting | 2020 | Yes
LED Lighting | Downlight | Halo | True |  |  |  |  | Pack of 6. Each trim is $12.00/each. Housing sold separately. Module construction includes LED, heat sink, reflector, lens, baffle and trim ring Push-N-Twist universal installation clips pre-installed Compatible with most 4" recessed housings Includes Edison base adapter Dimmable to 10% with select dimmers Diffusing, regressed lens Rated for IC, ICAT and may be used in Non-IC housings 7.5W - 8W LED More Information The Halo LT4 series is a retrofit LED Baffle-Trim Module for 4" aperture recessed downlights. The LT4 lens provides uniform illumination and wet location listing. Precision construction makes any housing AIR-TITE for added HVAC savings and code compliance. Features: Pack of 6. Each trim is $12.00/each. Housing sold separately. Size: 4" Finish: Matte White Color Temperature: 2700K, 3000K, 3500K, 4000K, 5000K CRI: 90 Voltage: 120V Lumens: Up to 601 lm (5000K) Module construction includes LED, heat sink, reflector, lens, baffle and trim ring Push-N-Twist universal installation clips pre-installed Compatible with most 4" recessed housings Includes Edison base adapter Dimmable to 10% with select dimmers Diffusing, regressed lens Rated for IC, ICAT and may be used in Non-IC housings Lamping: 7.5W - 8W LED Models: LT460WH6927 , LT460WH6930 , LT460WH6935 , LT460WH6940 , LT460WH6950 *MFG Part Number*: LT460WH6935 , LT460WH6940 , LT460WH6950 , LT460WH6927 , LT460WH6930 + More - Less Price for pack of 6 LED Retrofits. Price of $12.00/each. Housing sold separately. Halo LT4 4" Retrofit Baffle Trim LED Module - 6 PACK | 2700 | 90 | 601 | 120.2 |  | 5 | 1 | 72 | 72 | 84.6028 | 2020Q2 | https://www.lbclighting.com/led/recessed-led/halo-lt4.html | LBC Lighting | 2020 | Yes
LED Lighting | Downlight | Halo | True |  |  |  |  | Pack of 6. Each trim is $11.25/each. Housing sold separately. Module construction includes LED, heat sink, reflector, lens, baffle and trim ring Torsion springs pre-installed Compatible with most 5" and 6" recessed housings Includes Edison base adapter Dimmable to 10% with select dimmers Diffusing, regressed lens Rated for IC, ICAT and may be used in Non-IC housings 10W - 10.4W LED More Information The Halo LT560 is an LED Baffle-Trim Module for 5” and 6” aperture recessed downlights; suitable for new construction, remodel and retrofit installation. Features: Pack of 6. Each trim is $11.25/each. Housing sold separately. Size: 5" and 6" Finish: Matte White Color Temperature: 2700K, 3000K, 3500K, 4000K, 5000K CRI: 90 Voltage: 120V Lumens: 698 - 754 Module construction includes LED, heat sink, reflector, lens, baffle and trim ring Torsion springs pre-installed Compatible with most 5" and 6" recessed housings Includes Edison base adapter Dimmable to 10% with select dimmers Diffusing, regressed lens Rated for IC, ICAT and may be used in Non-IC housings Lamping: 10W - 10.4W LED Models: LT560WH6927, LT560WH6930 , LT560WH6935 , LT560WH6940 , LT560WH6950 *MFG Part Number*: LT560WH6930 , LT560WH6940 , LT560WH6950 , LT560WH6927 , LT560WH6935 + More - Less Price for pack of 6 LED retrofits. Price of $11.25/each. Housing sold separately. Halo LT56 5" / 6" Retrofit Baffle Trim LED Module - 6 PACK | 2700 | 90 | 698 | 69.8 |  | 10 | 1 | 67.5 | 67.5 | 79.3151 | 2020Q2 | https://www.lbclighting.com/led/recessed-led/halo-lt56.html | LBC Lighting | 2020 | Yes
LED Lighting | Downlight | Halo | True |  |  |  |  | Module and Reflector sold separately Retrofit converts competitive 5/6" nominal recessed downlights to LED Can be installed from below the ceiling without top access Downlight, wall wash, and directional trims shared with ML56 series Optional NFL / FL beam forming reflector provides long throws of light Universal input driver with phase cut and 0-10V analog dimming to 10% More Information The Halo PD56R Retrofit Kit is designed to be installed into other (Non-Halo Commercial) housings. Features: Module and Reflector sold separately Size: 5/6" Type: aperture LED downlight retrofit Wattage: 12.1/13.2 Watts (1000lm), 20.78/21.06 Watts (2000lm) Lumens: 1000, 2000 Driver: 120-277V 50/60Hz, 0-10V and LE/TE phase cut dimming Retrofit converts competitive 5/6" nominal recessed downlights to LED Can be installed from below the ceiling without top access Downlight, wall wash, and directional trims shared with ML56 series Optional NFL / FL beam forming reflector provides long throws of light Universal input driver with phase cut and 0-10V analog dimming to 10% Models: PD56R10ED010 , PD56R20ED010 *MFG Part Number*: PD56R10ED010 , PD56R20ED010 The Halo PD56R Retrofit Kit is designed to be installed into other (Non-Halo Commercial) housings. Halo PD56R 5/6” Recessed LED Aperture Retrofit System Housing - Cut dimming |  |  | 1000 | 82.6446 |  | 12.1 | 1 | 79.99 | 79.99 | 93.9913 | 2020Q2 | https://www.lbclighting.com/led/recessed-led/halo-pd56r-ed010.html | LBC Lighting | 2020 | Yes
LED Lighting | Downlight | Halo | True |  |  |  |  | Module and Reflector sold separately Retrofit converts competitive 6" nominal recessed downlights to LED Can be installed from below the ceiling without top access Downlight, wall wash, and directional trims shared with ML56 series Optional NFL / FL beam forming reflector provides long throws of light Universal input driver with phase cut and 0-10V analog dimming to 10% More Information The Halo PD56R Retrofit Kit is designed to be installed into other (Non-Halo Commercial) housings. Features: Module and Reflector sold separately Size: 5/6" Type: aperture LED downlight retrofit Wattage: 9.9/10.8 Watts (1000lm), 13.7/14.3 Watts (1500lm), 19.9/20.5 Watts (2000lm), 27.7/27.5 Watts (3000lm) Lumens: 1000, 1500, 2000, 3000 Driver: 120-277V 50/60Hz, 0-10V dimming Retrofit converts competitive 6" nominal recessed downlights to LED Can be installed from below the ceiling without top access Downlight, wall wash, and directional trims shared with ML56 series Optional NFL / FL beam forming reflector provides long throws of light Universal input driver with phase cut and 0-10V analog dimming to 10% Models: PD56R10D010B , PD56R15D010B, PD56R20D010B , PD56R30D010B *MFG Part Number*: PD56R10D010B , PD56R15D010B , PD56R20D010B , PD56R30D010B The Halo PD56R Retrofit Kit is designed to be installed into other (Non-Halo Commercial) housings. Halo PD56R 5/6” Recessed LED Aperture Retrofit System Housing- 0-10V dimming |  |  | 1000 | 101.0101 |  | 9.9 | 1 | 56.35 | 56.35 | 66.2134 | 2020Q2 | https://www.lbclighting.com/led/recessed-led/halo-pd56r.html | LBC Lighting | 2020 | Yes
LED Lighting | Downlight | Halo | True |  |  |  |  | Module and Reflector sold separately Housing can be installed from below the ceiling as a remodeler Field adjustable collar accommodates ceiling up to 2" thick Pre-installed bar hangers mounts directly to 24" on center tee grids Universal input driver with phase cut and 0-10V analog dimming to 10% Emergency battery option with integral or remote test switch More Information Suitable for commercial construction and can be used for both new or renovation work. Insulation must be kept 3” from top and sides of housing. Use for general area lighting where high efficiency and visual comfort are required. Features: Module and Reflector sold separately Size: 6" Type: aperture LED downlight Wattage: 12.1/13.2 Watts Lumens: 1000 Driver: 120-277V 50/60Hz, 0-10V and LE/TE phase cut dimming Housing can be installed from below the ceiling as a remodeler Field adjustable collar accommodates ceiling up to 2" thick Pre-installed bar hangers mounts directly to 24" on center tee grids Universal input driver with phase cut and 0-10V analog dimming to 10% Emergency battery option with integral or remote test switch Model: PD610ED010 *MFG Part Number*: PD610ED010 Suitable for commercial construction and can be used for both new or renovation work. Insulation must be kept 3” from top and sides of housing. Use for general area lighting where high efficiency and visual comfort are required. Halo PD6 6” Recessed LED New Construction Housing - Cut dimming |  |  | 1000 | 82.6446 |  | 12.1 | 1 | 79.99 | 79.99 | 93.9913 | 2020Q2 | https://www.lbclighting.com/led/recessed-led/halo-pd610ed010.html | LBC Lighting | 2020 | Yes
LED Lighting | Downlight | Halo | True |  |  |  |  | Module and Reflector sold separately Housing can be installed from below the ceiling as a remodeler Field adjustable collar accommodates ceiling up to 2" thick Pre-installed bar hangers mounts directly to 24" on center tee grids Universal input driver with phase cut and 0-10V analog dimming to 10% Emergency battery option with integral or remote test switch More Information Suitable for commercial construction and can be used for both new or renovation work. Insulation must be kept 3” from top and sides of housing. Use for general area lighting where high efficiency and visual comfort are required. Features: Module and Reflector sold separately Size: 6" Type: aperture LED downlight Wattage: 35.72/36.4 Watts Lumens: 3000 Driver: 120-277V 50/60Hz, 0-10V dimming Housing can be installed from below the ceiling as a remodeler Field adjustable collar accommodates ceiling up to 2" thick Pre-installed bar hangers mounts directly to 24" on center tee grids Universal input driver with phase cut and 0-10V analog dimming to 10% Emergency battery option with integral or remote test switch Model: PD630D010 *MFG Part Number*: PD630D010 Suitable for commercial construction and can be used for both new or renovation work. Insulation must be kept 3” from top and sides of housing. Use for general area lighting where high efficiency and visual comfort are required. Halo PD6 6” Recessed LED New Construction Housing - 0-10V dimming |  |  | 3000 | 83.9866 |  | 35.72 | 1 | 75 | 75 | 88.1279 | 2020Q2 | https://www.lbclighting.com/led/recessed-led/halo-pd630d010.html | LBC Lighting | 2020 | Yes
LED Lighting | Downlight | Halo | True |  |  |  |  | Module and Reflector sold separately Retrofit converts competitive 6" nominal recessed downlights to LED Can be installed from below the ceiling without top access Downlight, wall wash, and directional trims shared with ML56 series Optional NFL / FL beam forming reflector provides long throws of light Universal input driver with phase cut and 0-10V analog dimming to 10% More Information The Halo PD6R Retrofit Kit is designed to be installed into other (Non-Halo Commercial) housings. Features: Module and Reflector sold separately Size: 6" Type: aperture LED downlight retrofit Wattage: 9.9/10.8 Watts (1000lm), 13.7/14.3 Watts (1500lm), 20.78/21.06 Watts (2000lm), 35.72/36.4Watts (3000lm) Lumens: 1000, 1500, 2000, 3000 Driver: 120-277V 50/60Hz, 0-10V dimming Retrofit converts competitive 6" nominal recessed downlights to LED Can be installed from below the ceiling without top access Downlight, wall wash, and directional trims shared with ML56 series Optional NFL / FL beam forming reflector provides long throws of light Universal input driver with phase cut and 0-10V analog dimming to 10% Models: PD6R10D010B , PD6R15D010B , PD6R20D010B , PD6R30D010B *MFG Part Number*: PD6R10D010B , PD6R15D010B , PD6R20D010B , PD6R30D010B The Halo PD6R Retrofit Kit is designed to be installed into other (Non-Halo Commercial) housings. Halo PD6R 6” Recessed LED Aperture Retrofit System Housing - 0-10V dimming |  |  | 1000 | 101.0101 |  | 9.9 | 1 | 83.99 | 83.99 | 98.6915 | 2020Q2 | https://www.lbclighting.com/led/recessed-led/halo-pd6r-d010b.html | LBC Lighting | 2020 | Yes
LED Lighting | Downlight | Halo | [5 empty] | A complete luminaire consists of a frame and LED module, order separately. Option: Field selectable CCT New construction, retrofit and surface mounted housings available Field changeable medium & wide distribution More Information The PR8 family with seleCCTable™ technology puts flexibility at your fingertips. Select between 3000K, 3500K or 4000K color temperatures with the flip of a switch. Choose between the three housings, five lumen output levels, and three optical distribution options. The PR8 family offers uncommon flexibility in an 8” recessed downlight. Features: A complete luminaire consists of a frame and LED module, order separately. Size: 8" Option: PR8M12: provides 1000, 1500 or 2000 lumens (nominal) depending on connected frame type PR8M34: 3000 or 4000 lumens (nominal) depending on connected frame type Finish: Matte White Shielding: Medium distribution plastic lens, Wide distribution plastic lens Field selectable CCT New construction, retrofit and surface mounted housings available Field changeable medium & wide distribution Models: PR8M12MDMW , PR8M12WDMW , PR8M34MDMW , PR8M34WDMW *MFG Part Number*: PR8M12MDMW , PR8M12WDMW , PR8M34MDMW , PR8M34WDMW Halo PR8M 8" Downlight LED Module for PR8 Series Halo PR8M 8" Downlight LED Module for PR8 Series | 3000 |  | 2000 | 166.6667 |  | 12 | 1 | 51.99 | 51.99 | 61.0903 | 2020Q2 | https://www.lbclighting.com/led/recessed-led/halo-pr8m.html | LBC Lighting | 2020 | Yes
LED Lighting | Downlight | Halo | True |  |  |  |  | A complete luminaire consists of a housing and LED module, order separately. 2700K, 3000K, 3500K, 4000K, 5000K Selectable Color Temperature via switch Adjustable gimbal offers 35-degree tilt and up to 360-degree rotation Use with 4" housings with screwbase adapter included Dimmable down to 5% Friction Blade mounting 7W Integrated LED More Information The Halo RA4 SeleCCTable LED Adjustable Gimbal is a complete LED Baffle-Trim Module for 4-Inch aperture recessed downlights. It is suitable for new construction, remodel and retrofit installation. Features: A complete luminaire consists of a housing and LED module, order separately. Size: 4" Finish: Matte White Baffle 2700K, 3000K, 3500K, 4000K, 5000K Selectable Color Temperature via switch CRI: 90 Voltage: 120V Lumen: 600 lm Input watts: 7W Adjustable gimbal offers 35-degree tilt and up to 360-degree rotation Use with 4" housings with screwbase adapter included Dimmable down to 5% Friction Blade mounting Lamping: 7W Integrated LED Model: RA4069S1EWH *MFG Part Number*: RA4069S1EWH The Halo RA4 SeleCCTable LED Adjustable Gimbal is a complete LED Baffle-Trim Module for 4-Inch aperture recessed downlights. Halo RA4 4" All-Purpose LED Adjustable Retrofit Gimbal with SeleCCTable Switch | 2700 | 90 | 600 | 85.7143 |  | 7 | 1 | 44.55 | 44.55 | 52.348 | 2020Q2 | https://www.lbclighting.com/led/recessed-led/halo-ra4.html | LBC Lighting | 2020 | Yes
LED Lighting | Downlight | Halo | True |  |  |  |  | Retrofit kit only - housing sold separately Adjustment of 35 degree tilt and up to 360 degree rotation Integral LED 120V driver is dimmable with most leading edge and trailing edge phase control dimmers Module includes LED, heat sink, reflector, lens optic, baffle reveal and trim ring Pre-installed precision formed torsion spring brackets secure torsion springs and adjust to fit compatible housings 1 x 10W LED module (Included) More Information The Halo RA4 LED Adjustable Gimbal series are retrofit LED Modules for 4” aperture recessed downlights. Features: Retrofit kit only - housing sold separately Size: For 4" aperture recessed downlights Finish: White Color Temperature: 2700K, 3000K Beam Spread: Narrow Flood, Very Wide Flood Voltage: 120V CRI: 90 Wattage: 10W Lumens: 600 - 640 Adjustment of 35 degree tilt and up to 360 degree rotation Integral LED 120V driver is dimmable with most leading edge and trailing edge phase control dimmers Module includes LED, heat sink, reflector, lens optic, baffle reveal and trim ring Pre-installed precision formed torsion spring brackets secure torsion springs and adjust to fit compatible housings Lamping: 1 x 10W LED module (Included) Models: RA406927NFLWH , RA406930NFLWH , RA406927WH , RA406930WH *MFG Part Number*: RA406927WH , RA406930WH , RA406927NFLWH , RA406930NFLWH The Halo RA4 LED Adjustable Gimbal series are retrofit LED Modules for 4” aperture recessed downlights. Halo RA4 10W 4" Adjustable Gimbal Recessed Retrofit Kit | 2700 | 90 | 600 | 60 |  | 10 | 1 | 36.79 | 36.79 | 43.2297 | 2020Q2 | https://www.lbclighting.com/led/recessed-led/halo-ra4069.html | LBC Lighting | 2020 | Yes
LED Lighting | Downlight | Halo | True |  |  |  |  | A complete luminaire consists of a housing and LED module, order separately. 2700K, 3000K, 3500K, 4000K, 5000K Selectable Color Temperature via switch Adjustable gimbal offers 35-degree tilt and up to 360-degree rotation Use with 5" or 6" housings with screwbase adapter included Dimmable down to 5% 7W Integrated LED More Information The Halo RA56 SeleCCTable LED Adjustable Gimbal is a complete LED Baffle-Trim Module for 5-Inch or 6-Inch aperture recessed downlights. It is suitable for new construction, remodel and retrofit installation. Features: A complete luminaire consists of a housing and LED module, order separately. Size: 5" or 6" Finish: Matte White Baffle 2700K, 3000K, 3500K, 4000K, 5000K Selectable Color Temperature via switch CRI: 90 Voltage: 120V Lumen: 600 lm Input watts: 7W Adjustable gimbal offers 35-degree tilt and up to 360-degree rotation Use with 5" or 6" housings with screwbase adapter included Dimmable down to 5% Dual-mount: Torsion Spring and Push-N-Twist clip models Lamping: 7W Integrated LED Model: RA56069S1EWH *MFG Part Number*: RA56069S1EWH The Halo RA56 SeleCCTable LED Adjustable Gimbal is a complete LED Baffle-Trim Module for 5-Inch or 6-Inch aperture recessed downlights. Halo RA56 5" / 6" All-Purpose LED Adjustable Retrofit Gimbal with SeleCCTable Switch | 2700 | 90 | 600 | 85.7143 |  | 7 | 1 | 36.99 | 36.99 | 43.4647 | 2020Q2 | https://www.lbclighting.com/led/recessed-led/halo-ra56.html | LBC Lighting | 2020 | Yes
LED Lighting | Downlight | Halo | True |  |  |  |  | Retrofit kit only - housing sold separately Adjustment of 35 degree tilt and up to 360 degree rotation Integral LED 120V driver is dimmable with most leading edge and trailing edge phase control dimmers Module includes LED, heat sink, reflector, lens optic, baffle reveal and trim ring Pre-installed precision formed torsion spring brackets secure torsion springs and adjust to fit 5" or 6" compatible housing 1 x 10W LED module (Included) More Information The Halo RA56 LED Adjustable Gimbal series are retrofit LED Modules for 5” and 6” aperture recessed downlights. Features: Retrofit kit only - housing sold separately Size: For 5" and 6" aperture recessed downlights Finish: White Color Temperature: 2700K, 3000K Beam Spread: Narrow Flood, Very Wide Flood Voltage: 120V CRI: 92 Wattage: 10W Lumens: 625 - 670 Adjustment of 35 degree tilt and up to 360 degree rotation Integral LED 120V driver is dimmable with most leading edge and trailing edge phase control dimmers Module includes LED, heat sink, reflector, lens optic, baffle reveal and trim ring Pre-installed precision formed torsion spring brackets secure torsion springs and adjust to fit 5" or 6" compatible housing Lamping: 1 x 10W LED module (Included) Models: RA5606927NFLWH , RA5606930NFLWH , RA5606927WH , RA5606930WH *MFG Part Number*: RA5606927WH , RA5606930WH , RA5606927NFLWH , RA5606930NFLWH The Halo RA56 LED Adjustable Gimbal series are retrofit LED Modules for 5” and 6” aperture recessed downlights. Halo RA56 10W 5" and 6" Adjustable Gimbal Recesed Retrofit Kit | 2700 | 92 | 625 | 62.5 |  | 10 | 1 | 36.99 | 36.99 | 43.4647 | 2020Q2 | https://www.lbclighting.com/led/recessed-led/halo-ra56069.html | LBC Lighting | 2020 | Yes
LED Lighting | Downlight | Halo | True |  |  |  |  | A complete luminaire consists of a housing and LED module, order separately. 2700K, 3000K, 3500K, 4000K, 5000K Selectable Color Temperature via switch Direct mount - does not require recessed housing or junction box Dimmable down to 5% 8.7W Integrated LED More Information The RL4-DM is a 4-inch regressed LED lens downlight with remote driver / junction box suitable for new construction and remodel applications. Field selectable color temperature and high color rendering provide excellent color performance. Simplified installation in drywall or suspended ceilings eliminates recessed cans saving time and money. Installs from below the ceiling in shallow plenum height, can be used in direct contact with insulation and is airtight. Features: A complete luminaire consists of a housing and LED module, order separately. Size: 4" Finish: Matte White Baffle Mounting: Direct Mount 2700K, 3000K, 3500K, 4000K, 5000K Selectable Color Temperature via switch CRI: 90 Voltage: 120V Wattage: 8.7W Lumens: 652 Direct mount - does not require recessed housing or junction box Dimmable down to 5% Lamping: 8.7W Integrated LED Model: RL4069S1EWHDM *MFG Part Number*: RL4069S1EWHDM The RL4-DM is a 4-inch regressed LED lens downlight with remote driver / junction box suitable for new construction and remodel applications. Halo RL4-DM 4" All-Purpose LED Retrofit Module with SeleCCTable Switch - Direct Mount | 2700 | 90 | 652 | 74.9425 |  | 8.7 | 1 | 41.25 | 41.25 | 48.4703 | 2020Q2 | https://www.lbclighting.com/led/recessed-led/halo-rl4-9s-dm.html | LBC Lighting | 2020 | Yes
LED Lighting | Downlight | Halo | True |  |  |  |  | A complete luminaire consists of a housing and LED module, order separately. 2700K, 3000K, 3500K, 4000K, 5000K Selectable Color Temperature via switch Use with 4" housings with screwbase adapter included Dimmable down to 5% Friction blade mounting 7.6W Integrated LED, 600 lumens or 11.7W Integrated LED, 900 lumens More Information The Halo RL4 SeleCCTable is a complete LED Baffle-Trim Module for 4 inch aperture recessed downlights; suitable for new construction, remodel and retrofit installation. The lens provides uniform illumination and wet location listing. Precision construction makes any housing AIR-TITE for added savings and code compliance. Features: A complete luminaire consists of a housing and LED module, order separately. Size: 4" Finish: Matte White Baffle 2700K, 3000K, 3500K, 4000K, 5000K Selectable Color Temperature via switch CRI: 90 Voltage: 120V Input watts/Lumen: 7.6W/ 600 lm, 11.7W/ 900 lm Use with 4" housings with screwbase adapter included Dimmable down to 5% Friction blade mounting Lamping: 7.6W Integrated LED, 600 lumens or 11.7W Integrated LED, 900 lumens Models: RL4069S1EWH , RL4099S1EWH *MFG Part Number*: RL4069S1EWH , RL4099S1EWH The Halo RL4 SeleCCTable is a complete LED Baffle-Trim Module for 4 inch aperture recessed downlights. Halo RL4 4" All-Purpose LED Retrofit Module with SeleCCTable Switch | 2700 | 90 | 600 | 100 |  | 6 | 1 | 23.99 | 23.99 | 28.1892 | 2020Q2 | https://www.lbclighting.com/led/recessed-led/halo-rl4-9s.html | LBC Lighting | 2020 | Yes
LED Lighting | Downlight | Halo | [5 empty] | Bluetooth low energy (BLE) mesh allows on/off, white tuning and lumen output to be controlled wirelessly with companion wall switches, smart phones and tablets using Halo Home mobile application. Module construction includes LED Array, heat sink, reflector, lens, baffle and trim ring. 7.6 W LED (2700K-5000K, 600 lumens) More Information The Halo Home RL4 is an integrated LED module with Bluetooth Mesh connectivity for 4” aperture recessed downlights. When paired with the Halo Home mobile app or Halo Home in-wall dimmers, the RL4 can be wirelessly controlled. Suitable for new construction, remodel and retrofit installation. Features: Size: 4" Finish: Matte white baffle Color Temperature: 2700K – 5000K Voltage: 120V CRI: 90 Wattage: 7.6W Lumens: 600 Bluetooth low energy (BLE) mesh allows on/off, white tuning and lumen output to be controlled wirelessly with companion wall switches, smart phones and tablets using Halo Home mobile application. Module construction includes LED Array, heat sink, reflector, lens, baffle and trim ring. Lamping: 7.6 W LED (2700K-5000K, 600 lumens) Model: RL4069BLE40AWH *MFG Part Number*: RL4069BLE40AWH The Halo Home RL4 is an integrated LED module with Bluetooth Mesh connectivity for 4” aperture recessed downlights. When paired with the Halo Home mobile app or Halo Home in-wall dimmers, the RL4 can be wirelessly controlled. Suitable for new construction, remodel and retrofit installation. Halo RL4 4" All-Purpose LED Retrofit Module with Bluetooth Mesh Connectivity | 2700 | 90 | 600 | 78.9474 |  | 7.6 | 1 | 8.99 | 8.99 | 10.5636 | 2020Q2 | https://www.lbclighting.com/led/recessed-led/halo-rl4.html | LBC Lighting | 2020 | Yes
LED Lighting | Downlight | Halo | True |  |  |  |  | Housing sold separately Module construction includes LED, heat sink, reflector, lens, baffle and trim ring Regressed baffle More Information The Halo RL4 series is a retrofit LED Baffle-Trim Module for 4" aperture recessed downlights. The RL4 is designed for use with compatible 4" housings. Features: Housing sold separately Size: 4" Color Temperature: 2700K, 3000K, 3500K, 4000K CRI: 90 Lumens: up to 560 Finish: Matte White Input watts: 8W LED Driver: 120V 50/60 Hz constant current dimmable driver provides highefficiency operation Module construction includes LED, heat sink, reflector, lens, baffle and trim ring Regressed baffle Models: RL460WH927PK , RL460WH935PK , RL460WH940PK *MFG Part Number*: RL460WH927PK , RL460WH935PK , RL460WH940PK , RL460WH930PK The Halo RL4 series is a retrofit LED Baffle-Trim Module for 4" aperture recessed downlights. The RL4 is designed for use with compatible 4" housings. Halo RL4 4" LED Recessed Retrofit Module-Trim | 2700 | 90 | 560 | 70 |  | 8 | 1 | 27 | 27 | 31.726 | 2020Q2 | https://www.lbclighting.com/led/recessed-led/halo-rl460-254066.html | LBC Lighting | 2020 | Yes
LED Lighting | Downlight | Halo | True |  |  |  |  | A complete luminaire consists of a housing and LED module, order separately. 2700K, 3000K, 3500K, 4000K, 5000K Selectable Color Temperature via switch Use with 5 or 6" housings with screwbase adapter included Dimmable down to 5% 7.6W Integrated LED, 600 lumens or 12.1W Integrated LED, 900 lumens or 14W Integrated LED, 1200 lumens More Information The Halo RL56 SeleCCTable is a complete LED Baffle-Trim Module for 5 inch and 6 inch aperture recessed downlights; suitable for new construction, remodel and retrofit installation. The lens provides uniform illumination and wet location listing. Precision construction makes any housing AIR-TITE for added savings and code compliance. Features: A complete luminaire consists of a housing and LED module, order separately. Size: 5" or 6" Finish: Matte White Baffle 2700K, 3000K, 3500K, 4000K, 5000K Selectable Color Temperature via switch CRI: 90 Voltage: 120V Input watts/Lumen: 7.6W/ 600 lm, 12.1W/ 900 lm, 14W/ 1200 lm Use with 5 or 6" housings with screwbase adapter included Dimmable down to 5% Dual-mount: Torsion Spring and Push-N-Twist clip models Lamping: 7.6W Integrated LED, 600 lumens or 12.1W Integrated LED, 900 lumens or 14W Integrated LED, 1200 lumens Models: RL56069S1EWH , RL56099S1EWH , RL56129S1EWH *MFG Part Number*: RL56069S1EWH , RL56099S1EWH , RL56129S1EWH The Halo RL56 SeleCCTable is a complete LED Baffle-Trim Module for 5 inch and 6 inch aperture recessed downlights. Halo RL56 5" / 6" All-Purpose LED Retrofit Module with SeleCCTable Switch | 2700 | 90 | 600 | 100 |  | 6 | 1 | 23.99 | 23.99 | 28.1892 | 2020Q2 | https://www.lbclighting.com/led/recessed-led/halo-rl56-9s.html | LBC Lighting | 2020 | Yes
LED Lighting | Downlight | Halo | [5 empty] | Bluetooth Mesh wireless control, 4.0 For use with the Halo Home mobile app Module construction includes LED Array, heat sink, reflector, lens, baffle and trim ring Regressed baffle 9.7W LED, 2700K-5000K, 600 lumens More Information The Halo Home RL56 is an integrated LED module with Bluetooth Mesh connectivity for 5” & 6” aperture recessed downlights. When paired with the Halo Home mobile app or Halo Home in-wall dimmers, the RL56 can be wirelessly controlled. Suitable for new construction, remodel and retrofit installation. Features: Size: 5/6" Finish: Matte white Color Temperature: 2700K – 5000K Voltage: 120V CRI: 90 Wattage: 9.7W Lumens: 600 Bluetooth Mesh wireless control, 4.0 For use with the Halo Home mobile app Module construction includes LED Array, heat sink, reflector, lens, baffle and trim ring Regressed baffle Lamping: 9.7W LED, 2700K-5000K, 600 lumens Model: RL56069BLE40AWH *MFG Part Number*: RL56069BLE40AWH The Halo Home RL56 is an integrated LED module with Bluetooth Mesh connectivity for 5” & 6” aperture recessed downlights. When paired with the Halo Home mobile app or Halo Home in-wall dimmers, the RL56 can be wirelessly controlled. Suitable for new construction, remodel and retrofit installation. Halo RL56 5"/6" All-Purpose LED Retrofit Module with Bluetooth Mesh Connectivity | 2700 | 90 | 600 | 61.8557 |  | 9.7 | 1 | 31.5 | 31.5 | 37.0137 | 2020Q2 | https://www.lbclighting.com/led/recessed-led/halo-rl56069ble40awh.html | LBC Lighting | 2020 | Yes
LED Lighting | Downlight | Halo | True |  |  |  |  | A complete luminaire consists of a housing and LED module, order separately. 2700K, 3000K, 3500K, 4000K, 5000K Selectable Color Temperature via switch Direct mount - does not require recessed housing or junction box Dimmable down to 5% 8.7W Integrated LED More Information The RL6-DM is a 6-inch regressed LED lens downlight with remote driver / junction box suitable for new construction and remodel applications. Field selectable color temperature and high color rendering provide excellent color performance. Simplified installation in drywall or suspended ceilings eliminates recessed cans saving time and money. Installs from below the ceiling in shallow plenum height, can be used in direct contact with insulation and is airtight. Features: A complete luminaire consists of a housing and LED module, order separately. Size: 6" Finish: Matte White Baffle Mounting: Direct Mount 2700K, 3000K, 3500K, 4000K, 5000K Selectable Color Temperature via switch CRI: 90 Voltage: 120V Wattage: 8.7W Lumens: 600 Direct mount - does not require recessed housing or junction box Dimmable down to 5% Lamping: 8.7W Integrated LED Model: RL6069S1EWHDM *MFG Part Number*: RL6069S1EWHDM The RL6-DM is a 6-inch regressed LED lens downlight with remote driver / junction box suitable for new construction and remodel applications. Halo RL6-DM 6" All-Purpose LED Retrofit Module with SeleCCTable Switch - Direct Mount | 2700 | 90 | 600 | 68.9655 |  | 8.7 | 1 | 41.25 | 41.25 | 48.4703 | 2020Q2 | https://www.lbclighting.com/led/recessed-led/halo-rl6-9s-dm.html | LBC Lighting | 2020 | Yes
LED Lighting | Downlight | Halo | True |  |  |  |  | A complete luminaire consists of a housing and LED module, order separately. For 4-Inch aperture recessed downlights Full cutoff with regressed light source Coilex style baffle Included with white and black baffle 50 degree optical cutoff Dimmable down to 5% 8.5W Integrated LED More Information The Halo RL4 Deep Baffle is a complete LED Bafle-Trim Module for 4-Inch aperture recessed downlights' suitable for new construction, remodel and retrofit installation. The regressed lens provides uniform illumination and 50 degree optical cutoff. The Deep Baffle comes standard with both white and black Coilex baffle insters and is wet location. Precision construction makes any housing AIR-TITE for added savings and code compliance. Features: A complete luminaire consists of a housing and LED module, order separately. Size: 4" Finish: Matte White Trim Color Temperature: 3000K CRI: 90 Voltage: 120V Input watts: 8.5W Lumen: 600 lm For 4-Inch aperture recessed downlights Full cutoff with regressed light source Coilex style baffle Included with white and black baffle 50 degree optical cutoff Dimmable down to 5% Lamping: 8.5W Integrated LED Model: RLD4069301EWH *MFG Part Number*: RLD4069301EWH The Halo RL4 Deep Baffle is a complete LED Bafle-Trim Module for 4-Inch aperture recessed downlights Halo RL4 4" All-Purpose LED Deep Baffle Retrofit Module | 3000 | 90 | 600 | 120 |  | 5 | 1 | 23.99 | 23.99 | 28.1892 | 2020Q2 | https://www.lbclighting.com/led/recessed-led/halo-rld406930.html | LBC Lighting | 2020 | Yes
LED Lighting | Downlight | Halo | True |  |  |  |  | A complete luminaire consists of a housing and LED module, order separately. For 6-Inch aperture recessed downlights Full cutoff with regressed light source Coilex style baffle Included with white and black baffle 50 degree optical cutoff Dimmable down to 5% 8.5W Integrated LED More Information The Halo RL6 Deep Baffle is a complete LED Bafle-Trim Module for 6-Inch aperture recessed downlights suitable for new construction, remodel and retrofit installation. The regressed lens provides uniform illumination and 50 degree optical cutoff. The Deep Baffle comes standard with both white and black Coilex baffle insters and is wet location. Precision construction makes any housing AIR-TITE for added savings and code compliance. Features: A complete luminaire consists of a housing and LED module, order separately. Size: 6" Finish: Matte White Trim Color Temperature: 3000K CRI: 90 Voltage: 120V Input watts: 8.5W Lumen: 600 lm For 6-Inch aperture recessed downlights Full cutoff with regressed light source Coilex style baffle Included with white and black baffle 50 degree optical cutoff Dimmable down to 5% Lamping: 8.5W Integrated LED Model: RLD6069301EWH *MFG Part Number*: RLD6069301EWH The Halo RL6 Deep Baffle is a complete LED Bafle-Trim Module for 6-Inch aperture recessed downlights. Halo RL6 6" All-Purpose LED Deep Baffle Retrofit Module | 3000 | 90 | 600 | 120 |  | 5 | 1 | 33.83 | 33.83 | 39.7516 | 2020Q2 | https://www.lbclighting.com/led/recessed-led/halo-rld606930.html | LBC Lighting | 2020 | Yes
LED Lighting | Downlight | Halo | True |  |  |  |  | Housing sold separately Ultra-low profile surface luminaire with wide distribution Ceiling or wall mounting in compatible junction boxes Dimmable with 120V dimmers Retrofit 5" and 6" recessed downlights with screwbase adapter included 1 x 15.3W LED More Information The Halo Surface Mount LED Downlight (SMD) is an low profile surface mounting luminaire with a modern look and high performance. The SMD6 may also retrofit in 5” and 6” aperture IC and Non-IC recessed housings. Features: Housing sold separately Size: 6" Finish: Matte White Color Temperature: 2700K, 3000K, 3500K, 4000K, 5000K Voltage: 120-277V CRI: 90 Wattage: 15.3W Lumens: 1200 Ultra-low profile surface luminaire with wide distribution Ceiling or wall mounting in compatible junction boxes Dimmable with 120V dimmers Retrofit 5" and 6" recessed downlights with screwbase adapter included Lamping: 1 x 15.3W LED Models: SMD6R12927WHE , SMD6R12930WHE , SMD6R12935WHE , SMD6R12940WHE , SMD6R12950WHE *MFG Part Number*: SMD6R12927WHE , SMD6R12930WHE , SMD6R12935WHE , SMD6R12940WHE , SMD6R12950WHE + More - Less The Halo Surface Mount LED Downlight (SMD) is an low profile surface mounting luminaire with a modern look and high performance. Halo SMD6R 6" 15.3W LED Round Surface Mount Downlight, 120-277V | 2700 | 90 | 1200 | 78.4314 |  | 15.3 | 1 | 39.6 | 39.6 | 46.5315 | 2020Q2 | https://www.lbclighting.com/led/recessed-led/halo-smd6r12-e.html | LBC Lighting | 2020 | Yes
LED Lighting | Downlight | Halo | True |  |  |  |  | Housing sold separately Ultra-low profile surface luminaire with wide distribution Ceiling or wall mounting in compatible junction boxes Dimmable with 120V dimmers Retrofit 5" and 6" recessed downlights with screwbase adapter included 1 x 15.3W LED More Information The Halo Surface Mount LED Downlight (SMD) is an low profile surface mounting luminaire with a modern look and high performance. The SMD6 may also retrofit in 5” and 6” aperture IC and Non-IC recessed housings. Features: Housing sold separately Size: 6" Finish: Matte White Color Temperature: 2700K, 3000K, 3500K, 4000K, 5000K Voltage: 120V CRI: 90 Wattage: 15.3W Lumens: 1200 Ultra-low profile surface luminaire with wide distribution Ceiling or wall mounting in compatible junction boxes Dimmable with 120V dimmers Retrofit 5" and 6" recessed downlights with screwbase adapter included Lamping: 1 x 15.3W LED Models: SMD6R12927WH , SMD6R12930WH , SMD6R12935WH , SMD6R12940WH , SMD6R12950WH *MFG Part Number*: SMD6R12927WH , SMD6R12930WH , SMD6R12935WH , SMD6R12940WH , SMD6R12950WH + More - Less The Halo Surface Mount LED Downlight (SMD) is an low profile surface mounting luminaire with a modern look and high performance. Halo SMD6R 6" 15.3W LED Round Surface Mount Downlight, 120V | 2700 | 90 | 1200 | 78.4314 |  | 15.3 | 1 | 31.35 | 31.35 | 36.8375 | 2020Q2 | https://www.lbclighting.com/led/recessed-led/halo-smd6r12.html | LBC Lighting | 2020 | Yes
LED Lighting | Downlight | Halo | True |  |  |  |  | Housing sold separately Ultra-low profile surface luminaire with wide distribution Ceiling or wall mounting in compatible junction boxes Dimmable with 120V dimmers Retrofit 5" and 6" recessed downlights with screwbase adapter included 1 x 16W LED More Information The Halo Surface Mount LED Downlight (SMD) is an low profile surface mounting luminaire with a modern look and high performance. The SMD6 may also retrofit in 5” and 6” aperture IC and Non-IC recessed housings. Features: Housing sold separately Size: 6" Finish: Matte White Color Temperature: 2700K, 3000K, 3500K, 4000K, 5000K Voltage: 120-277V CRI: 90 Wattage: 16W Lumens: 1200 Ultra-low profile surface luminaire with wide distribution Ceiling or wall mounting in compatible junction boxes Dimmable with 120V dimmers Retrofit 5" and 6" recessed downlights with screwbase adapter included Lamping: 1 x 16W LED Models: SMD6S12927WHE , SMD6S12930WHE , SMD6S12935WHE , SMD6S12940WHE , SMD6S12950WHE *MFG Part Number*: SMD6S12927WHE , SMD6S12930WHE , SMD6S12935WHE , SMD6S12940WHE , SMD6S12950WHE + More - Less The Halo Surface Mount LED Downlight (SMD) is an low profile surface mounting luminaire with a modern look and high performance. Halo SMD6S 6" 16W LED Square Surface Mount Downlight, 120-277V | 2700 | 90 | 1200 | 75 |  | 16 | 1 | 39.6 | 39.6 | 46.5315 | 2020Q2 | https://www.lbclighting.com/led/recessed-led/halo-smd6s12-e.html | LBC Lighting | 2020 | Yes
LED Lighting | Downlight | Halo | True |  |  |  |  | Housing sold separately Ultra-low profile surface luminaire with wide distribution Ceiling or wall mounting in compatible junction boxes Dimmable with 120V dimmers Retrofit 5" and 6" recessed downlights with screwbase adapter included 1 x 16W LED More Information The Halo Surface Mount LED Downlight (SMD) is an low profile surface mounting luminaire with a modern look and high performance. The SMD6 may also retrofit in 5” and 6” aperture IC and Non-IC recessed housings. Features: Housing sold separately Size: 6" Finish: Matte White Color Temperature: 2700K, 3000K, 3500K, 4000K, 5000K Voltage: 120V CRI: 90 Wattage: 16W Lumens: 1200 Ultra-low profile surface luminaire with wide distribution Ceiling or wall mounting in compatible junction boxes Dimmable with 120V dimmers Retrofit 5" and 6" recessed downlights with screwbase adapter included Lamping: 1 x 16W LED Models: SMD6S12927WH , SMD6S12930WH , SMD6S12935WH , SMD6S12940WH , SMD6S12950WH *MFG Part Number*: SMD6S12927WH , SMD6S12930WH , SMD6S12935WH , SMD6S12940WH , SMD6S12950WH + More - Less The Halo Surface Mount LED Downlight (SMD) is an low profile surface mounting luminaire with a modern look and high performance. Halo SMD6S 6" 16W LED Square Surface Mount Downlight, 120V | 2700 | 90 | 1200 | 75 |  | 16 | 1 | 31.35 | 31.35 | 36.8375 | 2020Q2 | https://www.lbclighting.com/led/recessed-led/halo-smd6s12.html | LBC Lighting | 2020 | Yes
LED Lighting | Downlight | Halo | True |  |  |  |  | Ultra-low profile surface luminaire with wide distribution Ceiling or wall mounting in compatible junction boxes 120V only and Universal Voltage 120V – 277V options Dimmable with 120V dimmers Retrofit 5" and 6" recessed downlights with screwbase adapter included Wet location listed for showers and protected ceilings Damp location listed for indoor ceiling or wall mounting 9.9W LED (90CRI, 815 lumens) More Information The Halo Surface Mount LED Downlight (SMD) is a low profile surface mounting luminaire with a modern look and high performance. Features: Size: 6" Finish: Mate White Color Temperature: 2700K, 3000K, 3500K, 4000K, 5000K Voltage: 120V CRI: 90 Ultra-low profile surface luminaire with wide distribution Ceiling or wall mounting in compatible junction boxes 120V only and Universal Voltage 120V – 277V options Dimmable with 120V dimmers Retrofit 5" and 6" recessed downlights with screwbase adapter included Wet location listed for showers and protected ceilings Damp location listed for indoor ceiling or wall mounting Lamping: 9.9W LED (90CRI, 815 lumens) Model: SMD6S6935WH *MFG Part Number*: SMD6S6935WH The Halo Surface Mount LED Downlight (SMD) is a low profile surface mounting luminaire with a modern look and high performance. Halo SMD6S 6” Square Surface Mount Downlight | 2700 | 90 | 815 | 90.5556 |  | 9 | 1 | 21.99 | 21.99 | 25.8391 | 2020Q2 | https://www.lbclighting.com/led/recessed-led/halo-smd6s6.html | LBC Lighting | 2020 | Yes
LED Lighting | Downlight | Juno Lighting | True |  |  |  |  | Dimmable with most standard incandescent and low voltage dimmers More Information The Juno® Basics Series™ 6RLS Surface Mount LED attaches directly to any standard junction box in two simple steps. No recessed housing required. Use it as a downlight or a sconce. Super-thin fixture fits flush with any flat surface, mimicking the appearance of a recessed downlight. Features: Finish: White Shape: Round Trim Style: Lensed Wattage: 10W, 14.5W Color Temperature: 3000K Lumens: 700lm, 1000 lm CRI: 90 Voltage: 120V Dimmable with most standard incandescent and low voltage dimmers Models: 6RLS G2 07LM 30K 90CRI 120 FRPC WH M6 , 6RLS G2 10LM 30K 90CRI 120 FRPC WH M6 *MFG Part Number*: 6RLS G2 07LM 27K 90CRI 120 FRPC WH M6 , 6RLS G2 07LM 30K 90CRI 120 FRPC WH M6 , 6RLS G2 10LM 27K 90CRI 120 FRPC WH M6 , 6RLS G2 10LM 30K 90CRI 120 FRPC WH M6 The Juno® Basics Series™ 6RLS Surface Mount LED attaches directly to any standard junction box in two simple steps. No recessed housing required. Use it as a downlight or a sconce. Super-thin fixture fits flush with any flat surface, mimicking the appearance of a recessed downlight. Juno 6RLS 6" Basic Series Surface Mount LED Fixtures | 3000 | 90 | 700 | 70 |  | 10 | 1 | 43.47 | 43.47 | 51.0789 | 2020Q2 | https://www.lbclighting.com/led/recessed-led/juno-6rls.html | LBC Lighting | 2020 | Yes
LED Lighting | Downlight | Juno Lighting | True |  |  |  |  | Housing only. Trim required - sold separately 90+ CRI LED color temperature warms while dimming to emulate the dimming performance of traditional incandescent light sources 3000K color temperature at full lumen output and dims to 2000K at low end of dimming range Comparable light output to 65W incandescent while consuming 12W Rated for 50,000 hours at 70% lumen maintenance Shallow housing design allows for fit in 2 x 6 construction Dedicated 120V driver dimmable with the use of most incandescent, magnetic low voltage and electronic low voltage wall box dimmers. See compatible dimmers here Comparable to light output to 65W incandescent 1 x 12W LED light engine (over 600 lumens) More Information IC1LWDG4N 4" 12W WarmDim IC LED New Construction Housing - 120V Features: Housing only. Trim required - sold separately Size: 4" Type: IC Rated New Construction Voltage: 120V Color Temperature: 3000K Wattage: 12W 90+ CRI Voltage: 120V Lumens: Over 600 lumens with select trims LED color temperature warms while dimming to emulate the dimming performance of traditional incandescent light sources 3000K color temperature at full lumen output and dims to 2000K at low end of dimming range Comparable light output to 65W incandescent while consuming 12W Rated for 50,000 hours at 70% lumen maintenance Shallow housing design allows for fit in 2 x 6 construction Dedicated 120V driver dimmable with the use of most incandescent, magnetic low voltage and electronic low voltage wall box dimmers. See compatible dimmers here Comparable to light output to 65W incandescent Lamping: 1 x 12W LED light engine (over 600 lumens) Model: IC1LED WD G4N 06LM 30K 90CRI 120 FRPC *MFG Part Number*: IC1LED WD G4N 06LM 30K 90CRI 120 FRPC The Juno 4-in IC1LWDG4N downlight with WarmDim technology features an LED housing that’s compatible with many standard Juno trims. WarmDim warms LED color temperature while dimming to emulate the dimming performance of traditional incandescent light sources. Juno IC1LWDG4N-1 4" 12W WarmDim IC LED New Construction Housing - 120V | 3000 | 90 | 600 | 50 | 50000 | 12 | 1 | 266.08 | 266.08 | 312.6543 | 2020Q2 | https://www.lbclighting.com/led/recessed-led/juno-ic1led.html | LBC Lighting | 2020 | No
LED Lighting | Reflector | Juno Lighting | True |  |  |  |  | Housing only. Trim required - sold separately Dedicated 120V driver is dimmable with forward and reverse phase dimming Rated for 50,000 hours at 70% lumen maintenance Replaceable light engine mounts directly to housing Shallow housing design allows for fit in 2x6 construction Equivalent to 65W BR30 incandescent 1 x 9W LED light engine (600 lumens) More Information IC20LEDG4 5" 9W IC LED New Construction Recessed Housing - 600 Lumens, 120V Features: Housing only. Trim required - sold separately Size: 5" Type: IC Rated New Construction Voltage: 120V Color Temperature: 2700K, 3000K, 3500K, 4000K Wattage: 9W Lumens: 600 Beam Spread: Wide Flood Dedicated 120V driver is dimmable with forward and reverse phase dimming Rated for 50,000 hours at 70% lumen maintenance Replaceable light engine mounts directly to housing Shallow housing design allows for fit in 2x6 construction Equivalent to 65W BR30 incandescent Lamping: 1 x 9W LED light engine (600 lumens) *MFG Part Number*: IC20LED G4 06LM 27K 90CRI 120 FRPC , IC20LED G4 06LM 30K 90CRI 120 FRPC , IC20LED G4 06LM 35K 90CRI 120 FRPC , IC20LED G4 06LM 40K 90CRI 120 FRPC Trim required. Sold separately. Juno IC20LEDG4 5" 9W IC LED New Construction Recessed Housing - 600 Lumens, 120V | 2700 | 90 | 600 | 66.6667 | 50000 | 9 | 1 | 174.9 | 174.9 | 205.5143 | 2020Q2 | https://www.lbclighting.com/led/recessed-led/juno-ic20led-g4-06lm-120.html | LBC Lighting | 2020 | No
LED Lighting | Reflector | Juno Lighting | True |  |  |  |  | Housing only. Trim required - sold separately Universal voltage driver with 0-10V dimming Rated for 50,000 hours at 70% lumen maintenance Replaceable light engine mounts directly to housing Shallow housing design allows for fit in 2x6 construction Equivalent to 65W BR30 incandescent 1 x 9W LED light engine (600 lumens) More Information IC20LEDG4 5" 9W IC LED New Construction Recessed Housing - 600 Lumens, 120-277V Features: Housing only. Trim required - sold separately Size: 5" Type: IC Rated New Construction Voltage: 120V-277V Color Temperature: 2700K, 3000K, 3500K, 4000K Wattage: 9W Lumens: 600 Beam Spread: Wide Flood Universal voltage driver with 0-10V dimming Rated for 50,000 hours at 70% lumen maintenance Replaceable light engine mounts directly to housing Shallow housing design allows for fit in 2x6 construction Equivalent to 65W BR30 incandescent Lamping: 1 x 9W LED light engine (600 lumens) Models: IC20LED G4 06LM 27K 90CRI MVOLT ZT , IC20LED G4 06LM 30K 90CRI MVOLT ZT , IC20LED G4 06LM 35K 90CRI MVOLT ZT , IC20LED G4 06LM 40K 90CRI MVOLT ZT *MFG Part Number*: IC20LED G4 06LM 27K 90CRI MVOLT ZT , IC20LED G4 06LM 30K 90CRI MVOLT ZT , IC20LED G4 06LM 35K 90CRI MVOLT ZT , IC20LED G4 06LM 40K 90CRI MVOLT ZT Trim required. Sold separately. Juno IC20LEDG4 5" 9W IC LED New Construction Recessed Housing - 600 Lumens, 120-277V | 2700 | 90 | 600 | 66.6667 | 50000 | 9 | 1 | 180.91 | 180.91 | 212.5762 | 2020Q2 | https://www.lbclighting.com/led/recessed-led/juno-ic20led-g4-06lm-mvolt.html | LBC Lighting | 2020 | No
LED Lighting | Reflector | Juno Lighting | True |  |  |  |  | Housing only. Trim required - sold separately Equivalent light output to 75W PAR30 incandescent Universal voltage driver accommodates input voltage from 120 to 277 volts AC at 50/60Hz Use 0-10V dimming Rated for 50,000 hours at 70% lumen maintenance Replaceable light engine mounts directly to housing Shallow housing design allows for fit in 2x6 construction Compatible Dimmers 1 x 15W LED light engine (900 lumens) More Information IC920LEDG4 5" 15W IC LED New Construction Recessed Housing - 900 Lumens, 120V-277V Features: Housing only. Trim required - sold separately Size: 5" Type: IC Rated New Construction Voltage: 120V-277V Color Temperature: 2700K, 3000K, 3500K, 4000K Wattage: 15W Lumens: 900 Beam Spread: Wide Flood Equivalent light output to 75W PAR30 incandescent Universal voltage driver accommodates input voltage from 120 to 277 volts AC at 50/60Hz Use 0-10V dimming Rated for 50,000 hours at 70% lumen maintenance Replaceable light engine mounts directly to housing Shallow housing design allows for fit in 2x6 construction Compatible Dimmers Lamping: 1 x 15W LED light engine (900 lumens) Models: IC20LED G4 09LM 27K 90CRI MVOLT ZT , IC20LED G4 09LM 30K 90CRI MVOLT ZT , IC20LED G4 09LM 35K 90CRI MVOLT ZT , IC20LED G4 09LM 40K 90CRI MVOLT ZT *MFG Part Number*: IC20LED G4 09LM 27K 90CRI MVOLT ZT , IC20LED G4 09LM 30K 90CRI MVOLT ZT , IC20LED G4 09LM 35K 90CRI MVOLT ZT , IC20LED G4 09LM 40K 90CRI MVOLT ZT Trim required. Sold separately. Juno IC920LEDG4 5" 15W IC LED New Construction Recessed Housing - 900 Lumens, 120V-277V | 2700 | 90 | 900 | 60 | 50000 | 15 | 1 | 234.14 | 234.14 | 275.1235 | 2020Q2 | https://www.lbclighting.com/led/recessed-led/juno-ic20led-g4-mvolt.html | LBC Lighting | 2020 | No
LED Lighting | Reflector | Juno Lighting | True |  |  |  |  | Trim required - sold separately LED color temperature warms while dimming to emulate the dimmign performance of traditional incandescent light sources 3000K color temperature at full lumen output and dims to 2000K at low end of dimming range Rated for 50,000 hours at 70% lumen maintenance Shallow housing design allows for fit in 2 x 6 construction Dedicated 120V driver dimmable with the use of most incandescent, magnetic low voltage and electronic low voltage wall box dimmers Comparable to 65W BR30 incandescent 1 x 10W LED light engine (over 600 lumens) More Information IC20LWDG4N 5" 10W WarmDim IC LED New Construction Housing - 120V Features: Trim required - sold separately Size: 5" Type: IC Rated New Construction Voltage: 120V Color Temperature: 3000K Wattage: 10W Lumens: Over 600 Beam Spread: Wide Flood LED color temperature warms while dimming to emulate the dimmign performance of traditional incandescent light sources 3000K color temperature at full lumen output and dims to 2000K at low end of dimming range Rated for 50,000 hours at 70% lumen maintenance Shallow housing design allows for fit in 2 x 6 construction Dedicated 120V driver dimmable with the use of most incandescent, magnetic low voltage and electronic low voltage wall box dimmers Comparable to 65W BR30 incandescent Lamping: 1 x 10W LED light engine (over 600 lumens) Model: IC20LED WD G4N 06LM 30K 90CRI 120 FRPC *MFG Part Number*: IC20LED WD G4N 06LM 30K 90CRI 120 FRPC Trim required. Sold separately. Juno IC20LWDG4N 5" 10W WarmDim IC LED New Construction Housing - 120V | 3000 | 90 | 600 | 60 | 50000 | 10 | 1 | 255.43 | 255.43 | 300.1401 | 2020Q2 | https://www.lbclighting.com/led/recessed-led/juno-ic20led-wd-g4n.html | LBC Lighting | 2020 | No
LED Lighting | Reflector | Juno Lighting | True |  |  |  |  | Trim required - sold separately Dedicated 120V driver is dimmable with forward and reverse phase dimming Shallow housing design allows for fit in 2 x 6 construction Rated for 50,000 hours at 70% lumen maintenance Secured in place by factory installed remodel springs Equvialent to 65W BR30 incandescent 1 x 9W LED light engine (600 lumens) More Information IC20RLEDG3 5" 9W IC LED Remodel Recessed Housing - 600 Lumens, 120V Features: Trim required - sold separately Size: 5" Type: IC Rated Remodel Voltage: 120V Color Temperature: 3000K, 4100K Wattage: 9W Lumens: 600 Beam Spread: Wide Flood Dedicated 120V driver is dimmable with forward and reverse phase dimming Shallow housing design allows for fit in 2 x 6 construction Rated for 50,000 hours at 70% lumen maintenance Secured in place by factory installed remodel springs Equvialent to 65W BR30 incandescent Lamping: 1 x 9W LED light engine (600 lumens) *MFG Part Number*: IC20RLED G4 06LM 27K 90CRI 120 FRPC , IC20RLED G4 06LM 30K 90CRI 120 FRPC , IC20RLED G4 06LM 35K 90CRI 120 FRPC , IC20RLED G4 06LM 40K 90CRI 120 FRPC Trim required. Sold separately. Juno IC20RLEDG4 5" 9W IC LED Remodel Recessed Housing - 600 Lumens, 120V | 3000 | 90 | 600 | 66.6667 | 50000 | 9 | 1 | 170.26 | 170.26 | 200.0621 | 2020Q2 | https://www.lbclighting.com/led/recessed-led/juno-ic20rled-g4-06lm-120.html | LBC Lighting | 2020 | No
LED Lighting | Reflector | Juno Lighting | True |  |  |  |  | Trim required - sold separately Universal voltage driver accommodates input voltage from 120 to 277V AC at 50/60Hz - use with 0-10V dimming Shallow housing design allows for fit in 2 x 6 construction Rated for 50,000 hours at 70% lumen maintenance Secured in place by factory installed remodel springs Equivalent to 65W BR30 Incandescent 1 x 9W LED light engine (600 lumens) More Information IC20RLEDG4 5" 9W IC LED Remodel Recessed Housing - 600 Lumens, 120V-277V Features: Trim required - sold separately Size: 5" Type: IC Rated Remodel Voltage: 120V-277V Color Temperature: 2700K, 3000K, 3500K, 4000K Wattage: 9W Lumens: 600 Beam Spread: Wide Flood Universal voltage driver accommodates input voltage from 120 to 277V AC at 50/60Hz - use with 0-10V dimming Shallow housing design allows for fit in 2 x 6 construction Rated for 50,000 hours at 70% lumen maintenance Secured in place by factory installed remodel springs Equivalent to 65W BR30 Incandescent Lamping: 1 x 9W LED light engine (600 lumens) *MFG Part Number*: IC20RLED G4 06LM 27K 90CRI MVOLT ZT , IC20RLED G4 06LM 30K 90CRI MVOLT ZT , IC20RLED G4 06LM 35K 90CRI MVOLT ZT , IC20RLED G4 06LM 40K 90CRI MVOLT ZT Trim required. Sold separately. Juno IC20RLEDG4 5" 9W IC LED Remodel Recessed Housing - 600 Lumens, 120V-277V | 2700 | 90 | 600 | 66.6667 | 50000 | 9 | 1 | 180.91 | 180.91 | 212.5762 | 2020Q2 | https://www.lbclighting.com/led/recessed-led/juno-ic20rled-g4-06lm-mvolt.html | LBC Lighting | 2020 | No
LED Lighting | Reflector | Juno Lighting | True |  |  |  |  | Trim required - sold separately Equivalent to 75W PAR30 incandescent Dedicated 120V driver is dimmable with forward and reverse phase dimming Shallow housing design allows for fit in 2 x 6 construction Rated for 50,000 hours at 70% lumen maintenance Secured in place by factory installed remodel springs Compatible Dimmers 1 x 15W LED light engine (900 lumens) More Information IC920RLEDG4 5" 15W IC LED Remodel Recessed Housing - 900 Lumens, 120V Features: Trim required - sold separately Size: 5" Type: IC Rated Remodel Voltage: 120V Color Temperature: 2700K, 3000K, 3500K, 4000K Wattage: 15W Lumens: 900 Beam Spread: Wide Flood Equivalent to 75W PAR30 incandescent Dedicated 120V driver is dimmable with forward and reverse phase dimming Shallow housing design allows for fit in 2 x 6 construction Rated for 50,000 hours at 70% lumen maintenance Secured in place by factory installed remodel springs Compatible Dimmers Lamping: 1 x 15W LED light engine (900 lumens) Models: IC20RLED G4 09LM 27K 90CRI 120 FRPC , IC20RLED G4 09LM 30K 90CRI 120 FRPC , IC20RLED G4 09LM 35K 90CRI 120 FRPC , IC20RLED G4 09LM 40K 90CRI 120 FRPC *MFG Part Number*: IC20RLED G4 09LM 27K 90CRI 120 FRPC , IC20RLED G4 09LM 30K 90CRI 120 FRPC , IC20RLED G4 09LM 35K 90CRI 120 FRPC , IC20RLED G4 09LM 40K 90CRI 120 FRPC Trim required. Sold separately. Juno IC920RLEDG4 5" 15W IC LED Remodel Recessed Housing - 900 Lumens, 120V | 2700 | 90 | 900 | 60 | 50000 | 15 | 1 | 212.84 | 212.84 | 250.0952 | 2020Q2 | https://www.lbclighting.com/led/recessed-led/juno-ic20rled-g4-120.html | LBC Lighting | 2020 | No
LED Lighting | Reflector | Juno Lighting | True |  |  |  |  | Trim required - sold separately Universal voltage driver accommodates input voltage from 120 to 277V AC at 50/60Hz For use with 0-10V dimming Comparable light output to 75W PAR30 incandescent Shallow housing design allows for fit in 2 x 6 construction Rated for 50,000 hours at 70% lumen maintenance Secured in place by factory installed remodel springs Compatible Dimmers 1 x 15W LED light engine (900 lumens) More Information IC920RLEDG4 5" 15W IC LED Remodel Recessed Housing - 900 Lumens, 120V-277V Features: Trim required - sold separately Size: 5" Type: IC Rated Remodel Voltage: 120V-277V Color Temperature: 2700K, 3000K, 3500K, 4000K Wattage: 15W Lumens: 900 Beam Spread: Wide Flood Universal voltage driver accommodates input voltage from 120 to 277V AC at 50/60Hz For use with 0-10V dimming Comparable light output to 75W PAR30 incandescent Shallow housing design allows for fit in 2 x 6 construction Rated for 50,000 hours at 70% lumen maintenance Secured in place by factory installed remodel springs Compatible Dimmers Lamping: 1 x 15W LED light engine (900 lumens) Models: IC20RLED G4 09LM 27K 90CRI MVOLT ZT , IC20RLED G4 09LM 30K 90CRI MVOLT ZT , IC20RLED G4 09LM 35K 90CRI MVOLT ZT , IC20RLED G4 09LM 40K 90CRI MVOLT ZT *MFG Part Number*: IC20RLED G4 09LM 27K 90CRI MVOLT ZT , IC20RLED G4 09LM 30K 90CRI MVOLT ZT , IC20RLED G4 09LM 35K 90CRI MVOLT ZT , IC20RLED G4 09LM 40K 90CRI MVOLT ZT Trim required. Sold separately. Juno IC920RLEDG4 5" 15W IC LED Remodel Recessed Housing - 900 Lumens, 120V-277V | 2700 | 90 | 900 | 60 | 50000 | 15 | 1 | 234.14 | 234.14 | 275.1235 | 2020Q2 | https://www.lbclighting.com/led/recessed-led/juno-ic20rled-g4-mvolt.html | LBC Lighting | 2020 | No
LED Lighting | Reflector | Juno Lighting | True |  |  |  |  | Trim required - sold separately LED color temperature warms while dimming to emulate the dimmign performance of traditional incandescent light sources 3000K color temperature at full lumen output and dims to 2000K at low end of dimming range Rated for 50,000 hours at 70% lumen maintenance Shallow housing design allows for fit in 2 x 6 construction Dedicated 120V driver dimmable with the use of most incandescent, magnetic low voltage and electronic low voltage wall box dimmers Comparable light output to 65W BR30 incandescent 1 x 10W LED light engine (over 600 lumens) More Information IC20RLWDG4N 5" 10W WarmDim IC LED Remodel Housing - 120V Features: Trim required - sold separately Size: 5" Type: IC Rated Remodel Voltage: 120V Color Temperature: 3000K Wattage: 10W Lumens: Over 600 Beam Spread: Wide Flood LED color temperature warms while dimming to emulate the dimmign performance of traditional incandescent light sources 3000K color temperature at full lumen output and dims to 2000K at low end of dimming range Rated for 50,000 hours at 70% lumen maintenance Shallow housing design allows for fit in 2 x 6 construction Dedicated 120V driver dimmable with the use of most incandescent, magnetic low voltage and electronic low voltage wall box dimmers Comparable light output to 65W BR30 incandescent Lamping: 1 x 10W LED light engine (over 600 lumens) Model: IC20RLED WD G4N 06LM 30K 90CRI 120 FRPC *MFG Part Number*: IC20RLED WD G4N 06LM 30K 90CRI 120 FRPC Trim required. Sold separately. Juno IC20RLWDG4N 5" 10W WarmDim IC LED Remodel Housing - 120V | 3000 | 90 | 600 | 60 | 50000 | 10 | 1 | 255.43 | 255.43 | 300.1401 | 2020Q2 | https://www.lbclighting.com/led/recessed-led/juno-ic20rled-wd-g4n.html | LBC Lighting | 2020 | No
LED Lighting | Reflector | Juno Lighting | True |  |  |  |  | Trim required - sold separately Comparable light output to 65W BR30 incandescent while consuming 12W Designed for use in IC (insulated ceiling) or non-IC construction Housing is vertically adjustable to accommodate up to a 2" ceiling thickness Universal voltage driver is dimmable with 0-10V dimmer Rated for 50,000 hours at 70% lumen maintenance 1 x 12W LED light engine (over 600 lumens) More Information IC22LEDG4 6" 12W IC LED New Construction Recessed Housing Features: Trim required - sold separately Size: 6" Type: IC Rated New Construction Voltage: 120-277V Wattage: 11W Lumens: Over 600 Color Temperature: 2700K, 3000K, 3500K, 4000K Beam Spread: Wide Flood Comparable light output to 65W BR30 incandescent while consuming 12W Designed for use in IC (insulated ceiling) or non-IC construction Housing is vertically adjustable to accommodate up to a 2" ceiling thickness LED Driver: Universal voltage driver accommodates input voltage from 120 to 277V Universal voltage driver is dimmable with 0-10V dimmer Rated for 50,000 hours at 70% lumen maintenance Ceiling Cutout: 6-7/8" Lamping: 1 x 12W LED light engine (over 600 lumens) *MFG Part Number*: IC22LED G4 06LM 27K 90CRI MVOLT ZT , IC22LED G4 06LM 30K 90CRI MVOLT ZT , IC22LED G4 06LM 35K 90CRI MVOLT ZT , IC22LED G4 06LM 40K 90CRI MVOLT ZT Dedicated 6" LED new construction housing with integral 12W light engine with dimmable universal 120V-277V driver. Wide flood optic shipped as standard. Shallow, IC housing designed for use in 2x6 IC or non-IC construction. Juno IC22LEDG4 6" 12W IC LED New Construction Recessed Housing - 120V/277V | 2700 | 90 | 600 | 54.5455 | 50000 | 11 | 1 | 165.77 | 165.77 | 194.7862 | 2020Q2 | https://www.lbclighting.com/led/recessed-led/juno-ic22led-g4-06lm.html | LBC Lighting | 2020 | No
LED Lighting | Reflector | Juno Lighting | True |  |  |  |  | Trim required - sold separately Comparable light output to 75W PAR30 incandescent while consuming 15W Designed for use in IC (insulated ceiling) or non-IC construction Housing is vertically adjustable to accommodate up to a 2" ceiling thickness Universal voltage driver is dimmable with 0-10V dimmer Rated for 50,000 hours at 70% lumen maintenance 1 x 12W LED light engine (over 900 lumens) More Information IC922LEDG4 6" 12W IC LED New Construction Recessed Housing - 120V/277V Features: Trim required - sold separately Size: 6" Type: IC Rated New Construction Voltage: 120-277V Wattage: 12W Lumens: Over 900 Color Temperature: 2700K, 3000K, 3500K, 4000K Comparable light output to 75W PAR30 incandescent while consuming 15W Designed for use in IC (insulated ceiling) or non-IC construction Housing is vertically adjustable to accommodate up to a 2" ceiling thickness LED Driver: Universal voltage driver accommodates input voltage from 120 to 277V Universal voltage driver is dimmable with 0-10V dimmer Rated for 50,000 hours at 70% lumen maintenance Ceiling Cutout: 6-7/8" Lamping: 1 x 12W LED light engine (over 900 lumens) Models: IC22LED G4 09LM 27K , IC22LED G4 09LM 30K , IC22LED G4 09LM 35K , IC22LED G4 09LM 41K *MFG Part Number*: IC22LED G4 09LM 27K 90CRI MVOLT ZT , IC22LED G4 09LM 30K 90CRI MVOLT ZT , IC22LED G4 09LM 35K 90CRI MVOLT ZT , IC22LED G4 09LM 40K 90CRI MVOLT ZT Dedicated 6" LED new construction housing with integral light engine with dimmable universal 120V-277V driver. Wide flood optic shipped as standard. Shallow, IC housing designed for use in 2x6 IC or non-IC construction. Juno IC922LEDG4 6" 12W IC LED New Construction Recessed Housing - 120V/277V | 2700 | 90 | 900 | 75 | 50000 | 12 | 1 | 226.61 | 226.61 | 266.2755 | 2020Q2 | https://www.lbclighting.com/led/recessed-led/juno-ic22led-g4-mvolt.html | LBC Lighting | 2020 | No
LED Lighting | Downlight | Juno Lighting | True |  |  |  |  | Housing only. Trim required- sold separately LED color temperature warms while dimming to emulate the dimming performance of traditional incandescent light sources 3000K color temperature at full lumen output and dims to 2000K at low end of dimming range Rated for 50,000 hours at 70% lumen maintenance Shallow housing design allows for fit in 2 x 6 construction Dedicated 120V driver dimmable with the use of most incandescent, magnetic low voltage and electronic low voltage wall box dimmers Comparable light output to 65W BR30 incandescent 1 x 10W LED light engine (over 600 lumens) More Information IC22LWDG4N 6" 10W WarmDim IC New Construction Housing - 120V Features: Housing only. Trim required- sold separately Size: 6" Type: IC Rated New Construction Voltage: 120V Color Temperature: 3000K Wattage: 10W Beam Spread: Wide Flood Lumens: Over 600 LED color temperature warms while dimming to emulate the dimming performance of traditional incandescent light sources 3000K color temperature at full lumen output and dims to 2000K at low end of dimming range Rated for 50,000 hours at 70% lumen maintenance Shallow housing design allows for fit in 2 x 6 construction Dedicated 120V driver dimmable with the use of most incandescent, magnetic low voltage and electronic low voltage wall box dimmers Ceiling Cutout: 4-1/2" Comparable light output to 65W BR30 incandescent Lamping: 1 x 10W LED light engine (over 600 lumens) Model: IC22LED WD G4N 06LM 30K 90CRI 120 FRPC *MFG Part Number*: IC22LED WD G4N 06LM 30K 90CRI 120 FRPC The Juno 6-in IC22LWDG4N downlight with patented WarmDim technology features an LED housing that’s compatible with many standard Juno trims. WarmDim warms LED color temperature while dimming to emulate the dimming performance of traditional incandescent light sources. Juno IC22LWDG4N 6" 10W WarmDim IC New Construction Housing - 120V | 3000 | 90 | 600 | 60 | 50000 | 10 | 1 | 243.26 | 243.26 | 285.8399 | 2020Q2 | https://www.lbclighting.com/led/recessed-led/juno-ic22led.html | LBC Lighting | 2020 | No
LED Lighting | Reflector | Juno Lighting | True |  |  |  |  | Trim required - sold separately Comparable light output to 75W PAR30 incandescent while consuming 15W Remodel springs accommodate up to a 1-1/8" ceiling thickness Universal voltage driver is dimmable with 0-10V dimmer Rated for 50,000 hours at 70% lumen maintenance Compatible Dimmers 1 x 12W LED light engine (over 900 lumens) More Information IC922RLEDG4 6" 12W IC LED Remodel Recessed Housing - 120V/277V Features: Trim required - sold separately Size: 6" Type: IC Rated Remodel Voltage: 120-277V Wattage: 12W Lumens: Over 900 Color Temperature: 2700K, 3000K, 3500K, 4000K Comparable light output to 75W PAR30 incandescent while consuming 15W Remodel springs accommodate up to a 1-1/8" ceiling thickness LED Driver: Universal voltage driver accommodates input voltage from 120 to 277V Universal voltage driver is dimmable with 0-10V dimmer Rated for 50,000 hours at 70% lumen maintenance Ceiling Cutout: 6-3/4" Compatible Dimmers Lamping: 1 x 12W LED light engine (over 900 lumens) Models: IC22RLED G4 09LM 27K , IC22RLED G4 09LM 30K , IC22RLED G4 09LM 35K , IC22RLED G4 09LM 40K *MFG Part Number*: IC22RLED G4 09LM 27K 90CRI MVOLT ZT , IC22RLED G4 09LM 30K 90CRI MVOLT ZT , IC22RLED G4 09LM 35K 90CRI MVOLT ZT , IC22RLED G4 09LM 40K 90CRI MVOLT ZT Dedicated 6" LED remodel housing with integral light engine with dimmable universal 120V-277V driver. Wide flood optic shipped as standard. Shallow, IC housing designed for use in 2x6 IC or non-IC construction. Juno IC922RLEDG4 6" 12W IC LED Remodel Recessed Housing - 120V/277V | 2700 | 90 | 900 | 75 | 50000 | 12 | 1 | 226.61 | 226.61 | 266.2755 | 2020Q2 | https://www.lbclighting.com/led/recessed-led/juno-ic22rled-g4-mvolt.html | LBC Lighting | 2020 | No
LED Lighting | Reflector | Juno Lighting | True |  |  |  |  | Housing only. Trim required- sold separately LED color temperature warms while dimming to emulate the dimming performance of traditional incandescent light sources 3000K color temperature at full lumen output and dims to 2000K at low end of dimming range Rated for 50,000 hours at 70% lumen maintenance Shallow housing design allows for fit in 2 x 6 construction Dedicated 120V driver dimmable with the use of most incandescent, magnetic low voltage and electronic low voltage wall box dimmers Comparable light output to 65W BR30 incandescent 1 x 10W LED light engine (over 600 lumens) More Information IC22RLWDG4N 6" 10W WarmDim IC Remodel Housing - 120V Features: Housing only. Trim required- sold separately Size: 6" Type: IC Rated Remodel Voltage: 120V Color Temperature: 3000K Wattage: 10W Beam Spread: Wide Flood Lumens: Over 600 LED color temperature warms while dimming to emulate the dimming performance of traditional incandescent light sources 3000K color temperature at full lumen output and dims to 2000K at low end of dimming range Rated for 50,000 hours at 70% lumen maintenance Shallow housing design allows for fit in 2 x 6 construction Dedicated 120V driver dimmable with the use of most incandescent, magnetic low voltage and electronic low voltage wall box dimmers Comparable light output to 65W BR30 incandescent Lamping: 1 x 10W LED light engine (over 600 lumens) Model: IC22RLED WD G4N 06LM 30K 90CRI 120 FRPC *MFG Part Number*: IC22RLED WD G4N 06LM 30K 90CRI 120 FRPC Dedicated 6" LED remodel WarmDim housing with integral 10W nominal light engine with dimmable 120 volt driver. 3000K. Emulates incandescent dimming. Wide flood optic shipped as standard. Shallow, IC housing designed for use in 2 x 6 IC or Non-IC construction. Juno IC22RLWDG4N 6" 10W WarmDim IC Remodel Housing - 120V | 3000 | 90 | 600 | 60 | 50000 | 10 | 1 | 243.26 | 243.26 | 285.8399 | 2020Q2 | https://www.lbclighting.com/led/recessed-led/juno-ic22rled.html | LBC Lighting | 2020 | No
LED Lighting | Reflector | Juno Lighting | True |  |  |  |  | Trim required - sold separately Comparable light output to 65W BR30 incandescent while consuming 11W Remodel springs accommodate up to a 1-1/8" ceiling thickness Universal voltage driver is dimmable with 0-10V dimmer Rated for 50,000 hours at 70% lumen maintenance 1 x 12W LED light engine (over 600 lumens) More Information IC22RLEDG4 6" 12W IC LED Remodel Recessed Housing Features: Trim required - sold separately Size: 6" Type: IC Rated Remodel Voltage: 120-277V Wattage: 11W Lumens: Over 600 Color Temperature: 2700K, 3000K, 3500K, 4000K Beam spread: Wide Flood Comparable light output to 65W BR30 incandescent while consuming 11W Remodel springs accommodate up to a 1-1/8" ceiling thickness LED Driver: Universal voltage driver accommodates input voltage from 120 to 277V Universal voltage driver is dimmable with 0-10V dimmer Rated for 50,000 hours at 70% lumen maintenance Ceiling Cutout: 6-3/4" Lamping: 1 x 12W LED light engine (over 600 lumens) *MFG Part Number*: IC22RLED G4 06LM 27K 90CRI MVOLT ZT , IC22RLED G4 06LM 30K 90CRI MVOLT ZT , IC22RLED G4 06LM 35K 90CRI MVOLT ZT , IC22RLED G4 06LM 40K 90CRI MVOLT ZT Dedicated 6" LED remodel housing with integral 12W light engine with dimmable universal 120V-277V driver. Wide flood optic shipped as standard. Shallow, IC housing designed for use in 2x6 IC or non-IC construction. Juno IC22RLEDG4 6" 12W IC LED Remodel Recessed Housing - 120V/277V | 2700 | 90 | 600 | 54.5455 | 50000 | 11 | 1 | 165.77 | 165.77 | 194.7862 | 2020Q2 | https://www.lbclighting.com/led/recessed-led/juno-ic22rledg406-mvolt.html | LBC Lighting | 2020 | No
LED Lighting | Reflector | Juno Lighting | True |  |  |  |  | Housing only. Trim required - sold separately Comparable light output to 75W PAR30 incandescent Dedicated 120V driver is dimmable with forward and reverse phase dimming Rated for 50,000 hours at 70% lumen maintenance Replaceable light engine mounts directly to housing Shallow housing design allows for fit in 2x6 construction Compatible Dimmers 1 x 15W LED light engine (900 lumens) More Information IC920LEDG4 5" 15W IC LED New Construction Recessed Housing - 900 Lumens, 120V Features: Housing only. Trim required - sold separately Size: 5" Type: IC Rated New Construction Voltage: 120V Color Temperature: 2700K, 3000K, 3500K, 4000K Wattage: 15W Lumens: 900 Beam Spread: Wide Flood Comparable light output to 75W PAR30 incandescent Dedicated 120V driver is dimmable with forward and reverse phase dimming Rated for 50,000 hours at 70% lumen maintenance Replaceable light engine mounts directly to housing Shallow housing design allows for fit in 2x6 construction Compatible Dimmers Lamping: 1 x 15W LED light engine (900 lumens) Models: IC20LED G4 09LM 27K 90CRI 120 FRPC , IC20LED G4 09LM 30K 90CRI 120 FRPC , IC20LED G4 09LM 35K 90CRI 120 FRPC , IC20LED G4 09LM 40K 90CRI 120 FRPC *MFG Part Number*: IC20LED G4 09LM 27K 90CRI 120 FRPC , IC20LED G4 09LM 30K 90CRI 120 FRPC , IC20LED G4 09LM 35K 90CRI 120 FRPC , IC20LED G4 09LM 40K 90CRI 120 FRPC Trim required. Sold separately. Juno IC920LEDG4 5" 15W IC LED New Construction Recessed Housing - 900 Lumens, 120V | 2700 | 90 | 900 | 60 | 50000 | 15 | 1 | 212.84 | 212.84 | 250.0952 | 2020Q2 | https://www.lbclighting.com/led/recessed-led/juno-ic920ledg4-1.html | LBC Lighting | 2020 | No
LED Lighting | Downlight | Juno Lighting | True |  |  |  |  | Retrofit trim only. Housing sold separately LED color temperature warms while dimming to emulate the dimming performance of traditional incandescent light sources May be used in housings completely covered with insulation Dimmable with most standard incandescent, magnetic low voltage or electronic low voltage dimmers. View compatible dimmers here Designed to provide 50,000 hours of life Comparable light output to 65W BR30 incandescent while consuming 12W The J6RLEWDG4 retrofit module is compatible with most 6” recessed housings measuring at least 5-1/4” high with an inside diameter between 6” and 6-3/4”. Removal of the housing socket plate or socket mounting bracket may be required in order for the trim to fit properly. If housing does not have torsion spring brackets, the V6RL-TRB accessory is required. View spec sheet for compatible housings 1 x 12W LED (Included) More Information All-in-one 6” LED Retrofit downlight trim with patented WarmDim technology installs into existing 6” incandescent housings with medium base sockets or Juno IC23-LEDT24 and IC23R-LEDT24 quick connect recessed housings. Features: Retrofit trim only. Housing sold separately Size: 6 inches Style: Baffle Downlight Laping: Warm Dim LED Wattage: 12W Lumens: 600 Color Temperature: 3000K Baffle/Trim Ring Finish: White Baffle/White, Black Baffle/White CRI: 90 minimum LED color temperature warms while dimming to emulate the dimming performance of traditional incandescent light sources May be used in housings completely covered with insulation Dimmable with most standard incandescent, magnetic low voltage or electronic low voltage dimmers. View compatible dimmers here Designed to provide 50,000 hours of life Comparable light output to 65W BR30 incandescent while consuming 12W The J6RLEWDG4 retrofit module is compatible with most 6” recessed housings measuring at least 5-1/4” high with an inside diameter between 6” and 6-3/4”. Removal of the housing socket plate or socket mounting bracket may be required in order for the trim to fit properly. If housing does not have torsion spring brackets, the V6RL-TRB accessory is required. View spec sheet for compatible housings Lamping: 1 x 12W LED (Included) Models: J6RL-WD-G4N-DB-06LM-30K-90CRI-120-FRPC-BWH , J6RL-WD-G4N-DB-06LM-30K-90CRI-120-FRPC-WWH *MFG Part Number*: J6RL-WD-G4N-DB-06LM-30K-90CRI-120-FRPC-BWH , J6RL-WD-G4N-DB-06LM-30K-90CRI-120-FRPC-WWH All-in-one 6” LED Retrofit downlight trim with patented WarmDim technology installs into existing 6” incandescent housings with medium base sockets or Juno IC23-LEDT24 and IC23R-LEDT24 quick connect recessed housings. Juno J6RLWDG4N 6" Downlight Baffle 12W WarmDim LED Retrofit - 600 Lumens | 3000 | 90 | 600 | 50 | 50000 | 12 | 1 | 164.25 | 164.25 | 193.0001 | 2020Q2 | https://www.lbclighting.com/led/recessed-led/juno-j6rl-wd-g4n-db.html | LBC Lighting | 2020 | Yes
LED Lighting | Downlight | Juno Lighting | True |  |  |  |  | Retrofit trim only. Housing sold separately LED color temperature warms while dimming to emulate the dimming performance of traditional incandescent light sources May be used in housings completely covered with insulation Dimmable with most standard incandescent, magnetic low voltage or electronic low voltage dimmers Designed to provide 50,000 hours of life Comparable light output to 65W BR30 incandescent while consuming 12W The J6RLEWDG4 retrofit module is compatible with most 6” recessed housings measuring at least 5-1/4” high with an inside diameter between 6” and 6-3/4”. Removal of the housing socket plate or socket mounting bracket may be required in order for the trim to fit properly. If housing does not have torsion spring brackets, the V6RL-TRB accessory is required. View spec sheet for compatible housings 1 x 12W LED (Included) More Information All-in-one 6” LED Retrofit downlight trim with patented WarmDim technology installs into existing 6” incandescent housings with medium base sockets or Juno IC23-LEDT24 and IC23R-LEDT24 quick connect recessed housings. Features: Retrofit trim only. Housing sold separately Size: 6 inches Style: Reflector Downlight Laping: Warm Dim LED Wattage: 12W Lumens: 600 Color Temperature: 3000K Reflector Finish: Clear, Haze, Wheat Haze, White Trim Ring Finish: White CRI: 90 minimum LED color temperature warms while dimming to emulate the dimming performance of traditional incandescent light sources May be used in housings completely covered with insulation Dimmable with most standard incandescent, magnetic low voltage or electronic low voltage dimmers Designed to provide 50,000 hours of life Comparable light output to 65W BR30 incandescent while consuming 12W The J6RLEWDG4 retrofit module is compatible with most 6” recessed housings measuring at least 5-1/4” high with an inside diameter between 6” and 6-3/4”. Removal of the housing socket plate or socket mounting bracket may be required in order for the trim to fit properly. If housing does not have torsion spring brackets, the V6RL-TRB accessory is required. View spec sheet for compatible housings Lamping: 1 x 12W LED (Included) Models: J6RL-WD-G4N-DC-06LM-30K-90CRI-120-FRPC-CWH , J6RL-WD-G4N-DC-06LM-30K-90CRI-120-FRPC-HZWH , J6RL-WD-G4N-DC-06LM-30K-90CRI-120-FRPC-WWH , J6RL-WD-G4N-DC-06LM-30K-90CRI-120-FRPC-WHZWH *MFG Part Number*: J6RL-WD-G4N-DC-06LM-30K-90CRI-120-FRPC-WWH , J6RL-WD-G4N-DC-06LM-30K-90CRI-120-FRPC-CWH , J6RL-WD-G4N-DC-06LM-30K-90CRI-120-FRPC-HZWH , J6RL-WD-G4N-DC-06LM-30K-90CRI-120-FRPC-WHZWH All-in-one 6” LED Retrofit downlight trim with patented WarmDim technology installs into existing 6” incandescent housings with medium base sockets or Juno IC23-LEDT24 and IC23R-LEDT24 quick connect recessed housings. Juno J6RLWDG4N 6" Reflector Downlight 12W WarmDim LED Retrofit - 600 Lumens | 3000 | 90 | 600 | 50 | 50000 | 12 | 1 | 171.11 | 171.11 | 201.0609 | 2020Q2 | https://www.lbclighting.com/led/recessed-led/juno-j6rl-wd-g4n-dc.html | LBC Lighting | 2020 | Yes
LED Lighting | Reflector | Juno Lighting | True |  |  |  |  | Retrofit trim only. Housing sold separately LED color temperature warms while dimming to emulate the dimming performance of traditional incandescent light sources May be used in housings completely covered with insulation Adjustable eyeball design allows for 30˚ vertical adjustment Dimmable with most standard incandescent, magnetic low voltage or electronic low voltage dimmers. View compatible dimmers here Designed to provide 50,000 hours of life Comparable light output to 65W BR30 incandescent while consuming 12W The J6RLEWDG4 retrofit module is compatible with most 6” recessed housings measuring at least 5-1/4” high with an inside diameter between 6” and 6-3/4”. Removal of the housing socket plate or socket mounting bracket may be required in order for the trim to fit properly. If housing does not have torsion spring brackets, the V6RL-TRB accessory is required. View spec sheet for compatible housings 1 x 12W LED (Included) More Information All-in-one 6” LED Retrofit eyeball trim with patented WarmDim technology installs into existing 6” incandescent housings with medium base sockets or Juno IC23-LEDT24 and IC23R-LEDT24 quick connect recessed housings. Features: Retrofit trim only. Housing sold separately Size: 6 inches Style: Eyeball Laping: Warm Dim LED Wattage: 12W Lumens: 600 Color Temperature: 3000K Finish: White CRI: 90 minimum LED color temperature warms while dimming to emulate the dimming performance of traditional incandescent light sources May be used in housings completely covered with insulation Adjustable eyeball design allows for 30˚ vertical adjustment Dimmable with most standard incandescent, magnetic low voltage or electronic low voltage dimmers. View compatible dimmers here Designed to provide 50,000 hours of life Comparable light output to 65W BR30 incandescent while consuming 12W The J6RLEWDG4 retrofit module is compatible with most 6” recessed housings measuring at least 5-1/4” high with an inside diameter between 6” and 6-3/4”. Removal of the housing socket plate or socket mounting bracket may be required in order for the trim to fit properly. If housing does not have torsion spring brackets, the V6RL-TRB accessory is required. View spec sheet for compatible housings Lamping: 1 x 12W LED (Included) Model: J6RLE-WD-G4N-06LM-30K-90CRI-120-FRPC-WH *MFG Part Number*: J6RLE-WD-G4N-06LM-30K-90CRI-120-FRPC-WH All-in-one 6” LED Retrofit eyeball trim with patented WarmDim technology installs into existing 6” incandescent housings with medium base sockets or Juno IC23-LEDT24 and IC23R-LEDT24 quick connect recessed housings. Juno J6RLEWDG4N 6" Eyeball 12W WarmDim LED Retrofit - 600 Lumens | 3000 | 90 | 600 | 50 | 50000 | 12 | 1 | 203.04 | 203.04 | 238.5798 | 2020Q2 | https://www.lbclighting.com/led/recessed-led/juno-j6rle-wd-g4n.html | LBC Lighting | 2020 | No
LED Lighting | Downlight | Lithonia | [5 empty] | Wet Location listed for indoor and outdoor installations More Information Most popular LED Recessed Module configurations for your everyday lighting needs.Using adjustable torsion springs, the economical, E Series LED downlight fits most manufacturers 5" and 6" recessed can-style housings. Ideal for both retrofitting and new construction in a variety of residential and light commercial settings such as multifamily residences, retail shops and offices. Features: Finish: White Lamping: LED Wattage: 10W Color Temperature: 2700K, 3000K, 4000K, 3500K, 5000K Lumens: 750, 835, 845, 825, 825 CRI: 90 Voltage: 120V Wet Location listed for indoor and outdoor installations Models: 65BEMW LED 27K 90CRI M6 , 65BEMW LED 30K 90CRI M6 , 65BEMW LED 40K 90CRI M6, 65BEMW LED 50K 90CRI M6, 65BEMW LED 35K 90CRI M6 *MFG Part Number*: 65BEMW LED 27K 90CRI M6 , 65BEMW LED 30K 90CRI M6 , 65BEMW LED 40K 90CRI M6 , 65BEMW LED 35K 90CRI M6 , 65BEMW LED 50K 90CRI M6 + More - Less Most popular LED Recessed Module configurations for your everyday lighting needs.Using adjustable torsion springs, the economical, E Series LED downlight fits most manufacturers 5" and 6" recessed can-style housings. Ideal for both retrofitting and new construction in a variety of residential and light commercial settings such as multifamily residences, retail shops and offices. Lithonia 65BEMW E Series 5"/6" LED Baffle Recessed Module | 2700 | 90 | 750 | 75 |  | 10 | 1 | 11.55 | 11.55 | 13.5717 | 2020Q2 | https://www.lbclighting.com/led/recessed-led/lith-65bemw-led.html | LBC Lighting | 2020 | Yes
LED Lighting | Downlight | Lithonia | [5 empty] | More Information The wireless speaker downlight is perfect to retrofit into existing 6” downlight cans or new construction and remodel applications. Wirelessly stream audio from your mobile device via Bluetooth. The 6SL Wireless Speaker Downlight is compatible with all music streaming apps. Features: Finish: Matte White Reflector: Round Wattage: 13W Color Temperature: 2700K, 3000K, 4000K Lumens: 820, 870, 940 CRI: 90 Voltage: 120V Models: 6SL RD 07LM 27K 90CRI MW M6 , 6SL RD 07LM 30K 90CRI MW M6 , 6SL RD 07LM 40K 90CRI MW M6 *MFG Part Number*: 6SL RD 07LM 27K 90CRI MW M6 , 6SL RD 07LM 30K 90CRI MW M6 , 6SL RD 07LM 40K 90CRI MW M6 The wireless speaker downlight is perfect to retrofit into existing 6” downlight cans or new construction and remodel applications. Wirelessly stream audio from your mobile device via Bluetooth. The 6SL Wireless Speaker Downlight is compatible with all music streaming apps. Lithonia 6SL 6" LED Downlight with Integrated Speaker | 2700 | 90 | 820 | 63.0769 |  | 13 | 1 | 86.19 | 86.19 | 101.2766 | 2020Q2 | https://www.lbclighting.com/led/recessed-led/lith-6sl-rd.html | LBC Lighting | 2020 | Yes
LED Lighting | Downlight | Lithonia | [5 empty] | Wet Location listed for indoor and outdoor installations More Information The 4-inch Wafer LED is an ultra-thin recessed downlight ideal for shallow ceiling plenum applications. Quality, housing-free recessed downlighting is achieved with its narrow remote driver box. The Wafer LED is quick and simple to install from below the ceiling with as little as 3-inch plenum clearance. Features: Finish: Matte White Lamping: LED Wattage: 10W Color Temperature: 2700K, 3000K, 4000K Lumens: 710, 680, 770 CRI: 80 Voltage: 120V Wet Location listed for indoor and outdoor installations Models: WF4 LED 27K MW M6 , WF4 LED 30K MW M6 , WF4 LED 40K MW M6 *MFG Part Number*: WF4 LED 27K MW M6 , WF4 LED 30K MW M6 , WF4 LED 40K MW M6 The 4-inch Wafer™ LED is an ultra-thin recessed downlight ideal for shallow ceiling plenum applications. Quality, housing-free recessed downlighting is achieved with its narrow remote driver box. The Wafer LED is quick and simple to install from below the ceiling with as little as 3-inch plenum clearance. Lithonia WF4 4" Wafer LED Indoor-Outdoor Housing-Free Recessed Downlight | 2700 | 80 | 710 | 71 |  | 10 | 1 | 25.39 | 25.39 | 29.8342 | 2020Q2 | https://www.lbclighting.com/led/recessed-led/lith-wf4-led.html | LBC Lighting | 2020 | Yes
LED Lighting | Downlight | Lithonia | [5 empty] | Wet Location listed for indoor and outdoor installations More Information The 6-inch Wafer LED is an ultra-thin recessed downlight ideal for shallow ceiling plenum applications. Quality, housing-free recessed downlighting is achieved with its narrow remote driver box. The Wafer LED is quick and simple to install from below the ceiling with as little as 2-inch plenum clearance. Features: Finish: Matte White Lamping: LED Wattage: 13W Color Temperature: 2700K, 3000K, 4000K Lumens: 820, 870, 940 CRI: 80 Voltage: 120V Wet Location listed for indoor and outdoor installations Models: WF6 LL LED 27K MW M6 , WF6 LL LED 30K MW M6 , WF6 LL LED 40K MW M6 *MFG Part Number*: WF6 LL LED 27K MW M6 , WF6 LL LED 30K MW M6 , WF6 LL LED 40K MW M6 The 6-inch Wafer LED is an ultra-thin recessed downlight ideal for shallow ceiling plenum applications. Quality, housing-free recessed downlighting is achieved with its narrow remote driver box. The Wafer LED is quick and simple to install from below the ceiling with as little as 2-inch plenum clearance. Lithonia WF6LL 6" Wafer LED Indoor-Outdoor Housing-Free Recessed Downlight - Low Lumen | 2700 | 80 | 820 | 63.0769 |  | 13 | 1 | 25.73 | 25.73 | 30.2337 | 2020Q2 | https://www.lbclighting.com/led/recessed-led/lith-wf6-ll-led.html | LBC Lighting | 2020 | Yes
LED Lighting | Downlight | Lightolier | True |  |  |  |  | Housing only. Trim sold separately Includes frame-in kit and light engine 0-10V Dimming 12W LED, 800 lm More Information Philips Lightolier LyteCaster LED Accent downlights feature a 3.5" luminaire height that conserves plenum space without compromising the 60° physical and reflected cutoff. The modular and interchangeable light engine allows for an easy future upgrade. Features: Housing only. Trim sold separately Includes frame-in kit and light engine Size: 3" Type: New Construction Non-IC 0-10V Dimming Input voltage: 120-277V Lumens: 800 CRI: 80 Color Temperature: 2700K, 3000K Beam: Spot, 17°, Narrow flood, 22°, Flood, 33° Lamping: 12W LED, 800 lm *MFG Part Number*: L3NZ10U/L308827S , L3NZ10U/L308827NF , L3NZ10U/L308827F , L3NZ10U/L308830S , L3NZ10U/L308830NF , L3NZ10U/L308830F + More - Less Housing only. Trim sold separately. Lightolier LyteCaster 3" Recessed Downlight - 800 Lumens - 80 CRI | 2700 | 80 | 800 | 66.6667 |  | 12 | 1 | 159.69 | 159.69 | 187.6419 | 2020Q2 | https://www.lbclighting.com/led/recessed-led/lol-l3nz10u-l3088.html | LBC Lighting | 2020 | No
LED Lighting | Downlight | Lightolier | True |  |  |  |  | Housing only. Trim sold separately Includes frame-in kit and light engine 0-10V Dimming 12W LED, 800 lm More Information Philips Lightolier LyteCaster LED Accent downlights feature a 3.5" luminaire height that conserves plenum space without compromising the 60° physical and reflected cutoff. The modular and interchangeable light engine allows for an easy future upgrade. Features: Housing only. Trim sold separately Includes frame-in kit and light engine Size: 3" Type: New Construction Non-IC 0-10V Dimming Input voltage: 120-277V Lumens: 800 CRI: 90 Color Temperature: 2700K Beam: Spot, 17°, Narrow flood, 22°, Flood, 33° Lamping: 12W LED, 800 lm *MFG Part Number*: L3NZ10U/L308927S , L3NZ10U/L308927NF , L3NZ10U/L308927F Housing only. Trim sold separately. Lightolier LyteCaster 3" Recessed Downlight - 800 Lumens - 90 CRI | 2700 | 90 | 800 | 66.6667 |  | 12 | 1 | 159.69 | 159.69 | 187.6419 | 2020Q2 | https://www.lbclighting.com/led/recessed-led/lol-l3nz10u-l3089.html | LBC Lighting | 2020 | No
LED Lighting | Downlight | Nora Lighting | True |  |  |  |  | Housing sold separately. 1-1/4" aperature 20°, 40° and 60° reflectors included with each module. 2 Reflector Styles - Deep set optics with straight edge & Deep set optics with bull nose edge for softer aperture brightness. CREE COB package 9W or 11W LED More Information The 1" Iolite BWF series trims are small aperture downlights that can be specified for use with 1" Iolite new construction or remodel housings. The 1" BWF trims feature a slightly larger flange design than the 1" NTF Series. Features: Housing sold separately. Trim Style: Bullnose Regress Finish: Black/Black, Bronze/Bronze, Matte Powder/White, Natural Metal/Natural Metal, White/White Color Temperature: 2700K, 3000K, 3500K, 4000K, 5000K, CRI: 95 1-1/4" aperature Lumens: 600 lm Dimming: 120V TRIAC / 120-277V 0-10V 20°, 40° and 60° reflectors included with each module. 2 Reflector Styles - Deep set optics with straight edge & Deep set optics with bull nose edge for softer aperture brightness. CREE COB package Lamping: 9W or 11W LED Models: NIOB-1RNB27X, NIOB-1RNB30X, NIOB-1RNB35X, NIOB-1RNB40X, NIOB-1RNB50X *MFG Part Number*: NIOB-1RNB27XBZ , NIOB-1RNB27XBB , NIOB-1RNB27XMPW , NIOB-1RNB27XNN , NIOB-1RNB27XWW , NIOB-1RNB30XBB , NIOB-1RNB30XBN , NIOB-1RNB30XMPW , NIOB-1RNB30XNN , NIOB-1RNB30XWW , NIOB-1RNB35XBB , NIOB-1RNB35XBZ , NIOB-1RNB35XMPW , NIOB-1RNB35XNN , NIOB-1RNB35XWW , NIOB-1RNB40XBB , NIOB-1RNB40XBZ , NIOB-1RNB40XMPW , NIOB-1RNB40XNN , NIOB-1RNB40XWW , NIOB-1RNB50XBB , NIOB-1RNB50XBZ , NIOB-1RNB50XMPW , NIOB-1RNB50XNN , NIOB-1RNB50XWW + More - Less NIOB 1" Iolite Round BullNose Regressed Non-Adjustable BWF Trim Nora NIOB 1" Iolite LED Round Bullnose Regress Non-Adjustable BWF Trim | 2700 | 95 | 600 | 66.6667 |  | 9 | 1 | 69.3 | 69.3 | 81.4302 | 2020Q2 | https://www.lbclighting.com/led/recessed-led/nora-niob-1rnb.html | LBC Lighting | 2020 | Yes
LED Lighting | Downlight | Nora Lighting | True |  |  |  |  | Housing sold separately. 1-1/4" aperature 20°, 40° and 60° reflectors included with each module. 2 Reflector Styles - Deep set optics with straight edge & Deep set optics with bull nose edge for softer aperture brightness. CREE COB package 9W or 11W LED More Information The 1" Iolite BWF series trims are small aperture downlights that can be specified for use with 1" Iolite new construction or remodel housings. The 1" BWF trims feature a slightly larger flange design than the 1" NTF Series. Features: Housing sold separately. Trim Style: Straight Regress Finish: Black/Black, Black/White, Bronze/Bronze, Haze/White, Matte Powder/White, Natural Metal/Natural Metal, White/White Color Temperature: 2700K, 3000K, 3500K, 4000K, 5000K, CRI: 95 1-1/4" aperature Lumens: 600 lm Dimming: 120V TRIAC / 120-277V 0-10V 20°, 40° and 60° reflectors included with each module. 2 Reflector Styles - Deep set optics with straight edge & Deep set optics with bull nose edge for softer aperture brightness. CREE COB package Lamping: 9W or 11W LED Models: NIOB-1RNG27X, NIOB-1RNG30X, NIOB-1RNG35X, NIOB-1RNG40X, NIOB-1RNG50X *MFG Part Number*: NIOB-1RNG27XBW , NIOB-1RNG27XBZ , NIOB-1RNG27XHZ , NIOB-1RNG27XMPW , NIOB-1RNG27XNN , NIOB-1RNG27XWW , NIOB-1RNG30XBW , NIOB-1RNG30XBZ , NIOB-1RNG30XHW , NIOB-1RNG30XMPW , NIOB-1RNG30XNN , NIOB-1RNG30XWW , NIOB-1RNG35XBW , NIOB-1RNG35XBZ , NIOB-1RNG35XHW , NIOB-1RNG35XMPW , NIOB-1RNG35XNN , NIOB-1RNG35XWW , NIOB-1RNG40XBW , NIOB-1RNG40XBZ , NIOB-1RNG40XHW , NIOB-1RNG40XMPW , NIOB-1RNG40XNN , NIOB-1RNG40XWW , NIOB-1RNG50XBW , NIOB-1RNG50XBZ , NIOB-1RNG50XHW , NIOB-1RNG50XMPW , NIOB-1RNG50XNN , NIOB-1RNG50XWW , NIOB-1RNG27XBB , NIOB-1RNG30XBB , NIOB-1RNG35XBB , NIOB-1RNG40XBB , NIOB-1RNG50XBB + More - Less NIOB 1" Iolite Round Straight Regressed Non-Adjustable BWF Trim Nora NIOB 1" Iolite LED Round Straight Regressed Non-Adjustable BWF Trim | 2700 | 95 | 600 | 66.6667 |  | 9 | 1 | 61.2 | 61.2 | 71.9124 | 2020Q2 | https://www.lbclighting.com/led/recessed-led/nora-niob-1rng.html | LBC Lighting | 2020 | Yes
LED Lighting | Downlight | Nora Lighting | True |  |  |  |  | Housing sold separately. 1-1/4" aperature 20°, 40° and 60° reflectors included with each module. 2 Reflector Styles - Deep set optics with straight edge & Deep set optics with bull nose edge for softer aperture brightness. CREE COB package 9W or 11W LED (Included) More Information The 1" Iolite BWF series trims are small aperture downlights that can be specified for use with 1" Iolite new construction or remodel housings. The 1" BWF trims feature a slightly larger flange design than the 1" NTF Series. Features: Housing sold separately. Trim Style: Round Pinhole Finish: White/White Color Temperature: 2700K, 3000K, 3500K, 4000K, 5000K CRI: 90+ 1-1/4" aperature Lumens: 600 lm Dimming: Specified by housing 20°, 40° and 60° reflectors included with each module. 2 Reflector Styles - Deep set optics with straight edge & Deep set optics with bull nose edge for softer aperture brightness. CREE COB package Lamping: 9W or 11W LED (Included) Model: NIOB-1SNB27X, NIOB-1SNB30X, NIOB-1SNB35X, NIOB-1SNB40X, NIOB-1SNB50X *MFG Part Number*: NIOB-1RPH27WW , NIOB-1RPH30WW , NIOB-1RPH35WW , NIOB-1RPH40WW , NIOB-1RPH50WW + More - Less NIOB 1" Iolite Round Pinhole Non-Adjustable BWF Trim Nora NIOB 1" Iolite Round Pinhole Non-Adjustable BWF Trim | 2700 | 90 | 600 | 66.6667 |  | 9 | 1 | 67.32 | 67.32 | 79.1036 | 2020Q2 | https://www.lbclighting.com/led/recessed-led/nora-niob-1rph.html | LBC Lighting | 2020 | Yes
LED Lighting | Downlight | Nora Lighting | True |  |  |  |  | Housing sold separately. 1-1/4" aperature 20°, 40° and 60° reflectors included with each module. 2 Reflector Styles - Deep set optics with straight edge & Deep set optics with bull nose edge for softer aperture brightness. CREE COB package 9W or 11W LED (Included) More Information The 1" Iolite BWF series trims are small aperture downlights that can be specified for use with 1" Iolite new construction or remodel housings. The 1" BWF trims feature a slightly larger flange design than the 1" NTF Series. Features: Housing sold separately. Trim Style: Round Pinhole Finish: White/White Color Temperature: 2700K, 3000K, 3500K, 4000K, 5000K CRI: 90+ 1-1/4" aperature Lumens: 600 lm Dimming: Specified by housing 20°, 40° and 60° reflectors included with each module. 2 Reflector Styles - Deep set optics with straight edge & Deep set optics with bull nose edge for softer aperture brightness. CREE COB package Lamping: 9W or 11W LED (Included) Model: NIOB-1RSL27X, NIOB-1RSL30X, NIOB-1RSL35X, NIOB-1RSL40X, NIOB-1RSL50X *MFG Part Number*: NIOB-1RSL27XWW , NIOB-1RSL30XWW , NIOB-1RSL35XWW , NIOB-1RSL40XWW , NIOB-1RSL50XWW + More - Less NIOB 1" Iolite Round Slot Adjustable BWF Trim Nora NIOB 1" Iolite Round Slot Adjustable BWF Trim | 2700 | 90 | 600 | 66.6667 |  | 9 | 1 | 67.32 | 67.32 | 79.1036 | 2020Q2 | https://www.lbclighting.com/led/recessed-led/nora-niob-1rsl.html | LBC Lighting | 2020 | Yes
LED Lighting | Downlight | Nora Lighting | True |  |  |  |  | Housing sold separately. 1-1/4" aperature 20°, 40° and 60° reflectors included with each module. 2 Reflector Styles - Deep set optics with straight edge & Deep set optics with bull nose edge for softer aperture brightness. CREE COB package 9W or 11W LED (Included) More Information The 1" Iolite BWF series trims are small aperture downlights that can be specified for use with 1" Iolite new construction or remodel housings. The 1" BWF trims feature a slightly larger flange design than the 1" NTF Series. Features: Housing sold separately. Trim Style: Square Bullnose Regress Finish: Bronze/Bronze, Matte Power/White, Natural Metal/Natural Metal, White/White Color Temperature: 2700K, 3000K, 3500K, 4000K, 5000K CRI: 95 1-1/4" aperature Lumens: 600 lm Dimming: 120V TRIAC / 120-277V 0-10V 20°, 40° and 60° reflectors included with each module. 2 Reflector Styles - Deep set optics with straight edge & Deep set optics with bull nose edge for softer aperture brightness. CREE COB package Lamping: 9W or 11W LED (Included) Model: NIOB-1SNB27X, NIOB-1SNB30X, NIOB-1SNB35X, NIOB-1SNB40X, NIOB-1SNB50X *MFG Part Number*: NIOB-1SNB27XBZ , NIOB-1SNB27XMPW , NIOB-1SNB27XNN , NIOB-1SNB27XWW , NIOB-1SNB30XBZ , NIOB-1SNB30XMPW , NIOB-1SNB30XNN , NIOB-1SNB30XWW , NIOB-1SNB40XBZ , NIOB-1SNB40XMPW , NIOB-1SNB40XNN , NIOB-1SNB40XWW , NIOB-1SNB50XBZ , NIOB-1SNB50XMPW , NIOB-1SNB50XNN , NIOB-1SNB50XWW , NIOB-1SNB27XBB , NIOB-1SNB30XBB , NIOB-1SNB35XBB , NIOB-1SNB40XBB , NIOB-1SNB50XBB + More - Less NIOB 1" Iolite Square Bullnose Regress Non-Adjustable BWF Trim Nora NIOB 1" Iolite Square Bullnose Regress Non-Adjustable BWF Trim | 2700 | 95 | 600 | 66.6667 |  | 9 | 1 | 61.2 | 61.2 | 71.9124 | 2020Q2 | https://www.lbclighting.com/led/recessed-led/nora-niob-1snb.html | LBC Lighting | 2020 | Yes
LED Lighting | Downlight | Nora Lighting | True |  |  |  |  | Housing sold separately. 1-1/4" aperature 20°, 40° and 60° reflectors included with each module. 2 Reflector Styles - Deep set optics with straight edge & Deep set optics with bull nose edge for softer aperture brightness. CREE COB package 9W or 11W LED (Included) More Information The 1" Iolite BWF series trims are small aperture downlights that can be specified for use with 1" Iolite new construction or remodel housings. The 1" BWF trims feature a slightly larger flange design than the 1" NTF Series. Features: Housing sold separately. Trim Style: Square Straight Regress Finish: Black/Black, Black/White, Bronze/Bronze, Haze/White, Matte Power/White, Natural Metal/Natural Metal, White/White Color Temperature: 2700K, 3000K, 3500K, 4000K, 5000K CRI: 95 1-1/4" aperature Lumens: 600 Dimming: 120V TRIAC / 120-277V 0-10V 20°, 40° and 60° reflectors included with each module. 2 Reflector Styles - Deep set optics with straight edge & Deep set optics with bull nose edge for softer aperture brightness. CREE COB package Lamping: 9W or 11W LED (Included) Model: NIOB-1SNG27X, NIOB-1SNG30X, NIOB-1SNG35X, NIOB-1SNG40X, NIOB-1SNG50X *MFG Part Number*: NIOB-1SNG27XBW , NIOB-1SNG27XBZ , NIOB-1SNG27XHW , NIOB-1SNG27XMPW , NIOB-1SNG27XNN , NIOB-1SNG27XWW , NIOB-1SNG30XBW , NIOB-1SNG30XBZ , NIOB-1SNG30XHW , NIOB-1SNG30XMPW , NIOB-1SNG30XNN , NIOB-1SNG30XWW , NIOB-1SNG35XBW , NIOB-1SNG35XBZ , NIOB-1SNG35XHW , NIOB-1SNG35XMPW , NIOB-1SNG35XNN , NIOB-1SNG35XWW , NIOB-1SNG40XBW , NIOB-1SNG40XBZ , NIOB-1SNG40XHW , NIOB-1SNG40XMPW , NIOB-1SNG40XNN , NIOB-1SNG40XWW , NIOB-1SNG50XBW , NIOB-1SNG50XBZ , NIOB-1SNG50XHW , NIOB-1SNG50XMPW , NIOB-1SNG50XNN , NIOB-1SNG50XWW , NIOB-1SNG27XBB , NIOB-1SNG30XBB , NIOB-1SNG35XBB , NIOB-1SNG40XBB , NIOB-1SNG50XBB + More - Less NIOB 1" Iolite Square Straight Regress Non-Adjustable BWF Trim Nora NIOB 1" Iolite LED Square Straight Regress Non-Adjustable BWF Trim | 2700 | 95 | 600 | 66.6667 |  | 9 | 1 | 61.2 | 61.2 | 71.9124 | 2020Q2 | https://www.lbclighting.com/led/recessed-led/nora-niob-1sng.html | LBC Lighting | 2020 | Yes
LED Lighting | Decorative | Nora Lighting | True |  |  |  |  | Housing sold separately. 2" aperature 15˚ Adjustable - Remodel, 30 º Adjustable - New Construction 60° (Flood) optic installed, 38° (Narrow flood) and 25° (Spot) optics included Premium TIR optics available Cree® LED COB or Comfort Dim Technology 14W LED More Information 2" Iolite reflectors can be specified for use in new construction or remodel applications. The die-cast aluminum reflectors are available in square and round designs, with sharp and clean edges. Features: Housing sold separately. Trim Style: Round Adj. Surface Gimba Finish: Black/Black, Bronze/Bronze, Matte Powder/White, Natural Metal/Natural Metal, White/White Color Temperature: 2700K, 3000K, 3500K, 4000K, 5000K, CRI: 90+ 2" aperature Lumens: 800 Dimming: 120V TRIAC or 120-277V 0-10V 15˚ Adjustable - Remodel, 30 º Adjustable - New Construction 60° (Flood) optic installed, 38° (Narrow flood) and 25° (Spot) optics included Premium TIR optics available Cree® LED COB or Comfort Dim Technology Mounting: Trim includes FrictionBlades to mount trim securely to housing. Lamping: 14W LED Models: NIOB-2RG27X, NIOB-2RG30X, NIOB-2RG35X, NIOB-2RG40X, NIOB-2RG50X *MFG Part Number*: NIOB-2RG27XBB , NIOB-2RG27XBZ , NIOB-2RG27XMPW , NIOB-2RG27XNN , NIOB-2RG27XWW , NIOB-2RG30XBB , NIOB-2RG30XBZ , NIOB-2RG30XMPW , NIOB-2RG30XNN , NIOB-2RG30XWW , NIOB-2RG35XBB , NIOB-2RG35XBZ , NIOB-2RG35XMPW , NIOB-2RG35XNN , NIOB-2RG35XWW , NIOB-2RG40XBB , NIOB-2RG40XBZ , NIOB-2RG40XMPW , NIOB-2RG40XNN , NIOB-2RG40XWW , NIOB-2RG50XBB , NIOB-2RG50XBZ , NIOB-2RG50XMPW , NIOB-2RG50XNN , NIOB-2RG50XWW + More - Less NIOB 2" Iolite LED Round Surface Gimbal Adjustable Trim Nora NIOB 2" Iolite LED Round Surface Gimbal Adjustable Trim | 2700 | 90 | 800 | 57.1429 |  | 14 | 1 | 61.2 | 61.2 | 71.9124 | 2020Q2 | https://www.lbclighting.com/led/recessed-led/nora-niob-2rg.html | LBC Lighting | 2020 | Yes
LED Lighting | Decorative | Nora Lighting | True |  |  |  |  | Housing sold separately. 2" aperature 15˚ Adjustable 60° (Flood) optic installed, 38° (Narrow flood) and 25° (Spot) optics included Premium TIR optics available Cree® LED COB or Comfort Dim Technology 14W LED More Information 2" Iolite reflectors can be specified for use in new construction or remodel applications. The die-cast aluminum reflectors are available in square and round designs, with sharp and clean edges. Features: Housing sold separately. Trim Style: Square Adj. Surface Gimbal Finish: Black/Black, Bronze/Bronze, Matte Powder/White, Natural Metal/Natural Metal, White/White Color Temperature: 2700K, 3000K, 3500K, 4000K, 5000K, CRI: 90+ 2" aperature Lumens: 800 Dimming: 120V TRIAC or 120-277V 0-10V 15˚ Adjustable 60° (Flood) optic installed, 38° (Narrow flood) and 25° (Spot) optics included Premium TIR optics available Cree® LED COB or Comfort Dim Technology Mounting: Trim includes FrictionBlades to mount trim securely to housing. Lamping: 14W LED Models: NIOB-2SG27X, NIOB-2SG30X, NIOB-2SG35X, NIOB-2SG40X, NIOB-2SG50X *MFG Part Number*: NIOB-2SG27XBB , NIOB-2SG27XBZ , NIOB-2SG27XMPW , NIOB-2SG27XNN , NIOB-2SG27XWW , NIOB-2SG30XBB , NIOB-2SG30XBZ , NIOB-2SG30XMPW , NIOB-2SG30XNN , NIOB-2SG30XWW , NIOB-2SG35XBB , NIOB-2SG35XBZ , NIOB-2SG35XMPW , NIOB-2SG35XNN , NIOB-2SG35XWW , NIOB-2SG40XBB , NIOB-2SG40XBZ , NIOB-2SG40XMPW , NIOB-2SG40XNN , NIOB-2SG40XWW , NIOB-2SG50XBB , NIOB-2SG50XBZ , NIOB-2SG50XMPW , NIOB-2SG50XNN , NIOB-2SG50XWW + More - Less NIOB 2" Iolite LED Square Surface Gimbal Adjustable Trim Nora NIOB 2" Iolite LED Square Surface Gimbal Adjustable Trim | 2700 | 90 | 800 | 57.1429 |  | 14 | 1 | 61.2 | 61.2 | 71.9124 | 2020Q2 | https://www.lbclighting.com/led/recessed-led/nora-niob-2sg.html | LBC Lighting | 2020 | Yes
LED Lighting | Decorative | Nora Lighting | [5 empty] | Housing sold separately. Cree True White Ceramic LED package Platform 1 x 11W 850 lumens LED More Information The Nora Marquise 6" Slope can be installed in new construction, remodel, or retrofit applications. The 850 lumen, 650 delivered unit can be specified in 27K, 30K, 35K, 40K and Comfort Dim. Available in Baffle or Reflector style, the Marquise slope accommodates slope ceilings up to 23º (6/12). The deep set optics can be adjusted to match the slope degree. Features: Housing sold separately. Size: 6" Trim Style: Reflector Lamping: LED Wattage: 11W Lumens: 850 lm Voltage: 120-277V CRI: 91 Aperture: 5-1/8" Color Temperature: 2700K, 3000K, 3500K, 4000K, Comfort Dim(2700K-1800K) Finish: Black, White Cree True White Ceramic LED package Platform Lamping: 1 x 11W 850 lumens LED Models: NRMC-6S11L8527 , NRMC-6S11L8530 , NRMC-6S11L8535 , NRMC-6S11L8540 , NRMC-6S11L85CD *MFG Part Number*: NRMC-6S11L8527B , NRMC-6S11L8527W , NRMC-6S11L8530B , NRMC-6S11L8530W , NRMC-6S11L8535B , NRMC-6S11L8535W , NRMC-6S11L8540B , NRMC-6S11L8540W , NRMC-6S11L85CDB , NRMC-6S11L85CDW + More - Less Housing required - sold separately. Nora NRMC-6S11 6" Marquise LED Slope Reflector Retrofit | 2700 | 91 | 850 | 77.2727 |  | 11 | 1 | 160.2 | 160.2 | 188.2412 | 2020Q2 | https://www.lbclighting.com/led/recessed-led/nora-nrmc-6s11.html | LBC Lighting | 2020 | No
LED Lighting | Downlight | Philips Luminaire | True |  |  |  |  | Shape Round, Square Quick and easy installation without frame or reflector. 1” depth, low profile for non-instrusive install. Dimmable to 10%. 13W LED (Included) More Information The Philips LED Flat downlight measures only 1/2" in depth, allowing for easy installation without concern for ceiling plenum space. Features: Size: 4" Shape Round, Square Finish: Matte White Color Temperature: 3000K Voltage: 120V CRI: 90 Lumens: 700 Dimming: Triac & ELV Quick and easy installation without frame or reflector. 1” depth, low profile for non-instrusive install. Dimmable to 10%. Lamping: 13W LED (Included) Models: FDL4R07930TE1W , FDL4S07930TE1W *MFG Part Number*: FDL4R07930TE1W , FDL4S07930TE1W The Philips LED Flat downlight measures only 1/2" in depth, allowing for easy installation without concern for ceiling plenum space. Philips FDL 4” Flat Downlight | 3000 | 90 | 700 | 53.8462 |  | 13 | 1 | 21.38 | 21.38 | 25.1223 | 2020Q2 | https://www.lbclighting.com/led/recessed-led/phlb-fdl4.html | LBC Lighting | 2020 | Yes
LED Lighting | Downlight | Philips Luminaire | True |  |  |  |  | Quick and easy installation without frame or reflector. 1” depth, low profile for non-instrusive install. Dimmable to 10%. 13W LED (Included) More Information The Philips LED Flat downlight measures only 1/2" in depth, allowing for easy installation without concern for ceiling plenum space. Features: Size: 6" Shape: Round, Square Finish: Matte White Color Temperature: 3000K Voltage: 120V CRI: 90 Lumens: 900 Dimming: Triac & ELV Quick and easy installation without frame or reflector. 1” depth, low profile for non-instrusive install. Dimmable to 10%. Lamping: 13W LED (Included) Models: FDL6R09930TE1W , FDL6S09930TE1W *MFG Part Number*: FDL6R09930TE1W , FDL6S09930TE1W The Philips LED Flat downlight measures only 1/2" in depth, allowing for easy installation without concern for ceiling plenum space. Philips FDL 6” Flat Downlight | 3000 | 90 | 900 | 69.2308 |  | 13 | 1 | 28.5 | 28.5 | 33.4886 | 2020Q2 | https://www.lbclighting.com/led/recessed-led/phlb-fdl6.html | LBC Lighting | 2020 | Yes
LED Lighting | Downlight | Philips Luminaire | True |  |  |  |  | Detachable electric box with remodel NEC clip Quick and easy installation without frame or reflector TRIAC dimming down to 10% 8W LED (Included) More Information Philips Mini downlight provides an easy to install adjustable three-inch solution for accent lighting. The small detachable junction box eliminates the need for a traditional frame or bulky remodeler kit making installation quick and easy. Features: Finish: White Color Temperature: 3000K CRI: 90 Lumens: 550 Voltage: 120V Beam Spread: Flood Detachable electric box with remodel NEC clip Quick and easy installation without frame or reflector TRIAC dimming down to 10% Lamping: 8W LED (Included) Model: PMD3R069301FW *MFG Part Number*: PMD3R069301FW Philips Mini downlight provides an easy to install adjustable three-inch solution for accent lighting. The small detachable junction box eliminates the need for a traditional frame or bulky remodeler kit making installation quick and easy. Philips PMD 3" LED Round Mini Downlight | 3000 | 90 | 550 | 68.75 |  | 8 | 1 | 47.25 | 47.25 | 55.5206 | 2020Q2 | https://www.lbclighting.com/led/recessed-led/phlb-pmd3.html | LBC Lighting | 2020 | Yes
LED Lighting | Downlight | Philips Luminaire | True |  |  |  |  | Detachable electric box with remodel NEC clip Quick and easy installation without frame or reflector TRIAC dimming down to 10% 8W LED (Included) More Information Philips Mini gimbal downlight provides an easy to install adjustable three-inch solution for accent lighting. The small detachable junction box eliminates the need for a traditional frame or bulky remodeler kit making installation quick and easy. Features: Finish: White Color Temperature: 3000K CRI: 90 Lumens: 550 Voltage: 120V Beam Spread: Narrow Flood Detachable electric box with remodel NEC clip Quick and easy installation without frame or reflector TRIAC dimming down to 10% Lamping: 8W LED (Included) Model: PMG3R06930NF1W *MFG Part Number*: PMG3R06930NF1W Philips Mini gimbal downlight provides an easy to install adjustable three-inch solution for accent lighting. The small detachable junction box eliminates the need for a traditional frame or bulky remodeler kit making installation quick and easy. Philips PMG 3" LED Round Mini Gimbal | 3000 | 90 | 550 | 68.75 |  | 8 | 1 | 48.75 | 48.75 | 57.2831 | 2020Q2 | https://www.lbclighting.com/led/recessed-led/phlb-pmg3.html | LBC Lighting | 2020 | Yes
LED Lighting | Downlight | Philips Luminaire | True |  |  |  |  | Utilizes existing frames to make replacing old downlighting and upgrading to LED, a truly easy task. Flexible springs allow for installation without tools. Quick-connect plug and medium-based socket adapter means no extra accessories to purchase. Contemporary and discreet, white baffle trim design. Uniform LED light with glare-reduction filter, means a more comfortable space. 13W LED (Included) More Information Philips LED Retrofit downlight provides a quick and easy recessed lighting solution without the traditional frame and reflector. Perfect for installation in existing ceilings or new construction with the benefits of energy-saving LED technology. Features: Finish: Matte White Color Temperature: 3000K CRI: 90 Lumens: 900 Voltage: 120V Dimming: ELV/TRIAC Utilizes existing frames to make replacing old downlighting and upgrading to LED, a truly easy task. Flexible springs allow for installation without tools. Quick-connect plug and medium-based socket adapter means no extra accessories to purchase. Contemporary and discreet, white baffle trim design. Uniform LED light with glare-reduction filter, means a more comfortable space. Lamping: 13W LED (Included) Model: PRD4R089301W *MFG Part Number*: PRD4R089301W Philips LED Retrofit downlight provides a quick and easy recessed lighting solution without the traditional frame and reflector. Perfect for installation in existing ceilings or new construction with the benefits of energy-saving LED technology. Philips PRD 4" Round Retrofit Downlight | 3000 | 90 | 900 | 69.2308 |  | 13 | 1 | 14.37 | 14.37 | 16.8853 | 2020Q2 | https://www.lbclighting.com/led/recessed-led/phlb-prd4.html | LBC Lighting | 2020 | Yes
LED Lighting | Downlight | Philips Luminaire | True |  |  |  |  | Utilizes existing frames to make replacing old downlighting and upgrading to LED, a truly easy task. Flexible springs allow for installation without tools. Quick-connect plug and medium-based socket adapter means no extra accessories to purchase. Contemporary and discreet, white baffle trim design. Uniform LED light with glare-reduction filter, means a more comfortable space. 13W LED (Included) More Information Philips LED Retrofit downlight provides a quick and easy recessed lighting solution without the traditional frame and reflector. Perfect for installation in existing ceilings or new construction with the benefits of energy-saving LED technology. Features: Finish: Matte White Color Temperature: 3000K CRI: 90 Lumens: 1400 Voltage: 120V Dimming: ELV/TRIAC Utilizes existing frames to make replacing old downlighting and upgrading to LED, a truly easy task. Flexible springs allow for installation without tools. Quick-connect plug and medium-based socket adapter means no extra accessories to purchase. Contemporary and discreet, white baffle trim design. Uniform LED light with glare-reduction filter, means a more comfortable space. Lamping: 13W LED (Included) Model: PRD5R129301W *MFG Part Number*: PRD5R129301W Philips LED Retrofit downlight provides a quick and easy recessed lighting solution without the traditional frame and reflector. Perfect for installation in existing ceilings or new construction with the benefits of energy-saving LED technology. Philips PRD 5/6" Round Retrofit Downlight | 3000 | 90 | 1400 | 107.6923 |  | 13 | 1 | 18.75 | 18.75 | 22.032 | 2020Q2 | https://www.lbclighting.com/led/recessed-led/phlb-prd5.html | LBC Lighting | 2020 | Yes
LED Lighting | Downlight | Philips Luminaire | True |  |  |  |  | • Easy to install on standard junction boxes. Surface mount downlight solves the problem of limited plenum space. Glare controlling lens for comfortable light distribution. Affordable alternative to Air-Seal IC recessed housings. Support wire attached for easy installation 13W LED (Included) More Information Philips LED Retrofit downlight provides a quick and easy recessed lighting solution without the traditional frame and reflector. Perfect for installation in existing ceilings or new construction with the benefits of energy-saving LED technology. Features: Finish: Matte White Color Temperature: 3000K CRI: 90 Lumens: 700 Voltage: 120V Dimming: ELV/TRIAC • Easy to install on standard junction boxes. Surface mount downlight solves the problem of limited plenum space. Glare controlling lens for comfortable light distribution. Affordable alternative to Air-Seal IC recessed housings. Support wire attached for easy installation Lamping: 13W LED (Included) Model: PSD5R079301W *MFG Part Number*: PSD5R079301W Philips LED Retrofit downlight provides a quick and easy recessed lighting solution without the traditional frame and reflector. Perfect for installation in existing ceilings or new construction with the benefits of energy-saving LED technology. Philips PSD 5" Round aperture Surface Mount | 3000 | 90 | 700 | 53.8462 |  | 13 | 1 | 30 | 30 | 35.2512 | 2020Q2 | https://www.lbclighting.com/led/recessed-led/phlb-psd5.html | LBC Lighting | 2020 | Yes
LED Lighting | Downlight | Philips Luminaire | True |  |  |  |  | • Easy to install on standard junction boxes. Surface mount downlight solves the problem of limited plenum space. Glare controlling lens for comfortable light distribution. Affordable alternative to Air-Seal IC recessed housings. Support wire attached for easy installation 13W LED (Included) More Information Philips LED Retrofit downlight provides a quick and easy recessed lighting solution without the traditional frame and reflector. Perfect for installation in existing ceilings or new construction with the benefits of energy-saving LED technology. Features: Finish: Matte White Color Temperature: 3000K CRI: 90 Lumens: 1000 Voltage: 120V Dimming: ELV/TRIAC • Easy to install on standard junction boxes. Surface mount downlight solves the problem of limited plenum space. Glare controlling lens for comfortable light distribution. Affordable alternative to Air-Seal IC recessed housings. Support wire attached for easy installation Lamping: 13W LED (Included) Model: PSD7R099301W *MFG Part Number*: PSD7R099301W Philips LED Retrofit downlight provides a quick and easy recessed lighting solution without the traditional frame and reflector. Perfect for installation in existing ceilings or new construction with the benefits of energy-saving LED technology. Philips PSD 7" Round aperture Surface Mount | 3000 | 90 | 1000 | 76.9231 |  | 13 | 1 | 34.5 | 34.5 | 40.5388 | 2020Q2 | https://www.lbclighting.com/led/recessed-led/phlb-psd7.html | LBC Lighting | 2020 | Yes
LED Lighting | Downlight | Prescolite | True |  |  |  |  | LiteBox LED modules are designed for use in new construction as well as retrofit applications with existing Prescolite or competitive 6” housings using the screw base adapter included Continuous dimming to 10% with most standard dimmers. See spec sheet for list of compatible dimmers. More Information Prescolite LB4A6L 4" LED Retrofit Downlight - 600 Lumens Features: Size: 4 Inches Style: Round Color Temperature: 2700K, 3000K, 3500K, 4000K Wattage: 9W CRI: 90+ Finish: White Lumens: 600 Voltage: 120V LiteBox LED modules are designed for use in new construction as well as retrofit applications with existing Prescolite or competitive 6” housings using the screw base adapter included Continuous dimming to 10% with most standard dimmers. See spec sheet for list of compatible dimmers. Models: LB4A6L27K9WH , LB4A6L307K9WH , LB4A6L35K9WH , LB4A6L40K9WH *MFG Part Number*: LB4A6L27K9WH , LB4A6L30K9WH , LB4A6L35K9WH , LB4A6L40K9WH Prescolite LB4A6L 4" LED Retrofit Downlight - 600 Lumens Prescolite LB4A6L 4" LED Retrofit Downlight - 600 Lumens | 2700 | 90 | 600 | 66.6667 |  | 9 | 1 | 32.78 | 32.78 | 38.5178 | 2020Q2 | https://www.lbclighting.com/led/recessed-led/prsc-lb4a6l.html | LBC Lighting | 2020 | Yes
LED Lighting | Downlight | Prescolite | True |  |  |  |  | LiteBox LED modules are designed for use in new construction as well as retrofit applications with existing Prescolite or competitive 6” housings using the screw base adapter included Continuous dimming to 10% with most standard dimmers. See spec sheet for list of compatible dimmers. More Information Prescolite LB6A7L 6" LED Retrofit Downlight - 700 Lumens Features: Size: 6 Inches Style: Round Color Temperature: 2700K, 3000K, 3500K, 4000K Wattage: 10W CRI: 90+ Finish: White Lumens: 700 Voltage: 120V LiteBox LED modules are designed for use in new construction as well as retrofit applications with existing Prescolite or competitive 6” housings using the screw base adapter included Continuous dimming to 10% with most standard dimmers. See spec sheet for list of compatible dimmers. Models: LB6A7L27K9WH , LB6A7L30K9WH , LB6A7L35K9WH , LB6A7L40K9WH *MFG Part Number*: LB6A7L27K9WH , LB6A7L30K9WH , LB6A7L35K9WH , LB6A7L40K9WH Prescolite LB6A7L 6" LED Retrofit Downlight - 700 Lumens Prescolite LB6A7L 6" LED Retrofit Downlight - 700 Lumens | 2700 | 90 | 700 | 70 |  | 10 | 1 | 41.11 | 41.11 | 48.3058 | 2020Q2 | https://www.lbclighting.com/led/recessed-led/prsc-lb6a7l.html | LBC Lighting | 2020 | Yes
LED Lighting | Downlight | Contech Lighting | True |  |  |  |  | Housing only. Trim required - sold separately Requires minimum 3" clearance around driver kit from insulation material Thermal protection provided in case of improper insulation use 8W LED, 800 lm 10W LED, 1000 lm 14W LED, 1300 lm 21W LED, 1700 lm More Information Contech R2ARM 2" LED Adjustable Recessed Downlight Remodel Housing Features: Housing only. Trim required - sold separately Size: 2" Type: Remodel Wattage: 8W, 10W, 14W, 21W Lumens: 800 lm, 1000 lm, 1300 lm, 1700 lm Electrical/Dimming: 120V Triac, ELV and 0-10V Dimming Requires minimum 3" clearance around driver kit from insulation material Thermal protection provided in case of improper insulation use Lamping: 8W LED, 800 lm 10W LED, 1000 lm 14W LED, 1300 lm 21W LED, 1700 lm Models: R2ARM05 , R2ARM1 , R2ARM2 , R2ARM3 *MFG Part Number*: R2ARM0512D , R2ARM112D , R2ARM212D , R2ARM312D Contech R2ARM 2" LED Adjustable Recessed Downlight Remodel Housing Contech R2ARM 2" LED Adjustable Recessed Downlight Remodel Housing |  |  | 800 | 100 |  | 8 | 1 | 143.52 | 143.52 | 168.6415 | 2020Q2 | https://www.lbclighting.com/led/recessed-led/r2arm.html | LBC Lighting | 2020 | No
LED Lighting | Downlight | TCP | True |  |  |  |  | Price reflects individual unit. Minimum qty. of 6 and sold in increments of 6. Housing sold separately. For use with 5"/6" recessed cans Perfect for retrofit or new construction recessed downlight applications Smooth, uniform dimming from 100% - 0.5% Hihgly efficient LEDs and Driver Easy installation and integrated trim Dimmable 1 x 11W LED module (Included) More Information TCP’s dimmable retrofit kits are the perfect choice for new construction and retrofit opportunities when a sleek, integrated look is preferred. Features: Price reflects individual unit. Minimum qty. of 6 and sold in increments of 6. Housing sold separately. Type: LED Retrofit Wattage: 11W Color Temperature: 2700K, 3000K Trim Finish: White For use with 5"/6" recessed cans Voltage: 120V CRI: 90 Lumens: 700-750 Incandescent Equivalent: 65W Perfect for retrofit or new construction recessed downlight applications Smooth, uniform dimming from 100% - 0.5% Hihgly efficient LEDs and Driver Average Rated Life: 35,000 hours Easy installation and integrated trim Dimmable Lamping: 1 x 11W LED module (Included) *MFG Part Number*: L11DR56D3527K95 , L11DR56D3530K95 Price reflects individual unit. Minimum qty. of 6 and sold in increments of 6. HTCPousing sold separately. TCP 5"/6" Designer Elite Series 11W High CRI LED Retrofit Downlights | 2700 | 90 | 700 | 63.6364 | 35000 | 11 | 1 | 9.95 | 9.95 | 11.6916 | 2020Q2 | https://www.lbclighting.com/led/recessed-led/tcp-l11dr56d35.html | LBC Lighting | 2020 | Yes
LED Lighting | Downlight | TCP | True |  |  |  |  | Price reflects individual unit. Minimum qty. of 6 and sold in increments of 6. Housing sold separately. For use with 4" recessed cans Perfect for retrofit or new construction recessed downlight applications Smooth, uniform dimming from 100% - 0.5% Hihgly efficient LEDs and Driver Easy installation and integrated trim Dimmable 1 x 9W LED module (Included) More Information TCP’s dimmable retrofit kits are the perfect choice for new construction and retrofit opportunities when a sleek, integrated look is preferred. Features: Price reflects individual unit. Minimum qty. of 6 and sold in increments of 6. Housing sold separately. Type: LED Retrofit Wattage: 9W Color Temperature: 2700K, 3000K Trim Finish: White For use with 4" recessed cans Voltage: 120V CRI: 90 Lumens: 550 Incandescent Equivalent: 50W Perfect for retrofit or new construction recessed downlight applications Smooth, uniform dimming from 100% - 0.5% Hihgly efficient LEDs and Driver Average Rated Life: 35,000 hours Easy installation and integrated trim Dimmable Lamping: 1 x 9W LED module (Included) *MFG Part Number*: L9DR4D3527K95 , L9DR4D3530K95 Price reflects individual unit. Minimum qty. of 6 and sold in increments of 6. Housing sold separately. TCP 4" Designer Elite Series 9W High CRI LED Retrofit Downlights | 2700 | 90 | 550 | 61.1111 | 35000 | 9 | 1 | 8.95 | 8.95 | 10.5166 | 2020Q2 | https://www.lbclighting.com/led/recessed-led/tcp-l9dr4d35.html | LBC Lighting | 2020 | Yes
LED Lighting | Downlight | TCP | True |  |  |  |  | Price reflects individual unit. Minimum qty. of 6 and sold in increments of 6. Housing sold separately. For use with 4" recessed cans Perfect for retrofit or new construction recessed downlight applications Smooth, uniform dimming from 100% - 0.5% Hihgly efficient LEDs and Driver Consistent color within 3 MacAdam ellipse tolerance Easy installation and integrated trim Dimmable 1 x 12W LED module (Included) More Information TCP 4" 10W Dimmable LED Retrofit Recessed Downlight Features: Price reflects individual unit. Minimum qty. of 6 and sold in increments of 6. Housing sold separately. Type: LED Retrofit Wattage: 10W Color Temperature: 2700K, 3000K, 4100K Trim Finish: White For use with 4" recessed cans Voltage: 120V CRI: 82 Lumens: 600- 620 Incandescent Equivalent: 60W Perfect for retrofit or new construction recessed downlight applications Smooth, uniform dimming from 100% - 0.5% Hihgly efficient LEDs and Driver Consistent color within 3 MacAdam ellipse tolerance Average Rated Life: 35,000 hours Easy installation and integrated trim Dimmable Lamping: 1 x 12W LED module (Included) *MFG Part Number*: LED10DR430K , LED10DR427K , LED10DR441K Price reflects individual unit. Minimum qty. of 6 and sold in increments of 6. Housing sold separately. TCP 4" 10W Dimmable LED Retrofit Recessed Downlight | 2700 | 82 | 600 | 60 | 35000 | 10 | 1 | 10.9 | 10.9 | 12.8079 | 2020Q2 | https://www.lbclighting.com/led/recessed-led/tcp-led10dr4.html | LBC Lighting | 2020 | Yes
LED Lighting | Downlight | TCP | True |  |  |  |  | Price reflects individual unit. Minimum qty. of 6 and sold in increments of 6. Housing sold separately. For use with 5" and 6" recessed cans Perfect for retrofit or new construction recessed downlight applications Smooth, uniform dimming from 100% - 0.5% Hihgly efficient LEDs and Driver Consistent color within 3 MacAdam ellipse tolerance Easy installation and integrated trim Dimmable 1 x 12W LED module (Included) More Information TCP 5"/6" 11W Dimmable LED Retrofit Recessed Downlight Features: Price reflects individual unit. Minimum qty. of 6 and sold in increments of 6. Housing sold separately. Type: LED Retrofit Wattage: 11W Color Temperature: 2700K, 3000K, 4100K, 5000K Trim Finish: White For use with 5" and 6" recessed cans Voltage: 120V CRI: 82 Lumens: 800-950 Incandescent Equivalent: 65W Perfect for retrofit or new construction recessed downlight applications Smooth, uniform dimming from 100% - 0.5% Hihgly efficient LEDs and Driver Consistent color within 3 MacAdam ellipse tolerance Average Rated Life: 35,000 hours Easy installation and integrated trim Dimmable Lamping: 1 x 12W LED module (Included) *MFG Part Number*: LED11DR5630K , LED11DR5627K , LED11DR5641K , LED11DR5650K Price reflects individual unit. Minimum qty. of 6 and sold in increments of 6. Housing sold separately. TCP 5"/6" 11W Dimmable LED Retrofit Recessed Downlight | 2700 | 82 | 800 | 72.7273 | 35000 | 11 | 1 | 11.95 | 11.95 | 14.0417 | 2020Q2 | https://www.lbclighting.com/led/recessed-led/tcp-led11dr56.html | LBC Lighting | 2020 | Yes
LED Lighting | Downlight | TCP | True |  |  |  |  | Price reflects individual unit. Minimum qty. of 6 and sold in increments of 6. Housing sold separately. For use with 5" and 6" recessed cans Perfect for retrofit or new construction recessed downlight applications Smooth, uniform dimming from 100% - 0.5% Hihgly efficient LEDs and Driver Consistent color within 3 MacAdam ellipse tolerance Easy installation and integrated trim Dimmable 1 x 14W LED module (Included) More Information TCP 5"/6" 14W Dimmable LED Retrofit Recessed Downlight Features: Price reflects individual unit. Minimum qty. of 6 and sold in increments of 6. Housing sold separately. Type: LED Retrofit Wattage: 14W Color Temperature: 2700K, 3000K, 4100K, 5000K Trim Finish: White For use with 5" and 6" recessed cans Voltage: 120V CRI: 82 Lumens: 800 - 820 Incandescent Equivalent: 85W Perfect for retrofit or new construction recessed downlight applications Smooth, uniform dimming from 100% - 0.5% Hihgly efficient LEDs and Driver Consistent color within 3 MacAdam ellipse tolerance Average Rated Life: 35,000 hours Easy installation and integrated trim Dimmable Lamping: 1 x 14W LED module (Included) *MFG Part Number*: LED14DR5630K , LED14DR5627K , LED14DR5641K , LED14DR5650K Price reflects individual unit. Minimum qty. of 6 and sold in increments of 6. Housing sold separately. TCP 5"/6" 14W Dimmable LED Retrofit Recessed Downlight | 2700 | 82 | 800 | 57.1429 | 35000 | 14 | 1 | 12.25 | 12.25 | 14.3942 | 2020Q2 | https://www.lbclighting.com/led/recessed-led/tcp-led14dr56.html | LBC Lighting | 2020 | Yes
LED Lighting | Downlight | WAC Lighting | True |  |  |  |  | IC Rated 80,000 hour rated life New Construction, may be re-configured in the field for Remodel Driver concealed within the fixture 4W LED (included) More Information Perfect for ceilings, under cabinet and wall niches. LED Miniature Recessed Downlights offer a super low profile and Die-cast aluminum trim with a 25° cutoff angle for comfortable general and task lighting. Features: Color Temperature: 2700K, 3000K, 3500K, 4000K Finish: Brushed Nickel, Gun Metal, White Construction: Die-cast aluminum trim, aluminum heat sink and 20 gauge steel housing painted black. Lamping: 4W LED Lumens: 255 - 295 CRI: 85 Aperture: 1" Cutout: 2 1/2" Input: 120 VAC, 50/60Hz IC Rated ELV Dimming: 100-10% 80,000 hour rated life New Construction, may be re-configured in the field for Remodel Driver concealed within the fixture Lamping: 4W LED (included) *MFG Part Number*: HR-LED211E-27-BN , HR-LED211E-27-GM , HR-LED211E-27-WT , HR-LED211E-35-BN , HR-LED211E-35-GM , HR-LED211E-35-WT , HR-LED211E-40-WT , HR-LED211E-30-WT , HR-LED211E-30-BN , HR-LED211E-30-GM , HR-LED211E-40-BN , HR-LED211E-40-GM + More - Less Perfect for ceilings, under cabinet and wall niches. LED Miniature Recessed Downlights offer a super low profile and Die-cast aluminum trim with a 25° cutoff angle for comfortable general and task lighting. WAC HR-LED211E 1" LEDme Round Open Recessed Downlight with Integral Driver | 2700 | 85 | 255 | 63.75 | 80000 | 4 | 1 | 140.5 | 140.5 | 165.0929 | 2020Q2 | https://www.lbclighting.com/led/recessed-led/wac-hr-led211e.html | LBC Lighting | 2020 | No
LED Lighting | Downlight | WAC Lighting | True |  |  |  |  | 80,000 hour rated life Narrow flood beam spread IC rated Sold as new construction, may be re-configured in the field for remode New Construction, may be re-configured in the field for Remodel Driver concealed within the fixture 4W LED (included) More Information 2" LEDme Recessed Adjustable Downlight Perfect for ceilings, under cabinet and wall niches. LED Miniature Recessed Downlights offer a super low profile and Die-cast aluminum trim with a 25° cutoff angle for comfortable general and task lighting. Features: Color Temperature: 2700K, 3000K, 3500K, 4000K Finish: Brushed Nickel, Gun Metal, White Construction: Die-cast aluminum trim, aluminum heat sink and 20 gauge steel housing painted black Lamping: 4W LED Lumens: 245 - 280 CRI: 85 Cutout: 2 1/2" Ceiling Thickness: 1/2" - 1" Dimming: ELV: 100-10% 80,000 hour rated life Narrow flood beam spread IC rated Sold as new construction, may be re-configured in the field for remode New Construction, may be re-configured in the field for Remodel Driver concealed within the fixture Lamping: 4W LED (included) *MFG Part Number*: HR-LED212E-27-BN , HR-LED212E-27-GM , HR-LED212E-27-WT , HR-LED212E-35-BN , HR-LED212E-35-GM , HR-LED212E-35-WT , HR-LED212E-40-WT , HR-LED212E-30-WT , HR-LED212E-40-BN , HR-LED212E-30-BN , HR-LED212E-30-GM , HR-LED212E-40-GM + More - Less Perfect for ceilings, under cabinet and wall niches. LED Miniature Recessed Downlights offer a super low profile and Die-cast aluminum trim with a 25° cutoff angle for comfortable general and task lighting. WAC HR-LED212E 1" LEDme Recessed Adjustable Downlight | 2700 | 85 | 245 | 61.25 | 80000 | 4 | 1 | 150.95 | 150.95 | 177.3721 | 2020Q2 | https://www.lbclighting.com/led/recessed-led/wac-hr-led212e.html | LBC Lighting | 2020 | No
LED Lighting | Downlight | WAC Lighting | True |  |  |  |  | Round recessed trim with interior open reflector for use with a remote driver (Sold Seperately) 80,000 hour rated life Non-IC rated Driver required 3W LED (included) More Information Perfect for ceilings, under cabinet and wall niches. LED Miniature Recessed Downlights offer a super low profile and Die-cast aluminum trim with a 25° cutoff angle for comfortable general and task lighting. Features: Round recessed trim with interior open reflector for use with a remote driver (Sold Seperately) Color Temperature: 2700K, 3000K, 3500K, 4000K Finish: Brushed Nickel, Gun Metal, White Lamping: 3W LED Lumens: 255- 295 CRI: 85 Input: 12 V Ceiling Thickness: 1/2" - 1" Cutout: 2 1/2" Dimming: 100-10% ELV 80,000 hour rated life Non-IC rated Driver required Lamping: 3W LED (included) *MFG Part Number*: HR-LED231R-27-BN , HR-LED231R-27-GM , HR-LED231R-27-WT , HR-LED231R-30-BN , HR-LED231R-30-GM , HR-LED231R-30-WT , HR-LED231R-35-BN , HR-LED231R-35-GM , HR-LED231R-35-WT , HR-LED231R-40-BN , HR-LED231R-40-GM , HR-LED231R-40-WT + More - Less Perfect for ceilings, under cabinet and wall niches. LED Miniature Recessed Downlights offer a super low profile and Die-cast aluminum trim with a 25° cutoff angle for comfortable general and task lighting. WAC HR-LED231R 1" LEDme Round Miniature Recessed Open Reflector Spot Light | 2700 | 85 | 255 | 85 | 80000 | 3 | 1 | 80.95 | 80.95 | 95.1194 | 2020Q2 | https://www.lbclighting.com/led/recessed-led/wac-hr-led231r.html | LBC Lighting | 2020 | No
LED Lighting | Downlight | WAC Lighting | True |  |  |  |  | Round recessed trim with interior open reflector for use with a remote driver (Sold Seperately) 80,000 hour rated life Non-IC rated Driver required 3W LED (included) More Information Perfect for ceilings, under cabinet and wall niches. LED Miniature Recessed Downlights offer a super low profile and Die-cast aluminum trim with a 25° cutoff angle for comfortable general and task lighting. Features: Round recessed trim with interior open reflector for use with a remote driver (Sold Seperately) Color Temperature: 2700K, 3000K, 3500K, 4000K Finish: Brushed Nickel, Gun Metal, White Lumens: 245 - 280 CRI: 85 Input: 12V Ceiling Thickness: 1/2" - 1" Cutout: 2 1/2" Dimming: 100-10% ELV 80,000 hour rated life Non-IC rated Driver required Lamping: 3W LED (included) *MFG Part Number*: HR-LED232R-27-BN , HR-LED232R-27-GM , HR-LED232R-27-WT , HR-LED232R-30-BN , HR-LED232R-30-GM , HR-LED232R-30-WT , HR-LED232R-35-BN , HR-LED232R-35-GM , HR-LED232R-35-WT , HR-LED232R-40-BN , HR-LED232R-40-GM , HR-LED232R-40-WT + More - Less Perfect for ceilings, under cabinet and wall niches. LED Miniature Recessed Downlights offer a super low profile and Die-cast aluminum trim with a 25° cutoff angle for comfortable general and task lighting. WAC HR-LED232R 1" LEDme Round Miniature Recessed Adjustable Spot Light | 2700 | 85 | 245 | 81.6667 | 80000 | 3 | 1 | 89.95 | 89.95 | 105.6947 | 2020Q2 | https://www.lbclighting.com/led/recessed-led/wac-hr-led232r.html | LBC Lighting | 2020 | No
LED Lighting | Downlight | WAC Lighting | True |  |  |  |  | 80,000 hour rated life IC rated New Construction, may be re-configured in the field for Remodel Driver required 4W LED (included) More Information 1" LEDme Recessed Square Downlight Perfect for ceilings, under cabinet and wall niches. LED Miniature Recessed Downlights offer a super low profile and Die-cast aluminum trim with a 25° cutoff angle for comfortable general and task lighting. Features: Color Temperature: 2700K, 3000K, 3500K, 4000K Finish: Brushed Nickel, Gun Metal, White Construction: Die-cast aluminum trim, aluminum heat sink and 20 gauge steel housing painted black. Lumens: 245 - 285 CRI: 85 Cutout: 2 1/2" Ceiling Thickness: 1/2" - 1" Input: 120 VAC, 50/60Hz ELV Dimming: 100-10% 80,000 hour rated life IC rated New Construction, may be re-configured in the field for Remodel Driver required Lamping: 4W LED (included) *MFG Part Number*: HR-LED251E-27-BN , HR-LED251E-27-GM , HR-LED251E-27-WT , HR-LED251E-35-BN , HR-LED251E-35-GM , HR-LED251E-35-WT , HR-LED251E-40-BN , HR-LED251E-30-WT , HR-LED251E-30-BN , HR-LED251E-40-WT , HR-LED251E-30-GM , HR-LED251E-40-GM + More - Less Perfect for ceilings, under cabinet and wall niches. LED Miniature Recessed Downlights offer a super low profile and Die-cast aluminum trim with a 25° cutoff angle for comfortable general and task lighting. WAC HR-LED251E 1" LEDme Open Reflector Recessed Square Downlight | 2700 | 85 | 245 | 61.25 | 80000 | 4 | 1 | 140.5 | 140.5 | 165.0929 | 2020Q2 | https://www.lbclighting.com/led/recessed-led/wac-hr-led251e.html | LBC Lighting | 2020 | No
LED Lighting | Downlight | WAC Lighting | True |  |  |  |  | New Construction, may be re-configured in the field for Remodel 80,000 hour rated life IC Rated Driver concealed within the fixture 4W LED (included) More Information 1" LEDme Recessed Adjustable Square Downlight Perfect for ceilings, under cabinet and wall niches. LED Miniature Recessed Downlights offer a super low profile and Die-cast aluminum trim with a 25° cutoff angle for comfortable general and task lighting. Features: Color Temperature: 2700K, 3000K, 3500K, 4000K Finish: Brushed Nickel, Gun Metal, White Construction: Die-cast aluminum trim, aluminum heat sink and 20 gauge steel housing painted black. Lumens: 245 - 280 CRI: 85 Cutout: 2 1/2" Ceiling Thickness: 1/2" - 1" Input: 120 VAC, 50/60Hz New Construction, may be re-configured in the field for Remodel ELV Dimming: 100-10% 80,000 hour rated life IC Rated New Construction, may be re-configured in the field for Remodel Driver concealed within the fixture Lamping: 4W LED (included) *MFG Part Number*: HR-LED252E-27-BN , HR-LED252E-27-GM , HR-LED252E-27-WT , HR-LED252E-35-BN , HR-LED252E-35-GM , HR-LED252E-35-WT , HR-LED252E-40-WT , HR-LED252E-30-WT , HR-LED252E-30-BN , HR-LED252E-30-GM , HR-LED252E-40-BN , HR-LED252E-40-GM + More - Less Perfect for ceilings, under cabinet and wall niches. LED Miniature Recessed Downlights offer a super low profile and Die-cast aluminum trim with a 25° cutoff angle for comfortable general and task lighting. WAC HR-LED252E 1" LEDme Recessed Adjustable Square Downlight | 2700 | 85 | 245 | 61.25 | 80000 | 4 | 1 | 150.95 | 150.95 | 177.3721 | 2020Q2 | https://www.lbclighting.com/led/recessed-led/wac-hr-led252e.html | LBC Lighting | 2020 | No
LED Lighting | Downlight | WAC Lighting | True |  |  |  |  | Square recessed trim with interior open reflector for use with a remote driver (Sold Seperately) 80,000 hour rated life Non-IC rated Driver required 3W LED (included) More Information Perfect for ceilings, under cabinet and wall niches. LED Miniature Recessed Downlights offer a super low profile and Die-cast aluminum trim with a 25° cutoff angle for comfortable general and task lighting. Features: Square recessed trim with interior open reflector for use with a remote driver (Sold Seperately) Color Temperature: 2700K, 3000K, 3500K, 4000K Finish: Brushed Nickel, Gun Metal, White Lamping: 3W LED Lumens: 245- 285 CRI: 85 Input: 12 V Ceiling Thickness: 1/2" - 1" Cutout: 2 1/2" Dimming: 100-10% ELV 80,000 hour rated life Non-IC rated Driver required Lamping: 3W LED (included) *MFG Part Number*: HR-LED271R-27-BN , HR-LED271R-27-GM , HR-LED271R-27-WT , HR-LED271R-30-BN , HR-LED271R-30-GM , HR-LED271R-30-WT , HR-LED271R-35-BN , HR-LED271R-35-GM , HR-LED271R-35-WT , HR-LED271R-40-BN , HR-LED271R-40-GM , HR-LED271R-40-WT + More - Less Square recessed trim with interior open reflector for use with a remote driver. Perfect for use under cabinets or in wall niches. WAC HR-LED271R 1" LEDme Square Miniature Recessed Open Reflector Spot Light | 2700 | 85 | 245 | 81.6667 | 80000 | 3 | 1 | 80.95 | 80.95 | 95.1194 | 2020Q2 | https://www.lbclighting.com/led/recessed-led/wac-hr-led271r.html | LBC Lighting | 2020 | No
LED Lighting | Downlight | WAC Lighting | True |  |  |  |  | Adjustable square miniature recessed trim for use with a remote driver (Sold Seperately) 80,000 hour rated life Non-IC rated Driver required 3W LED (included) More Information Perfect for ceilings, under cabinet and wall niches. LED Miniature Recessed Downlights offer a super low profile and Die-cast aluminum trim with a 25° cutoff angle for comfortable general and task lighting. Features: Adjustable square miniature recessed trim for use with a remote driver (Sold Seperately) Color Temperature: 2700K, 3000K, 3500K, 4000K Finish: Brushed Nickel, Gun Metal, White Lamping: 3W LED Lumens: 245 - 280 CRI: 85 Input: 12 V Ceiling Thickness: 1/2" - 1" Cutout: 2 1/2" Dimming: 100-10% ELV 80,000 hour rated life Non-IC rated Driver required Lamping: 3W LED (included) *MFG Part Number*: HR-LED272R-27-BN , HR-LED272R-27-GM , HR-LED272R-27-WT , HR-LED272R-30-BN , HR-LED272R-30-GM , HR-LED272R-30-WT , HR-LED272R-35-BN , HR-LED272R-35-GM , HR-LED272R-35-WT , HR-LED272R-40-BN , HR-LED272R-40-GM , HR-LED272R-40-WT + More - Less Perfect for ceilings, under cabinet and wall niches. LED Miniature Recessed Downlights offer a super low profile and Die-cast aluminum trim with a 25° cutoff angle for comfortable general and task lighting. WAC HR-LED272R 1" LEDme Square Miniature Recessed Adjustable Spot Light | 2700 | 85 | 245 | 81.6667 | 80000 | 3 | 1 | 89.95 | 89.95 | 105.6947 | 2020Q2 | https://www.lbclighting.com/led/recessed-led/wac-hr-led272r.html | LBC Lighting | 2020 | No
LED Lighting | Downlight | WAC Lighting | True |  |  |  |  | Housing only. Trim required - sold separately Trims recess into housings flush to the ceiling for the cleanest looking recessed lighting installation possible Housings include a spackle ring to permit a stable finished installation within a drywall ceiling Smooth and continous dimming with Electronic Low Voltage (ELV) dimmer Potential life of up to 100,000 hours, replaceable LED module ANSI compliant Warm/Neutral LEDs for the finest color consistency possible Rated for branch wiring Accommodates ceiling thickness of up to 1" 16W LED (included) More Information 4" LEDme Invisible Trim Non-IC New Construction Housing LEDme Invisible Trim Downlights offer a seamless solution to recessed lighting with minimal edge detail. Invisible Trims are designed to sit flush with, not below the ceiling line, creating a sophisticated, architectural look. Features: Housing only. Trim required - sold separately Color Temperature: 2700K, 3000K, 3500K, 4000K Lamping: 16W LED Lumens: 846 - 1135 CRI: 75 - 85 Trims recess into housings flush to the ceiling for the cleanest looking recessed lighting installation possible Housings include a spackle ring to permit a stable finished installation within a drywall ceiling Cutout: 4-3/8" ELV Dimming: 100-10% Smooth and continous dimming with Electronic Low Voltage (ELV) dimmer Potential life of up to 100,000 hours, replaceable LED module ANSI compliant Warm/Neutral LEDs for the finest color consistency possible Non-IC: 3" clearance on all sides when insulation is present Rated for branch wiring Accommodates ceiling thickness of up to 1" Lamping: 16W LED (included) *MFG Part Number*: HR-LED418-N-RO27 , HR-LED418-N-RO35 , HR-LED418-N-RO40 , HR-LED418-N-RO30 4 inch LEDme Invisible Trim Non-IC new construction housing. WAC HR-LED418-N-RO 4" LEDme Invisible Trim Non-IC New Construction Housing | 2700 | 75 | 846 | 52.875 | 100000 | 16 | 1 | 228.5 | 228.5 | 268.4963 | 2020Q2 | https://www.lbclighting.com/led/recessed-led/wac-hr-led418-n-ro.html | LBC Lighting | 2020 | No
LED Lighting | Downlight | WAC Lighting | True |  |  |  |  | Housing only. Trim required - sold separately Full scale dimming to 10% Trims recess into housings fl ush to the ceiling Smooth and continous dimming with Electronic Low Voltage (ELV) dimmer Potential life of up to 100,000 hours, replaceable LED module ANSI compliant Warm/Neutral LEDs for the finest color consistency possible Rated for branch wiring Accommodates ceiling thickness of up to 1" 16W LED (included) More Information 4" LEDme Invisible Square Trim Non-IC New Construction Housing LEDme Invisible Trim Downlights offer a seamless solution to recessed lighting with minimal edge detail. Invisible Trims are designed to sit flush with, not below the ceiling line, creating a sophisticated, architectural look. Features: Housing only. Trim required - sold separately Color Temperature: 3000K Lumens: 846 - 1135 CRI: 75 - 85 Cutout: 4 3/8" Full scale dimming to 10% Trims recess into housings fl ush to the ceiling Smooth and continous dimming with Electronic Low Voltage (ELV) dimmer Potential life of up to 100,000 hours, replaceable LED module ANSI compliant Warm/Neutral LEDs for the finest color consistency possible Non-IC: 3" clearance on all sides when insulation is present Rated for branch wiring Accommodates ceiling thickness of up to 1" Lamping: 16W LED (included) Model: HR-LED418-N-SQ30 *MFG Part Number*: HR-LED418-N-SQ40 , HR-LED418-N-SQ30 4 inch LEDme Invisible Square Trim Non-IC new construction housing. WAC HR-LED418-N-SQ 4" LEDme Invisible Square Trim Non-IC New Construction Housing | 3000 | 75 | 846 | 52.875 | 100000 | 16 | 1 | 208 | 208 | 244.408 | 2020Q2 | https://www.lbclighting.com/led/recessed-led/wac-hr-led418-n-sq.html | LBC Lighting | 2020 | No
LED Lighting | Reflector | WAC Lighting | True |  |  |  |  | 4" trim sold separately Housing only. Trim required - sold separately Potential life of up to 100,000 hours ANSI compliant Warm/Neutral LEDs for the finest color consistency possible Accommodates ceiling thickness of up to 1" 16W LED (included) More Information 4" LEDme Non-IC Remodel Housing 4 inch LEDme® Non-IC remodel housing, includes six 3W LED's. For use with LEDme® 4 inch trims Features: 4" trim sold separately Housing only. Trim required - sold separately Color Temperature: 2700K, 3000K, 3500K Lumens: 846 - 901 CRI: 80 - 85 Cutout: 4-3/8" ELV Dimming: 100-10% Potential life of up to 100,000 hours ANSI compliant Warm/Neutral LEDs for the finest color consistency possible Non-IC: 3" clearance on all sides when insulation is present Accommodates ceiling thickness of up to 1" Lamping: 16W LED (included) *MFG Part Number*: HR-LED418-R-27 , HR-LED418-R-35 , HR-LED418-R-30 4 inch LEDme® Non-IC remodel housing, includes six 3W LED's. For use with LEDme® 4 inch trims WAC HR-LED418-R 4" LEDme Non-IC Remodel Housing | 2700 | 80 | 846 | 52.875 | 100000 | 16 | 1 | 186.95 | 186.95 | 219.6735 | 2020Q2 | https://www.lbclighting.com/led/recessed-led/wac-hr-led418-r.html | LBC Lighting | 2020 | No
LED Lighting | Downlight | WAC Lighting | True |  |  |  |  | IC Rated, Airtight Single spot light source Sold as New Construction, may be reconfigured in the field for Remodel" Driver concealed within the fixture 1 x 7.5W Integrated LED (Included) More Information Oculux 1" is an architectural grade recessed downlight with trim, LED light engine, and configurable housing ready to install as an IC-Rated New Construction or Remodel all-in-one unit. Features: Finish: Brushed Nickel, Haze/White, White Construction: Die-cast aluminum trim with aluminum heat sink Beam: F-45°, N-25° Color Temperature: 2700K, 3000K Lumens: Up to 670 lm CBCP: Up to 2397 CRI: 90 Voltage: 120V IC Rated, Airtight Dimming: 100-5% ELV, 100-5% TRIAC Cutout: 2 1/2" Single spot light source Ceiling thickness: 1/2" - 1" Sold as New Construction, may be reconfigured in the field for Remodel" Driver concealed within the fixture Lamping: 1 x 7.5W Integrated LED (Included) *MFG Part Number*: R1BRA-08-N927-BN , R1BRA-08-N927-WT , R1BRA-08-N930-BN , R1BRA-08-N930-WT , R1BRA-08-F927-BN , R1BRA-08-F927-WT , R1BRA-08-F930-BN , R1BRA-08-F930-WT + More - Less Oculux 1" is an architectural grade recessed downlight with trim, LED light engine, and configurable housing ready to install as an IC-Rated New Construction or Remodel all-in-one unit. WAC R1BRA-08 Oculux 1" LED 0°-20° Adjustable Round | 2700 | 90 | 670 | 134 |  | 5 | 1 | 143.95 | 143.95 | 169.1468 | 2020Q2 | https://www.lbclighting.com/led/recessed-led/wac-r1bra-08.html | LBC Lighting | 2020 | Yes
LED Lighting | Downlight | WAC Lighting | True |  |  |  |  | IC Rated, Airtight Single spot light source Sold as New Construction, may be reconfigured in the field for Remodel" Driver concealed within the fixture 1 x 7.5W Integrated LED (Included) *MFG Part Number*: R1BRD-08-N927-BN , R1BRD-08-N927-HZWT , R1BRD-08-N927-WT , R1BRD-08-N930-BN , R1BRD-08-N930-HZWT , R1BRD-08-N930-WT , R1BRD-08-F927-BN , R1BRD-08-F927-HZWT , R1BRD-08-F927-WT , R1BRD-08-F930-BN , R1BRD-08-F930-HZWT , R1BRD-08-F930-WT + More - Less More Information Oculux 1" is an architectural grade recessed downlight with trim, LED light engine, and configurable housing ready to install as an IC-Rated New Construction or Remodel all-in-one unit. Features: Finish: Brushed Nickel, Haze/White, White Construction: Die-cast aluminum trim with aluminum heat sink Beam: F-45°, N-25° Color Temperature: 2700K, 3000K Lumens: Up to 670 lm CBCP: Up to 2397 CRI: 90 Voltage: 120V IC Rated, Airtight Dimming: 100-5% ELV, 100-5% TRIAC Cutout: 2 1/2" Single spot light source Ceiling thickness: 1/2" - 1" Sold as New Construction, may be reconfigured in the field for Remodel" Driver concealed within the fixture Lamping: 1 x 7.5W Integrated LED (Included) *MFG Part Number*: R1BRD-08-N927-BN , R1BRD-08-N927-HZWT , R1BRD-08-N927-WT , R1BRD-08-N930-BN , R1BRD-08-N930-HZWT , R1BRD-08-N930-WT , R1BRD-08-F927-BN , R1BRD-08-F927-HZWT , R1BRD-08-F927-WT , R1BRD-08-F930-BN , R1BRD-08-F930-HZWT , R1BRD-08-F930-WT + More - Less Oculux 1" is an architectural grade recessed downlight with trim, LED light engine, and configurable housing ready to install as an IC-Rated New Construction or Remodel all-in-one unit. WAC R1BRD Oculux 1" LED Open Reflector Round | 2700 | 90 | 670 | 134 |  | 5 | 1 | 143.95 | 143.95 | 169.1468 | 2020Q2 | https://www.lbclighting.com/led/recessed-led/wac-r1brd-08.html | LBC Lighting | 2020 | Yes
LED Lighting | Downlight | WAC Lighting | True |  |  |  |  | IC Rated, Airtight Single spot light source Sold as New Construction, may be reconfigured in the field for Remodel" Driver concealed within the fixture 1 x 7.5W Integrated LED (Included) *MFG Part Number*: R1BSA-08-N927-BN , R1BSA-08-N927-WT , R1BSA-08-N930-BN , R1BSA-08-N930-WT , R1BSA-08-F927-BN , R1BSA-08-F927-WT , R1BSA-08-F930-BN , R1BSA-08-F930-WT + More - Less More Information Oculux 1" is an architectural grade recessed downlight with trim, LED light engine, and configurable housing ready to install as an IC-Rated New Construction or Remodel all-in-one unit. Features: Finish: Brushed Nickel, Haze/White, White Construction: Die-cast aluminum trim with aluminum heat sink Beam: F-45°, N-25° Color Temperature: 2700K, 3000K Lumens: Up to 680 lm CBCP: Up to 2405 CRI: 90 Voltage: 120V IC Rated, Airtight Dimming: 100-5% ELV, 100-5% TRIAC Cutout: 2 1/2" Single spot light source Ceiling thickness: 1/2" - 1" Sold as New Construction, may be reconfigured in the field for Remodel" Driver concealed within the fixture Lamping: 1 x 7.5W Integrated LED (Included) *MFG Part Number*: R1BSA-08-N927-BN , R1BSA-08-N927-WT , R1BSA-08-N930-BN , R1BSA-08-N930-WT , R1BSA-08-F927-BN , R1BSA-08-F927-WT , R1BSA-08-F930-BN , R1BSA-08-F930-WT + More - Less Oculux 1" is an architectural grade recessed downlight with trim, LED light engine, and configurable housing ready to install as an IC-Rated New Construction or Remodel all-in-one unit. WAC R1BSA-08 Oculux 1" LED 0°-20° Adjustable Square | 2700 | 90 | 680 | 136 |  | 5 | 1 | 143.95 | 143.95 | 169.1468 | 2020Q2 | https://www.lbclighting.com/led/recessed-led/wac-r1bsa-08.html | LBC Lighting | 2020 | Yes
LED Lighting | Downlight | WAC Lighting | True |  |  |  |  | IC Rated, Airtight Single spot light source Sold as New Construction, may be reconfigured in the field for Remodel" Driver concealed within the fixture 1 x 7.8W Integrated LED (Included) *MFG Part Number*: R1BSD-08-N927-BN , R1BSD-08-N927-HZWT , R1BSD-08-N927-WT , R1BSD-08-N930-BN , R1BSD-08-N930-HZWT , R1BSD-08-N930-WT , R1BSD-08-F927-BN , R1BSD-08-F927-HZWT , R1BSD-08-F927-WT , R1BSD-08-F930-BN , R1BSD-08-F930-HZWT , R1BSD-08-F930-WT + More - Less More Information Oculux 1" is an architectural grade recessed downlight with trim, LED light engine, and configurable housing ready to install as an IC-Rated New Construction or Remodel all-in-one unit. Features: Finish: Brushed Nickel, Haze/White, White Construction: Die-cast aluminum trim with aluminum heat sink Beam: F-45°, N-25° Color Temperature: 2700K, 3000K Lumens: Up to 665 lm CBCP: Up to 2390 CRI: 90 Voltage: 120V IC Rated, Airtight Dimming: 100-5% ELV, 100-5% 0-10V, 100-5% TRIAC Cutout: 2 1/2" Single spot light source Ceiling thickness: 1/2" - 1" Sold as New Construction, may be reconfigured in the field for Remodel" Driver concealed within the fixture Lamping: 1 x 7.8W Integrated LED (Included) *MFG Part Number*: R1BSD-08-N927-BN , R1BSD-08-N927-HZWT , R1BSD-08-N927-WT , R1BSD-08-N930-BN , R1BSD-08-N930-HZWT , R1BSD-08-N930-WT , R1BSD-08-F927-BN , R1BSD-08-F927-HZWT , R1BSD-08-F927-WT , R1BSD-08-F930-BN , R1BSD-08-F930-HZWT , R1BSD-08-F930-WT + More - Less Oculux 1" is an architectural grade recessed downlight with trim, LED light engine, and configurable housing ready to install as an IC-Rated New Construction or Remodel all-in-one unit. WAC R1BSD-08 Oculux 1" LED Open Reflector Square | 2700 | 90 | 665 | 83.125 |  | 8 | 1 | 143.95 | 143.95 | 169.1468 | 2020Q2 | https://www.lbclighting.com/led/recessed-led/wac-r1bsd-08.html | LBC Lighting | 2020 | Yes
LED Lighting | Reflector | WAC Lighting | True |  |  |  |  | LED housing and light engine sold separately 2” trim aperture 35° cut-off angle *MFG Part Number*: R2ARAT-N827-WT , R2ARAT-N827-BN , R2ARAT-F827-WT , R2ARAT-F827-BN , R2ARAT-N830-WT , R2ARAT-N830-BN , R2ARAT-F830-WT , R2ARAT-F830-BN , R2ARAT-N835-WT , R2ARAT-N835-BN , R2ARAT-F835-WT , R2ARAT-F835-BN , R2ARAT-N840-WT , R2ARAT-N840-BN , R2ARAT-F840-WT , R2ARAT-F840-BN + More - Less More Information Shallow housing that is designed to fit in tight plenum spaces without sacrificing lumen output. Features: LED housing and light engine sold separately Finish: White, Brushed Nickel Construction: Die-cast aluminum trim with die-cast aluminum heat sink Color Temperature: 2700K, 3000K, 3500K, 4000K CRI: 85 Lumens: 1295 up to 1405 Wattage: 15W Beam: 22°, 40° Comparable to: 75W MR16 0-10V Dimming: 100% - 1% Ceiling thickness: 1/2" - 1" ELV Dimming: 100% - 5% (120V only) Voltage: 120V-277V AC 2” trim aperture 35° cut-off angle *MFG Part Number*: R2ARAT-N827-WT , R2ARAT-N827-BN , R2ARAT-F827-WT , R2ARAT-F827-BN , R2ARAT-N830-WT , R2ARAT-N830-BN , R2ARAT-F830-WT , R2ARAT-F830-BN , R2ARAT-N835-WT , R2ARAT-N835-BN , R2ARAT-F835-WT , R2ARAT-F835-BN , R2ARAT-N840-WT , R2ARAT-N840-BN , R2ARAT-F840-WT , R2ARAT-F840-BN + More - Less Shallow housing that is designed to fit in tight plenum spaces without sacrificing lumen output. WAC R2ARAT Aether 2" LED Round Adjustable Trim, 85CRI | 2700 | 85 | 1295 | 86.3333 |  | 15 | 1 | 188.95 | 188.95 | 222.0236 | 2020Q2 | https://www.lbclighting.com/led/recessed-led/wac-r2arat-8.html | LBC Lighting | 2020 | No
LED Lighting | Reflector | WAC Lighting | True |  |  |  |  | LED housing and light engine sold separately 2” trim aperture 35° cut-off angle 0-25° vertical and 365° horizontal adjustment *MFG Part Number*: R2ARAT-N927-WT , R2ARAT-N927-BN , R2ARAT-F927-WT , R2ARAT-F927-BN , R2ARAT-N930-WT , R2ARAT-N930-BN , R2ARAT-F930-WT , R2ARAT-F930-BN + More - Less More Information Shallow housing that is designed to fit in tight plenum spaces without sacrificing lumen output. Features: LED housing and light engine sold separately Finish: White, Brushed Nickel Construction: Die-cast aluminum trim with die-cast aluminum heat sink Color Temperature: 2700K, 3000K CRI: 90 Lumens: 1080 up to 1120 Wattage: 15W Beam: 22°, 40° Comparable to: 75W MR16 0-10V Dimming: 100% - 1% Ceiling thickness: 1/2" - 1" ELV Dimming: 100% - 5% (120V only) Voltage: 120V-277V AC 2” trim aperture 35° cut-off angle 0-25° vertical and 365° horizontal adjustment *MFG Part Number*: R2ARAT-N927-WT , R2ARAT-N927-BN , R2ARAT-F927-WT , R2ARAT-F927-BN , R2ARAT-N930-WT , R2ARAT-N930-BN , R2ARAT-F930-WT , R2ARAT-F930-BN + More - Less Shallow housing that is designed to fit in tight plenum spaces without sacrificing lumen output. WAC R2ARAT Aether 2" Round Adjustable Trim, 90CRI | 2700 | 90 | 1080 | 72 |  | 15 | 1 | 197.95 | 197.95 | 232.5989 | 2020Q2 | https://www.lbclighting.com/led/recessed-led/wac-r2arat-9.html | LBC Lighting | 2020 | No
LED Lighting | Downlight | WAC Lighting | True |  |  |  |  | LED housing and light engine sold separately 2” trim aperture 35° cut-off angle *MFG Part Number*: R2ASDT-S827-HZWT , R2ASDT-S827-BKWT , R2ASDT-S827-WT , R2ASDT-S827-BN , R2ASDT-N827-HZWT , R2ASDT-N827-BKWT , R2ASDT-N827-WT , R2ASDT-N827-BN , R2ASDT-F827-HZWT , R2ASDT-F827-BKWT , R2ASDT-F827-WT , R2ASDT-F827-BN , R2ASDT-W827-HZWT , R2ASDT-W827-BKWT , R2ASDT-W827-WT , R2ASDT-W827-BN , R2ASDT-S830-HZWT , R2ASDT-S830-BKWT , R2ASDT-S830-WT , R2ASDT-S830-BN , R2ASDT-N830-HZWT , R2ASDT-N830-BKWT , R2ASDT-N830-WT , R2ASDT-N830-BN , R2ASDT-F830-HZWT , R2ASDT-F830-BKWT , R2ASDT-F830-WT , R2ASDT-F830-BN , R2ASDT-W830-HZWT , R2ASDT-W830-BKWT , R2ASDT-W830-WT , R2ASDT-W830-BN , R2ASDT-S835-HZWT , R2ASDT-S835-BKWT , R2ASDT-S835-WT , R2ASDT-S835-BN , R2ASDT-N835-HZWT , R2ASDT-N835-BKWT , R2ASDT-N835-WT , R2ASDT-N835-BN , R2ASDT-F835-HZWT , R2ASDT-F835-BKWT , R2ASDT-F835-WT , R2ASDT-F835-BN , R2ASDT-W835-HZWT , R2ASDT-W835-BKWT , R2ASDT-W835-WT , R2ASDT-W835-BN , R2ASDT-S840-HZWT , R2ASDT-S840-BKWT , R2ASDT-S840-WT , R2ASDT-S840-BN , R2ASDT-N840-HZWT , R2ASDT-N840-BKWT , R2ASDT-N840-WT , R2ASDT-N840-BN , R2ASDT-F840-HZWT , R2ASDT-F840-BKWT , R2ASDT-F840-WT , R2ASDT-F840-BN , R2ASDT-W840-HZWT , R2ASDT-W840-BKWT , R2ASDT-W840-WT , R2ASDT-W840-BN + More - Less More Information Shallow housing that is designed to fit in tight plenum spaces without sacrificing lumen output. Features: LED housing and light engine sold separately Finish: Haze/White, Black/White, White, Brushed Nickel Construction: Die-cast aluminum trim with die-cast aluminum heat sink Color Temperature: 2700K, 3000K, 3500K, 4000K CRI: 85 Lumens: 1230 up to 1330 Wattage: 15W Beam: 17°, 24°, 40°, 50° Comparable to: 75W MR16 0-10V Dimming: 100% - 1% Ceiling thickness: 2" - 1" ELV Dimming: 100% - 5% (120V only) Voltage: 120V-277V AC 2” trim aperture 35° cut-off angle *MFG Part Number*: R2ASDT-S827-HZWT , R2ASDT-S827-BKWT , R2ASDT-S827-WT , R2ASDT-S827-BN , R2ASDT-N827-HZWT , R2ASDT-N827-BKWT , R2ASDT-N827-WT , R2ASDT-N827-BN , R2ASDT-F827-HZWT , R2ASDT-F827-BKWT , R2ASDT-F827-WT , R2ASDT-F827-BN , R2ASDT-W827-HZWT , R2ASDT-W827-BKWT , R2ASDT-W827-WT , R2ASDT-W827-BN , R2ASDT-S830-HZWT , R2ASDT-S830-BKWT , R2ASDT-S830-WT , R2ASDT-S830-BN , R2ASDT-N830-HZWT , R2ASDT-N830-BKWT , R2ASDT-N830-WT , R2ASDT-N830-BN , R2ASDT-F830-HZWT , R2ASDT-F830-BKWT , R2ASDT-F830-WT , R2ASDT-F830-BN , R2ASDT-W830-HZWT , R2ASDT-W830-BKWT , R2ASDT-W830-WT , R2ASDT-W830-BN , R2ASDT-S835-HZWT , R2ASDT-S835-BKWT , R2ASDT-S835-WT , R2ASDT-S835-BN , R2ASDT-N835-HZWT , R2ASDT-N835-BKWT , R2ASDT-N835-WT , R2ASDT-N835-BN , R2ASDT-F835-HZWT , R2ASDT-F835-BKWT , R2ASDT-F835-WT , R2ASDT-F835-BN , R2ASDT-W835-HZWT , R2ASDT-W835-BKWT , R2ASDT-W835-WT , R2ASDT-W835-BN , R2ASDT-S840-HZWT , R2ASDT-S840-BKWT , R2ASDT-S840-WT , R2ASDT-S840-BN , R2ASDT-N840-HZWT , R2ASDT-N840-BKWT , R2ASDT-N840-WT , R2ASDT-N840-BN , R2ASDT-F840-HZWT , R2ASDT-F840-BKWT , R2ASDT-F840-WT , R2ASDT-F840-BN , R2ASDT-W840-HZWT , R2ASDT-W840-BKWT , R2ASDT-W840-WT , R2ASDT-W840-BN + More - Less Shallow housing that is designed to fit in tight plenum spaces without sacrificing lumen output. WAC R2ASDT Aether 2" LED Square Downlight Trim, 85CRI | 2700 | 85 | 1230 | 82 |  | 15 | 1 | 161.95 | 161.95 | 190.2975 | 2020Q2 | https://www.lbclighting.com/led/recessed-led/wac-r2asdt-8.html | LBC Lighting | 2020 | Yes
LED Lighting | Downlight | WAC Lighting | True |  |  |  |  | LED housing and light engine sold separately Designed to fit in tight plenum 2” trim aperture, 2" housing height 35° cut-off angle Shallow housing under 2in depth Single spot light source *MFG Part Number*: R2ASDT-S927-HZWT , R2ASDT-S927-BKWT , R2ASDT-S927-WT , R2ASDT-S927-BN , R2ASDT-N927-HZWT , R2ASDT-N927-BKWT , R2ASDT-N927-WT , R2ASDT-N927-BN , R2ASDT-F927-HZWT , R2ASDT-F927-BKWT , R2ASDT-F927-WT , R2ASDT-F927-BN , R2ASDT-W927-HZWT , R2ASDT-W927-BKWT , R2ASDT-W927-WT , R2ASDT-W927-BN , R2ASDT-S930-HZWT , R2ASDT-S930-BKWT , R2ASDT-S930-WT , R2ASDT-S930-BN , R2ASDT-N930-HZWT , R2ASDT-N930-BKWT , R2ASDT-N930-WT , R2ASDT-N930-BN , R2ASDT-F930-HZWT , R2ASDT-F930-BKWT , R2ASDT-F930-WT , R2ASDT-F930-BN , R2ASDT-W930-HZWT , R2ASDT-W930-BKWT , R2ASDT-W930-WT + More - Less More Information Shallow housing that is designed to fit in tight plenum spaces without sacrificing lumen output. Features: LED housing and light engine sold separately Finish: Haze/White, Black/White, White, Brushed Nickel Construction: Die-cast aluminum trim with die-cast aluminum heat sink Color Temperature: 2700K, 3000K CRI: 90 Lumens: 1005 up to 1065 Wattage: 15W Beam: 17°, 24°, 40°, 50° Comparable to: 75W MR16 Dimming: 100% - 5% with 0-10V, 100% - 5% with Electronic Low Voltage (ELV)/ TRIAC Ceiling thickness: 1/2" - 1" Designed to fit in tight plenum Voltage: 120V-277V AC 2” trim aperture, 2" housing height 35° cut-off angle Shallow housing under 2in depth Single spot light source *MFG Part Number*: R2ASDT-S927-HZWT , R2ASDT-S927-BKWT , R2ASDT-S927-WT , R2ASDT-S927-BN , R2ASDT-N927-HZWT , R2ASDT-N927-BKWT , R2ASDT-N927-WT , R2ASDT-N927-BN , R2ASDT-F927-HZWT , R2ASDT-F927-BKWT , R2ASDT-F927-WT , R2ASDT-F927-BN , R2ASDT-W927-HZWT , R2ASDT-W927-BKWT , R2ASDT-W927-WT , R2ASDT-W927-BN , R2ASDT-S930-HZWT , R2ASDT-S930-BKWT , R2ASDT-S930-WT , R2ASDT-S930-BN , R2ASDT-N930-HZWT , R2ASDT-N930-BKWT , R2ASDT-N930-WT , R2ASDT-N930-BN , R2ASDT-F930-HZWT , R2ASDT-F930-BKWT , R2ASDT-F930-WT , R2ASDT-F930-BN , R2ASDT-W930-HZWT , R2ASDT-W930-BKWT , R2ASDT-W930-WT + More - Less Shallow housing that is designed to fit in tight plenum spaces without sacrificing lumen output. WAC R2ASDT Aether 2" LED Square Downlight Trim, 90CRI | 2700 | 90 | 1005 | 67 |  | 15 | 1 | 170.95 | 170.95 | 200.8729 | 2020Q2 | https://www.lbclighting.com/led/recessed-led/wac-r2asdt-9.html | LBC Lighting | 2020 | Yes
LED Lighting | Downlight | WAC Lighting | True |  |  |  |  | Deals of the Month 50,000 hour rated life 1 x 12W LED (Included) *MFG Part Number*: R4DRDR-F930-WT More Information Minimum profile downlight with driver and electrical connection box attached to fixture for easy remodel or new construction installation. Features: Finish: White Color Temperature: 3000K Lumens: 1035 Construction: Die-cast aluminum with frosted TIR lens Dimming: 100% - 10% ELV, 100% - 5% TRIAC Comparable to: 75W MR16 Cutout: Remodel 4" Voltage: 120V Beam: F 45° Ceiling thickness: 1/2" - 1 1/2" 50,000 hour rated life Lamping: 1 x 12W LED (Included) *MFG Part Number*: R4DRDR-F930-WT Minimum profile downlight with driver and electrical connection box attached to fixture for easy remodel or new construction installation. WAC R4DRDR Pop-in LED Recessed Downlights | 3000 |  | 1035 | 86.25 | 50000 | 12 | 1 | 29.95 | 29.95 | 35.1924 | 2020Q2 | https://www.lbclighting.com/led/recessed-led/wac-r4drdr-f930.html | LBC Lighting | 2020 | Yes
LED Lighting |  | Contech Lighting | True |  |  |  |  | Dimmable to 10% with an electronic low-voltage (ELV) dimmer Die-cast full cutoff baffle conceals lamp for visual comfort This fixture features a rugged yoke for balanced fixture adjustment and full 350° rotation All styles are equipped with a convenient on/off switch and polarity indicator Must be used with track-mounted transformer System designed to last 25,000 hours 8W MR16 LED Includes Megaman MR16 LED Lamp More Information Contech CTL116ML Flat Back Cylinder 8W MR16 LED Track Head Features: Track System: Contech Wattage: 8W LED Lumens: 450-600 Lumens Color Temperature: 2700K, 3000K, 3500K, 4000K CRI: 80+ Driver Option: Dimming Finish: Black, White Beam spread: 12°, 24°, 36° Dimmable to 10% with an electronic low-voltage (ELV) dimmer Die-cast full cutoff baffle conceals lamp for visual comfort This fixture features a rugged yoke for balanced fixture adjustment and full 350° rotation All styles are equipped with a convenient on/off switch and polarity indicator Must be used with track-mounted transformer System designed to last 25,000 hours Lamping: 8W MR16 LED Includes Megaman MR16 LED Lamp Models: CTL116ML12 , CTL116ML24 , CTL116ML36 *MFG Part Number*: CTL116ML2427K-B , CTL116ML2427K-P , CTL116ML2440K-B , CTL116ML2440K-P , CTL116ML3627K-B , CTL116ML3627K-P , CTL116ML3640K-B , CTL116ML3640K-P + More - Less Contech CTL116ML Flat Back Cylinder 8W MR16 LED Track Head Contech CTL116ML Flat Back Cylinder 8W MR16 LED Track Head | 2700 | 80 | 450 | 56.25 | 25000 | 8 | 1 | 69.92 | 69.92 | 82.1587 | 2020Q2 | https://www.lbclighting.com/led/track-led/cntc-ctl116ml.html | LBC Lighting | 2020 | Yes
LED Lighting | Reflector | Contech Lighting | True |  |  |  |  | Electronic transformer (120/12V) with range from 0.6W - 60W Dimmable to 10% with an electronic low-voltage (ELV) dimmer Durable die-cast aluminum construction Adjustable to 180° horizontal rotation; 180° vertical rotation System designed to last 25,000 hours 8W MR16 LED Includes Megaman MR16 LED Lamp, GU5.3 Base More Information Contech CTL1216ML Closed Back 8W MR16 LED Track Head Features: Track System: Contech Wattage: 8W LED Lumens: 450-600 Lumens Color Temperature: 2700K, 3000K, 3500K, 4000K CRI: 80+ Driver Option: Dimming Finish: Black, White, Silver Beam spread: 12°, 24°, 36° Electronic transformer (120/12V) with range from 0.6W - 60W Dimmable to 10% with an electronic low-voltage (ELV) dimmer Durable die-cast aluminum construction Adjustable to 180° horizontal rotation; 180° vertical rotation System designed to last 25,000 hours Lamping: 8W MR16 LED Includes Megaman MR16 LED Lamp, GU5.3 Base Models: CTL1216ML12 , CTL1216ML24 , CTL1216ML36 *MFG Part Number*: CTL1216ML1235K-B , CTL1216ML2427K-B , CTL1216ML2427K-P , CTL1216ML2427K-S , CTL1216ML2435K-B , CTL1216ML2435K-P , CTL1216ML2435K-S , CTL1216ML2440K-B , CTL1216ML2440K-P , CTL1216ML2440K-S , CTL1216ML3627K-B , CTL1216ML3627K-P , CTL1216ML3627K-S , CTL1216ML3630K-P , CTL1216ML3630K-S , CTL1216ML3635K-B , CTL1216ML3635K-S , CTL1216ML3640K-B , CTL1216ML3640K-P , CTL1216ML3640K-S + More - Less Contech CTL1216ML Closed Back 8W MR16 LED Track Head Contech CTL1216ML Closed Back 8W MR16 LED Track Head | 2700 | 80 | 450 | 56.25 | 25000 | 8 | 1 | 150.88 | 150.88 | 177.2898 | 2020Q2 | https://www.lbclighting.com/led/track-led/cntc-ctl1216ml.html | LBC Lighting | 2020 | No
LED Lighting | Reflector | Contech Lighting | True |  |  |  |  | Solid State 120V - 12V transformer concealed in the yoke Dimmable to 10% with an electronic low-voltage (ELV) dimmer A deep set die-cast black baffle provides full cut-off The “Sure-Set” yoke design firmly holds any aiming position without unsightly knobs and provides 350° rotation Integral ON/OFF switch and track polarity indicator are standard System designed to last 25,000 hours 8W MR16 LED Includes Megaman MR16 LED Lamp More Information Contech CTL2016ML Round Back Cylinder 8W MR16 LED Track Head Features: Track System: Contech Wattage: 8W LED Lumens: 450-600 Lumens Color Temperature: 2700K, 3000K, 3500K, 4000K CRI: 80+ Driver Option: Dimming Finish: Black, White Beam spread: 12°, 24°, 36° Solid State 120V - 12V transformer concealed in the yoke Dimmable to 10% with an electronic low-voltage (ELV) dimmer A deep set die-cast black baffle provides full cut-off The “Sure-Set” yoke design firmly holds any aiming position without unsightly knobs and provides 350° rotation Integral ON/OFF switch and track polarity indicator are standard System designed to last 25,000 hours Lamping: 8W MR16 LED Includes Megaman MR16 LED Lamp Models: CTL2016ML12 , CTL2016ML24 , CTL2016ML36 *MFG Part Number*: CTL2016ML2427K-B , CTL2016ML2427K-P , CTL2016ML2435K-P , CTL2016ML2440K-B , CTL2016ML2440K-P , CTL2016ML3627K-B , CTL2016ML3627K-P , CTL2016ML3640K-B , CTL2016ML3640K-P + More - Less Contech CTL2016ML Round Back Cylinder 8W MR16 LED Track Head Contech CTL2016ML Round Back Cylinder 8W MR16 LED Track Head | 2700 | 80 | 450 | 56.25 | 25000 | 8 | 1 | 165.6 | 165.6 | 194.5864 | 2020Q2 | https://www.lbclighting.com/led/track-led/cntc-ctl2016ml.html | LBC Lighting | 2020 | No
LED Lighting | Reflector | Contech Lighting | True |  |  |  |  | Dimmable to 10% with forward phase/TRIAC dimming Integral ON/OFF switch and spring loaded latch with embossed track polarity indicator are standard System designed to last 25,000 hours 7W PAR16 LED, 530 Lumens Includes Megaman PAR16 LED Lamp, GU10 Base More Information Contech CTL216GU10ML Mini Round Back Cylinder 7W PAR16 LED Track Head Features: Track System: Contech Wattage: 7W LED Lumens: 530 Lumens Color Temperature: 2700K, 3000K, 4000K CRI: 80+ Driver Option: Dimming Finish: Black, White Beam spread: 35° Dimmable to 10% with forward phase/TRIAC dimming Integral ON/OFF switch and spring loaded latch with embossed track polarity indicator are standard System designed to last 25,000 hours Lamping: 7W PAR16 LED, 530 Lumens Includes Megaman PAR16 LED Lamp, GU10 Base Models: CTL216GU10ML3527K , CTL216GU10ML3530K , CTL216GU10ML3540K *MFG Part Number*: CTL216GU10ML3527K-B , CTL216GU10ML3527K-P , CTL216GU10ML3527K-S , CTL216GU10ML3540K-B , CTL216GU10ML3540K-P , CTL216GU10ML3540K-S + More - Less Contech CTL216GU10ML Mini Round Back Cylinder 7W PAR16 LED Track Head Contech CTL216GU10ML Mini Round Back Cylinder 7W PAR16 LED Track Head | 2700 | 80 | 530 | 75.7143 | 25000 | 7 | 1 | 71.76 | 71.76 | 84.3208 | 2020Q2 | https://www.lbclighting.com/led/track-led/cntc-ctl216gu10ml.html | LBC Lighting | 2020 | No
LED Lighting | Reflector | Contech Lighting | True |  |  | PAR38 (Reflector) |  | Dimmable to 10% with forward phase/TRIAC dimming Integral ON/OFF switch and track polarity indicator are standard Low proﬁle side swivel design and “Sure-Set” swivel for precise aiming System designed to last 30,000 hours 18W PAR38 LED, 1200 Lumens Includes Megaman PAR38 LED Lamp More Information Contech CTL610ML12 Ultimate Universal 18W PAR38 LED Track Head Features: Track System: Contech Wattage: 18W LED Lumens: 1200 Lumens Color Temperature: 3000K CRI: 95 Driver Option: Dimming Finish: Black, White, Silver Beam spread: 25°, 45° Dimmable to 10% with forward phase/TRIAC dimming Integral ON/OFF switch and track polarity indicator are standard Low proﬁle side swivel design and “Sure-Set” swivel for precise aiming System designed to last 30,000 hours Lamping: 18W PAR38 LED, 1200 Lumens Includes Megaman PAR38 LED Lamp Models: CTL610ML12D-2530KC , CTL610ML12D-4530KC *MFG Part Number*: CNTC-CTL610ML12 Contech CTL610ML12 Ultimate Universal 18W PAR38 LED Track Head Contech CTL610ML12 Ultimate Universal 18W PAR38 LED Track Head | 3000 | 95 | 1200 | 66.6667 | 30000 | 18 | 1 | 22.08 | 22.08 | 25.9449 | 2020Q2 | https://www.lbclighting.com/led/track-led/cntc-ctl610ml12.html | LBC Lighting | 2020 | Yes
LED Lighting | Reflector | Contech Lighting | True |  |  |  |  | Dimmable to 10% with forward phase/TRIAC dimming Integral ON/OFF switch and track polarity indicator are standard Low proﬁle side swivel design and “Sure-Set” swivel for precise aiming System designed to last 30,000 hours 20W PAR38 LED, 2100 Lumens Includes Megaman PAR38 LED Lamp More Information Contech CTL610ML21 Ultimate Universal 20W PAR38 LED Track Head Features: Track System: Contech Wattage: 20W LED Lumens: 2100 Lumens Color Temperature: 2700K, 3000K, 3500K, 4000K CRI: 80+ Driver Option: Dimming Finish: Black, White, Silver Beam spread: 35° Dimmable to 10% with forward phase/TRIAC dimming Integral ON/OFF switch and track polarity indicator are standard Low proﬁle side swivel design and “Sure-Set” swivel for precise aiming System designed to last 30,000 hours Lamping: 20W PAR38 LED, 2100 Lumens Includes Megaman PAR38 LED Lamp Models: CTL610ML21D-3527K , CTL610ML21D-3530K , CTL610ML21D-3535K , CTL610ML21D-3540K *MFG Part Number*: CTL610ML21D-3535K-P , CTL610ML21D-3540K-S Contech CTL610ML21 Ultimate Universal 20W PAR38 LED Track Head Contech CTL610ML21 Ultimate Universal 20W PAR38 LED Track Head | 2700 | 80 | 2100 | 105 | 30000 | 20 | 1 | 150.14 | 150.14 | 176.4203 | 2020Q2 | https://www.lbclighting.com/led/track-led/cntc-ctl610ml21.html | LBC Lighting | 2020 | No
LED Lighting | Reflector | Contech Lighting | True |  |  | PAR38 (Reflector) |  | Dimmable to 10% with forward phase/TRIAC dimming Low proﬁle side swivel design and “Sure-Set” swivel for precise aiming Integral ON/OFF switch and track polarity indicator are standard System designed to last 30,000 hours 18W PAR38 LED, 1200 Lumens Includes Megaman PAR38 LED Lamp More Information Contech CTL6838ML12 Ultimate Universal 18W PAR38 LED Track Head Features: Track System: Contech Wattage: 18W LED Lumens: 1200 Lumens Color Temperature: 3000K CRI: 95+ Driver Option: Dimming Finish: Black, White, Silver Beam spread: 25°, 45° Dimmable to 10% with forward phase/TRIAC dimming Low proﬁle side swivel design and “Sure-Set” swivel for precise aiming Integral ON/OFF switch and track polarity indicator are standard System designed to last 30,000 hours Lamping: 18W PAR38 LED, 1200 Lumens Includes Megaman PAR38 LED Lamp Models: CTL6838ML12D-2530KC , CTL6838ML12D-4530KC *MFG Part Number*: CNTC-CTL6838ML12 Contech CTL6838ML12 Ultimate Universal 18W PAR38 LED Track Head Contech CTL6838ML12 Ultimate Universal 18W PAR38 LED Track Head | 3000 | 95 | 1200 | 66.6667 | 30000 | 18 | 1 | 22.08 | 22.08 | 25.9449 | 2020Q2 | https://www.lbclighting.com/led/track-led/cntc-ctl6838ml12.html | LBC Lighting | 2020 | Yes
LED Lighting | Reflector | Contech Lighting | True |  |  |  |  | Dimmable to 10% with forward phase/TRIAC dimming Low proﬁle side swivel design and “Sure-Set” swivel for precise aiming Integral ON/OFF switch and track polarity indicator are standard System designed to last 25,000 hours 20W PAR38 LED, 2100 Lumens Includes Megaman PAR38 LED Lamp More Information Contech CTL6838ML21 Ultimate Universal 20W PAR38 LED Track Head Features: Track System: Contech Wattage: 20W LED Lumens: 2100 Lumens Color Temperature: 2700K, 3000K, 3500K, 4000K CRI: 80+ Driver Option: Dimming Finish: Black, White, Silver Beam spread: 35° Dimmable to 10% with forward phase/TRIAC dimming Low proﬁle side swivel design and “Sure-Set” swivel for precise aiming Integral ON/OFF switch and track polarity indicator are standard System designed to last 25,000 hours Lamping: 20W PAR38 LED, 2100 Lumens Includes Megaman PAR38 LED Lamp Models: CTL6838ML21D-3527K , CTL6838ML21D-3530K , CTL6838ML21D-3535K , CTL6838ML21D-3540K *MFG Part Number*: CTL6838ML21D-3535K-B , CTL6838ML21D-3535K-P , CTL6838ML21D-3535K-S , CTL6838ML21D-3540K-B , CTL6838ML21D-3540K-P , CTL6838ML21D-3540K-S + More - Less Contech CTL6838ML21 Ultimate Universal 20W PAR38 LED Track Head Contech CTL6838ML21 Ultimate Universal 20W PAR38 LED Track Head | 2700 | 80 | 2100 | 105 | 25000 | 20 | 1 | 166.98 | 166.98 | 196.208 | 2020Q2 | https://www.lbclighting.com/led/track-led/cntc-ctl6838ml21.html | LBC Lighting | 2020 | No
LED Lighting | Reflector | Contech Lighting | True |  |  |  |  | Dimmable to 10% with forward phase/TRIAC dimming "Sure Set" yoke for precise aiming without tools and full 350° rotation Integral ON/OFF switch and track polarity indicator are standard System designed to last 25,000 hours 18W PAR38 LED, 1400 Lumens Includes Megaman PAR38 LED Lamp More Information Contech CTL8038ML14 Saturna 18W PAR38 LED Track Head Features: Track System: Contech Wattage: 18W LED Lumens: 1400 Lumens Color Temperature: 2700K, 3000K, 3500K, 4000K CRI: 80+ Driver Option: Dimming Finish: Black, White, Silver Beam spread: 25°, 45° Dimmable to 10% with forward phase/TRIAC dimming "Sure Set" yoke for precise aiming without tools and full 350° rotation Integral ON/OFF switch and track polarity indicator are standard System designed to last 25,000 hours Lamping: 18W PAR38 LED, 1400 Lumens Includes Megaman PAR38 LED Lamp Models: CTL8038ML14D-2527K , CTL8038ML14D-2530K , CTL8038ML14D-2535K , CTL8038ML14D-2540K , CTL8038ML14D-4527K , CTL8038ML14D-4530K , CTL8038ML14D-4535K , CTL8038ML14D-4540K *MFG Part Number*: CTL8038ML14D-4530K-B , CTL8038ML14D-4530K-P , CTL8038ML14D-4530K-S Contech CTL8038ML14 Saturna 18W PAR38 LED Track Head Contech CTL8038ML14 Saturna 18W PAR38 LED Track Head | 2700 | 80 | 1400 | 77.7778 | 25000 | 18 | 1 | 114.08 | 114.08 | 134.0484 | 2020Q2 | https://www.lbclighting.com/led/track-led/cntc-ctl8038ml14.html | LBC Lighting | 2020 | No
LED Lighting | Reflector | Contech Lighting | True |  |  | PAR38 (Reflector) |  | Dimmable to 10% with forward phase/TRIAC dimming "Sure Set" yoke for precise aiming without tools and full 350° rotation Integral ON/OFF switch and track polarity indicator are standard System designed to last 25,000 hours 20W PAR38 LED, 2100 Lumens Includes Megaman PAR38 LED Lamp More Information Contech CTL8038ML21 Saturna 20W PAR38 LED Track Head Features: Track System: Contech Wattage: 20W LED Lumens: 2100 Lumens Color Temperature: 2700K, 3000K, 3500K, 4000K CRI: 80+ Driver Option: Dimming Finish: Black, White, Silver Beam spread: 35° Dimmable to 10% with forward phase/TRIAC dimming "Sure Set" yoke for precise aiming without tools and full 350° rotation Integral ON/OFF switch and track polarity indicator are standard System designed to last 25,000 hours Lamping: 20W PAR38 LED, 2100 Lumens Includes Megaman PAR38 LED Lamp Models: CTL8038ML21D-3527K , CTL8038ML21D-3530K , CTL8038ML21D-3535K , CTL8038ML21D-3540K *MFG Part Number*: CNTC-CTL8038ML21 Contech CTL8038ML21 Saturna 20W PAR38 LED Track Head Contech CTL8038ML21 Saturna 20W PAR38 LED Track Head | 2700 | 80 | 2100 | 105 | 25000 | 20 | 1 | 22.08 | 22.08 | 25.9449 | 2020Q2 | https://www.lbclighting.com/led/track-led/cntc-ctl8038ml21.html | LBC Lighting | 2020 | Yes
LED Lighting | Reflector | Contech Lighting | True |  |  | PAR38 (Reflector) |  | Dimmable to 10% with forward phase/TRIAC dimming Two-plane gimbal design permits 360° horizontal swivel and 150° adjustability in the vertical plane for excellent aiming Integral ON/OFF switch and track polarity indicator are standard System designed to last 30,000 hours 18W PAR38 LED, 1200 Lumens Includes Megaman PAR38 LED Lamp More Information Contech CTL8138ML12 Front Relamping Gimbal 18W PAR38 LED Track Head Features: Track System: Contech Wattage: 18W LED Lumens: 1200 Lumens Color Temperature: 3000K CRI: 95 Driver Option: Dimming Finish: Black, White, Silver Beam spread: 25°, 45° Dimmable to 10% with forward phase/TRIAC dimming Two-plane gimbal design permits 360° horizontal swivel and 150° adjustability in the vertical plane for excellent aiming Integral ON/OFF switch and track polarity indicator are standard System designed to last 30,000 hours Lamping: 18W PAR38 LED, 1200 Lumens Includes Megaman PAR38 LED Lamp Models: CTL8138ML12D-2530KC , CTL8138ML12D-4530KC *MFG Part Number*: CNTC-CTL8138ML12 Contech CTL8138ML12 Front Relamping Gimbal 18W PAR38 LED Track Head Contech CTL8138ML12 Front Relamping Gimbal 18W PAR38 LED Track Head | 3000 | 95 | 1200 | 66.6667 | 30000 | 18 | 1 | 22.08 | 22.08 | 25.9449 | 2020Q2 | https://www.lbclighting.com/led/track-led/cntc-ctl8138ml12.html | LBC Lighting | 2020 | Yes
LED Lighting | Reflector | Contech Lighting | True |  |  | PAR38 (Reflector) |  | Dimmable to 10% with forward phase/TRIAC dimming Two-plane gimbal design permits 360° horizontal swivel and 150° adjustability in the vertical plane for excellent aiming Integral ON/OFF switch and track polarity indicator are standard System designed to last 25,000 hours 20W PAR38 LED, 2100 Lumens Includes Megaman PAR38 LED Lamp More Information Contech CTL8138ML21 Front Relamping Gimbal 20W PAR38 LED Track Head Features: Track System: Contech Wattage: 20W LED Lumens: 2100 Lumens Color Temperature: 2700K, 3000K, 3500K, 4000K CRI: 80+ Driver Option: Dimming Finish: Black, White, Silver Beam spread: 35° Dimmable to 10% with forward phase/TRIAC dimming Two-plane gimbal design permits 360° horizontal swivel and 150° adjustability in the vertical plane for excellent aiming Integral ON/OFF switch and track polarity indicator are standard System designed to last 25,000 hours Lamping: 20W PAR38 LED, 2100 Lumens Includes Megaman PAR38 LED Lamp Models: CTL8138ML21D-3527K , CTL8138ML21D-3530K , CTL8138ML21D-3535K , CTL8138ML21D-3540K *MFG Part Number*: CNTC-CTL8138ML21 Contech CTL8138ML20 Front Relamping Gimbal 25W PAR38 LED Track Head Contech CTL8138ML21 Front Relamping Gimbal 20W PAR38 LED Track Head | 2700 | 80 | 2100 | 105 | 25000 | 20 | 1 | 22.08 | 22.08 | 25.9449 | 2020Q2 | https://www.lbclighting.com/led/track-led/cntc-ctl8138ml21.html | LBC Lighting | 2020 | Yes
LED Lighting | Reflector | Contech Lighting | True |  |  |  |  | Dimmable to 10% with forward phase/TRIAC dimming Integral ON/OFF switch and spring loaded latch with embossed track polarity indicator are standard System designed to last 25,000 hours 7W PAR16 LED, 530 Lumens Includes Megaman PAR16 LED Lamp, GU10 Base More Information Contech CTL816GU10ML Mini Gimbal Ring 7W PAR16 LED Track Head Features: Track System: Contech Wattage: 7W LED Lumens: 530 Lumens Color Temperature: 2700K, 3000K, 4000K CRI: 80+ Driver Option: Dimming Finish: Black, White Beam spread: 35° Dimmable to 10% with forward phase/TRIAC dimming Integral ON/OFF switch and spring loaded latch with embossed track polarity indicator are standard System designed to last 25,000 hours Lamping: 7W PAR16 LED, 530 Lumens Includes Megaman PAR16 LED Lamp, GU10 Base Models: CTL816GU10ML3527K , CTL816GU10ML3530K , CTL816GU10ML3540K *MFG Part Number*: CTL816GU10ML3527K-B , CTL816GU10ML3527K-P , CTL816GU10ML3527K-S , CTL816GU10ML3540K-B , CTL816GU10ML3540K-P , CTL816GU10ML3540K-S + More - Less Contech CTL816GU10ML Mini Gimbal Ring 7W PAR16 LED Track Head Contech CTL816GU10ML Mini Gimbal Ring 7W PAR16 LED Track Head | 2700 | 80 | 530 | 75.7143 | 25000 | 7 | 1 | 66.24 | 66.24 | 77.8346 | 2020Q2 | https://www.lbclighting.com/led/track-led/cntc-ctl816gu10ml.html | LBC Lighting | 2020 | Yes
LED Lighting | Reflector | Contech Lighting | True |  |  | PAR30S (Shortneck) |  | Dimmable to 10% with forward phase/TRIAC dimming 2-Plane gimbal design permits 360° horizontal swivel and 150° adjustability in the vertical plane for excellent aiming Integral ON/OFF switch and track polarity indicator are standard System designed to last 25,000 hours 10.5W PAR30 LED, 800 Lumens Includes Megaman energy efficient PAR30S 120V LED Lamp More Information Contech CTL830ML PAR30 Gimbal Line Voltage 10.5W LED Track Head Features: Track System: Contech Wattage: 10.5W LED Lumens: 800 Lumens Color Temperature: 2700K, 3000K, 3500K, 4000K CRI: 80+ Driver Option: Dimming Input voltage: 120V Finish: Black, White, UNLook (Black Adapter/Black Cord), Satin UNLook (Silver Adapter/Black Cord) Beam spread: 35° Dimmable to 10% with forward phase/TRIAC dimming 2-Plane gimbal design permits 360° horizontal swivel and 150° adjustability in the vertical plane for excellent aiming Integral ON/OFF switch and track polarity indicator are standard System designed to last 25,000 hours Lamping: 10.5W PAR30 LED, 800 Lumens Includes Megaman energy efficient PAR30S 120V LED Lamp Models: CTL830ML3527K , CTL830ML3530K , CTL830ML3535K , CTL830ML3540K *MFG Part Number*: CNTC-CTL830ML Contech CTL830ML PAR30 Gimbal Line Voltage 10.5W LED Track Head Contech CTL830ML PAR30 Gimbal Line Voltage 10.5W LED Track Head | 2700 | 80 | 800 | 76.1905 | 25000 | 10.5 | 1 | 22.08 | 22.08 | 25.9449 | 2020Q2 | https://www.lbclighting.com/led/track-led/cntc-ctl830ml.html | LBC Lighting | 2020 | Yes
LED Lighting | Reflector | Contech Lighting | True |  |  | PAR38 (Reflector) |  | Dimmable to 10% with forward phase/TRIAC dimming The 2-plane gimbal design permits maximum horizontal and vertical swivel for excellent aiming Integral ON/OFF switch and track polarity indicator are standard Includes Megaman PAR38 LED Lamp System designed to last 30,000 hours 18W PAR38 LED (Included) *MFG Part Number*: CTL838/2ML14D-2530K-B , CTL838/2ML14D-2530K-P , CTL838/2ML14D-4530K-B , CTL838/2ML14D-4530K-P More Information Contech CTL838/2ML14 Slim Style Gimbal 18W PAR38 LED Track Head Features: Track System: Contech Wattage: 18W LED Lumens: 1400 Lumens Color Temperature: 3000K CRI: 82 Driver Option: Dimming Finish: Black, White Beam spread: 25°, 45° Dimmable to 10% with forward phase/TRIAC dimming The 2-plane gimbal design permits maximum horizontal and vertical swivel for excellent aiming Integral ON/OFF switch and track polarity indicator are standard Includes Megaman PAR38 LED Lamp System designed to last 30,000 hours Lamping: 18W PAR38 LED (Included) *MFG Part Number*: CTL838/2ML14D-2530K-B , CTL838/2ML14D-2530K-P , CTL838/2ML14D-4530K-B , CTL838/2ML14D-4530K-P Contech CTL838/2ML14 Slim Style Gimbal 18W PAR38 LED Track Head Contech CTL838/2ML14 Slim Style Gimbal 18W PAR38 LED Track Head | 3000 | 82 | 1400 | 77.7778 | 30000 | 18 | 1 | 109 | 109 | 128.0792 | 2020Q2 | https://www.lbclighting.com/led/track-led/cntc-ctl838-2ml14.html | LBC Lighting | 2020 | No
LED Lighting | Reflector | Contech Lighting | True |  |  |  |  | Dimmable to 10% with forward phase/TRIAC dimming The 2-plane gimbal design permits maximum horizontal and vertical swivel for excellent aiming Integral ON/OFF switch and track polarity indicator are standard System designed to last 25,000 hours 20W PAR38 LED, 2100 Lumens Includes Megaman PAR38 LED Lamp More Information Contech CTL838/2ML21 Slim Style Gimbal 20W PAR38 LED Track Head Features: Track System: Contech Wattage: 20W LED Lumens: 2100 Lumens Color Temperature: 2700K, 3000K, 3500K, 4000K CRI: 80+ Driver Option: Dimming Finish: Black, White, Silver, Unfinished Aluminum Beam spread: 35° Dimmable to 10% with forward phase/TRIAC dimming The 2-plane gimbal design permits maximum horizontal and vertical swivel for excellent aiming Integral ON/OFF switch and track polarity indicator are standard System designed to last 25,000 hours Lamping: 20W PAR38 LED, 2100 Lumens Includes Megaman PAR38 LED Lamp Models: CTL838/2ML21D-3527K , CTL838/2ML21D-3530K , CTL838/2ML21D-3535K , CTL838/2ML21D-3540K *MFG Part Number*: CTL838/2ML21D-3535K-B , CTL838/2ML21D-3535K-P , CTL838/2ML21D-3535K-U , CTL838/2ML21D-3540K-B , CTL838/2ML21D-3540K-P , CTL838/2ML21D-3540K-U + More - Less Contech CTL838/2ML21 Slim Style Gimbal 20W PAR38 LED Track Head Contech CTL838/2ML21 Slim Style Gimbal 20W PAR38 LED Track Head | 2700 | 80 | 2100 | 105 | 25000 | 20 | 1 | 163.39 | 163.39 | 191.9896 | 2020Q2 | https://www.lbclighting.com/led/track-led/cntc-ctl838-2ml21.html | LBC Lighting | 2020 | No
LED Lighting | Reflector | Envirolite | True |  |  |  |  | Dimmable LED chips designed to last for 50,000 hours 5 years warranty 25W LED (Included) More Information EnviroLite LED track lighting is designed to complement any interior decor and save money. This kit comes with a straight bar and 4 modern shaped lights. This track lighting kit features a protective bushed nickel finish, and the LED lights pivot and rotate to direct the light where it is needed most. Features: Finish: Brushed Nickel Head Type: Spot Light Maximum number of heads: 4 Lumens: 1910 lm (equal to four 40W light bulbs) Color Temperature: 2700K CRI: 82 Dimmable LED chips designed to last for 50,000 hours 5 years warranty Lamping: 25W LED (Included) Model: EVT101727-35 *MFG Part Number*: EVT101727-35 These track lights are perfect for the living room, kitchen, bedroom and other rooms. EnviroLite EVT101727 3-ft LED Track Lighting Kit | 2700 | 82 | 1910 | 76.4 | 50000 | 25 | 1 | 53.97 | 53.97 | 63.4168 | 2020Q2 | https://www.lbclighting.com/led/track-led/evl-evt101727.html | LBC Lighting | 2020 | Yes
LED Lighting |  | Green Creative | [5 empty] | 75W PAR30 halogen replacement 350° horizontal and 90° vertical adjustment More Information This TITANIUM LED SERIES 4.0 8W ASPIRE Track head has been designed and engineered for commercial applications that demand high performance. This track head features a sleek design, an integrated driver and a smooth face Miroptic lens. Features: Wattage: 8.8W LED Voltage: 120V Rated Life: 40,000 hours Type: Halo Track, Juno Track Color Temperature: 2700K, 3000K Finish: White, Black CRI: 80 Lumens: 600-625 Beam Angle: 30 degrees (Narrow Flood) 75W PAR30 halogen replacement 350° horizontal and 90° vertical adjustment Models: 16340 , 16341 , 16343 , 16344 , 16346 , 16347 , 16349 , 16350 *MFG Part Number*: 16340 , 16341 , 16343 , 16344 , 16346 , 16347 , 16349 , 16350 + More - Less This TITANIUM LED SERIES 4.0 8W ASPIRE Track head has been designed and engineered for commercial applications that demand high performance. This track head features a sleek design, an integrated driver and a smooth face Miroptic lens. Green Creative 8W ASPIRE LED Track, 120V | 2700 | 80 | 600 | 68.1818 | 40000 | 8.8 | 1 | 46.62 | 46.62 | 54.7803 | 2020Q2 | https://www.lbclighting.com/led/track-led/grnc-16340.html | LBC Lighting | 2020 | Yes
LED Lighting |  | Green Creative | [5 empty] | 20W HID replacement 350° horizontal and 90° vertical adjustment Field interchangeable lens comes in NF & FL standard More Information This TITANIUM LED SERIES 4.0 8W ASPIRE Track head has been designed and engineered for commercial applications that demand high performance. This track head features a sleek design, an integrated driver and a smooth face Miroptic lens. Features: Wattage: 22W LED Voltage: 120V Rated Life: 40,000 hours Type: Halo Track, Juno Track Color Temperature: 2700K, 3000K Finish: White, Black CRI: 90 Lumens: 1200-1250 Beam Angle: 25°/38°/15° 20W HID replacement 350° horizontal and 90° vertical adjustment Field interchangeable lens comes in NF & FL standard Models: 97587 , 97588 , 97590 , 97591 , 97599 , 97600 , 97602 , 97603 *MFG Part Number*: 97587 , 97588 , 97590 , 97591 , 97599 , 97600 , 97602 , 97603 + More - Less This TITANIUM LED SERIES 4.0 8W ASPIRE Track head has been designed and engineered for commercial applications that demand high performance. This track head features a sleek design, an integrated driver and a smooth face Miroptic lens. Green Creative 22W ASPIRE LED Track, 120V | 2700 | 90 | 1200 | 54.5455 | 40000 | 22 | 1 | 103.32 | 103.32 | 121.405 | 2020Q2 | https://www.lbclighting.com/led/track-led/grnc-97587.html | LBC Lighting | 2020 | Yes
LED Lighting |  | Green Creative | [5 empty] | 39W HID replacement 350° horizontal and 90° vertical adjustment Field interchangeable lens comes in NF & FL standard More Information This TITANIUM LED SERIES 4.0 8W ASPIRE Track head has been designed and engineered for commercial applications that demand high performance. This track head features a sleek design, an integrated driver and a smooth face Miroptic lens. Features: Wattage: 33W LED Voltage: 120V Rated Life: 40,000 hours Type: Halo Track, Juno Track Color Temperature: 2700K, 3000K Finish: White, Black CRI: 90 Lumens: 2200-2300 Beam Angle: 25°/38° 39W HID replacement 350° horizontal and 90° vertical adjustment Field interchangeable lens comes in NF & FL standard Models: 97623 , 97624 , 97626 , 67627 , 97629 , 97630 , 97632 , 97633 *MFG Part Number*: 97623 , 97624 , 97626 , 97627 , 97629 , 97630 , 97632 , 97633 + More - Less This TITANIUM LED SERIES 4.0 8W ASPIRE Track head has been designed and engineered for commercial applications that demand high performance. This track head features a sleek design, an integrated driver and a smooth face Miroptic lens. Green Creative 33W ASPIRE LED Track, 120V | 2700 | 90 | 2200 | 66.6667 | 40000 | 33 | 1 | 144.12 | 144.12 | 169.3466 | 2020Q2 | https://www.lbclighting.com/led/track-led/grnc-97623.html | LBC Lighting | 2020 | Yes
LED Lighting |  | Juno Lighting | True |  |  |  |  | Dimmable using high quality reverse phase electronic low voltage (ELV) dimmers approved by Juno. View compatible dimmers here. Concealed vertical aiming lock screw to secure fixture aiming Oversized trac adapter for greater mounting stability Two position power contact provided for two-circuit trac application 30W LED (Included) More Information The LED wall wash/flood trac fixtures deliver a powerful and uniform punch of light, utilizing less energy than a similar CMH fixture and offering up to 4 times the rated life. Features: Finish: Black, Silver, White Color Temperature: 2700K, 3000K, 3500K, 4000K Lumens: 1899 - 2633 Color Rendering Index: 80 CRI Minimum Wattage: 30W Lamping: LED Voltage: 120V Rated Life: 50,000 Hours Dimmable using high quality reverse phase electronic low voltage (ELV) dimmers approved by Juno. View compatible dimmers here. Aiming: 360 degree horizontal coverage, 90 degree vertical aiming capability Concealed vertical aiming lock screw to secure fixture aiming Oversized trac adapter for greater mounting stability Two position power contact provided for two-circuit trac application Lamping: 30W LED (Included) Models: T258L G2 27K , T258L G2 30K , T258L G2 35K , T258L G2 40K *MFG Part Number*: T258L G2 27K 80CRI PDIM BL , T258L G2 27K 80CRI PDIM SL , T258L G2 27K 80CRI PDIM WH , T258L G2 35K 80CRI PDIM BL , T258L G2 35K 80CRI PDIM SL , T258L G2 35K 80CRI PDIM WH , T258L G2 30K 80CRI PDIM BL , T258L G2 30K 80CRI PDIM SL , T258L G2 30K 80CRI PDIM WH , T258L G2 40K 80CRI PDIM BL , T258L G2 40K 80CRI PDIM SL , T258L G2 40K 80CRI PDIM WH + More - Less The LED wall wash/flood trac fixtures deliver a powerful and uniform punch of light, utilizing less energy than a similar CMH fixture and offering up to 4 times the rated life. Juno Trac-Master T258L 30W LED Wall Wash / Flood Track Head | 2700 | 80 | 1899 | 63.3 | 50000 | 30 | 1 | 25.01 | 25.01 | 29.3877 | 2020Q2 | https://www.lbclighting.com/led/track-led/juno-t258l-g2-80cri.html | LBC Lighting | 2020 | Yes
LED Lighting |  | Juno Lighting | True |  |  |  |  | Dimmable using high quality reverse phase electronic low voltage (ELV) dimmers approved by Juno. Concealed vertical aiming lock screw to secure fixture aiming Oversized trac adapter for greater mounting stability Two position power contact provided for two-circuit trac application 30W LED (Included) More Information The LED wall wash/flood trac fixtures deliver a powerful and uniform punch of light, utilizing less energy than a similar CMH fixture and offering up to 4 times the rated life. Features: Finish: Black, Silver, White Color Temperature: 2700K, 3000K, 3500K, 4000K Lumens: 1899 - 3925 Color Rendering Index: 90 CRI Minimum Wattage: 30W Lamping: LED Voltage: 120V Rated Life: 50,000 Hours Dimmable using high quality reverse phase electronic low voltage (ELV) dimmers approved by Juno. Aiming: 360 degree horizontal coverage, 90 degree vertical aiming capability Concealed vertical aiming lock screw to secure fixture aiming Oversized trac adapter for greater mounting stability Two position power contact provided for two-circuit trac application Lamping: 30W LED (Included) Models: T258L G2 27K 90CRI PDIM , T258L G2 30K 90CRI PDIM , T258L G2 35K 90CRI PDIM , T258L G2 40K 90CRI PDIM *MFG Part Number*: T258L G2 27K 90CRI PDIM BL , T258L G2 27K 90CRI PDIM SL , T258L G2 27K 90CRI PDIM WH , T258L G2 30K 90CRI PDIM BL , T258L G2 30K 90CRI PDIM SL , T258L G2 30K 90CRI PDIM WH , T258L G2 35K 90CRI PDIM BL , T258L G2 35K 90CRI PDIM SL , T258L G2 35K 90CRI PDIM WH , T258L G2 40K 90CRI PDIM BL , T258L G2 40K 90CRI PDIM SL , T258L G2 40K 90CRI PDIM WH + More - Less The LED wall wash/flood trac fixtures deliver a powerful and uniform punch of light, utilizing less energy than a similar CMH fixture and offering up to 4 times the rated life. Juno Trac-Master T258L 30W LED Wall Wash / Flood Track Head - Dimmable 90 CRI | 2700 | 90 | 1899 | 63.3 | 50000 | 30 | 1 | 25.01 | 25.01 | 29.3877 | 2020Q2 | https://www.lbclighting.com/led/track-led/juno-t258l-g2-90cri.html | LBC Lighting | 2020 | Yes
LED Lighting |  | Juno Lighting | True |  |  |  |  | Dimmable using high quality reverse phase electronic low voltage (ELV) dimmers approved by Juno Concealed vertical aiming lock screw to secure fixture aiming Oversized trac adapter for greater mounting stability Two position power contact provided for two-circuit trac application 57W LED (Included) More Information The LED wall wash/flood trac fixtures deliver a powerful and uniform punch of light, utilizing less energy than a similar CMH fixture and offering up to 4 times the rated life. Features: Finish: Black, Silver, White Color Temperature: 2700K, 3000K, 3500K, 4000K Lumens: 3383 - 4691 Color Rendering Index: 80 CRI Minimum Wattage: 57W Lamping: LED Voltage: 120V Rated Life: 50,000 Hours Dimmable using high quality reverse phase electronic low voltage (ELV) dimmers approved by Juno Aiming: 360 degree horizontal coverage, 90 degree vertical aiming capability Concealed vertical aiming lock screw to secure fixture aiming Oversized trac adapter for greater mounting stability Two position power contact provided for two-circuit trac application Lamping: 57W LED (Included) Models: T259L G2 27K 80CRI PDIM , T259L G2 30K 80CRI PDIM , T259L G2 35K 80CRI PDIM , T259L G2 40K 80CRI PDIM *MFG Part Number*: T259L G2 27K 80CRI PDIM BL , T259L G2 27K 80CRI PDIM SL , T259L G2 27K 80CRI PDIM WH , T259L G2 35K 80CRI PDIM BL , T259L G2 35K 80CRI PDIM SL , T259L G2 35K 80CRI PDIM WH , T259L G2 30K 80CRI PDIM BL , T259L G2 30K 80CRI PDIM SL , T259L G2 30K 80CRI PDIM WH , T259L G2 40K 80CRI PDIM BL , T259L G2 40K 80CRI PDIM SL , T259L G2 40K 80CRI PDIM WH + More - Less The LED wall wash/flood trac fixtures deliver a powerful and uniform punch of light, utilizing less energy than a similar CMH fixture and offering up to 4 times the rated life. Juno Trac-Master T259L 57W LED Wall Wash / Flood Track Head | 2700 | 80 | 3383 | 59.3509 | 50000 | 57 | 1 | 499.87 | 499.87 | 587.3666 | 2020Q2 | https://www.lbclighting.com/led/track-led/juno-t259l-80.html | LBC Lighting | 2020 | Yes
LED Lighting |  | Juno Lighting | True |  |  |  |  | Phase Dimmable Accessory holder integral to fixture design - accommodates one accessory if desired (except wide flood versions). Optic accessories sold separately. Assembled in a side-mount vertical housing to minimize overall fixture footprint Provides quiet operation with or without dimming Dimmable using high quality reverse phase ELV dimmers approved by Juno 1 x 11W LED (Included) More Information The sleek sculpted aesthetic of the Conix II LED fixtures is unparalleled in the industry. Their elegance is carried through the entire design for a fresh, contemporary appeal. The 16W Conix II LED can deliver up to 1079 lumens, utilizing less than 1/3 of the energy of halogenequivalents and having a rated life of 50,000 hours. Features: Finish: Black, Silver, White Wattage: 11W Lamping: LED Color Temperature: 2700K, 3000K, 3500K, 4000K Phase Dimmable CRI: 80, 90 Beam Spread: Spot, Narrow Flood, Flood, Wide Flood Voltage: 120V Rated Life: 50,000 Hours Lumens: up to 1132 lm Aiming: 360 degree horizontal coverage; greater than 90 degree vertical aiming capability Accessory holder integral to fixture design - accommodates one accessory if desired (except wide flood versions). Optic accessories sold separately. Assembled in a side-mount vertical housing to minimize overall fixture footprint Provides quiet operation with or without dimming Dimmable using high quality reverse phase ELV dimmers approved by Juno Lamping: 1 x 11W LED (Included) Models: T261L G3 27K , T261L G3 30K, T261L G3 35K , T261L G3 40K *MFG Part Number*: JUNO-T261L-G3 The sleek sculpted aesthetic of the Conix II LED fixtures is unparalleled in the industry. Their elegance is carried through the entire design for a fresh, contemporary appeal. The 11W Conix II LED can deliver up to 1132 lumens, utilizing less than 1/3 of the energy of halogen equivalents and having a rated life of 50,000 hours. Juno Trac-Master T261LG3 11W Conix II LED Dimmable Track Head | 2700 | 80 | 1132 | 102.9091 | 50000 | 11 | 1 | 25.01 | 25.01 | 29.3877 | 2020Q2 | https://www.lbclighting.com/led/track-led/juno-t261l-g3.html | LBC Lighting | 2020 | Yes
LED Lighting |  | Juno Lighting | True |  |  |  |  | Dimmable Dimmable using high quality reverse phase dimmers approved by Juno. Accessory holder integral to fixture design - accommodates two acessories if desired. Optic accessories sold separately. 1 x 35W LED (Included) More Information The sleek sculpted aesthetic of the Conix II LED fixtures is unparalleled in the industry. Their elegance is carried through the entire design for a fresh, contemporary appeal. The 35W Conix II LED fixtures have integral reflectors which enable uniform spot, flood or narrow flood distributions to be achieved. Features: Finish: Black, Silver, White Wattage: 36W Lamping: LED Color Temperature: 2700K, 3000K, 3500K, 4000K Dimmable CRI: 80, 90 Beam Spread: Spot, Narrow Flood, Flood Lumens: 2741 - 3644 Voltage: 120V Rated Life: 50,000 Hours Dimmable using high quality reverse phase dimmers approved by Juno. Aiming: 360 degree horizontal coverage; greater than 90 degree vertical aiming capability Accessory holder integral to fixture design - accommodates two acessories if desired. Optic accessories sold separately. Lamping: 1 x 35W LED (Included) Models: T265L G2 27K , T265L G2 30K , T265L G2 35K, T265L G2 40K *MFG Part Number*: JUNO-T265L-G2 The sleek sculpted aesthetic of the Conix II LED fixtures is unparalleled in the industry. Their elegance is carried through the entire design for a fresh, contemporary appeal. The 35W Conix II LED fixtures have integral reflectors which enable uniform spot, flood or narrow flood distributions to be achieved. Juno Trac-Master T265L-G2 35W Conix II LED Track Head | 2700 | 80 | 2741 | 76.1389 | 50000 | 36 | 1 | 25.01 | 25.01 | 29.3877 | 2020Q2 | https://www.lbclighting.com/led/track-led/juno-t265lg2-90.html | LBC Lighting | 2020 | Yes
LED Lighting |  | Juno Lighting | True |  |  |  |  | Standard version is dimmable using high quality reverse phase electronic low voltage (ELV) dimmers approved by Juno On/off switch included Concealed vertical aiming lock screw to secure fixture aiming 1 x 26W LED (Included) More Information The Juno Trac-Master T275L Arc™ XL trac fixture is a powerful performer for retail applications, producing up to 2,281 lumens from just 26-watts input, yielding energy-saving efficacies of up to 87 lumens per watt. Features: Color Temperature: 2700K, 3000K, 3500K, 4000K CRI: 80 CRI, 90 CRI Beam Spread: Spot, Narrow Flood, Flood, Wide Flood Finish: Black, Silver, White Standard version is dimmable using high quality reverse phase electronic low voltage (ELV) dimmers approved by Juno On/off switch included Aiming: 360° horizontal coverage, 90° vertical aiming capability Concealed vertical aiming lock screw to secure fixture aiming Input Voltage: 120V Lamping: 1 x 26W LED (Included) Models: T275L 27K , T275L 30K , T275L 35, T275L 40K *MFG Part Number*: JUNO-T275L The Juno Trac-Master T275L Arc™ XL trac fixture is a powerful performer for retail applications, producing up to 2,281 lumens from just 26-watts input, yielding energy-saving efficacies of up to 87 lumens per watt. Juno Trac-Master T275L Arc XL 26W LED Dimmable Track Light | 2700 | 80 | 2281 | 87.7308 |  | 26 | 1 | 25.01 | 25.01 | 29.3877 | 2020Q2 | https://www.lbclighting.com/led/track-led/juno-t275l.html | LBC Lighting | 2020 | Yes
LED Lighting |  | WAC Lighting | [5 empty] | Uses two lenses to allow precise focus adjustment Precise beam adjustment from 24° to 40° Accepts 1 accessory lens (order separately) Die-cast aluminum construction Accepts "D" size glass and metal gobos (order separately) 355° horizontal rotation and 90° vertical aiming ANSI Compliant Warm/Neutral LED Bins for a finer color consistency Compatible with J and J2 Track System Driver concealed within the fixture 1 x 22.5W Bridgelux LED (Included) More Information Using state of the art multi-chip LED technology, the Framing Projector uses two lenses for precise focus adjustment to highlight artwork and wall décor or project images, signs and corporate logos. Features: Finish: Black, White System: H System, L System, J System Color Temperature: 2700K, 3000K, 3500K, 4000K CRI: 85, 90 Lumens: up to 400 Rated Life: 60,000 Hours Uses two lenses to allow precise focus adjustment Precise beam adjustment from 24° to 40° Accepts 1 accessory lens (order separately) Die-cast aluminum construction Accepts "D" size glass and metal gobos (order separately) 355° horizontal rotation and 90° vertical aiming ANSI Compliant Warm/Neutral LED Bins for a finer color consistency Compatible with J and J2 Track System Driver concealed within the fixture Lamping: 1 x 22.5W Bridgelux LED (Included) *MFG Part Number*: H-LED009-40-BK , H-LED009-40-WT , H-LED009-30-BK , H-LED009-30-WT , J-LED009-30-WT , L-LED009-40-BK , L-LED009-40-WT , L-LED009-30-BK , L-LED009-30-WT , H-LED009-27-BK , H-LED009-27-WT , H-LED009-35-BK , H-LED009-35-WT , H-LED009-927-BK , H-LED009-927-WT , H-LED009-930-BK , H-LED009-930-WT , J-LED009-27-BK , J-LED009-27-WT , J-LED009-30-BK , J-LED009-35-BK , J-LED009-35-WT , J-LED009-40-BK , J-LED009-40-WT , J-LED009-927-BK , J-LED009-927-WT , J-LED009-930-BK , J-LED009-930-WT , L-LED009-27-BK , L-LED009-27-WT , L-LED009-35-BK , L-LED009-35-WT , L-LED009-927-BK , L-LED009-927-WT , L-LED009-930-BK , L-LED009-930-WT + More - Less Using state of the art multi-chip LED technology, the Framing Projector uses two lenses for precise focus adjustment to highlight artwork and wall décor or project images, signs and corporate logos. WAC LED009 Framing Projector 22.5W LED Track Head | 2700 | 85 | 400 | 80 | 60000 | 5 | 1 | 395.95 | 395.95 | 465.2565 | 2020Q2 | https://www.lbclighting.com/led/track-led/led009.html | LBC Lighting | 2020 | Yes
LED Lighting |  | WAC Lighting | True |  |  |  |  | Integrated driver Free of projected heat and UV and IR radiation Single tool-free lens assembly for easy in field change out of beam angle Alternate beam angles may be ordered separately Replaceable LED modules 360° horizontal and 90° vertical hot aiming Die-cast aluminum construction 100,000 hour rated life Driver concealed within the fixture 25W Cree XT-E LED (Included) More Information The rectangular form is derived from the optimal format for LED design on a PCB for thermal to surface area ratios. Engineered with minimal components, perfect balance precision aiming, and a single diffuser that can be easily removed with a tool-free mechanism. Features: Finish: Black, White Color Temperature: 2700K, 3000K, 3500K, 4000K Beam Spread: Flood (42 degrees), Spot (20 degrees) Track System: H System, L system, J System Power Consumption: 25W Lumens: Up to 1525 lm CRI: Up to 85 Dimming: 100% - 10% ELV Input: 120 VAC, 50/60Hz Integrated driver Free of projected heat and UV and IR radiation Single tool-free lens assembly for easy in field change out of beam angle Alternate beam angles may be ordered separately Replaceable LED modules 360° horizontal and 90° vertical hot aiming Die-cast aluminum construction 100,000 hour rated life Driver concealed within the fixture Lamping: 25W Cree XT-E LED (Included) *MFG Part Number*: H-LED25F-27-BK , H-LED25F-27-WT , H-LED25F-30-BK , H-LED25F-30-WT , H-LED25F-35-BK , H-LED25F-35-WT , H-LED25F-40-BK , H-LED25F-40-WT , H-LED25S-27-BK , H-LED25S-27-WT , H-LED25S-30-BK , H-LED25S-30-WT , H-LED25S-35-BK , H-LED25S-35-WT , H-LED25S-40-BK , H-LED25S-40-WT , J-LED25F-27-BK , J-LED25F-27-WT , J-LED25F-30-BK , J-LED25F-30-WT , J-LED25F-35-BK , J-LED25F-35-WT , J-LED25F-40-BK , J-LED25F-40-WT , J-LED25S-27-BK , J-LED25S-27-WT , J-LED25S-30-BK , J-LED25S-30-WT , J-LED25S-35-BK , J-LED25S-35-WT , J-LED25S-40-BK , J-LED25S-40-WT , L-LED25F-27-BK , L-LED25F-27-WT , L-LED25F-30-BK , L-LED25F-30-WT , L-LED25F-35-BK , L-LED25S-27-BK , L-LED25S-27-WT , L-LED25S-30-BK , L-LED25S-30-WT , L-LED25S-35-BK , L-LED25S-35-WT , L-LED25S-40-BK , L-LED25S-40-WT , L-LED25F-40-BK , L-LED25F-40-WT + More - Less The rectangular form is derived from the optimal format for LED design on a PCB for thermal to surface area ratios. Engineered with minimal components, perfect balance precision aiming, and a single diffuser that can be easily removed with a tool-free mechanism. WAC Argos 25W Line Voltage LED Track Head | 2700 | 85 | 1525 | 61 | 100000 | 25 | 1 | 414.95 | 414.95 | 487.5823 | 2020Q2 | https://www.lbclighting.com/led/track-led/led25.html | LBC Lighting | 2020 | Yes
LED Lighting | Reflector | Nora Lighting | True |  |  | PAR38 (Reflector) |  | H Track System Deep drawn steel socket cup housing for high strength and rigidity Heat resistant Teflon coated wire lead Low profile gimbal ring with minimal profile Adjustable yoke for custom aiming 360º Rotation, Adjustable socket Dimmable 17W PAR38 LED or 20W PAR38 LED More Information Line voltage universal lamp holder with adjustable angle. Smooth, cylindrical design with softened edges on rear of housing for aesthetic, modern appearance. Lateral and vertical swivel enable user to aim the light source to any desired location. Adjustment knob on housing side allows user to extend or retract the neck of the lamp source. Features: H Track System Finish: Brushed Nickel, Bronze Connector / Black Fixture Color Temperature: 2700K, 3000K Watts: 17W (3000K only), 20W Lumens: up to 1100 lm Beam Angle: 15º, 25º, 40º Input Voltage: 120V Deep drawn steel socket cup housing for high strength and rigidity Heat resistant Teflon coated wire lead Low profile gimbal ring with minimal profile Adjustable yoke for custom aiming 360º Rotation, Adjustable socket Dimmable Lamping: 17W PAR38 LED or 20W PAR38 LED Models: NRS12-109BNE8 , NRS12-109BZBE8 *MFG Part Number*: NRS12-109BNE80 , NRS12-109BNE81 , NRS12-109BNE82 , NRS12-109BNE83 , NRS12-109BNE84 , NRS12-109BNE85 + More - Less Line voltage universal lamp holder with adjustable angle. Smooth, cylindrical design with softened edges on rear of housing for aesthetic, modern appearance. Nora NRS12-109LED Universal LED PAR38 Rail Fixture | 2700 |  | 1100 | 64.7059 |  | 17 | 1 | 140.4 | 140.4 | 164.9754 | 2020Q2 | https://www.lbclighting.com/led/track-led/nora-nrs12-109led-par38.html | LBC Lighting | 2020 | No
LED Lighting |  | Nora Lighting | True |  |  |  |  | One or two circuit track capable 1 x 10W LED (Included) More Information The MAC LED Track fixture has an eclectic style to fit any decor. The die-cast aluminum body helps dissipate heat and improve life. Unique design allows the beam spreads to be changed in field; 20° included and 40° installed. Small track head resembles line voltage fixtures without large driver enclosures. Features: Color Temperature: 2700K, 3000K, 4000K Finish: Black, Silver, White Style: H-Style Lumens/Wattage: 700 Lumens / 10W CRI: 90 Beam Spread: 40 degree flood installed and 20 degree spot included Dimming: ELV Adjustability:350° horizontal and 90° vertical adjustment One or two circuit track capable Input Voltage: 120V Lamping: 1 x 10W LED (Included) Models: NTE-870L927X10B , NTE-870L927X10S , NTE-870L927X10W , NTE-870L930X10B , NTE-870L930X10S , NTE-870L930X10W , NTE-870L940X10B , NTE-870L940X10S , NTE-870L940X10W *MFG Part Number*: NTE-870L927X10B , NTE-870L927X10S , NTE-870L927X10W , NTE-870L930X10B , NTE-870L930X10S , NTE-870L930X10W , NTE-870L940X10B , NTE-870L940X10S , NTE-870L940X10W + More - Less The MAC LED Track fixture has an eclectic style to fit any decor. The die-cast aluminum body helps dissipate heat and improve life. Unique design allows the beam spreads to be changed in field; 20° included and 40° installed. Small track head resembles line voltage fixtures without large driver enclosures. Nora NTE-870 MAC 10W LED Track Fixture | 2700 | 90 | 700 | 70 |  | 10 | 1 | 58.95 | 58.95 | 69.2685 | 2020Q2 | https://www.lbclighting.com/led/track-led/nora-nte-870.html | LBC Lighting | 2020 | Yes
LED Lighting |  | Nora Lighting | True |  |  |  |  | One or two circuit track capable 1 x 18W LED (Included) More Information The MAC XL LED Track fixture has an eclectic style to fit any decor. The die-cast aluminum body helps dissipate heat and improve life. Unique design allows the beam spreads to be changed in field; spot included and flood installed. Small track head resembles line voltage fixtures without large driver enclosures. Features: Color Temperature: 2700K, 3000K, 4000K Finish: Black, Silver, White Style: H-Style Lumens/Wattage: 1100 Lumens / 18W CRI: 90 Beam Spread: 40 degree flood installed and 20 degree spot included Dimming: ELV Adjustability: 350° horizontal and 90° vertical adjustment One or two circuit track capable Input Voltage: 120V Lamping: 1 x 18W LED (Included) Models: NTE-875L27X18B , NTE-875L27X18S , NTE-875L27X18W , NTE-875L30X18B , NTE-875L30X18S , NTE-875L30X18W , NTE-875L40X18B , NTE-875L40X18S , NTE-875L40X18W *MFG Part Number*: NTE-875L927X18B , NTE-875L927X18S , NTE-875L927X18W , NTE-875L930X18B , NTE-875L930X18S , NTE-875L930X18W , NTE-875L940X18B , NTE-875L940X18S , NTE-875L940X18W + More - Less The MAC XL LED Track fixture has an eclectic style to fit any decor. The die-cast aluminum body helps dissipate heat and improve life. Unique design allows the beam spreads to be changed in field; spot included and flood installed. Small track head resembles line voltage fixtures without large driver enclosures. Nora NTE-875 MAC XL 18W LED Track Fixture | 2700 | 90 | 1100 | 61.1111 |  | 18 | 1 | 89.91 | 89.91 | 105.6477 | 2020Q2 | https://www.lbclighting.com/led/track-led/nora-nte-875.html | LBC Lighting | 2020 | Yes
LED Lighting |  | Nora Lighting | True |  |  |  |  | Can be used as an indirect luminaire or wall wash One or two circuit track capable Die-cast aluminum body with indirect linear LED strip reflecting off a polished aluminum reflector providing excellent asymmetric wall washing Track mounted with double locking adapterss 15W LED More Information The Dipper provides an even wash off light using energy efficient LEDs. The indirect reflective design eliminates diode image for excellent visual comfort. Features: Finish: Black, White, Silver CRI: 90+ Lumens: 1000 lm Wattage: 15W Color Temperature: 3000K, 4000K Input Voltage: 120V Dimming: Triac Can be used as an indirect luminaire or wall wash One or two circuit track capable Die-cast aluminum body with indirect linear LED strip reflecting off a polished aluminum reflector providing excellent asymmetric wall washing Track mounted with double locking adapterss Lamping: 15W LED Models: NTE-88031530B, NTE-88031530S, NTE-88031530W, NTE-88031540B, NTE-88031540S, NTE-88031540W *MFG Part Number*: NTE-88031530B , NTE-88031530S , NTE-88031530W , NTE-88031540B , NTE-88031540S , NTE-88031540W + More - Less The Dipper provides an even wash off light using energy efficient LEDs. The indirect reflective design eliminates diode image for excellent visual comfort. Nora NTE-8803 8" Dipper LED Track Head | 3000 | 90 | 1000 | 66.6667 |  | 15 | 1 | 179.55 | 179.55 | 210.9782 | 2020Q2 | https://www.lbclighting.com/led/track-led/nora-nte-880315.html | LBC Lighting | 2020 | Yes
LED Lighting |  | Nora Lighting | True |  |  |  |  | Can be used as an indirect luminaire or wall wash One or two circuit track capable Die-cast aluminum body with indirect linear LED strip reflecting off a polished aluminum reflector providing excellent asymmetric wall washing Track mounted with double locking adapterss 30W LED More Information The Dipper provides an even wash off light using energy efficient LEDs. The indirect reflective design eliminates diode image for excellent visual comfort. Features: Finish: Black, White, Silver CRI: 90+ Lumens: 2300 lm Wattage: 30W Color Temperature: 3000K, 4000K Input Voltage: 120V Dimming: Triac Can be used as an indirect luminaire or wall wash One or two circuit track capable Die-cast aluminum body with indirect linear LED strip reflecting off a polished aluminum reflector providing excellent asymmetric wall washing Track mounted with double locking adapterss Lamping: 30W LED Models: NTE-88033030B, NTE-88033030S, NTE-88033030W, NTE-88033040B, NTE-88033040S, NTE-88033040W *MFG Part Number*: NTE-880330B , NTE-880330S , NTE-880330W , NTE-880340B , NTE-880340S , NTE-880340W + More - Less The Dipper provides an even wash off light using energy efficient LEDs. The indirect reflective design eliminates diode image for excellent visual comfort. Nora NTE-8803 12" Dipper LED Track Head | 3000 | 90 | 2300 | 76.6667 |  | 30 | 1 | 215.55 | 215.55 | 253.2796 | 2020Q2 | https://www.lbclighting.com/led/track-led/nora-nte-880330.html | LBC Lighting | 2020 | Yes
LED Lighting |  | Nora Lighting | True |  |  |  |  | Heavy duty die cast aluminum body with die cast end caps Low profile, aesthetic design Frosted lens produces an even broadcast of light Integral high efficiency solid state dimmable driver One or two circuit track capable Can be specified with H or J track adaptor Semi-specular aluminum reflector provides Fixture can be mounted anywhere along the track. 358 degree horizontal rotation and 90 degree vertical locking adjustment. Includes frosted lens diffuses LED diode and provides even light distribution 33W LED,1970 Lumens More Information Die cast aluminum LED track fixture. Heavy duty yoke allows full horizontal rotation and vertical adjustment. Dual tightening knobs assure secure lock on vertical angle position. Architectural design allows venting out the back for cool operation. Features: Finish: Black , Silver, White Color Temperature: 3000K, 4000K Voltage: 120VAC CRI: 83CR Operation Temp: -20o C to 70o C LED Driver: Integral and Dimmable Heavy duty die cast aluminum body with die cast end caps Low profile, aesthetic design Frosted lens produces an even broadcast of light Integral high efficiency solid state dimmable driver One or two circuit track capable Can be specified with H or J track adaptor Semi-specular aluminum reflector provides Fixture can be mounted anywhere along the track. 358 degree horizontal rotation and 90 degree vertical locking adjustment. Includes frosted lens diffuses LED diode and provides even light distribution Lamping: 33W LED,1970 Lumens Models: NTE-8903330 , NTE-8903340 *MFG Part Number*: NTE-8903330B , NTE-8903330S , NTE-8903330W , NTE-8903340B , NTE-8903340S , NTE-8903340W + More - Less Die cast aluminum LED track fixture. Heavy duty yoke allows full horizontal rotation and vertical adjustment. Dual tightening knobs assure secure lock on vertical angle position. Architectural design allows venting out the back for cool operation. NTE-89033 33W LED Wall Wash Track Light | 3000 | 83 | 1970 | 59.697 |  | 33 | 1 | 297 | 297 | 348.9865 | 2020Q2 | https://www.lbclighting.com/led/track-led/nora-nte-89033.html | LBC Lighting | 2020 | Yes
LED Lighting | Reflector | Nora Lighting | True | Scene Controls, |  |  |  | Integral dimmable driver Die-cast aluminum construction Symmetrical frosted lens included, asymmetrical lenses available one / two circuit conversion 20W LED More Information Tunable T-Line linear series allows the end user to select between 3000K, 3500K or 4000K at the time of installation with a 3 position switch. Luminaire runs parallel to the track for a uniform appearance and bright illumination up to 3200 lumens. Tunable T-Line includes a diffused lens for glare control and even illumination. Features: Finish: Black, Silver, White CRI: 90+ Lumens: 1600 lm Wattage: 20W Color Temperature: 3000K, 3500K or 4000K (each luminaire includes a CCT switch) Input Voltage: 120V Dimming: Triac or ELV Integral dimmable driver Die-cast aluminum construction Symmetrical frosted lens included, asymmetrical lenses available one / two circuit conversion Lamping: 20W LED Models: NTE-LIN2TWB, NTE-LIN2TWS, NTE-LIN2TWW *MFG Part Number*: NTE-LIN2TWB , NTE-LIN2TWS , NTE-LIN2TWW Tunable T-Line linear series allows the end user to select between 3000K, 3500K or 4000K at the time of installation with a 3 position switch. Luminaire runs parallel to the track for a uniform appearance and bright illumination up to 3200 lumens. Tunable T-Line includes a diffused lens for glare control and even illumination. Nora NTE-LIN LED 2' Tunable T-Line Linear Track | 3000 | 90 | 1600 | 80 |  | 20 | 1 | 168.3 | 168.3 | 197.759 | 2020Q2 | https://www.lbclighting.com/led/track-led/nora-nte-lin2tw.html | LBC Lighting | 2020 | No
LED Lighting | Reflector | Nora Lighting | True | Scene Controls, |  |  |  | Integral dimmable driver Die-cast aluminum construction Symmetrical frosted lens included, asymmetrical lenses available one / two circuit conversion 40W LED More Information Tunable T-Line linear series allows the end user to select between 3000K, 3500K or 4000K at the time of installation with a 3 position switch. Luminaire runs parallel to the track for a uniform appearance and bright illumination up to 3200 lumens. Tunable T-Line includes a diffused lens for glare control and even illumination. Features: Finish: Black, Silver, White CRI: 90+ Lumens: 3200 lm Wattage: 40W Color Temperature: 3000K, 3500K or 4000K (each luminaire includes a CCT switch) Input Voltage: 120V Dimming: Triac or ELV Integral dimmable driver Die-cast aluminum construction Symmetrical frosted lens included, asymmetrical lenses available one / two circuit conversion Lamping: 40W LED Models: NTE-LIN4TWB, NTE-LIN4TWS, NTE-LIN4TWW *MFG Part Number*: NTE-LIN4TWB , NTE-LIN4TWS , NTE-LIN4TWW Tunable T-Line linear series allows the end user to select between 3000K, 3500K or 4000K at the time of installation with a 3 position switch. Luminaire runs parallel to the track for a uniform appearance and bright illumination up to 3200 lumens. Tunable T-Line includes a diffused lens for glare control and even illumination. Nora NTE-LIN LED 4' Tunable T-Line Linear Track | 3000 | 90 | 3200 | 80 |  | 40 | 1 | 255.42 | 255.42 | 300.1284 | 2020Q2 | https://www.lbclighting.com/led/track-led/nora-nte-lin4tw.html | LBC Lighting | 2020 | No
LED Lighting |  | Nora Lighting | [5 empty] | 1 x 13W Integrated LED More Information Line voltage Shroud fixture. Yoke provides full adjustment of light source for special aiming and dual tightening knob assure lock on angle position. Features: System: H System Finish: Black, Silver, White Wattage: 13W Color Temperature: 2700K, 3000K Beam Spread: 40 degrees Lumens: 680, 700 CRI: 82 - 87 One/Two Circuit Conversion: Positive contact (opposite neutral and ground contacts) is preset to “down” position at the factory, but may be raised to the high position to install oo the second circuit of Nora Lighting’s NT-2300 series two-circuit track. Compatibility: H-Style is compatible with Halo or any other brands configured to Halo 3 (single circuit) or Halo 4 (2 circuit) track system design Note: Fixtures may not be compatible with non-Nora monopoint adapters. Lamping: 1 x 13W Integrated LED Models: NTH-149BA36 , NTH-149BA37 , NTH-149SA36 , NTH-149SA37 , NTH-149WA36 , NTH-149WA37 *MFG Part Number*: NTH-149BA36 , NTH-149BA37 , NTH-149WA36 , NTH-149WA37 Line voltage Shroud fixture. Yoke provides full adjustment of light source for special aiming and dual tightening knob assure lock on angle position. Nora NTH-149LED 13W LED Shroud Track Head | 2700 | 82 | 680 | 52.3077 |  | 13 | 1 | 104.4 | 104.4 | 122.674 | 2020Q2 | https://www.lbclighting.com/led/track-led/nora-nth-149led.html | LBC Lighting | 2020 | Yes
LED Lighting |  | WAC Lighting | True |  |  |  |  | Deals of the Month Driver concealed within the fixture 350° horizontal and 90° vertical aiming 1 x 11W Integrated LED (Included) *MFG Part Number*: H-8010-30-BK , H-8010-30-WT , L-8010-30-BK , L-8010-30-WT , J-8010-30-BK , J-8010-30-WT + More - Less More Information The Charge 8010 track luminaire offers superior light output in a small, unobtrusive design. Developed for residential spaces and lower-mounted commerical applications. Features: System: H Track, L Track, J/J2 Track Construction: Die-cast aluminum with frosted TIR lens Finish: Black, White Color Temperature: 3000K Lumens: 850 CRI: 90 Dimming: 100% - 10% ELV, 100% - 5% TRIAC Rated Life: 50,000 hours Voltage: 120V Driver concealed within the fixture 350° horizontal and 90° vertical aiming Lamping: 1 x 11W Integrated LED (Included) *MFG Part Number*: H-8010-30-BK , H-8010-30-WT , L-8010-30-BK , L-8010-30-WT , J-8010-30-BK , J-8010-30-WT + More - Less The Charge 8010 track luminaire offers superior light output in a small, unobtrusive design. Developed for residential spaces and lower-mounted commerical applications. WAC 8010 Charge 11W LED Track Head | 3000 | 90 | 850 | 77.2727 | 50000 | 11 | 1 | 29.95 | 29.95 | 35.1924 | 2020Q2 | https://www.lbclighting.com/led/track-led/wac-8010.html | LBC Lighting | 2020 | Yes
LED Lighting |  | WAC Lighting | True |  |  | MR16 |  | Die-cast aluminum construction 350° horizontal rotation and 90° vertical tilt Swivel yoke for easy aiming Available Framing Projector accessory (order separately) Lamp comes pre-installed in fixture Fixtures specifically designed to ensure proper lamp fit Transformer concealed within the fixture 1 x 8W MR16 LED (Included) More Information Low Voltage track fixture offered in a wide variety of styles and finishes for a multitude of lighting applications in residential, retail, commercial and hospitality environments. Details: Track System: L Track, H Track, J/J2 Track Finish: Black, Brushed Nickel, White Color Temperature: 3000K CBCP: 929 Power: 8W Lumens: 450 lm CRI: 90 Input: 120 VAC, 50/60Hz Dimming: ELV 100-15% Rated Life: 25,000 hours Die-cast aluminum construction 350° horizontal rotation and 90° vertical tilt Swivel yoke for easy aiming Available Framing Projector accessory (order separately) Lamp comes pre-installed in fixture Fixtures specifically designed to ensure proper lamp fit Transformer concealed within the fixture Lamping: 1 x 8W MR16 LED (Included) *MFG Part Number*: HHT-007LED-BK , HHT-007LED-BN , HHT-007LED-WT , JHT-007LED-BK , JHT-007LED-BN , JHT-007LED-WT , LHT-007LED-BK , LHT-007LED-BN , LHT-007LED-WT + More - Less Low Voltage track fixture offered in a wide variety of styles and finishes for a multitude of lighting applications in residential, retail, commercial and hospitality environments. WAC HT-007LED 8W LED Low Voltage Track Head | 3000 | 90 | 450 | 56.25 | 25000 | 8 | 1 | 79.5 | 79.5 | 93.4156 | 2020Q2 | https://www.lbclighting.com/led/track-led/wac-ht-007led.html | LBC Lighting | 2020 | Yes
LED Lighting |  | WAC Lighting | True |  |  | MR16 |  | Mesh back vent for heat dissipation 350° horizontal rotation and 90° vertical tilt Swivel yoke for easy aiming Transformer concealed within the fixture 1 x 8W MR16 LED (Included) More Information Form follows function with instrument-like design and technology of the Range low voltage spot. Engineered to precision, these specification grade luminaires are ideal for commercial, hospitality and retail applications where high performance and versatility are required. Details: Track System: L Track, H Track, J/J2 Track Finish: Black, White Color Temperature: 3000K CBCP: 929 Power: 8W Lumens: 450 lm CRI: 85 Input: 120 VAC, 50/60Hz ELV Dimming: 100-15% Rated Life: 25,000 hours Mesh back vent for heat dissipation 350° horizontal rotation and 90° vertical tilt Swivel yoke for easy aiming Mesh back vent for heat dissipation Transformer concealed within the fixture Lamping: 1 x 8W MR16 LED (Included) *MFG Part Number*: HHT-160LED-BK , HHT-160LED-WT , JHT-160LED-BK , JHT-160LED-WT , LHT-160LED-BK , LHT-160LED-WT + More - Less Form follows function with instrument-like design and technology of the Range low voltage spot. Engineered to precision, these specification grade luminaires are ideal for commercial, hospitality and retail applications where high performance and versatility are required. WAC HT-160LED 8W LED Low Voltage Track Head | 3000 | 85 | 450 | 56.25 | 25000 | 8 | 1 | 69.95 | 69.95 | 82.194 | 2020Q2 | https://www.lbclighting.com/led/track-led/wac-ht-160led.html | LBC Lighting | 2020 | Yes
LED Lighting |  | WAC Lighting | True |  |  | MR16 |  | Swivel arm for easy aiming 350° horizontal rotation and 90° vertical aiming Transformer concealed within the fixture Lamp comes pre-installed in fixture 1 x 8W 12V MR16 LED (Included) More Information Low Voltage luminaire with die-cast aluminum construction and swivel yoke for precise aiming. Details: Track System: L Track, H Track, J/J2 Track Finish: Black, Brushed Nickel, White Color Temperature: 3000K CBCP: 929 Power: 8W Lumens: 450 lm CRI: 85 ELV Dimming: 100-15% Rated Life: 25,000 hours Swivel arm for easy aiming 350° horizontal rotation and 90° vertical aiming Transformer concealed within the fixture Lamp comes pre-installed in fixture Lamping: 1 x 8W 12V MR16 LED (Included) *MFG Part Number*: HHT-180LED-BK , HHT-180LED-BN , HHT-180LED-WT , JHT-180LED-BK , JHT-180LED-BN , JHT-180LED-WT , LHT-180LED-BK , LHT-180LED-BN , LHT-180LED-WT + More - Less Low Voltage luminaire with die-cast aluminum construction and swivel yoke for precise aiming. WAC HT-180LED 8W LED Low Voltage Track Head | 3000 | 85 | 450 | 56.25 | 25000 | 8 | 1 | 65.5 | 65.5 | 76.965 | 2020Q2 | https://www.lbclighting.com/led/track-led/wac-ht-180led.html | LBC Lighting | 2020 | Yes
LED Lighting |  | WAC Lighting | True |  |  | MR16 |  | Swivel yoke for easy aiming Tool-free lockable aiming 350° horizontal rotation and 90° vertical tilt Available barn door accessory for glare control Lamp comes pre-installed in fixture Transformer concealed within the fixture 1 x 8W 12V MR16 LED (Included) More Information Low Voltage luminaire with die-cast aluminum construction and swivel yoke for precise aiming. Features: Track System: L Track, H Track, J/J2 Track Finish: Black, White Color Temperature: 3000K Lumens: 450 lm CRI: 85 Input: 120 VAC, 50/60Hz ELV Dimming: 100-15% Rated Life: 25,000 hours Swivel yoke for easy aiming Tool-free lockable aiming 350° horizontal rotation and 90° vertical tilt Available barn door accessory for glare control Lamp comes pre-installed in fixture Transformer concealed within the fixture Lamping: 1 x 8W 12V MR16 LED (Included) *MFG Part Number*: HHT-801LED-BK , JHT-801LED-BK , LHT-801LED-BK Low Voltage luminaire with die-cast aluminum construction and swivel yoke for precise aiming. WAC HT-801LED 8W LED Low Voltage Track Head | 3000 | 85 | 450 | 56.25 | 25000 | 8 | 1 | 100.95 | 100.95 | 118.6202 | 2020Q2 | https://www.lbclighting.com/led/track-led/wac-ht-801led.html | LBC Lighting | 2020 | Yes
LED Lighting |  | WAC Lighting |  |  |  | MR16 |  | Die-cast aluminum construction Swivel yoke for easy aiming 350° horizontal rotation and 90° vertical tilt Mesh back vent for heat dissipation Lamp comes pre-installed in fixture Transformer concealed within the fixture 1 x 8W 12V MR16 LED (Included) More Information Low Voltage luminaire with die-cast aluminum construction and swivel yoke for precise aiming. Features: Track System: L Track, H Track, J/J2 Track Finish: Black, Brushed Nickel, White Color Temperature: 3000K CBCP: 929 Lumens: 450 CRI: 85 Input: 120 VAC, 50/60Hz Rated Life: 25,000 hours Die-cast aluminum construction Swivel yoke for easy aiming 350° horizontal rotation and 90° vertical tilt Mesh back vent for heat dissipation Lamp comes pre-installed in fixture Transformer concealed within the fixture Lamping: 1 x 8W 12V MR16 LED (Included) *MFG Part Number*: HHT-802LED-BK , HHT-802LED-BN , HHT-802LED-WT , JHT-802LED-BK , JHT-802LED-BN , JHT-802LED-WT , LHT-802LED-BK , LHT-802LED-BN , LHT-802LED-WT + More - Less Low Voltage luminaire with die-cast aluminum construction and swivel yoke for precise aiming. WAC HT-802LED 8W LED Low Voltage Track Head | 3000 | 85 | 450 | 56.25 | 25000 | 8 | 1 | 69.95 | 69.95 | 82.194 | 2020Q2 | https://www.lbclighting.com/led/track-led/wac-ht-802led.html | LBC Lighting | 2020 | Yes
LED Lighting |  | WAC Lighting | True |  |  | MR16 |  | Swivel yoke for easy aiming 350° horizontal rotation and 90° vertical tilt Recessed lamp position and baffle for minimal glare Transformer concealed within the fixture 1 x 8W 12V MR16 LED (Included) More Information Low Voltage luminaire with die-cast aluminum construction and swivel yoke for precise aiming. Features: Track System: L Track, H Track, J/J2 Track Finish: Black, Dark Bronze, White CBCP: 929 Color Temperature: 3000K Lamping: 8W MR16 LED Lumens: 450 lumens CRI: 90 Input: 120 VAC, 50/60Hz ELV Dimming: 100-15% Rated Life: 25,000 hours Swivel yoke for easy aiming 350° horizontal rotation and 90° vertical tilt Recessed lamp position and baffle for minimal glare Transformer concealed within the fixture Lamping: 1 x 8W 12V MR16 LED (Included) *MFG Part Number*: HHT-808LED-BK , HHT-808LED-DB , HHT-808LED-WT , JHT-808LED-BK , JHT-808LED-DB , JHT-808LED-WT , LHT-808LED-BK , LHT-808LED-DB , LHT-808LED-WT + More - Less Low Voltage luminaire with die-cast aluminum construction and swivel yoke for precise aiming. WAC HT-808LED 8W LED Low Voltage Track Head | 3000 | 90 | 450 | 56.25 | 25000 | 8 | 1 | 78.95 | 78.95 | 92.7693 | 2020Q2 | https://www.lbclighting.com/led/track-led/wac-ht-808led.html | LBC Lighting | 2020 | Yes