LED Lighting | Downlight | Cooper Lighting | True |  |  |  | Other | Downlight Recessed Downlight Recessed Halo Ultra-thin LED recessed canless wide beam adjustable gimbal trim with remote driver or junction box, has fixture wattage of 10.5-Watts, voltage rating of 120-Volts, current rating of 90 Milli-Amps (input), 1.9-Amps (inrush) at 50/60-Hz. The 80-Degree very wide flood trim in matte finish, accommodates LED lamp. The lamp with 50000-Hour average life, delivers a white light output of 600-Lumens with a color temperature of 2700 to 5000K and CRI of 90. The 4-Inch round shaped trim features die-cast aluminum mounting frame with round or square flange and has aluminum heat sink. It has a height of 1.94-inches. The modern trim is suitable for use with airtite ceiling. It is perfect for use in point of purchase merchandizing display. It has a sound rating Halo HLA406VWFL9FS1EMWR Dimmable 4-Inch Ultra Thin Very Wide Flood LED Recessed Canless Wide Beam Adjustable Gimbal Trim With Remote Driver or Junction Box Round 120-Volt 10.5-Watt 2700 - 5000K 600-Lumens Matte | 2700 | 95 | 660 | 64.7059 | 50000 | 10.2 | 1 | 62 | 62 | 72.8524 | 2020Q3 | https://www.ew-ne.com/lighting-1600000000/halo-hla406vwfl9fs1emwr-dimmable-4-inch-ultra-thin-very-wide-flood-led-recessed-canless-wide-beam-adjustable-gimbal-trim-with-remote-driver-or-junction-box-round-120-volt-10-5-watt-2700-5000k-600-lumens-matte-854696 | Electrical Wholesalers Inc | 2020 | Yes
LED Lighting | Downlight | Cooper Lighting | True |  |  |  | Other | Downlight Recessed Downlight Recessed Halo Ultra-thin LED lensed down light with matte white flange, has die-cast aluminum mounting frame with integral flange for added durability. It has a voltage rating of 120-Volts AC, current rating of 100-Milli-Amps and fixture wattage of 9-Watts. The high impact diffused lens shade ensures uniform light distribution. The round lamp has 3-Inch trim. The dimmable LED lamp delivers a light output of 500-Lumens with 3000K color temperature and 90 CRI. It has an average life of 50000 Hours. It uses leading and trailing edge phase dimming driver to produce varying light intensity of 5%. It is perfect for installation in insulated/non-insulated, air-tight ceiling with maximum ceiling thickness of 1-1/4-inches. It measures 3.58-Inch OD x 1.07-Inch. It includes remote driver/junction box. It has power factor of >=0.9 and an efficacy of 60 LPW. This down light is ideal for point of purchase merchandizing display. LED lensed down light meets UL Listed, cULus Certified, ASTM-E283-04, IES LM-80-08, TM-21-11 Tested, IECC, NEC 410.16, EMI/RFI Emissions per FCC 47 CFR Part 15 Consumer Limit, Title 24, JA8, RoHS and Energy Star standards. Halo HLB3059301EMWR Dimmable 3-Inch Ultra-Thin LED Lensed Down Light Round 120-Volt AC 9-Watt 3000K 500-Lumens Matte White Flange | 3000 | 94 | 560 | 61.5385 | 50000 | 9.1 | 1 | 22.891 | 22.891 | 26.8978 | 2020Q3 | https://www.ew-ne.com/lighting-1600000000/halo-hlb3059301emwr-dimmable-3-inch-ultra-thin-led-lensed-down-light-round-120-volt-ac-9-watt-3000k-500-lumens-matte-white-flange-891695 | Electrical Wholesalers Inc | 2020 | Yes
LED Lighting | Downlight | Cooper Lighting | True |  |  |  | Other | Downlight Recessed Downlight Recessed Halo SeleCCTable™ Collection Ultra thin LED lensed downlight has matte white flange and die-cast aluminum construction for durability. This downlight can accommodate dimmable LED lamp for delivering a light output of 600-Lumens with 2700K- 5000K color temperature and 90 CRI. It has an average life of 50000 Hours. It has a fixture power rating of 12-Watts, voltage rating of 120-Volts AC at 60-Hz and current rating of 99-Milli-Amps. The round downlight has a trim of 4-inches and high impact diffused lens shade for even light distribution. It has an efficacy of 60 LPW and 20% THD. Downlight with 5% dimming LE and TE phase driver, measures 4.73-Inch Dia and power factor of >=0.9. It includes remote driver/junction box. It is suitable for wet locations. LED lensed downlight meets UL, cULus, ASTM-E283-04, IES LM-80-08 and TM-21-11 Tested, IECC, NEC 410.16, EMI/RFI Emissions per FCC 47CFR Part 15 Consumer Limits, California Title 24, JA8, RoHS and Energy Star standards. Recessed Halo HLB4069FS1EMWR Dimmable 4-Inch Ultra Thin Field Selectable CCT LED Lensed Down Light Round 120-Volt AC 90 CRI 2700 - 5000K 600-Lumens Matte White Flange SeleCCTable™ | 2700 | 95 | 723 | 60.25 | 50000 | 12 | 4 | 25.181 | 6.2953 | 7.3972 | 2020Q3 | https://www.ew-ne.com/lighting-1600000000/halo-hlb4069fs1emwr-dimmable-4-inch-ultra-thin-field-selectable-cct-led-lensed-down-light-round-120-volt-ac-90-cri-2700-5000k-600-lumens-matte-white-flange-selecctable-trade-789453 | Electrical Wholesalers Inc | 2020 | Yes
LED Lighting | Downlight | Cooper Lighting | True |  |  | LED Retrofit Kit | LED Retrofit Kit | Downlight Solid State Retrofit Downlight Solid State Retrofit Halo Home All-purpose wireless LED retrofit baffle trim module in matte white baffle finish, provides Bluetooth mesh connectivity. It has E26 adapter socket to accommodate LED lamp for delivering a light output of 600-Lumens with 2700K/5000K color temperature and 90 CRI. It has an average life of 50000 Hours. This module has a fixture power rating of 7.6-Watts, voltage rating of 120-Volts AC at 50/60-Hz and current rating of 0.069-Amp. The round baffle trim module of 4-inches, has an impact-resistant convex polycarbonate lens for even light distribution. It has an efficacy of 75.7 LPW and 20% THD. Ceiling mountable module with 100 to 5% continuous flicker-free dimming driver, measures 5.12-Inch Dia x 2.43-Inch. It has a power factor >=0.90 and withstands a temperature ranging from -40 to 40 deg C. It includes 4.0 Bluetooth mesh wireless control protocol, LED array, heat sink, reflector, lens, baffle and trim ring. It is suitable for use with LED recessed housings. It is ideal for wet and damp locations. Module meets ASTM-E283, Energy Star, IECC, IES LM-80-08, TM-21-11, Title 24, Title 20, JA8, EMI/RFI emissions per FCC 47CFR Part 15, RoHS and cULus standards. Ceiling Halo Home RL4069BLE40AWH Dimmable 4-Inch All-Purpose Wireless LED Retrofit Baffle Trim Module With Bluetooth Mesh Connectivity 120-Volt AC 90 CRI 2700 - 5000K 600-Lumens Matte White Baffle | 2700 | 92 | 535 | 66.875 | 50000 | 8 | 1 | 35.608 | 35.608 | 41.8408 | 2020Q3 | https://www.ew-ne.com/lighting-1600000000/halo-home-rl4069ble40awh-dimmable-4-inch-all-purpose-wireless-led-retrofit-baffle-trim-module-with-bluetooth-mesh-connectivity-120-volt-ac-90-cri-2700-5000k-600-lumens-matte-white-baffle-739568 | Electrical Wholesalers Inc | 2020 | Yes
LED Lighting | Downlight | Cooper Lighting | True |  |  | LED Retrofit Kit | LED Retrofit Kit | Downlight Solid State Retrofit Downlight Solid State Retrofit The Halo® LT4 combines the energy savings, long life and sustainability of LED in an easy to install retrofit baffle trim kit. Friction blades hold the trim tight to ceiling, use in new construction, remodeler and retrofit installation in Halo® and other compatible 4 Inch recessed housings. The diffuse lens provides shielding to the source and wet location listing, suitable for use in showers or in outdoor covered ceiling applications. Also conforms with NFPA requirements for closet use. Integral driver provides 120 Volt phase cut dimming, an inline connector provides power using a medium base socket adapter provided or connect directly to the mating connector in the LED housings. Ships with a gasket and makes any housing airtight for added energy savings and code compliance. Halo LT460WH6927R Dimmable 4-Inch All-Purpose LED Retrofit Trim Module Round 120-Volt AC 8.2-Watt 2700K 600-Lumens Matte White | 2700 | 92 | 630 | 76.8293 | 35000 | 8.2 | 6 | 12.294 | 2.049 | 2.4077 | 2020Q3 | https://www.ew-ne.com/lighting-1600000000/halo-lt460wh6927r-dimmable-4-inch-all-purpose-led-retrofit-trim-module-round-120-volt-ac-8-2-watt-2700k-600-lumens-matte-white-936380 | Electrical Wholesalers Inc | 2020 | No
LED Lighting | Downlight | Cooper Lighting | True |  |  | LED Retrofit Kit | LED Retrofit Kit | Downlight Solid State Retrofit Downlight Solid State Retrofit The Halo® LT4 combines the energy savings, long life and sustainability of LED in an easy to install retrofit baffle trim kit. Friction blades hold the trim tight to ceiling, use in new construction, remodeler and retrofit installation in Halo® and other compatible 4 Inch recessed housings. The diffuse lens provides shielding to the source and wet location listing, suitable for use in showers or in outdoor covered ceiling applications. Also conforms with NFPA requirements for closet use. Integral driver provides 120 Volt phase cut dimming, an inline connector provides power using a medium base socket adapter provided or connect directly to the mating connector in the LED housings. Ships with a gasket and makes any housing airtight for added energy savings and code compliance. Halo LT460WH6930R Dimmable 4-Inch All-Purpose LED Retrofit Trim Module Round 120-Volt AC 8.3-Watt 3000K 600-Lumens Matte White | 3000 | 92 | 554 | 69.25 | 35000 | 8 | 6 | 11.869 | 1.9782 | 2.3244 | 2020Q3 | https://www.ew-ne.com/lighting-1600000000/halo-lt460wh6930r-dimmable-4-inch-all-purpose-led-retrofit-trim-module-round-120-volt-ac-8-3-watt-3000k-600-lumens-matte-white-935045 | Electrical Wholesalers Inc | 2020 | No
LED Lighting | Downlight | Cooper Lighting | True |  |  | LED Retrofit Kit | LED Retrofit Kit | Downlight Solid State Retrofit Downlight Solid State Retrofit The Halo® LT56 combines the energy savings, long life and sustainability of LED in an easy to install retrofit baffle trim kit. Dual-position torsion springs pull the trim tight to ceiling; use in new construction, remodeler and retrofit installation in Halo® and other compatible 5 Inch and 6 Inch recessed housings. The diffuse lens provides shielding to the source and wet location listing; suitable for use in showers or in outdoor covered ceiling applications. Also conforms with NFPA requirements for closet use. Integral driver provides 120 Volt phase cut dimming, an inline connector provides power using a medium base socket adapter provided or connect directly to the mating connector in the LED housings. Ships with a gasket and makes any housing airtight for added energy savings and code compliance. Halo LT560WH6940R Dimmable 5-Inch Hi-Lumen All Purpose LED Retrofit Trim Module Round 120-Volt 10.2 -Watt 90 CRI 4000K 746.6-Lumens Matte White | 4000 | 94 | 737 | 70.8654 | 35000 | 10.4 | 6 | 11.869 | 1.9782 | 2.3244 | 2020Q3 | https://www.ew-ne.com/lighting-1600000000/halo-lt560wh6940r-dimmable-5-inch-hi-lumen-all-purpose-led-retrofit-trim-module-round-120-volt-10-2-watt-90-cri-4000k-746-6-lumens-matte-white-938366 | Electrical Wholesalers Inc | 2020 | No
LED Lighting | Downlight | Cooper Lighting | True |  |  | Other | Other | Downlight Solid State Retrofit Downlight Solid State Retrofit Halo SeleCCTable™ All-purpose recyclable pack adjustable LED gimbal retrofit module with selectable switch, comes in matte white finish. The 5/6-Inch baffle trim is round in shape. It has a voltage rating of 120-Volts AC, current rating of 0.065-Milli-Amp and fixture wattage of 7-Watts. The LED lamp delivers a light output of 600-Lumens with 2700 - 5000K color temperature and 90 CRI. It has an average life of 70000 Hours. It uses leading/trailing edge phase cut dimming to 1%, continuous flicker-free dimming to 100 - 5% driver. The ceiling mountable module measures 7.25-Inch Dia x 3.5-Inch. It has power factor of >=0.9. It is suitable for use with 5 or 6-Inch H550, H750, H5 and H7 Series housings. Adjustable LED gimbal retrofit module meets UL, IES LM-79-08 and LM-80-08, TM-21-11 Tested, Title 24 JA8-2016-E, IECC, RoHS, EMI/RFI FCC 47CFR Part 15 Consumer Limits, Energy Star Qualified standards. Ceiling Halo RA56069S1EWHR Dimmable 5-Inch or 6-Inch All-Purpose Recyclable Pack Adjustable LED Gimbal Retrofit Module With SeleCCTable Switch Round 120-Volt AC 7-Watt 2700 - 5000K 600-Lumens Matte White SeleCCTable™ | 2700 | 95 | 630 | 90 | 70000 | 7 | 1 | 47.002 | 47.002 | 55.2292 | 2020Q3 | https://www.ew-ne.com/lighting-1600000000/halo-ra56069s1ewhr-dimmable-5-inch-or-6-inch-all-purpose-recyclable-pack-adjustable-led-gimbal-retrofit-module-with-selecctable-switch-round-120-volt-ac-7-watt-2700-5000k-600-lumens-matte-white-selecctable-trade-910232 | Electrical Wholesalers Inc | 2020 | Yes
LED Lighting | Downlight | Cooper Lighting | True |  |  |  | Other | Downlight Recessed Downlight Recessed Halo SeleCCTable™ All-purpose recyclable pack LED retrofit baffle trim module with selectable switch, comes in matte white finish. The 4-Inch baffle trim is round in shape. It has a voltage rating of 120-Volts AC, current rating of 74-Milli-Amps and fixture wattage of 8.7-Watts. The LED lamp delivers a light output of 600-Lumens with 2700 - 5000K color temperature and 90 CRI. It uses leading/trailing edge phase cut dimming to 5%, continuous flicker-free dimming to 100 - 5% driver. The direct mountable trim module measures 5.12-Inch Dia x 1.95-Inch. It has power factor of >=0.9 and efficacy of 75 LPW. It is suitable for use with 4-Inch recessed LED down light housings. It is ideal for new construction, remodel and retrofit installation. LED retrofit baffle trim module meets UL, Energy Star Qualified, EMI/RFI FCC 47CFR Part 15 Consumer Limits, ASTM-E283, NEC 410.16, IES LM-79-08, LM-80-08 and TM-21-11 Tested, IECC and Washington State Energy Code, Title 20, Title 24 JA8-2016-E, RoHS standards. Direct Halo RL4069S1EWHDMR Dimmable 4-Inch All-Purpose Recyclable Pack LED Retrofit Baffle Trim Module With SeleCCTable Switch Round 120-Volt AC 8.7-Watt 2700 - 5000K 600-Lumens Matte White SeleCCTable™ | 3000 | 94 | 652 | 74.9425 | 70000 | 8.7 | 1 | 31.895 | 31.895 | 37.4779 | 2020Q3 | https://www.ew-ne.com/lighting-1600000000/halo-rl4069s1ewhdmr-dimmable-4-inch-all-purpose-recyclable-pack-led-retrofit-baffle-trim-module-with-selecctable-switch-round-120-volt-ac-8-7-watt-2700-5000k-600-lumens-matte-white-selecctable-trade-910601 | Electrical Wholesalers Inc | 2020 | Yes
LED Lighting | Downlight | Cooper Lighting | True |  |  | Other | Other | Downlight Solid State Retrofit Downlight Solid State Retrofit Halo SeleCCTable™ All-purpose recyclable pack LED retrofit baffle trim module with selectable switch, comes in matte white finish. The 4-Inch baffle trim is round in shape. It has a voltage rating of 120-Volts AC, current rating of 0.075 to 0.0875-Amp and fixture wattage of 7.6-Watts. The LED lamp delivers a light output of 600-Lumens with 2700 - 5000K color temperature and 90 CRI. It uses leading/trailing edge phase cut dimming to 1%, continuous flicker-free dimming to 100 - 5% driver. The ceiling mountable trim module measures 5.12-Inch Dia x 1.99-Inch. It has power factor of >0.9. It is suitable for use with 4-Inch recessed LED down light housings with screwbase adapter included. LED retrofit baffle trim module meets UL, Energy Star Qualified, EMI/RFI FCC 47CFR Part 15 Class B Consumer, ASTM-E283, NEC 410.16, IES LM-79-08, LM-80-08 and TM-21-11 Tested, IECC, Title 20, Title 24 JA8-2016-E, RoHS standards. Ceiling Halo RL4069S1EWHR Dimmable 4-Inch All-Purpose Recyclable Pack LED Retrofit Baffle Trim Module With SeleCCTable Switch Round 120-Volt AC 7.6-Watt 2700 - 5000K 600-Lumens Matte White SeleCCTable™ | 2700 | 95 | 597 | 74.625 | 70000 | 8 | 1 | 27.47 | 27.47 | 32.2783 | 2020Q3 | https://www.ew-ne.com/lighting-1600000000/halo-rl4069s1ewhr-dimmable-4-inch-all-purpose-recyclable-pack-led-retrofit-baffle-trim-module-with-selecctable-switch-round-120-volt-ac-7-6-watt-2700-5000k-600-lumens-matte-white-selecctable-trade-910770 | Electrical Wholesalers Inc | 2020 | Yes
LED Lighting | Downlight | Cooper Lighting | False |  |  | LED Retrofit Kit | LED Retrofit Kit | Downlight Solid State Retrofit Downlight Solid State Retrofit Halo RL4 Series 4-Inch Round LED retrofit baffle trim in matte white finish, features die-cast baffle and polycarbonate lens. It has 90 CRI 600-Lumens 2700K LED lamp that has voltage rating of 120-Volts and current rating of 0.075 - 0.0875-Amp. It measures 5.12-Inch OD x 1.99-Inch. Dimmable trim withstands ambient temperature range of 25 to 40 deg C. It is ideal for Use with Halo 4-Inch LED housings. LED retrofit baffle trim is UL/cUL listed, FCC/Energy Star certified and RoHS compliant. Recessed Halo RL460WH927PK 4-Inch Baffle RL4 Series LED Retrofit Recessed Trim Round Matte White | 2700 | 92 | 530 | 66.25 | 50000 | 8 | 1 | 29.267 | 29.267 | 34.3899 | 2020Q3 | https://www.ew-ne.com/lighting-1600000000/halo-rl460wh927pk-4-inch-baffle-rl4-series-led-retrofit-recessed-trim-round-matte-white-294803 | Electrical Wholesalers Inc | 2020 | Yes
LED Lighting | Downlight | Cooper Lighting | False |  |  | LED Retrofit Kit | LED Retrofit Kit | Downlight Solid State Retrofit Downlight Solid State Retrofit Halo RL4 Series 4-Inch Round LED retrofit baffle trim in matte white finish, features die-cast baffle and polycarbonate lens. It has 90 CRI 600-Lumens 3000K LED lamp that has voltage rating of 120-Volts and current rating of 0.075 - 0.0875-Amp. It measures 5.12-Inch OD x 1.99-Inch. Dimmable trim withstands ambient temperature range of 25 to 40 deg C. It is ideal for Use with Halo 4-Inch LED housings. LED retrofit baffle trim is UL/cUL listed, FCC/Energy Star certified and RoHS compliant. Recessed Halo RL460WH930PK 4-Inch Baffle RL4 Series LED Retrofit Recessed Trim Round Matte White | 3000 | 91 | 570 | 71.25 | 50000 | 8 | 1 | 30.314 | 30.314 | 35.6201 | 2020Q3 | https://www.ew-ne.com/lighting-1600000000/halo-rl460wh930pk-4-inch-baffle-rl4-series-led-retrofit-recessed-trim-round-matte-white-247041 | Electrical Wholesalers Inc | 2020 | Yes
LED Lighting | Downlight | Cooper Lighting | True |  |  | Other | Other | Downlight Solid State Retrofit Downlight Solid State Retrofit Halo All-purpose selectable series LED retrofit baffle trim module in matte white finish, has a voltage rating of 120-Volts AC, current rating of 0.15-Amp and fixture wattage of 7.6-Watts. The convex impact-resistant polycarbonate regressed lens shade ensures uniform light distribution. The round baffle trim module with E26 adapter socket, has size of 5 or 6-inches. The dimmable LED lamp delivers a light output of 600-Lumens with 2700K - 5000K color temperature and 90 CRI. It has an average life of 70000 Hours. It uses leading and trailing edge phase dimming driver to produce varying light intensity of 1%. It is perfect for installation in insulated/non-insulated, air-tight ceiling. It measures 7.25-Inch OD x 2.67-Inch. It includes screw base E26 adapter. It is suitable for use with 5 or 6-Inch housings. It has power factor of >0.9. LED retrofit baffle trim module meets UL Listed, Energy Star Certified, IECC, T24, T20, FCC Title 47 CFR, Part 15, Class B Consumer Limit, RoHS standards. Halo RL56069S1EWHR Dimmable 5-Inch or 6-Inch Selectable Series All-Purpose LED Retrofit Baffle Trim Module Round 120-Volt AC 7.6-Watt 2700 - 5000K 600-Lumens Matte White Baffle | 2700 | 96 | 693 | 87.7215 | 70000 | 7.9 | 1 | 28.538 | 28.538 | 33.5333 | 2020Q3 | https://www.ew-ne.com/lighting-1600000000/halo-rl56069s1ewhr-dimmable-5-inch-or-6-inch-selectable-series-all-purpose-led-retrofit-baffle-trim-module-round-120-volt-ac-7-6-watt-2700-5000k-600-lumens-matte-white-baffle-910771 | Electrical Wholesalers Inc | 2020 | Yes
LED Lighting | Downlight | Cooper Lighting | False |  |  | LED Retrofit Kit | LED Retrofit Kit | Downlight Solid State Retrofit Downlight Solid State Retrofit Halo RL56-600 Series 5/6-Inch Round LED retrofit baffle trim in matte white finish, features polycarbonate lens. It has 9 - 10.5-Watt 90 CRI 950-Lumens 3000K LED lamp that has voltage rating of 120-Volts and current rating of 0.15-Amp. It measures 7.25-Inch OD x 2.33-Inch. Dimmable trim withstands ambient temperature range of 25 to 40 deg C. It is ideal for use with Halo 5-Inch and 6-Inch LED Housings. LED retrofit baffle trim is UL/cUL listed, FCC/Energy Star certified and RoHS compliant. Recessed Halo RL560WH6930 5-Inch or 6-Inch Baffle RL56-600 Series LED Recessed Retrofit Trim Round Matte White 90 CRI 3000K 950 Lumens | 3000 | 91 | 645 | 73.2955 | 50000 | 8.8 | 1 | 26.016 | 26.016 | 30.5698 | 2020Q3 | https://www.ew-ne.com/lighting-1600000000/halo-rl560wh6930-5-inch-or-6-inch-baffle-rl56-600-series-led-recessed-retrofit-trim-round-matte-white-90-cri-3000k-950-lumens-294808 | Electrical Wholesalers Inc | 2020 | Yes
LED Lighting | Downlight | Cooper Lighting | True |  |  |  | Other | Downlight Recessed Downlight Recessed Halo SeleCCTable™ All-purpose recyclable pack LED retrofit baffle trim module with selectable switch, comes in matte white finish. The 6-Inch baffle trim is round in shape. It has a voltage rating of 120-Volts AC, current rating of 74-Milli-Amps and fixture wattage of 8.7-Watts. The LED lamp delivers a light output of 600-Lumens with 2700 - 5000K color temperature and 90 CRI. It uses leading/trailing edge phase cut dimming to 5%, continuous flicker-free dimming to 100 - 5% driver. The direct mountable trim module measures 7.25-Inch Dia x 1.94-Inch. It has power factor of >=0.9 and efficacy of 82.8 LPW. It is suitable for use with 4-Inch recessed LED down light housings. It is ideal for new construction, remodel and retrofit installation. LED retrofit baffle trim module meets UL, Energy Star Qualified, EMI/RFI FCC 47CFR Part 15 Consumer Limits, ASTM-E283, NEC 410.16, IES LM-79-08, LM-80-08 and TM-21-11 Tested, IECC and Washington State Energy Code, Title 20, Title 24 JA8-2016-E, RoHS standards. Direct Halo RL6069S1EWHDMR Dimmable 6-Inch All-Purpose Recyclable Pack LED Retrofit Baffle Trim Module With SeleCCTable Switch Round 120-Volt AC 8.7-Watt 2700 - 5000K 600-Lumens Matte White SeleCCTable™ | 3000 | 94 | 719 | 82.6437 | 70000 | 8.7 | 1 | 34.258 | 34.258 | 40.2545 | 2020Q3 | https://www.ew-ne.com/lighting-1600000000/halo-rl6069s1ewhdmr-dimmable-6-inch-all-purpose-recyclable-pack-led-retrofit-baffle-trim-module-with-selecctable-switch-round-120-volt-ac-8-7-watt-2700-5000k-600-lumens-matte-white-selecctable-trade-910599 | Electrical Wholesalers Inc | 2020 | Yes
LED Lighting | Downlight | Cooper Lighting | True |  |  | LED Retrofit Kit | LED Retrofit Kit | Downlight Solid State Retrofit Downlight Solid State Retrofit Halo LED Downlight delivers up to 754-Lumens of usable light. It has a color temperature of 2700K and CRI of 93 for superior color rendering. It features up to 50000 hour lamp life. This LED downlight has polycarbonate frame stamped aluminum housing to provide thermal cooling and non-electrically conductive, high impact diffuse polystyrene lens that provide shielding to the light guide with no pixilation. The mounting/retention adjustable spider plate allows for quick installation into both junction boxes and recessed housings. LED downlight meets Energy Star, IECC, RoHS and cULus standards. Surface Halo SMD6R6927WH LED Down Light 9.6-Watt 120-Volt AC 93 CRI 2700K 754-Lumens Matte White | 2700 | 93 | 600 | 62.5 | 50000 | 9.6 | 1 | 27.046 | 27.046 | 31.7801 | 2020Q3 | https://www.ew-ne.com/lighting-1600000000/halo-smd6r6927wh-led-down-light-9-6-watt-120-volt-ac-93-cri-2700k-754-lumens-matte-white-601179 | Electrical Wholesalers Inc | 2020 | Yes
LED Lighting | Downlight | Philips Lighting | True |  |  |  |  | Downlight Solid State Retrofit Downlight Solid State Retrofit Lightolier LED retrofit downlight in matte white finish, has 1-piece self flange spun aluminum flange and stainless steel friction spring for strength and durability. The round downlight has high transmittance lens and medium base socket that can accommodate 18.5-Watt LED lamp that delivers 1400-Lumen light output. This 90-CRI dimmable downlight has a color temperature of 3000K and an average life of 42000 Hours. It is recessed mountable and has 5- or 6-Inch trim. The downlight measuring 5-1/2 to 6-Inch x 7-3/8-Inch, has a current rating of 161-Amps, operating temperature rating from -20 to 40 deg C and voltage rating of 120-Volts AC at 60-Hz. It is suitable for residential and hospital use. The downlight meets cULus, Title 24, RoHS and Energy Star standards. Lightolier RD5R129301W Dimmable IC 5-Inch or 6-Inch LED Retrofit Down Light 120-Volt AC Round 18.5-Watt 1400-Lumens 3000K 90 CRI Matte White | 3000 | 93 | 1467 | 82.4157 | 42000 | 17.8 | 1 | 39 | 39 | 45.8265 | 2020Q3 | https://www.ew-ne.com/lighting-1600000000/lightolier-rd5r129301w-dimmable-ic-5-inch-or-6-inch-led-retrofit-down-light-120-volt-ac-round-18-5-watt-1400-lumens-3000k-90-cri-matte-white-674976 | Electrical Wholesalers Inc | 2020 | Yes
LED Lighting | Downlight | Lotus LED Lights | True |  |  |  |  | Downlight Recessed Downlight Recessed Lotus LED Lights Regressed LED recessed lighting fixture in white finish, has die-cast aluminum alloy body for corrosion resistance and durability. It has driver inside connection box that eliminates the need of junction box. The round fixture can accommodate one 15-Watt LED lamp that delivers a soft white light of 1250 Lumens. The 90+ CRI lamp has a color temperature of 3000K and an average life of 50000 Hours. It is ceiling mountable and has 6-Inch gimbal trim. The lighting fixture measuring 5-1/4-Inch x 7-1/2-Inch x 3-1/2-Inch, has a current rating of 0.1219-Amp, ambient temperature rating from -40 to 104 deg F and voltage rating of 120-Volts AC at 50/60-Hz. It is suitable for use in wet locations, insulated, airtight and non-insulated ceilings, sloped ceilings, highlighting artwork and soffit installations. This lighting fixture offers IP54-degree of protection. The LED recessed lighting fixture meets CSA C22.2 No. 250.0, cULus, Lighting Facts, Type IC, Title 24, FCC, RoHS and Energy Star standards. Lotus LED Lights LRG6-30K-WH Dimmable IC Airtight 6-Inch Regressed LED Recessed Lighting Fixture 120-Volt AC Round 15-Watt 1250-Lumens 3000K 90 CRI White | 3000 | 93 | 1250 | 83.3333 | 36000 | 15 | 1 | 98 | 98 | 115.1538 | 2020Q3 | https://www.ew-ne.com/lighting-1600000000/lotus-led-lights-lrg6-30k-wh-dimmable-ic-airtight-6-inch-regressed-led-recessed-lighting-fixture-120-volt-ac-round-15-watt-1250-lumens-3000k-90-cri-white-687299 | Electrical Wholesalers Inc | 2020 | Yes
LED Lighting | Downlight | NSL | True |  |  |  |  | Downlight Recessed Downlight Recessed NSL 3-Inch LED Gimbal downlight has a fixture rating of 9-Watts, voltage rating of 21-Volts DC and current rating of 320-Milli-Amps. The LED lamp delivers 700-Lumen neutral white light with 4000K color temperature. It has an average life of 50000 Hours and spreads light at 36-Degree beam. The round LED downlight in white gloss enamel finish, supports 5% dimming. It is suitable for damp location. It is perfect for kitchens, pantries, laundry rooms, bathrooms residential application and lobbies, hallways, elevators, stairways, retail, restaurants, office lighting commercial applications. The LED Gimbal downlight meets UL 2108 and cETLus Certified. NSL GDL-3-9W-36-NW-WH Dimmable 3-Inch LED Gimbal Down Light Round 21-Volt DC 9-Watt 4000K 700-Lumens White Gloss Enamel | 2700 | 82 | 720 | 80 | 35000 | 9 | 1 | 35.223 | 35.223 | 41.3884 | 2020Q3 | https://www.ew-ne.com/lighting-1600000000/nsl-gdl-3-9w-36-nw-wh-dimmable-3-inch-led-gimbal-down-light-round-21-volt-dc-9-watt-4000k-700-lumens-white-gloss-enamel-789194 | Electrical Wholesalers Inc | 2020 | Yes
LED Lighting | Downlight | NSL | True |  |  |  |  | Downlight Recessed Downlight Recessed NSL LED gimbal downlight has white gloss enamel finished gimbal trim. The downlight can accommodate LED lamp that delivers a warm white light output of 650-Lumens with 3000K color temperature. It has a voltage rating of 21-Volts DC, constant current rating of 320-Milli-Amps and fixture wattage of 9-Watts. The dimmable lamp has an average life of 50000 Hours. It measures 3.8-Inch OD x 1.7-Inch. It is suitable for downlighting retrofit, general area lighting, kitchens, pantries, laundry rooms, bathrooms, retail stores, lobbies, hallways, elevators, stairways, restaurants, office lighting applications. Downlight meets Energy Star and cETLus standards. NSL GDL-3-9W-36-WW-WH Dimmable LED Gimbal Down Light 21-Volt DC 3000K 650-Lumens White Gloss Enamel Trim | 2700 | 82 | 720 | 80 | 35000 | 9 | 1 | 35.223 | 35.223 | 41.3884 | 2020Q3 | https://www.ew-ne.com/lighting-1600000000/nsl-gdl-3-9w-36-ww-wh-dimmable-led-gimbal-down-light-21-volt-dc-3000k-650-lumens-white-gloss-enamel-trim-789195 | Electrical Wholesalers Inc | 2020 | Yes
LED Lighting | Downlight | NSL | True |  |  |  |  | Downlight Recessed Downlight Recessed NSL Adjustable LED gimbal downlight in white finish, can accommodate dimmable LED lamp for delivering a warm white light output of 870-Lumens with 3000K color temperature and >90 CRI. It has an average life of 50000 Hours. It has a fixture power rating of 12-Watts, voltage rating of 30-Volts DC and current rating of 320-Milli-Amps. New construction round downlight has a trim of 4-inches. Downlight with 5% dimming driver, measures 5.1-Inch Dia x 2-Inch. It is suitable for residential applications: kitchens, pantries, laundry rooms, bathrooms and commercial applications: lobbies, hallways, elevators, stairways, retail, restaurants and office lighting. Adjustable LED gimbal downlight meets Energy Star and cETLus standards. Recessed NSL GDL-4-12W-36-WW-WH Dimmable 4-Inch New Construction Adjustable LED Gimbal Down Light Round 30-Volt DC 90 CRI 3000K 870-Lumens White | 2700 | 81 | 960 | 80 | 35000 | 12 | 1 | 41.296 | 41.296 | 48.5244 | 2020Q3 | https://www.ew-ne.com/lighting-1600000000/nsl-gdl-4-12w-36-ww-wh-dimmable-4-inch-new-construction-adjustable-led-gimbal-down-light-round-30-volt-dc-90-cri-3000k-870-lumens-white-772572 | Electrical Wholesalers Inc | 2020 | Yes
LED Lighting | Downlight | NSL | True |  |  |  |  | Downlight Recessed Downlight Recessed NSL Thin-line 3rd generation LED downlight in white finish, has 4-Inch trim. It has fixture wattage of 9-Watts, voltage ranging from 100 to 120-Volts AC( Input), 21-Volts DC and current rating of 320-Milli-Amp at 60-Hz. The LED downlight accommodates (48) LED lamps. The lamp with 50000-Hour average life, delivers a neutral white light output of 630-Lumens with a color temperature of 4000K and CRI of >80. The round shaped LED downlight measures 4.73-Inch Dia x 0.5-Inch. The ceiling mountable LED downlight is suitable for use with non-insulated, air-tight ceiling. The LED downlight meets cETLus, Energy Star and Reg standards. Ceiling NSL LVLDL-04-NW-WH-R-L3 Dimmable 4-Inch Thin-Line 3rd Generation LED Down Light Round 100 - 120-Volt AC 9-Watt 4000K 630-Lumens White | 2700 | 94 | 630 | 70 | 35000 | 9 | 48 | 18.219 | 0.37956 | 0.446 | 2020Q3 | https://www.ew-ne.com/lighting-1600000000/nsl-lvldl-04-nw-wh-r-l3-dimmable-4-inch-thin-line-3rd-generation-led-down-light-round-100-120-volt-ac-9-watt-4000k-630-lumens-white-880182 | Electrical Wholesalers Inc | 2020 | No
LED Lighting | Downlight | NSL | True |  |  |  |  | Downlight Recessed Downlight Recessed NSL Thin-Line generation 3 LED down light in white finish, has a voltage rating from 100 to 120-Volts AC and fixture wattage of 9-Watts. The dimmable LED lamp delivers warm white light output of 630-Lumens with 3000K color temperature and >80 CRI. It has an average life of >50000 Hours. It uses dimming driver, dimmable up to 5%. It is perfect for installation in non-insulated ceiling. The light has an efficacy of 64 LPW. It measures 4.73-Inch x 4.73-Inch x 0.5-Inch. It is perfect for wet locations. LED down light meets cETLus Certified, Energy Star Qualified standards. NSL LVLDL-04S-WW-WH-R-L3 Dimmable 4-Inch Thin-Line Generation 3 LED Down Light Square 100 - 120-Volt AC 9-Watt 3000K 630-Lumens White | 2700 | 94 | 606 | 67.3333 | 35000 | 9 | 48 | 38 | 0.79167 | 0.93024 | 2020Q3 | https://www.ew-ne.com/lighting-1600000000/nsl-lvldl-04s-ww-wh-r-l3-dimmable-4-inch-thin-line-generation-3-led-down-light-square-100-120-volt-ac-9-watt-3000k-630-lumens-white-858560 | Electrical Wholesalers Inc | 2020 | No
LED Lighting | Downlight | NSL | True |  |  |  |  | Downlight Recessed Downlight Recessed NSL Thin-line LED downlight in white finish, has 6-Inch trim. It has fixture wattage of 12-Watts, voltage ranging from 100 to 120-Volts AC at 60-Hz. The LED downlight accommodates (72) LED lamps. The lamp with >50000-Hour average life, delivers a light output of 840-Lumens with a color temperature of 2700K/3000K/4000K and CRI of 80+. The round shaped LED downlight measures 6.85-Inch Dia x 0.5-Inch. The surface mountable LED downlight is suitable for use with non-insulated, airtight ceiling. It includes (1) surface mount fixture, (1) mounting plate, (3) wire nuts, (1) fitting instruction manual, (2) wood screws. It is designed for use in kitchens and pantries, lobbies and hallways, laundry rooms and bathrooms, banquet halls, elevators, retail lighting, restaurants and offices. The LED downlight meets cETLus, Energy Star standards. Surface NSL LVLDL-06-CCT-WH-R-L3 Dimmable 6-Inch Thin-Line LED Down Light Round 100 - 120-Volt AC 12-Watt 2700K/3000K/4000K 840-Lumens White | 2700 | 94 | 840 | 70 | 35000 | 12 | 72 | 28.977 | 0.40246 | 0.4729 | 2020Q3 | https://www.ew-ne.com/lighting-1600000000/nsl-lvldl-06-cct-wh-r-l3-dimmable-6-inch-thin-line-led-down-light-round-100-120-volt-ac-12-watt-2700k-3000k-4000k-840-lumens-white-855968 | Electrical Wholesalers Inc | 2020 | No
LED Lighting | Downlight | NSL | True |  |  |  |  | Downlight Recessed Downlight Recessed NSL 8-Inch Thin-line, 3rd Generation LED downlight has a fixture rating of 15-Watts, voltage ranging from 100 to 120-Volts AC. The LED lamp delivers 1050-Lumen warm white light with 3000K color temperature and >80 CRI. The LED downlight with non-insulated, airtight ceiling type, supports 5% dimming. The round LED downlight in white finish, has an average life of 50000 Hours and spreads light at 120-Degree beam. It is suitable for wet locations. It is perfect for down lighting, retail stores, commercial lighting, down lighting remodel and general area lighting. The LED downlight meets cETLus and Energy Star standards. NSL LVLDL-08-WW-WH-R-L3 Dimmable 8-Inch Thin-Line 3rd Generation LED Down Light Round 100 - 120-Volt AC 15-Watt 3000K 1050-Lumens White | 2700 | 93 | 1050 | 70 | 35000 | 15 | 96 | 29.497 | 0.30726 | 0.36104 | 2020Q3 | https://www.ew-ne.com/lighting-1600000000/nsl-lvldl-08-ww-wh-r-l3-dimmable-8-inch-thin-line-3rd-generation-led-down-light-round-100-120-volt-ac-15-watt-3000k-1050-lumens-white-827326 | Electrical Wholesalers Inc | 2020 | No
LED Lighting | Reflector | Osram Sylvania | True |  | Reflector (Flood/Spot) | PAR16 | GU10 | Damp Location Rated,Not Rated for Recessed Fixtures Damp Location Rated,Not Rated for Recessed Fixtures Osram Sylvania Metalarc® Pro-Tech® High output 100-Watt E17 E26 Medium base metal-halide lamp offers 8500 initial Lumens and 5525 mean Lumens for bright and crisp light output. This lamp in clear color, has color rendering index of 75 and color temperature of 3000K to ensure optimal light level in the surrounding. This 5.4-Inch long lamp delivers average life of 15000 hours vertical and 10000 hours horizontal. It is perfect for ambient lighting industrial and retail, flood lighting, lobbies, atriums, malls, parking lots, security lighting, open or enclosed fixtures. Osram Sylvania 64417 E17 High Output Reduced Color Shift Metal Halide Lamp 100-Watt E26 Medium Base 8500-Lumens 75 CRI 3000K Metalarc® Pro-Tech® | 4000 | 83 | 617 | 94.9231 | 25000 | 6.5 | 1 | 65 | 65 | 76.3775 | 2020Q3 | https://www.ew-ne.com/lighting-1600000000/osram-sylvania-64417-e17-high-output-reduced-color-shift-metal-halide-lamp-100-watt-e26-medium-base-8500-lumens-75-cri-3000k-metalarc-reg-pro-tech-reg-9975 | Electrical Wholesalers Inc | 2020 | Yes
LED Lighting | Reflector | Philips Lighting | True |  | Reflector (Flood/Spot) | PAR20 | E26 (Medium) | Damp Location Rated,Recessed Fixtures Damp Location Rated,Recessed Fixtures Philips Lighting Alto® Plus 17-Watt T8 G13 Medium 2-Pin base fluorescent lamp offers 1375 initial Lumens and 1310 mean Lumens for bright and crisp light output. This lamp has instant start ballast that regulates the current flow. It has color rendering index of 85 and color temperature rating of 3500K to ensure optimal light level in the surrounding. This 24-Inch lamp with green base, has average life of 30000 hours at 3 hours instant start and 36000 hours at 3 hours of program start. Philips Lighting 280941 T8 Fluorescent Lamp 17-Watt 2-Pin G13 Base 1375-Lumens 85 CRI 3500K 24-Inch Length Alto® Plus | 2700 | 84 | 450 | 75 | 25000 | 6 | 30 | 10.1 | 0.33667 | 0.3956 | 2020Q3 | https://www.ew-ne.com/lighting-1600000000/philips-lighting-280941-t8-fluorescent-lamp-17-watt-2-pin-g13-base-1375-lumens-85-cri-3500k-24-inch-length-alto-reg-plus-86558 | Electrical Wholesalers Inc | 2020 | No
LED Lighting | Reflector | Philips Lighting | True |  | Reflector (Flood/Spot) | PAR16 | GU10 | Damp Location Rated,Recessed Fixtures Damp Location Rated,Recessed Fixtures Philips Lighting MasterColor® CDM 150-Watt ED17 E26 single contact medium screw base metal halide lamp offers 10140 mean Lumens for bright and crisp light output. It has voltage rating of 95-Volts and 1.8-Amps. This lamp in clear color, has color rendering index of 90. Lamp with 4000K color temperature rating radiates deluxe cool white light to the surrounding. It measures 5.438-Inch x 2.125-Inch Dia. Lamp delivers average life of 20000 hours. Lamp features hard glass construction with brass cap. Lamp contains 11.4 mg of mercury. Cap-base of this lamp withstands temperature of 190 deg C. Metal halide lamp is perfect for general lighting applications. Philips Lighting 377200 ED17 Metal Halide Lamp 150-Watt E26 Medium Base 10140-Lumens 90 CRI 4000K Deluxe Cool White MasterColor® CDM | 3000 | 82 | 500 | 76.9231 | 15000 | 6.5 | 12 | 47 | 3.9167 | 4.6022 | 2020Q3 | https://www.ew-ne.com/lighting-1600000000/philips-lighting-377200-ed17-metal-halide-lamp-150-watt-e26-medium-base-10140-lumens-90-cri-4000k-deluxe-cool-white-mastercolor-reg-cdm-31260 | Electrical Wholesalers Inc | 2020 | Yes
LED Lighting | Decorative | Philips Lighting | True |  | Globe | G16.5 | E26 (Medium) | Not for Use in Recessed Fixtures,Damp Location Rated Not for Use in Recessed Fixtures,Damp Location Rated Philips Lighting MasterColor® CDM-TM Elite 20-Watt T4 GU6.5 base metal-halide lamp offers 1800 initial Lumens for crisp light output. It has voltage rating of 95-Volts and 0.5-Amp. This lamp in clear color, has color rendering index of 84. Lamp with 3000K color temperature rating radiates warm white light to the surrounding. It has overall length of 2-1/4-inches. Lamp delivers average life of 15000 hours. Lamp contains 3.5 mg of mercury. Lamp system includes a MiniMasterColor 3000K lamp, eVision electronic ballast as well as a twist & lock lamp base. Cap-base of this lamp withstands temperature of 250 deg C. It is perfect for accent and display lighting in speciality retail and architectural outdoor applications. Philips Lighting 408500 T4 Metal Halide Lamp 20-Watt GU6.5 Base 1800-Lumens 84 CRI 3000K Warm White MasterColor® CDM-TM Elite | 2700 | 92 | 500 | 90.9091 | 15000 | 5.5 | 1 | 75 | 75 | 88.1279 | 2020Q3 | https://www.ew-ne.com/lighting-1600000000/philips-lighting-408500-t4-metal-halide-lamp-20-watt-gu6-5-base-1800-lumens-84-cri-3000k-warm-white-mastercolor-reg-cdm-tm-elite-31512 | Electrical Wholesalers Inc | 2020 | Yes
LED Lighting | Downlight | Philips Lighting | False |  | MRC11 |  |  | Downlight Surface Mount Downlight Surface Mount Philips Lighting Blister-carded 20-Watt MRC11 GU4 halogen lamp offers 230-Lumens light output. It has color temperature rating of 2800K and color rendering index of 100. Lamp in clear color, has average life of 2000 hours. It offers flood light distribution at beam angle of 30-degree. This lamp has voltage rating of 12-Volts. It measures 1.55-Inch Dia x 1-5/8-Inch. Philips Lighting 419309 MR11 Blister-Carded Halogen Lamp 20-Watt GU4 Base 230-Lumens 100 CRI 2800K Warm White | 3000 | 95 | 1217 | 72.4405 | 56000 | 16.8 | 1 | 14.5 | 14.5 | 17.0381 | 2020Q3 | https://www.ew-ne.com/lighting-1600000000/philips-lighting-419309-mr11-blister-carded-halogen-lamp-20-watt-gu4-base-230-lumens-100-cri-2800k-warm-white-86870 | Electrical Wholesalers Inc | 2020 | Yes
LED Lighting | A-Type | Green Creative | True |  | General Purpose Replacement | A19 | E26 (Medium) | Damp Location Rated,Not for Use in Recessed Fixtures Damp Location Rated,Not for Use in Recessed Fixtures Home / Light Bulbs / LED / Green Creative - 98012 - 8A19DIM/830 Suitable for Damp Locations; Not For Use in Totally Enclosed Fixtures 8W A19 LED Lamp - Universal - 810 Lumens - Warm White (3000K) - 82 CRI - 25000 Hours - E26 (Medium) - 120 to 130V Green Creative - 98012 - 8A19DIM/830 | 3000 | 83 | 810 | 101.25 | 25000 | 8 | 1 | 7.24 | 7.24 | 8.5073 | 2020Q3 | https://shop.regencylighting.com/lamps/led/8a19dim-830-grc.html | Regency Lighting | 2020 | Yes
LED Lighting | A-Type | Green Creative | True |  | General Purpose Replacement | A19 | E26 (Medium) | Damp Location Rated,Not for Use in Recessed Fixtures Damp Location Rated,Not for Use in Recessed Fixtures Home / Light Bulbs / LED / LED A-Line / Green Creative - 98012 - 8A19DIM/830 Suitable for Damp Locations; Not For Use in Totally Enclosed Fixtures 8W A19 LED Lamp - Universal - 810 Lumens - Warm White (3000K) - 82 CRI - 25000 Hours - E26 (Medium) - 120 to 130V Green Creative - 98012 - 8A19DIM/830 | 3000 | 83 | 810 | 101.25 | 25000 | 8 | 1 | 7.24 | 7.24 | 8.5073 | 2020Q3 | https://shop.regencylighting.com/lamps/led/a-line/8a19dim-830-grc.html | Regency Lighting | 2020 | Yes
LED Lighting | A-Type | Green Creative | True |  | General Purpose Replacement | A19 | E26 (Medium) | Damp Location Rated,Not for Use in Recessed Fixtures Damp Location Rated,Not for Use in Recessed Fixtures Home Lamps, Bulbs, Ballasts Bulbs - LED LED - Traditional Lamps - A-Type 8A19DIM/840 Dimmable LED Lamp, 8 Watts, 120V, Bulb: A-Type (A19), Base: Medium Screw (E26), Lumens: 810, CRI: 82, Color Temperature: 4000K. Rated Average Life: 25,000 Hrs. Dimmable LED Lamp, 8W, 120V, 4000K, A-Type Green Creative 8A19DIM/840 Dimmable LED Lamp, 8W, 120V, 4000K, A-Type | 4000 | 84 | 810 | 101.25 | 25000 | 8 | 1 | 6.83 | 6.83 | 8.0255 | 2020Q3 | https://www.rexelusa.com/usr/Root-Category/Lamps,-Bulbs,-Ballasts/Bulbs---LED/LED---Traditional/Lamps---A-Type/Green-Creative-8A19DIM-840-Dimmable-LED-Lamp,-8W,-120V,-4000K,-A-Type/p/1278218?prevPageNumber=97 | Rexel Energy Solutions | 2020 | Yes
LED Lighting | A-Type | Green Creative | True |  |  | A19 | Medium (E26) | Description Designed with full dimming capability, this LED A19 can be adjusted for your specific lighting needs and is ideal for ceiling fan and table lamp fixtures. Emits a bright cool white light Excellent light diffusion 87% in energy savings 810 Lumens - 4000 Kelvin - Medium Base - 120 Volt - Green Creative 98013 LED A19 - 8 Watt - 60 Watt Equal - Cool White | 4000 |  | 810 | 101.25 |  | 8 | 6 | 11.82 | 1.97 | 2.3148 | 2020Q3 | https://www.1000bulbs.com/product/208244/GREENCREATIVE-98013.html | 1000bulbs.com | 2020 | Yes
LED Lighting | A-Type | Green Creative | True |  | LED | A19 | Medium (E26) | Wattage10 Watt11 Watt6 Watt8 Watt9 Watt9.5 Watt Color Temp.3000K4000K Product Description Make your home or business more energy-efficient with this Green Creative A19 omnidirectional bulb. The Green Creative 98012 is a versatile product that offers 8W LED A19 illumination, and it makes a cost-effective upgrade for all 80 watt CFL lamps with an E26 base. With this high-quality product, you'll enjoy 3000K lumens of consistent, uniform warm white light that's fully dimmable with compatible dimmers. Green Creative 98012 Features: Omnidirectional: 230° beam angle Warm diffused light Life span of 25,000 hours Three-year warranty Green Creative 98012 Applications: General lighting For home and office lighting Table and floor lamps with shades Alternate Product Versions $3.58 EACASE of 6 add Green Creative 97985 - 6W LED A19 - 2700K 6A19DIM/827 - 480 Lumens - 82 CRI - 40W Incandescent Equivalent - 230° - 120V $7.58 EACASE of 6 add Green Creative 98140 - 11W LED A19 - 4000K 11A19DIM/840 - 1200 Lumens - 82 CRI - 75W Incandescent Equivalent - 240° - 120V $12.58 add Green Creative 98564 - 9 Watt LED A19 4000K - E26 9A19/940/277V - 60 Watt Incandescent Equivalent - 860 Lumens - 92 CRI - 120-277V - Dimmable $7.98 add Green Creative 98559 - 9 Watt LED A19 2700K - E26 9A19DIM/927 - 60 Watt Incandescent Equivalent - 800 Lumens - 92 CRI - 120V - Dimmable $4.98 add Green Creative 98565 - 9 Watt LED A19 2700K - GU24 9A19DIM/927/GU24/R - 60 Watt Incandescent Equivalent - 800 Lumens - 92 CRI - 120V - Dimmable $13.98 add Green Creative - 28395 - 9A19DIM/927 - LED A19 Bulb 9W - E26 - 2700K - Dimmable $3.90 add Green Creative - 40741 - 9A19G4DIM/824 - A19 LED - 60 Watt Equivalent 9 Watt - 120V - E26 Medium Base - 2400K - Warm White - 700 Lumens (Initial) - 300 Degree Beam Angle - Dimmable $7.95 add Green Creative - 57883 - 9.5A19DIM/8CCTD - Omni-Directional A19 - 9.5 Watt 60W Equal - 2200-2700K Warm Dim - 800 Lumens $12.98 add Green Creative - 58038 - 9A19/830/277V - A19 LED E26 - 9 Watt - 60 Watt Incandescent Equal - 3000K $9.98 add Green Creative - 97780 - 9A19DIM/827 - A19 LED Bulb Medium E26 Base - 9 Watt - 60 Watt Incandescent Equivalent - 2700K $9.98 add Green Creative - 97781 - 9A19DIM/830 - A19 LED Bulb Medium E26 Base - 9 Watt - 60 Watt Incandescent Equivalent - 3000K $9.98 add Green Creative - 97782 - 9A19DIM/840 - A19 LED Bulb Medium E26 Base - 9 Watt - 60 Watt Incandescent Equivalent - 4000K $5.00 add Green Creative 97965 - 10W LED A19 Bulb - 3000K 10A19DIM/830 - 1150 Lumens - 82 CRI - 75W Incandescent Equivalent - 240° - 120V $4.68 EACASE of 6 add Green Creative 98013 - 8W LED A19 Bulb - 4000K 8A19DIM/840 - 810 Lumens - 82 CRI - 60W Incandescent Equivalent - 230° - 120V Medium (E26) 8A19DIM/830 - 60 Watt Incandescent Equivalent - 810 Lumens - 82 CRI - 230° Beam Angle - 120V Green Creative 98012 - 8W LED A19 - 3000K - E26 | 3000 | 82 | 810 | 101.25 | 25000 | 8 | 1 | 4.68 | 4.68 | 5.4992 | 2020Q3 | https://www.energyavenue.com/Green-Creative/98012 | Energy Avenue | 2020 | Yes
LED Lighting | A-Type | Green Creative | True |  | A19 (Arbitrary) |  |  | Home Lamps, Bulbs, Ballasts Bulbs - LED LED - Traditional Lamps - A-Type Dimmable LED Lamp, 8 Watts, 120V, Bulb: A-Type (A19), Base: Medium Screw (E26), Lumens: 810, CRI: 82, Color Temperature: 3000K. Rated Average Life: 25,000 Hrs. Green Creative 98012 Dimmable LED Lamp, 8W, 120V, 3000K, A-Type | 3000 |  | 810 | 101.25 |  | 8 | 1 | 2.49 | 2.49 | 2.9258 | 2020Q3 | https://www.platt.com/platt-electric-supply/LED-Traditional-Lamps-A-Type/Green-Creative/98012/product.aspx?zpid=1212226 | Platt | 2020 | Yes
LED Lighting | A-Type | Green Creative | True |  | General Purpose Replacement | A19 | E26 (Medium) | Damp Location Rated,Not for Use in Recessed Fixtures Home / Light Bulbs / LED / Green Creative - 98012 - 8A19DIM/830 Suitable for Damp Locations; Not For Use in Totally Enclosed Fixtures 8W A19 LED Lamp - Universal - 810 Lumens - Warm White (3000K) - 82 CRI - 25000 Hours - E26 (Medium) - 120 to 130V Green Creative - 98012 - 8A19DIM/830 | 3000 | 83 | 810 | 101.25 | 25000 | 8 | 1 | 6.99 | 6.99 | 8.2135 | 2020Q2 | https://shop.regencylighting.com/lamps/led/8a19dim-830-grc.html | Regency Lighting | 2020 | Yes
LED Lighting | A-Type | Green Creative | True |  | General Purpose Replacement | A19 | E26 (Medium) | Damp Location Rated,Not for Use in Recessed Fixtures Home / Light Bulbs / LED / LED A-Line / Green Creative - 98012 - 8A19DIM/830 Suitable for Damp Locations; Not For Use in Totally Enclosed Fixtures 8W A19 LED Lamp - Universal - 810 Lumens - Warm White (3000K) - 82 CRI - 25000 Hours - E26 (Medium) - 120 to 130V Green Creative - 98012 - 8A19DIM/830 | 3000 | 83 | 810 | 101.25 | 25000 | 8 | 1 | 6.99 | 6.99 | 8.2135 | 2020Q2 | https://shop.regencylighting.com/lamps/led/a-line/8a19dim-830-grc.html | Regency Lighting | 2020 | Yes
LED Lighting | A-Type | Green Creative | True |  | A19 (Arbitrary) |  |  | HomeLamps, Bulbs, BallastsBulbs - LEDLED - TraditionalLamps - A-Type Dimmable LED Lamp, 8 Watts, 120V, Bulb: A-Type (A19), Base: Medium Screw (E26), Lumens: 810, CRI: 82, Color Temperature: 3000K. Rated Average Life: 25,000 Hrs. Green Creative 98012 Dimmable LED Lamp, 8W, 120V, 3000K, A-Type | 3000 |  | 810 | 101.25 |  | 8 | 1 | 4.33 | 4.33 | 5.0879 | 2020Q2 | https://www.platt.com/platt-electric-supply/LED-Traditional-Lamps-A-Type/Green-Creative/98012/product.aspx?zpid=1212226 | Platt | 2020 | Yes
LED Lighting | A-Type | Archipelago | True |  | LED | A19 |  | Equivalent to 25W/40W/60W incandescent Amber Glass Lamp with Thread LED Integrated Driver-Free System Suitable for Damp Locations Smooth Dimming System - Compatible with most Electronic Low Voltage (ELV) dimmers 3-Year Limited Warranty Silicone Coated 95% Energy Savings More Information Archipelago A19 Amber Vintage Victorian Bulb - E26 Base Features: Bulb Type: LED Bulb Shape: Victorian-A19 Bulb Base: E26 Wattage: 1W, 2W, 3.5W Lumens: 100 lm, 180 lm, 300 lm Color Temperature: 2200K CRI: 83 Light Distribution: 320 degrees Life: 15000 hours Equivalent to 25W/40W/60W incandescent Amber Glass Lamp with Thread LED Integrated Driver-Free System Suitable for Damp Locations Smooth Dimming System - Compatible with most Electronic Low Voltage (ELV) dimmers 3-Year Limited Warranty Silicone Coated 95% Energy Savings Models: LTVC-VC1910022MB , LTVC-VC1918022MB , LTVC-VC1930022MB *MFG Part Number*: LTVC19V20022MB Archipelago A19 Amber Vintage Victorian Bulb - E26 Base Archipelago A19 Amber Vintage Victorian Bulb - E26 Base | 2200 | 83 | 100 | 100 | 15000 | 1 | 1 | 11.88 | 11.88 | 13.9595 | 2020Q2 | https://www.lbclighting.com/led/light-bulb-led/arch-lvtz-vc19.html | LBC Lighting | 2020 | No
LED Lighting | A-Type | Satco | False |  | A19 (Arbitrary) |  |  | HomeLamps, Bulbs, BallastsBulbs - LEDLED - TraditionalLamps - A-Type LED Lamp: A19; 2 watt; 200 Lumens; Green when lit; Medium base; 120 volts, Non-Dimmable. Satco S9643 2A19/LED/GREEN/120V LED A19 Green |  |  | 200 | 100 |  | 2 | 1 | 7.19 | 7.19 | 8.4485 | 2020Q2 | https://www.platt.com/platt-electric-supply/LED-Traditional-Lamps-A-Type/Satco/S9643-2A19-LED-GREEN-120V/product.aspx?zpid=209713 | Platt | 2020 | No
LED Lighting | A-Type | Brand Sylvania | True | Daylighting/Photocell, | General Purpose Replacement | A19 | E26 (Medium) | Use With Timers,Filament Style,Use With Photo and/or Motion Sensors,Recessed Fixtures,Damp Location Rated,Dim to Warm Use With Timers,Filament Style,Use With Photo and/or Motion Sensors,Recessed Fixtures,Damp Location Rated,Dim to Warm Sylvania A19 LED Light Bulb 4.5 Watt Dimmable 80 CRI 120 Volt 450 Lumens E26 Medium Base 2700K Color Temperature 15,000 Hours Average Rated Life. Mfg #74590 Sylvania 4.5 Watt 2700K A19 A-Line LED Light Bulb 6-Pack | 2700 | 81 | 450 | 100 | 20000 | 4.5 | 1 | 33.72 | 33.72 | 39.6223 | 2020Q3 | https://hdsupplysolutions.com/p/led-00-75-10-35/sylvania-45-watt-2700k-a19-a-line-led-light-bulb-6-pack-p205656 | HD Supply | 2020 | Yes
LED Lighting | A-Type | Satco | True |  | General Purpose Replacement | A19 | E26 (Medium) | Damp Location Rated Damp Location Rated Home / Light Bulbs / LED / Satco - S9875 - 4.5A19/CL/LED/E26/27K/ES/120V Damp Location Rated; Approved for Totally Enclosed Fixtures; Energy Star Rated 4.5W A19 LED Lamp - Universal - 450 Lumens - Warm White (2700K) - 80 CRI - 15000 Hours - E26 (Medium) - 120 to 130V - Clear Satco - S9875 - 4.5A19/CL/LED/E26/27K/ES/120V | 2700 | 81 | 450 | 100 | 15000 | 4.5 | 1 | 7.19 | 7.19 | 8.4485 | 2020Q3 | https://shop.regencylighting.com/lamps/led/4-5a19-cl-led-e26-27k-es-120v-s9875.html | Regency Lighting | 2020 | Yes
LED Lighting | A-Type | Satco | True |  | General Purpose Replacement | A19 | E26 (Medium) | Damp Location Rated Damp Location Rated Home / Light Bulbs / LED / LED A-Line / Satco - S9875 - 4.5A19/CL/LED/E26/27K/ES/120V Damp Location Rated; Approved for Totally Enclosed Fixtures; Energy Star Rated 4.5W A19 LED Lamp - Universal - 450 Lumens - Warm White (2700K) - 80 CRI - 15000 Hours - E26 (Medium) - 120 to 130V - Clear Satco - S9875 - 4.5A19/CL/LED/E26/27K/ES/120V | 2700 | 81 | 450 | 100 | 15000 | 4.5 | 1 | 7.19 | 7.19 | 8.4485 | 2020Q3 | https://shop.regencylighting.com/lamps/led/a-line/4-5a19-cl-led-e26-27k-es-120v-s9875.html | Regency Lighting | 2020 | Yes
LED Lighting | A-Type | Sylvania | True | Daylighting/Photocell, | General Purpose Replacement | A19 | E26 (Medium) | Use With Timers,Filament Style,Use With Photo and/or Motion Sensors,Recessed Fixtures,Damp Location Rated,Dim to Warm Use With Timers,Filament Style,Use With Photo and/or Motion Sensors,Recessed Fixtures,Damp Location Rated,Dim to Warm Home / Light Bulbs / LED / LED A-Line / Sylvania - 74590 - LED4.5A19/DIM/827/FIL/G2/RP A19 LED Lamp 4.5W A19 LED Lamp - Universal - 450 Lumens - Warm White (2700K) - 80 CRI - 15000 Hours - E26 (Medium) - 120 to 130V - Clear Sylvania - 74590 - LED4.5A19/DIM/827/FIL/G2/RP | 2700 | 81 | 450 | 100 | 20000 | 4.5 | 1 | 5.05 | 5.05 | 5.9339 | 2020Q3 | https://shop.regencylighting.com/lamps/led/a-line/led4-5a19-dim-827-fil-g2-rp-74590.html | Regency Lighting | 2020 | Yes
LED Lighting | A-Type | Sylvania | True | Daylighting/Photocell, | General Purpose Replacement | A19 | E26 (Medium) | Use With Timers,Filament Style,Use With Photo and/or Motion Sensors,Recessed Fixtures,Damp Location Rated,Dim to Warm Use With Timers,Filament Style,Use With Photo and/or Motion Sensors,Recessed Fixtures,Damp Location Rated,Dim to Warm Home / Light Bulbs / LED / Sylvania - 74590 - LED4.5A19/DIM/827/FIL/G2/RP A19 LED Lamp 4.5W A19 LED Lamp - Universal - 450 Lumens - Warm White (2700K) - 80 CRI - 15000 Hours - E26 (Medium) - 120 to 130V - Clear Sylvania - 74590 - LED4.5A19/DIM/827/FIL/G2/RP | 2700 | 81 | 450 | 100 | 20000 | 4.5 | 1 | 5.05 | 5.05 | 5.9339 | 2020Q3 | https://shop.regencylighting.com/lamps/led/led4-5a19-dim-827-fil-g2-rp-74590.html | Regency Lighting | 2020 | Yes
LED Lighting | A-Type | Satco | True |  | General Purpose Replacement | A19 | E26 (Medium) | Damp Location Rated Damp Location Rated Home Lamps, Bulbs, Ballasts Bulbs - LED LED - Traditional Lamps - A-Type S9875 Dimmable Filament LED Lamp: 4.5 watt A19 LED; Clear; Medium base; 2700K; 450 lumens; 120 volts 4.5A19/CL/LED/E26/27K/ES/120V Satco S9875 4.5A19/CL/LED/E26/27K/ES/120V | 2700 | 81 | 450 | 100 | 15000 | 4.5 | 1 | 8.48 | 8.48 | 9.9643 | 2020Q3 | https://www.rexelusa.com/usr/Root-Category/Lamps,-Bulbs,-Ballasts/Bulbs---LED/LED---Traditional/Lamps---A-Type/Satco-S9875-4-5A19-CL-LED-E26-27K-ES-120V/p/1302565?prevPageNumber=88 | Rexel Energy Solutions | 2020 | Yes
LED Lighting | A-Type | Sylvania | True | Daylighting/Photocell, | General Purpose Replacement | A19 | E26 (Medium) | Use With Timers,Filament Style,Use With Photo and/or Motion Sensors,Recessed Fixtures,Damp Location Rated,Dim to Warm Use With Timers,Filament Style,Use With Photo and/or Motion Sensors,Recessed Fixtures,Damp Location Rated,Dim to Warm Topbulb » LED Bulbs » LED Filament / Vintage » Warm White Light » Sylvania 74590 ¦ 4.5W Filament LED - 40W Equal - A19 - Medium Base - 2700K This Sylvania Ultra LED 74590 dimmable 4.5 watt bulb is designed for decorative applications. These bulbs produce a typical incandescent warm white light when the warmer amber light produced by other exposed filament bulbs is not desired. The clear glass, exposed filament offers the nostalgic appeal of vintage lighting. The 15,000 hour life of this LED bulb compares to the 2000 hour life of a similar exposed filament incandescent bulb. LED Technology Notice Due to constantly evolving nature of LED technology, manufacturers will reserve the right to replace this product with next generation technology. We appreciate your understanding and acceptance of this policy. Documents Sylvania 74590 Specification Sheet 15,000 Hours • Exposed Filament Vintage Style Sylvania 74590 ¦ 4.5W Filament LED - 40W Equal - A19 - Medium Base - 2700K | 2700 | 81 | 450 | 100 | 20000 | 4.5 | 1 | 4.95 | 4.95 | 5.8164 | 2020Q3 | https://www.topbulb.com/sylvania-74590-led-a19-4-5w-dimmable-80cri-450-lumen-2700k-15000-life | Top Bulb | 2020 | Yes
LED Lighting | A-Type | Brand Sylvania | True | Daylighting/Photocell, | General Purpose Replacement | A19 | E26 (Medium) | Use With Timers,Filament Style,Use With Photo and/or Motion Sensors,Recessed Fixtures,Damp Location Rated,Dim to Warm Sylvania A19 LED Light Bulb 4.5 Watt Dimmable 80 CRI 120 Volt 450 Lumens E26 Medium Base 2700K Color Temperature 15,000 Hours Average Rated Life. Mfg #74590 Sylvania 4.5 Watt 2700K A19 A-Line LED Light Bulb 6-Pack | 2700 | 81 | 450 | 100 | 20000 | 4.5 | 1 | 33.72 | 33.72 | 39.6223 | 2020Q2 | https://hdsupplysolutions.com/p/led-00-75-10-35/sylvania-45-watt-2700k-a19-a-line-led-light-bulb-6-pack-p205656 | HD Supply | 2020 | Yes
LED Lighting | Decorative | Rab | True |  | Other | B11 | E12 (Candelabra) | Damp Location Rated,Recessed Fixtures Damp Location Rated,Recessed Fixtures Rab Decorative bullet tip LED filament lamp in clear finish, has glass construction for added durability. The B11 bulged lamp with E12 Candelabra base, has a voltage rating of 120-Volts. The 3-Watt lamp delivers soft white light output of 300-Lumens with 2700K color temperature and 90 CRI. It has an average life of 15000 Hours. The lamp provides 360-Degree omni-directional beam angle for even light distribution. The dimmable lamp has an efficacy of 91 LPW and power factor of 0.7. It measures 1-3/8-Inch x 3-13/16-Inch. Lamp meets Energy Star, RoHS, FCC, Title CA 20, cETL, CEC Status standards. Rab B11-3-E12-927-F-C Dimmable B11 Decorative Bullet Tip LED Filament Lamp E12 Candelabra Base 3-Watt 300-Lumens 90 CRI 2700K Soft White | 2700 | 93 | 300 | 90.9091 | 15000 | 3.3 | 12 | 4.496 | 0.37467 | 0.44025 | 2020Q3 | https://www.ew-ne.com/lighting-1600000000/rab-b11-3-e12-927-f-c-dimmable-b11-decorative-bullet-tip-led-filament-lamp-e12-candelabra-base-3-watt-300-lumens-90-cri-2700k-soft-white-820598 | Electrical Wholesalers Inc | 2020 | Yes
LED Lighting | Decorative | Rab | True |  | Other | B11 | E12 (Candelabra) | Damp Location Rated,Recessed Fixtures Damp Location Rated,Recessed Fixtures Rab Decorative bullet tip LED filament lamp in frosted finish, has glass construction for added durability. The B11 bulged lamp with E12 Candelabra base, has a voltage rating of 120-Volts. The 3-Watt lamp delivers soft white light output of 300-Lumens with 2700K color temperature and 90 CRI. It has an average life of 15000 Hours. The lamp provides 360-Degree beam angle for even light distribution. The dimmable lamp has an efficacy of 91 LPW and power factor of 0.7. It measures 1-3/8-Inch x 3-13/16-Inch. Lamp meets Energy Star, RoHS, FCC, Title CA 20, cETL, CEC Status standards. Rab B11-3-E12-927-F-F Dimmable B11 Decorative Bullet Tip LED Filament Lamp E12 Candelabra Base 3-Watt 300-Lumens 90 CRI 2700K Soft White | 2700 | 93 | 300 | 90.9091 | 15000 | 3.3 | 12 | 5.026 | 0.41883 | 0.49215 | 2020Q3 | https://www.ew-ne.com/lighting-1600000000/rab-b11-3-e12-927-f-f-dimmable-b11-decorative-bullet-tip-led-filament-lamp-e12-candelabra-base-3-watt-300-lumens-90-cri-2700k-soft-white-843356 | Electrical Wholesalers Inc | 2020 | Yes
LED Lighting | Decorative | Rab | True |  | Other | B11 | E26 (Medium) | Damp Location Rated,Recessed Fixtures Damp Location Rated,Recessed Fixtures Rab Decorative LED filament lamp features E26 medium screw-in base and B11 bulged shape. This 3-Watt clear LED lamp delivers a soft white light output of 300-Lumens with 2700K color temperature and 90 CRI. It has an average life of 15000 Hours and emits light at an Omni directional beam angle of 360-Degrees. Dimmable LED lamp has a voltage rating of 120-Volts. It has glass construction for durability. Lamp withstands a temperature rating from -20 to 45 deg C and measures 1-3/8-Inch Dia x 3-9/16-Inch. It is suitable for used in both enclosed and open fixtures. It is perfect for damp locations. LED lamp meets ETL, FCC, CEC, Title 24/C20, RoHS, Energy Star V2.0, 2330348 standards. Rab B11-3-E26-927-F-C Dimmable B11 Decorative LED Filament Lamp E26 Medium Base 3-Watt 300-Lumens 90 CRI 2700K Soft White | 2700 | 91 | 300 | 90.9091 | 15000 | 3.3 | 12 | 4.047 | 0.33725 | 0.39628 | 2020Q3 | https://www.ew-ne.com/lighting-1600000000/rab-b11-3-e26-927-f-c-dimmable-b11-decorative-led-filament-lamp-e26-medium-base-3-watt-300-lumens-90-cri-2700k-soft-white-860222 | Electrical Wholesalers Inc | 2020 | Yes
LED Lighting | Decorative | Rab | True |  | Other | B11 | E26 (Medium) | Damp Location Rated,Recessed Fixtures Damp Location Rated,Recessed Fixtures Rab Decorative bullet tip filament LED lamp in frosted finish, has glass construction for added durability. The B11 bulged lamp with E26 medium screw-in base, has a voltage rating of 120-Volts. The 3-Watt lamp delivers soft white light output of 300-Lumens with 2700K color temperature and 90 CRI. It has an average life of 15000 Hours. The 360-Degree beam angle provides even light distribution. The lamp has power factor of 0.7 and efficacy of 90.9 LPW. It measures 3-9/16-Inch x 1-3/8-Inch. It is suitable for damp locations. Filament LED lamp meets cETLus, Energy Star 2.0, FCC, Title CA 20, RoHS, CEC and IES LM-70 standards. Rab B11-3-E26-927-F-F Dimmable B11 Decorative Bullet Tip Filament LED Lamp E26 Medium Base 3-Watt 300-Lumens 90 CRI 2700K Soft White | 2700 | 93 | 300 | 90.9091 | 15000 | 3.3 | 12 | 5.026 | 0.41883 | 0.49215 | 2020Q3 | https://www.ew-ne.com/lighting-1600000000/rab-b11-3-e26-927-f-f-dimmable-b11-decorative-bullet-tip-filament-led-lamp-e26-medium-base-3-watt-300-lumens-90-cri-2700k-soft-white-861901 | Electrical Wholesalers Inc | 2020 | Yes
LED Lighting | Decorative | Rab | True |  | Other | B11 | E12 (Candelabra) | Damp Location Rated,Recessed Fixtures Damp Location Rated,Recessed Fixtures Rab Decorative bullet tip LED filament lamp in clear finish, has glass construction for added durability. The B11 bulged lamp with E12 Candelabra base, has a voltage rating of 120-Volts. The 5-Watt lamp delivers soft white light output of 500-Lumens with 2700K color temperature and 90 CRI. It has an average life of 15000 Hours. The lamp provides 360-Degree omni-directional beam angle for even light distribution. The dimmable lamp has an efficacy of 91 LPW and power factor of 0.7. It measures 1-3/8-Inch x 3-13/16-Inch. Lamp meets Energy Star, RoHS, FCC, Title CA 20, cETL, CEC Status standards. Rab B11-5-E12-927-F-C Dimmable B11 Decorative Bullet Tip LED Filament Lamp E12 Candelabra Base 5-Watt 500-Lumens 90 CRI 2700K Soft White | 2700 | 91 | 500 | 90.9091 | 15000 | 5.5 | 12 | 4.496 | 0.37467 | 0.44025 | 2020Q3 | https://www.ew-ne.com/lighting-1600000000/rab-b11-5-e12-927-f-c-dimmable-b11-decorative-bullet-tip-led-filament-lamp-e12-candelabra-base-5-watt-500-lumens-90-cri-2700k-soft-white-820599 | Electrical Wholesalers Inc | 2020 | Yes
LED Lighting | Decorative | Rab | True |  | Other | B11 | E12 (Candelabra) | Damp Location Rated,Recessed Fixtures Damp Location Rated,Recessed Fixtures Rab Decorative LED filament lamp features E12 Candelabra screw-in base and B11 bulged shape. This 5-Watt frosted LED lamp delivers a soft white light output of 500-Lumens with 2700K color temperature and 90 CRI. It has an average life of 15000 Hours and emits light at a beam angle of 360-Degrees. Dimmable LED lamp has a voltage rating of 120-Volts. It has glass construction for durability. Lamp withstands a temperature rating from -20 to 45 deg C and measures 1-3/8-Inch Dia x 3-13/16-Inch. It is suitable for used in both enclosed and open fixtures. It is perfect damp locations. LED lamp meets ETL, FCC, CEC, Title 24/C20, RoHS, Energy Star V2.0, 2330352 standards. Rab B11-5-E12-927-F-F Dimmable B11 Decorative LED Filament Lamp E12 Candelabra Base 5-Watt 500-Lumens 90 CRI 2700K Soft White | 2700 | 93 | 500 | 90.9091 | 15000 | 5.5 | 12 | 5.026 | 0.41883 | 0.49215 | 2020Q3 | https://www.ew-ne.com/lighting-1600000000/rab-b11-5-e12-927-f-f-dimmable-b11-decorative-led-filament-lamp-e12-candelabra-base-5-watt-500-lumens-90-cri-2700k-soft-white-887434 | Electrical Wholesalers Inc | 2020 | Yes
LED Lighting | Decorative | Rab | True |  | Other | B11 | E26 (Medium) | Damp Location Rated,Recessed Fixtures Damp Location Rated,Recessed Fixtures Rab Decorative bullet tip LED filament lamp in clear finish, has glass construction for added durability. The B11 bulged lamp with E26 medium base, has a voltage rating of 120-Volts. The 5-Watt lamp delivers soft white light output of 500-Lumens with 2700K color temperature and 90 CRI. It has an average life of 15000 Hours. The lamp provides 360-Degree omni-directional beam angle for even light distribution. The dimmable lamp has an efficacy of 91 LPW and power factor of 0.7. It measures 1-3/8-Inch x 3-9/16-Inch. Lamp meets Energy Star, RoHS, FCC, Title CA 20, cETL, CEC Status standards. Rab B11-5-E26-927-F-C Dimmable B11 Decorative Bullet Tip LED Filament Lamp E26 Medium Base 5-Watt 500-Lumens 90 CRI 2700K Soft White | 2700 | 91 | 500 | 90.9091 | 15000 | 5.5 | 12 | 4.496 | 0.37467 | 0.44025 | 2020Q3 | https://www.ew-ne.com/lighting-1600000000/rab-b11-5-e26-927-f-c-dimmable-b11-decorative-bullet-tip-led-filament-lamp-e26-medium-base-5-watt-500-lumens-90-cri-2700k-soft-white-837487 | Electrical Wholesalers Inc | 2020 | Yes
LED Lighting | Decorative | Rab | True |  | Other | BA11 | E12 (Candelabra) | Damp Location Rated,Recessed Fixtures Damp Location Rated,Recessed Fixtures Rab Decorative LED filament lamp in clear finish, has glass construction for added durability. The BA11 bent tip candle lamp with E12 Candelabra base, has a voltage rating of 120-Volts. The 3-Watt lamp delivers soft white light output of 300-Lumens with 2700K color temperature and 90 CRI. It has an average life of 15000 Hours. The lamp provides 360-Degree omni-directional beam angle for even light distribution. The dimmable lamp has an efficacy of 91 LPW and power factor of 0.7. It measures 1-3/8-Inch x 4-3/8-Inch. Lamp meets Energy Star, RoHS, FCC, Title CA 20, cETL, CEC Status standards. Rab BA11-3-E12-927-F-C Dimmable BA11 Bent Tip Decorative LED Filament Lamp E12 Candelabra Base 3-Watt 300-Lumens 90 CRI 2700K Soft White | 2700 | 93 | 300 | 90.9091 | 15000 | 3.3 | 12 | 4.761 | 0.39675 | 0.4662 | 2020Q3 | https://www.ew-ne.com/lighting-1600000000/rab-ba11-3-e12-927-f-c-dimmable-ba11-bent-tip-decorative-led-filament-lamp-e12-candelabra-base-3-watt-300-lumens-90-cri-2700k-soft-white-859176 | Electrical Wholesalers Inc | 2020 | Yes
LED Lighting | Decorative | Rab | True |  | Other | BA11 | E26 (Medium) | Damp Location Rated,Recessed Fixtures Damp Location Rated,Recessed Fixtures Rab Decorative LED filament lamp in clear finish, has glass construction for added durability. The BA11 bent tip candle lamp with E26 medium base, has a voltage rating of 120-Volts. The 3-Watt lamp delivers soft white light output of 300-Lumens with 2700K color temperature and 90 CRI. It has an average life of 15000 Hours. The lamp provides 360-Degree omni-directional beam angle for even light distribution. The dimmable lamp has an efficacy of 91 LPW and power factor of 0.7. It measures 1-3/8-Inch x 3-7/8-Inch. Lamp meets Energy Star, RoHS, FCC, Title CA 20, cETL, CEC Status standards. Rab BA11-3-E26-927-F-C Dimmable BA11 Bent Tip Decorative LED Filament Lamp E26 Medium Base 3-Watt 300-Lumens 90 CRI 2700K Soft White | 2700 | 91 | 300 | 90.9091 | 15000 | 3.3 | 12 | 4.496 | 0.37467 | 0.44025 | 2020Q3 | https://www.ew-ne.com/lighting-1600000000/rab-ba11-3-e26-927-f-c-dimmable-ba11-bent-tip-decorative-led-filament-lamp-e26-medium-base-3-watt-300-lumens-90-cri-2700k-soft-white-861920 | Electrical Wholesalers Inc | 2020 | Yes
LED Lighting | Reflector | Rab | True |  | Reflector (Flood/Spot) | BR30 | E26 (Medium) | Damp Location Rated,Recessed Fixtures Damp Location Rated,Recessed Fixtures Rab Shatter-proof LED reflector lamp has plastic construction for added durability. The BR30 sealed beam lamp with E26 medium base, has a voltage rating of 120-Volts. The 9-Watt lamp delivers soft white light output of 680-Lumens with 2700K color temperature and 80 CRI. It has an average life of 25000 Hours. The 110-Degree wide beam angle provides even light distribution. The dimmable lamp has an efficacy of 75.6 LPW and power factor of 0.8. It measures 3-11/16-Inch x 5-1/8-Inch. It is suitable for incandescent and halogen BR reflector lamps, general lighting applications. It is perfect for damp locations. Lamp meets UL, CEC, FCC, RoHS, Energy Star Qualified standards. Rab BR30-9-827-DIM Dimmable BR30 Shatterproof LED Reflector Lamp E26 Medium Base 9-Watt 680-Lumens 80 CRI 2700K Soft White | 2700 | 94 | 680 | 71.5789 | 25000 | 9.5 | 6 | 4.047 | 0.6745 | 0.79256 | 2020Q3 | https://www.ew-ne.com/lighting-1600000000/rab-br30-9-827-dim-dimmable-br30-shatterproof-led-reflector-lamp-e26-medium-base-9-watt-680-lumens-80-cri-2700k-soft-white-840030 | Electrical Wholesalers Inc | 2020 | No
LED Lighting | Reflector | Rab | True |  | Reflector (Flood/Spot) | BR30 | E26 (Medium) | Damp Location Rated,Recessed Fixtures Damp Location Rated,Recessed Fixtures Rab Shatter-proof LED reflector lamp has plastic construction for added durability. The BR30 sealed beam lamp with E26 medium base, has a voltage rating of 120-Volts. The 9-Watt lamp delivers warm white light output of 680-Lumens with 3000K color temperature and 80 CRI. It has an average life of 25000 Hours. The 110-Degree wide beam angle provides even light distribution. The dimmable lamp has an efficacy of 75.6 LPW and power factor of 0.8. It measures 3-11/16-Inch x 5-1/8-Inch. It is suitable for incandescent and halogen BR reflector lamps, general lighting applications. It is perfect for damp locations. Lamp meets UL, CEC, FCC, RoHS, Energy Star Qualified standards. Rab BR30-9-830-DIM Dimmable BR30 Shatterproof LED Reflector Lamp E26 Medium Base 9-Watt 680-Lumens 80 CRI 3000K Warm White | 3000 | 84 | 680 | 71.5789 | 25000 | 9.5 | 6 | 4.047 | 0.6745 | 0.79256 | 2020Q3 | https://www.ew-ne.com/lighting-1600000000/rab-br30-9-830-dim-dimmable-br30-shatterproof-led-reflector-lamp-e26-medium-base-9-watt-680-lumens-80-cri-3000k-warm-white-818574 | Electrical Wholesalers Inc | 2020 | No
LED Lighting | Reflector | Rab | True |  | Reflector (Flood/Spot) | BR30 | E26 (Medium) | Damp Location Rated,Recessed Fixtures Damp Location Rated,Recessed Fixtures Rab Shatter-proof LED reflector lamp has plastic construction for added durability. The BR30 sealed beam lamp with E26 medium base, has a voltage rating of 120-Volts. The 9-Watt lamp delivers cool white light output of 720-Lumens with 4000K color temperature and 80 CRI. It has an average life of 25000 Hours. The 110-Degree wide beam angle provides even light distribution. The dimmable lamp has an efficacy of 80 LPW and power factor of 0.8. It measures 3-11/16-Inch x 5-1/8-Inch. It is suitable for incandescent and halogen BR reflector lamps, general lighting applications. It is perfect for damp locations. Lamp meets UL, CEC, FCC, RoHS, Energy Star Qualified standards. Rab BR30-9-840-DIM Dimmable BR30 Shatterproof LED Reflector Lamp E26 Medium Base 9-Watt 720-Lumens 80 CRI 4000K Cool White | 4000 | 83 | 720 | 75.7895 | 25000 | 9.5 | 6 | 4.047 | 0.6745 | 0.79256 | 2020Q3 | https://www.ew-ne.com/lighting-1600000000/rab-br30-9-840-dim-dimmable-br30-shatterproof-led-reflector-lamp-e26-medium-base-9-watt-720-lumens-80-cri-4000k-cool-white-820600 | Electrical Wholesalers Inc | 2020 | No
LED Lighting | Reflector | Rab | True | Daylighting/Photocell, | Reflector (Flood/Spot) | BR30 | E26 (Medium) | Damp Location Rated,Recessed Fixtures Damp Location Rated,Recessed Fixtures Rab Reflector LED lamp in frosted finish, has plastic construction for added durability. The BR30 sealed beam lamp with E26 medium base, has a voltage rating of 120-Volts. The 9-Watt lamp delivers daylight output of 720-Lumens with 5000K color temperature and 80 CRI. It has an average life of 25000 Hours. The lamp provides 110-Degree wide beam angle for even light distribution. The dimmable lamp has an efficacy of 76 LPW and power factor of 0.8. It measures 3-11/16-Inch x 5-1/8-Inch. It is suitable for general lighting, commercial and residential applications. Lamp meets UL, Energy Star, RoHS, FCC standards. Rab BR30-9-850-DIM Dimmable BR30 Reflector LED Lamp E26 Medium Base 9-Watt 720-Lumens 80 CRI 5000K Daylight | 5000 | 85 | 720 | 75.7895 | 25000 | 9.5 | 6 | 4.047 | 0.6745 | 0.79256 | 2020Q3 | https://www.ew-ne.com/lighting-1600000000/rab-br30-9-850-dim-dimmable-br30-reflector-led-lamp-e26-medium-base-9-watt-720-lumens-80-cri-5000k-daylight-859024 | Electrical Wholesalers Inc | 2020 | No
LED Lighting | Reflector | Rab | True |  | Reflector (Flood/Spot) | BR40 | E26 (Medium) | Damp Location Rated,Recessed Fixtures Damp Location Rated,Recessed Fixtures Rab Reflector LED lamp in frosted finish, has plastic construction for added durability. The BR40 sealed beam lamp with E26 medium base, has a voltage rating of 120-Volts. The 15-Watt lamp delivers soft white light output of 1100-Lumens with 2700K color temperature and 80 CRI. It has an average life of 25000 Hours. The lamp provides 110-Degree wide beam angle for even light distribution. The dimmable lamp has an efficacy of 73 LPW and power factor of 0.9. It measures 4-15/16-Inch x 6-5/16-Inch. It is suitable for general lighting, commercial and residential applications. Lamp meets UL, Energy Star, RoHS, FCC standards. Rab BR40-15-827-DIM Dimmable BR40 Reflector LED Lamp E26 Medium Base 15-Watt 1100-Lumens 80 CRI 2700K Soft White | 2700 | 82 | 1100 | 73.3333 | 25000 | 15 | 6 | 7.538 | 1.2563 | 1.4762 | 2020Q3 | https://www.ew-ne.com/lighting-1600000000/rab-br40-15-827-dim-dimmable-br40-reflector-led-lamp-e26-medium-base-15-watt-1100-lumens-80-cri-2700k-soft-white-822789 | Electrical Wholesalers Inc | 2020 | No
LED Lighting | Reflector | Rab | True |  | Reflector (Flood/Spot) | BR40 | E26 (Medium) | Damp Location Rated,Recessed Fixtures Damp Location Rated,Recessed Fixtures Rab Reflector LED lamp in frosted finish, has plastic construction for added durability. The BR40 sealed beam lamp with E26 medium base, has a voltage rating of 120-Volts. The 15-Watt lamp delivers warm white light output of 1100-Lumens with 3000K color temperature and 80 CRI. It has an average life of 25000 Hours. The lamp provides 110-Degree wide beam angle for even light distribution. The dimmable lamp has an efficacy of 73 LPW and power factor of 0.9. It measures 4-15/16-Inch x 6-5/16-Inch. It is suitable for general lighting, commercial and residential applications. Lamp meets UL, Energy Star, RoHS, FCC standards. Rab BR40-15-830-DIM Dimmable BR40 Reflector LED Lamp E26 Medium Base 15-Watt 1100-Lumens 80 CRI 3000K Warm White | 3000 | 83 | 1100 | 73.3333 | 25000 | 15 | 6 | 6.745 | 1.1242 | 1.3209 | 2020Q3 | https://www.ew-ne.com/lighting-1600000000/rab-br40-15-830-dim-dimmable-br40-reflector-led-lamp-e26-medium-base-15-watt-1100-lumens-80-cri-3000k-warm-white-818575 | Electrical Wholesalers Inc | 2020 | No
LED Lighting | Reflector | Rab | True |  | Reflector (Flood/Spot) | BR40 | E26 (Medium) | Damp Location Rated,Recessed Fixtures Damp Location Rated,Recessed Fixtures Rab LED lamp features E26 medium screw-in base and BR40 sealed beam shape. This 15-Watt LED lamp delivers a cool white light output of 1100-Lumens with 4000K color temperature and 80 CRI. It has an average life of 25000 Hours and emits light at a beam angle of 110-Degrees. Dimmable LED lamp has a voltage rating of 120-Volts. It has plastic construction for shatterproof resistance. Lamp withstands a temperature rating from -20 to 40 deg C and measures 4-15/16-Inch Dia x 6-5/16-Inch. It is suitable for indoor downlight and track light, commercial and residential. It is perfect for use in both enclosed and open fixtures. It is ideal for damp locations. LED lamp meets UL, IES LM-70, FCC, RoHS, Energy Star V2.0, 2329469 standards. Rab BR40-15-840-DIM Dimmable BR40 LED Lamp E26 Medium Base 15-Watt 1100-Lumens 80 CRI 4000K Cool White | 4000 | 83 | 1100 | 73.3333 | 25000 | 15 | 6 | 6.745 | 1.1242 | 1.3209 | 2020Q3 | https://www.ew-ne.com/lighting-1600000000/rab-br40-15-840-dim-dimmable-br40-led-lamp-e26-medium-base-15-watt-1100-lumens-80-cri-4000k-cool-white-837546 | Electrical Wholesalers Inc | 2020 | No
LED Lighting | Decorative | Rab | True |  | Globe | G16.5 | E12 (Candelabra) | Damp Location Rated,Recessed Fixtures Damp Location Rated,Recessed Fixtures Rab Decorative LED filament lamp features E12 Candelabra screw-in base and G16.5 globe shape. This 3-Watt clear LED lamp delivers a soft white light output of 350-Lumens with 2700K color temperature and 90 CRI. It has an average life of 15000 Hours and emits light at an Omni directional beam angle of 360-Degrees. Dimmable LED lamp has a voltage rating of 120-Volts. It has glass construction for durability. Lamp withstands a temperature rating from -20 to 45 deg C and measures 2-Inch Dia x 3-3/16-Inch. It is suitable for used in both enclosed and open fixtures. It is perfect for damp locations. LED lamp meets ETL, IES LM-70, FCC, CEC, Title CA, RoHS, Energy Star V2.0, 2330373 standards. Rab G16.5-3-E12-927-F-C Dimmable G16.5 Decorative LED Filament Lamp E12 Candelabra Base 3-Watt 350-Lumens 90 CRI 2700K Soft White | 2700 | 92 | 350 | 92.1053 | 15000 | 3.8 | 12 | 4.496 | 0.37467 | 0.44025 | 2020Q3 | https://www.ew-ne.com/lighting-1600000000/rab-g16-5-3-e12-927-f-c-dimmable-g16-5-decorative-led-filament-lamp-e12-candelabra-base-3-watt-350-lumens-90-cri-2700k-soft-white-861687 | Electrical Wholesalers Inc | 2020 | Yes
LED Lighting | Decorative | Rab | True |  | Globe | G25 | E26 (Medium) | Damp Location Rated,Recessed Fixtures Damp Location Rated,Recessed Fixtures Rab Decorative LED lamp in clear finish, has glass construction for added durability. The G25 globe lamp with E26 medium base, has a voltage rating of 120-Volts. The 3-Watt lamp delivers soft white light output of 350-Lumens with 2700K color temperature and 90 CRI. It has an average life of 15000 Hours. The lamp provides 360-Degree omni-directional beam angle for even light distribution. The dimmable lamp has an efficacy of 88 LPW and power factor of 0.7. It measures 3-1/8-Inch x 4-5/16-Inch. Lamp meets ETL, FCC, RoHS, Title CA 20, Energy Star, CEC Status standards. Rab G25-3-E26-927-F-C Dimmable G25 Decorative LED Lamp E26 Medium Base 3-Watt 350-Lumens 90 CRI 2700K Soft White | 2700 | 92 | 350 | 92.1053 | 15000 | 3.8 | 6 | 5.026 | 0.83767 | 0.98429 | 2020Q3 | https://www.ew-ne.com/lighting-1600000000/rab-g25-3-e26-927-f-c-dimmable-g25-decorative-led-lamp-e26-medium-base-3-watt-350-lumens-90-cri-2700k-soft-white-837299 | Electrical Wholesalers Inc | 2020 | Yes
LED Lighting | Decorative | Rab | True |  | Globe | G25 | E26 (Medium) | Damp Location Rated,Recessed Fixtures Damp Location Rated,Recessed Fixtures Rab Decorative LED lamp in frosted finish, has glass construction for added durability. The G25 globe lamp with E26 medium base, has a voltage rating of 120-Volts. The 3-Watt lamp delivers soft white light output of 350-Lumens with 2700K color temperature and 90 CRI. It has an average life of 15000 Hours. The lamp provides 360-Degree beam angle for even light distribution. The dimmable lamp has an efficacy of 92 LPW and power factor of 0.7. It measures 3-1/8-Inch x 4-5/16-Inch. Lamp meets ETL, FCC, RoHS, Title CA 20, Energy Star, CEC Status standards. Rab G25-3-E26-927-F-F Dimmable G25 Decorative LED Lamp E26 Medium Base 3-Watt 350-Lumens 90 CRI 2700K Soft White | 2700 | 92 | 350 | 92.1053 | 15000 | 3.8 | 6 | 4.496 | 0.74933 | 0.8805 | 2020Q3 | https://www.ew-ne.com/lighting-1600000000/rab-g25-3-e26-927-f-f-dimmable-g25-decorative-led-lamp-e26-medium-base-3-watt-350-lumens-90-cri-2700k-soft-white-861928 | Electrical Wholesalers Inc | 2020 | Yes
LED Lighting | Decorative | Rab | True | Daylighting/Photocell, | Globe | G25 | E26 (Medium) | Damp Location Rated,Recessed Fixtures Damp Location Rated,Recessed Fixtures Rab Decorative LED filament lamp features E26 medium screw-in base and G25 globe shape. This 3-Watt frosted LED lamp delivers a daylight light output of 350-Lumens with 5000K color temperature and 90 CRI. It has an average life of 15000 Hours and emits light at a beam angle of 360-Degrees. Dimmable LED lamp has a voltage rating of 120-Volts. It has glass construction for durability. Lamp withstands a temperature rating from -20 to 45 deg C and measures 3-1/8-Inch Dia x 4-5/16-Inch. It is suitable for used in both enclosed and open fixtures. It is perfect for damp locations. LED lamp meets ETL, IES LM-70, FCC, CEC, Title CA, RoHS, Energy Star V2.0, 2330364 standards. Rab G25-3-E26-950-F-F Dimmable G25 Decorative LED Filament Lamp E26 Medium Base 3-Watt 350-Lumens 90 CRI 5000K Daylight | 5000 | 93 | 350 | 92.1053 | 15000 | 3.8 | 6 | 4.496 | 0.74933 | 0.8805 | 2020Q3 | https://www.ew-ne.com/lighting-1600000000/rab-g25-3-e26-950-f-f-dimmable-g25-decorative-led-filament-lamp-e26-medium-base-3-watt-350-lumens-90-cri-5000k-daylight-861931 | Electrical Wholesalers Inc | 2020 | Yes
LED Lighting | Reflector | Rab | True |  | Reflector (Flood/Spot) | PAR16 | GU10 | Damp Location Rated,Recessed Fixtures Damp Location Rated,Recessed Fixtures Rab Small Reflector LED lamp features 2-pin GU10 twist-lock base and MR16 sealed beam shape. This 5-Watt LED lamp delivers a soft white light output of 400-Lumens with 2700K color temperature and 80 CRI. It has an average life of 25000 Hours and emits light at a beam angle of 35-Degrees. Dimmable LED lamp has a voltage rating of 120-Volts. It has plastic construction for durability. It has a power factor of 0.7. Lamp withstands a temperature rating from -20 to 40 deg C and measures 2-Inch Dia x 2-1/8-Inch. It is suitable for general lighting applications. It is perfect for use in both enclosed and open fixtures. It is ideal for damp locations. LED lamp meets UL, IES LM-70, CEC, FCC, RoHS, Energy Star V2.0, 2329471 standards. Rab GU10-5-827-35D-DIM Dimmable MR16 Small Reflector LED Lamp GU10 Base 5-Watt 400-Lumens 80 CRI 2700K Soft White | 2700 | 84 | 400 | 72.7273 | 25000 | 5.5 | 10 | 4.496 | 0.4496 | 0.5283 | 2020Q3 | https://www.ew-ne.com/lighting-1600000000/rab-gu10-5-827-35d-dim-dimmable-mr16-small-reflector-led-lamp-gu10-base-5-watt-400-lumens-80-cri-2700k-soft-white-861932 | Electrical Wholesalers Inc | 2020 | No
LED Lighting | Reflector | Rab | True |  | Reflector (Flood/Spot) | PAR16 | GU10 | Damp Location Rated,Recessed Fixtures Damp Location Rated,Recessed Fixtures Rab Small reflector LED lamp features white finish. The MR16 sealed beam lamp with 2-pin GU10 base, has a voltage rating of 120-Volts. The 5-Watt lamp delivers warm white light output of 400-Lumens with 3000K color temperature and 80 CRI. It has an average life of 25000 Hours. The lamp provides 35-Degree beam angle for even light distribution. The dimmable lamp has an efficacy of 73 LPW and power factor of 0.7. It measures 2-Inch x 2-1/8-Inch. It is suitable for general lighting, spotlighting accents and display cabinets applications. Lamp meets UL, FCC, RoHS, Energy Star standards. Rab GU10-5-830-35D-DIM Dimmable MR16 Small Reflector LED Lamp 2-Pin GU10 Base 5-Watt 400-Lumens 80 CRI 3000K Warm White | 3000 | 85 | 400 | 72.7273 | 25000 | 5.5 | 10 | 5.026 | 0.5026 | 0.59057 | 2020Q3 | https://www.ew-ne.com/lighting-1600000000/rab-gu10-5-830-35d-dim-dimmable-mr16-small-reflector-led-lamp-2-pin-gu10-base-5-watt-400-lumens-80-cri-3000k-warm-white-861934 | Electrical Wholesalers Inc | 2020 | No
LED Lighting | Reflector | Rab | True |  | Reflector (Flood/Spot) | PAR16 | GU10 | Damp Location Rated,Recessed Fixtures Damp Location Rated,Recessed Fixtures Rab Small reflector LED lamp features white finish. The MR16 sealed beam lamp with 2-pin GU10 base, has a voltage rating of 120-Volts. The 5-Watt lamp delivers cool white light output of 400-Lumens with 4000K color temperature and 80 CRI. It has an average life of 25000 Hours. The lamp provides 35-Degree beam angle for even light distribution. The dimmable lamp has an efficacy of 73 LPW and power factor of 0.7. It measures 2-Inch x 2-1/8-Inch. It is suitable for general lighting, spotlighting accents and display cabinets applications. Lamp meets UL, FCC, RoHS, Energy Star standards. Rab GU10-5-840-35D-DIM Dimmable MR16 Small Reflector LED Lamp 2-Pin GU10 Base 5-Watt 400-Lumens 80 CRI 4000K Cool White | 4000 | 86 | 400 | 72.7273 | 25000 | 5.5 | 10 | 5.026 | 0.5026 | 0.59057 | 2020Q3 | https://www.ew-ne.com/lighting-1600000000/rab-gu10-5-840-35d-dim-dimmable-mr16-small-reflector-led-lamp-2-pin-gu10-base-5-watt-400-lumens-80-cri-4000k-cool-white-861935 | Electrical Wholesalers Inc | 2020 | No
LED Lighting | Reflector | Rab | True |  | Reflector (Flood/Spot) | PAR16 | GU10 | Damp Location Rated,Recessed Fixtures Damp Location Rated,Recessed Fixtures Rab Small reflector LED lamp features white finish. The MR16 sealed beam lamp with 2-pin GU10 base, has a voltage rating of 120-Volts. The 8-Watt lamp delivers warm white light output of 535-Lumens with 3000K color temperature and 90 CRI. It has an average life of 25000 Hours. The lamp provides 35-Degree beam angle for even light distribution. The dimmable lamp has an efficacy of 67 LPW and power factor of 0.9. It measures 2-Inch x 2-1/16-Inch. It is suitable for retail spaces, art galleries and museums. Lamp meets UL, FCC, RoHS, Energy Star, Title 24 standards. Rab GU10-8-930-35D-DIM Dimmable MR16 Small Reflector LED Lamp 2-Pin GU10 Base 8-Watt 535-Lumens 90 CRI 3000K Warm White | 3000 | 93 | 535 | 66.875 | 25000 | 8 | 10 | 8.543 | 0.8543 | 1.0038 | 2020Q3 | https://www.ew-ne.com/lighting-1600000000/rab-gu10-8-930-35d-dim-dimmable-mr16-small-reflector-led-lamp-2-pin-gu10-base-8-watt-535-lumens-90-cri-3000k-warm-white-829029 | Electrical Wholesalers Inc | 2020 | No
LED Lighting | Reflector | Rab | True |  | Reflector (Flood/Spot) | MR16 | GU5.3 | Damp Location Rated,Recessed Fixtures Damp Location Rated,Recessed Fixtures Rab Small reflector LED lamp features white finish. The MR16 sealed beam lamp with 2-pin GU5.3 miniature base, has a voltage rating of 12-Volts. The 6-Watt lamp delivers soft white light output of 420-Lumens with 2700K color temperature and 90 CRI. It has an average life of 25000 Hours. The lamp provides 35-Degree beam angle for even light distribution. The dimmable lamp has an efficacy of 64.6 LPW and power factor of 0.9. It measures 2-Inch x 1-7/8-Inch. It is suitable for retail spaces, art galleries and museums. Lamp meets UL, FCC, RoHS, Energy Star, Title 24 standards. Rab MR16-6-927-35D-DIM Dimmable MR16 Small Reflector LED Lamp 2-Pin GU5.3 Miniature Base 6-Watt 420-Lumens 90 CRI 2700K Soft White | 2700 | 92 | 420 | 64.6154 | 25000 | 6.5 | 12 | 8.543 | 0.71192 | 0.83653 | 2020Q3 | https://www.ew-ne.com/lighting-1600000000/rab-mr16-6-927-35d-dim-dimmable-mr16-small-reflector-led-lamp-2-pin-gu5-3-miniature-base-6-watt-420-lumens-90-cri-2700k-soft-white-861971 | Electrical Wholesalers Inc | 2020 | No
LED Lighting | Reflector | Rab | True |  | Reflector (Flood/Spot) | MR16 | GU5.3 | Damp Location Rated,Recessed Fixtures Damp Location Rated,Recessed Fixtures Rab Small reflector LED lamp features white finish. The MR16 sealed beam lamp with 2-pin GU5.3 miniature base, has a voltage rating of 12-Volts. The 6-Watt lamp delivers warm white light output of 420-Lumens with 3000K color temperature and 90 CRI. It has an average life of 25000 Hours. The lamp provides 35-Degree beam angle for even light distribution. The dimmable lamp has an efficacy of 65 LPW and power factor of 0.9. It measures 2-Inch x 1-7/8-Inch. It is suitable for retail spaces, art galleries and museums. Lamp meets UL, FCC, RoHS, Energy Star, Title 24 standards. Rab MR16-6-930-35D-DIM Dimmable MR16 Small Reflector LED Lamp 2-Pin GU5.3 Miniature Base 6-Watt 420-Lumens 90 CRI 3000K Warm White | 3000 | 94 | 420 | 64.6154 | 25000 | 6.5 | 12 | 8.543 | 0.71192 | 0.83653 | 2020Q3 | https://www.ew-ne.com/lighting-1600000000/rab-mr16-6-930-35d-dim-dimmable-mr16-small-reflector-led-lamp-2-pin-gu5-3-miniature-base-6-watt-420-lumens-90-cri-3000k-warm-white-861972 | Electrical Wholesalers Inc | 2020 | No
LED Lighting | Reflector | Rab | True |  | Reflector (Flood/Spot) | MR16 | GU5.3 | Damp Location Rated,Recessed Fixtures Damp Location Rated,Recessed Fixtures DIMMABLE, SMALL TYPE; 1-7/8 INCH; UL, FCC APPROVAL; ENCLOSED/OPEN FIXTURE, DAMP LOCATION APPLICATION; 12 VOLT VOLTAGE RATING; 2 INCH DIAMETER; 8 WATT WATTAGE; REFLECTOR LED LAMP; GU5.3 BASE TYPE; 25000 (L70) LIFE IN HOUR; MR16 SHAPE DESIGNATION Rab MR16-8-850-35D-DIM Dimmable MR16 Small Reflector LED Lamp 2-Pin GU5.3 8-Watt 570-Lumens 5000K 80 CRI | 5000 | 84 | 570 | 71.25 | 25000 | 8 | 12 | 9.549 | 0.79575 | 0.93504 | 2020Q3 | https://www.ew-ne.com/lighting-1600000000/rab-mr16-8-850-35d-dim-dimmable-mr16-small-reflector-led-lamp-2-pin-gu5-3-8-watt-570-lumens-5000k-80-cri-867991 | Electrical Wholesalers Inc | 2020 | No
LED Lighting | Reflector | Rab | True |  | Reflector (Flood/Spot) | MR16 | GU5.3 | Damp Location Rated,Recessed Fixtures Damp Location Rated,Recessed Fixtures Rab Small reflector LED lamp features white finish. The MR16 sealed beam lamp with 2-pin GU5.3 miniature base, has a voltage rating of 12-Volts. The 8-Watt lamp delivers cool white light output of 540-Lumens with 4000K color temperature and 90 CRI. It has an average life of 25000 Hours. The lamp provides 35-Degree beam angle for even light distribution. The dimmable lamp has an efficacy of 64 LPW and power factor of 0.9. It measures 2-Inch x 1-7/8-Inch. It is suitable for retail spaces, art galleries and museums. Lamp meets UL, FCC, RoHS, Energy Star standards. Rab MR16-8-940-35D-DIM Dimmable MR16 Small Reflector LED Lamp 2-Pin GU5.3 Miniature Base 8-Watt 540-Lumens 90 CRI 4000K Cool White | 4000 | 92 | 540 | 63.5294 | 25000 | 8.5 | 12 | 8.543 | 0.71192 | 0.83653 | 2020Q3 | https://www.ew-ne.com/lighting-1600000000/rab-mr16-8-940-35d-dim-dimmable-mr16-small-reflector-led-lamp-2-pin-gu5-3-miniature-base-8-watt-540-lumens-90-cri-4000k-cool-white-861978 | Electrical Wholesalers Inc | 2020 | No
LED Lighting | Reflector | Rab | True |  | Reflector (Flood/Spot) | PAR16 | E26 (Medium) | Damp Location Rated,Recessed Fixtures Damp Location Rated,Recessed Fixtures Rab Small reflector LED lamp features frosted finish. The PAR16 sealed beam lamp with E26 medium base, has a voltage rating of 120-Volts. The 6.5-Watt lamp delivers warm white light output of 500-Lumens with 3000K color temperature and 80 CRI. It has an average life of 25000 Hours. The lamp provides 40-Degree beam angle for even light distribution. The dimmable lamp has an efficacy of 77 LPW and power factor of 0.7. It measures 2-Inch x 2-13/16-Inch. It is suitable for general lighting, spotlighting accents and display cabinets applications. Lamp meets UL, FCC, RoHS, Energy Star standards. Rab PAR16-6-830-40D-DIM Dimmable PAR16 Small Reflector LED Lamp E26 Medium Base 6.5-Watt 500-Lumens 80 CRI 3000K Warm White | 3000 | 83 | 500 | 76.9231 | 25000 | 6.5 | 12 | 7.538 | 0.62817 | 0.73812 | 2020Q3 | https://www.ew-ne.com/lighting-1600000000/rab-par16-6-830-40d-dim-dimmable-par16-small-reflector-led-lamp-e26-medium-base-6-5-watt-500-lumens-80-cri-3000k-warm-white-855560 | Electrical Wholesalers Inc | 2020 | No
LED Lighting | Reflector | Rab | True |  | Reflector (Flood/Spot) | PAR20 | E26 (Medium) | Damp Location Rated,Recessed Fixtures Damp Location Rated,Recessed Fixtures Rab Reflector LED lamp in frosted finish, has plastic construction for added durability. The PAR20 sealed beam lamp with E26 medium base, has a voltage rating of 120-Volts. The 7-Watt lamp delivers soft white light output of 550-Lumens with 2700K color temperature and 90 CRI. It has an average life of 40000 Hours. The lamp provides 25-Degree beam angle for even light distribution. The dimmable lamp has an efficacy of 79 LPW and power factor of 0.9. It measures 2-1/2-Inch x 3-3/16-Inch. Lamp meets UL, FCC, RoHS, Energy Star, Title CA 20, CEC Status standards. Rab PAR20-7-927-25D-DIM Dimmable PAR20 Reflector LED Lamp E26 Medium Base 7-Watt 550-Lumens 90 CRI 2700K Soft White | 2700 | 92 | 560 | 80 | 40000 | 7 | 12 | 10.474 | 0.87283 | 1.0256 | 2020Q3 | https://www.ew-ne.com/lighting-1600000000/rab-par20-7-927-25d-dim-dimmable-par20-reflector-led-lamp-e26-medium-base-7-watt-550-lumens-90-cri-2700k-soft-white-861988 | Electrical Wholesalers Inc | 2020 | No
LED Lighting | Reflector | Rab | True |  | Reflector (Flood/Spot) | PAR20 | E26 (Medium) | Damp Location Rated,Recessed Fixtures Damp Location Rated,Recessed Fixtures Rab Reflector LED lamp in frosted finish, has plastic construction for added durability. The PAR20 sealed beam lamp with E26 medium base, has a voltage rating of 120-Volts. The 7-Watt lamp delivers soft white light output of 550-Lumens with 2700K color temperature and 90 CRI. It has an average life of 40000 Hours. The lamp provides 40-Degree beam angle for even light distribution. The dimmable lamp has an efficacy of 79 LPW and power factor of 0.9. It measures 2-1/2-Inch x 3-3/16-Inch. Lamp meets UL, FCC, RoHS, Energy Star, Title CA 20, CEC Status standards. Rab PAR20-7-927-40D-DIM Dimmable PAR20 Reflector LED Lamp E26 Medium Base 7-Watt 550-Lumens 90 CRI 2700K Soft White | 2700 | 92 | 560 | 80 | 40000 | 7 | 12 | 9.892 | 0.82433 | 0.96862 | 2020Q3 | https://www.ew-ne.com/lighting-1600000000/rab-par20-7-927-40d-dim-dimmable-par20-reflector-led-lamp-e26-medium-base-7-watt-550-lumens-90-cri-2700k-soft-white-861989 | Electrical Wholesalers Inc | 2020 | No
LED Lighting | Reflector | Rab | True |  | Reflector (Flood/Spot) | PAR20 | E26 (Medium) | Damp Location Rated,Recessed Fixtures Damp Location Rated,Recessed Fixtures Rab Shatter-proof LED lamp has plastic construction for added durability. The PAR20 sealed beam lamp with E26 medium base, has a voltage rating of 120-Volts. The 7-Watt lamp delivers warm white light output of 550-Lumens with 3000K color temperature and 90 CRI. It has an average life of 40000 Hours. The 25-Degree beam angle provides even light distribution. The dimmable lamp has an efficacy of 79 LPW and power factor of 0.9. It measures 2-1/2-Inch x 3-3/16-Inch. It is suitable for damp locations. Lamp meets UL, CEC, FCC, RoHS, Energy Star Qualified standards. Rab PAR20-7-930-25D-DIM Dimmable PAR20 Shatterproof LED Lamp E26 Medium Base 7-Watt 550-Lumens 90 CRI 3000K Warm White | 3000 | 94 | 560 | 80 | 40000 | 7 | 12 | 11.056 | 0.92133 | 1.0826 | 2020Q3 | https://www.ew-ne.com/lighting-1600000000/rab-par20-7-930-25d-dim-dimmable-par20-shatterproof-led-lamp-e26-medium-base-7-watt-550-lumens-90-cri-3000k-warm-white-861990 | Electrical Wholesalers Inc | 2020 | No
LED Lighting | Reflector | Rab | True |  | Reflector (Flood/Spot) | PAR20 | E26 (Medium) | Damp Location Rated,Recessed Fixtures Damp Location Rated,Recessed Fixtures Rab Shatterproof premium LED lamp features E26 medium screw-in base and PAR20 sealed beam shape. This 7-Watt LED lamp delivers a warm white light output of 550-Lumens with 3000K color temperature and 90 CRI. It has an average life of 40000 Hours and emits light at a beam angle of 40-Degrees. Dimmable LED lamp has a voltage rating of 120-Volts. It has plastic construction for durability. It has a power factor of 0.9. Lamp withstands a temperature rating from -20 to 45 deg C and measures 2-1/2-Inch Dia x 3-7/16-Inch. It is suitable for use in enclosed and open fixture. It is perfect for wet locations. LED lamp meets UL, CEC, FCC, Title 24/CA20, RoHS, Energy Star V2.0, 2329948 standards. Rab PAR20-7-930-40D-DIM Dimmable PAR20 Shatterproof Premium LED Lamp E26 Medium Base 7-Watt 550-Lumens 90 CRI 3000K Warm White | 3000 | 94 | 560 | 80 | 40000 | 7 | 12 | 10.474 | 0.87283 | 1.0256 | 2020Q3 | https://www.ew-ne.com/lighting-1600000000/rab-par20-7-930-40d-dim-dimmable-par20-shatterproof-premium-led-lamp-e26-medium-base-7-watt-550-lumens-90-cri-3000k-warm-white-861991 | Electrical Wholesalers Inc | 2020 | No
LED Lighting | Reflector | Rab | True |  | Reflector (Flood/Spot) | PAR20 | E26 (Medium) | Damp Location Rated,Recessed Fixtures Damp Location Rated,Recessed Fixtures Rab Shatterproof LED lamp has plastic construction for added durability. The PAR20 sealed beam lamp with E26 medium screw-in base, has a voltage rating of 120-Volts. The 7-Watt lamp delivers cool white light output of 550-Lumens with 4000K color temperature and 90 CRI. It has an average life of 40000 Hours. The 40-Degree beam angle provides even light distribution. The lamp has power factor of 0.9 and efficacy of 78.6 LPW. It measures 3-7/16-Inch x 2-1/2-Inch. LED lamp meets UL, Energy Star 2.0, FCC, Title CA 20, RoHS and CEC standards. Rab PAR20-7-940-40D-DIM Dimmable PAR20 Shatterproof LED Lamp E26 Medium Base 7-Watt 550-Lumens 90 CRI 4000K Cool White | 4000 | 92 | 560 | 80 | 40000 | 7 | 12 | 11.056 | 0.92133 | 1.0826 | 2020Q3 | https://www.ew-ne.com/lighting-1600000000/rab-par20-7-940-40d-dim-dimmable-par20-shatterproof-led-lamp-e26-medium-base-7-watt-550-lumens-90-cri-4000k-cool-white-861992 | Electrical Wholesalers Inc | 2020 | No
LED Lighting | Reflector | Rab | True |  | Reflector (Flood/Spot) | PAR30L | E26 (Medium) | Damp Location Rated,Wet Location Rated,Recessed Fixtures Damp Location Rated,Wet Location Rated,Recessed Fixtures DIMMABLE TYPE; 4-3/4 INCH; UL, FCC APPROVAL; OPEN AND ENCLOSED FIXTURE, WET LOCATION, SECURITY, LANDSCAPE LIGHTING, DOWNLIGHT/TRACK LIGHT, COMMERCIAL AND RESIDENTIAL APPLICATION; 120 VOLT VOLTAGE RATING; 3-3/4 INCH DIAMETER; 11 WATT WATTAGE Rab PAR30L-11-840-40D-DIM Dimmable PAR30 Long Neck Shatterproof LED Lamp E26 Medium Screw Base 11-Watt 800-Lumens 80 CRI 4000K Cool White | 4000 | 95 | 800 | 72.7273 | 25000 | 11 | 12 | 11.331 | 0.94425 | 1.1095 | 2020Q3 | https://www.ew-ne.com/lighting-1600000000/rab-par30l-11-840-40d-dim-dimmable-par30-long-neck-shatterproof-led-lamp-e26-medium-screw-base-11-watt-800-lumens-80-cri-4000k-cool-white-822832 | Electrical Wholesalers Inc | 2020 | No
LED Lighting | Reflector | Rab | True |  | Reflector (Flood/Spot) | PAR30L | E26 (Medium) | Damp Location Rated,Recessed Fixtures Damp Location Rated,Recessed Fixtures Rab Shatterproof LED lamp has plastic construction for added durability. The PAR30 long neck sealed beam lamp with E26 medium screw-in base, has a voltage rating of 120-Volts. The 11-Watt lamp delivers soft white light output of 900-Lumens with 2700K color temperature and 90 CRI. It has an average life of 40000 Hours. The 25-Degree beam angle provides even light distribution. The lamp has power factor of 0.9 and efficacy of 81.8 LPW. It measures 4-1/2-Inch x 3-3/4-Inch. It is suitable for landscape lighting, and downlights/track lights. LED lamp meets UL, Energy Star 2.0, FCC, Title CA 20, RoHS and CEC standards. Rab PAR30L-11-927-25D-DIM Dimmable PAR30 Long Neck Shatterproof LED Lamp E26 Medium Base 11-Watt 900-Lumens 90 CRI 2700K Soft White | 2700 | 92 | 915 | 83.1818 | 40000 | 11 | 6 | 12.564 | 2.094 | 2.4605 | 2020Q3 | https://www.ew-ne.com/lighting-1600000000/rab-par30l-11-927-25d-dim-dimmable-par30-long-neck-shatterproof-led-lamp-e26-medium-base-11-watt-900-lumens-90-cri-2700k-soft-white-861996 | Electrical Wholesalers Inc | 2020 | Yes
LED Lighting | Reflector | Rab | True |  | Reflector (Flood/Spot) | PAR30L | E26 (Medium) | Damp Location Rated,Recessed Fixtures Damp Location Rated,Recessed Fixtures Rab Shatter-proof LED lamp has plastic construction for added durability. The PAR30 long neck sealed beam lamp with E26 medium base, has a voltage rating of 120-Volts. The 11-Watt lamp delivers soft white light output of 900-Lumens with 2700K color temperature and 90 CRI. It has an average life of 40000 Hours. The 35-Degree beam angle provides even light distribution. The dimmable lamp has an efficacy of 82 LPW and power factor of 0.9. It measures 3-3/4-Inch x 4-1/2-Inch. It is suitable for damp locations. Lamp meets UL, CEC, FCC, RoHS, Energy Star Qualified standards. Rab PAR30L-11-927-35D-DIM Dimmable PAR30 Long Neck Shatterproof LED Lamp E26 Medium Base 11-Watt 900-Lumens 90 CRI 2700K Soft White | 2700 | 92 | 915 | 83.1818 | 40000 | 11 | 6 | 11.241 | 1.8735 | 2.2014 | 2020Q3 | https://www.ew-ne.com/lighting-1600000000/rab-par30l-11-927-35d-dim-dimmable-par30-long-neck-shatterproof-led-lamp-e26-medium-base-11-watt-900-lumens-90-cri-2700k-soft-white-862001 | Electrical Wholesalers Inc | 2020 | Yes
LED Lighting | Reflector | Rab | True |  | Reflector (Flood/Spot) | PAR30L | E26 (Medium) | Damp Location Rated,Recessed Fixtures Damp Location Rated,Recessed Fixtures Rab Shatter-proof LED lamp has plastic construction for added durability. The PAR30 long neck sealed beam lamp with E26 medium base, has a voltage rating of 120-Volts. The 11-Watt lamp delivers warm white light output of 900-Lumens with 3000K color temperature and 90 CRI. It has an average life of 40000 Hours. The 35-Degree beam angle provides even light distribution. The dimmable lamp has an efficacy of 81.8 LPW and power factor of 0.9. It measures 3-3/4-Inch x 4-1/2-Inch. It is suitable for damp locations. Lamp meets UL, CEC, FCC, RoHS, Energy Star Qualified standards. Rab PAR30L-11-930-35D-DIM Dimmable PAR30 Long Neck Shatterproof LED Lamp E26 Medium Base 11-Watt 900-Lumens 90 CRI 3000K Warm White | 3000 | 92 | 915 | 83.1818 | 40000 | 11 | 6 | 12.564 | 2.094 | 2.4605 | 2020Q3 | https://www.ew-ne.com/lighting-1600000000/rab-par30l-11-930-35d-dim-dimmable-par30-long-neck-shatterproof-led-lamp-e26-medium-base-11-watt-900-lumens-90-cri-3000k-warm-white-862003 | Electrical Wholesalers Inc | 2020 | Yes
LED Lighting | Reflector | Rab | True |  | Reflector (Flood/Spot) | PAR30L | E26 (Medium) | Damp Location Rated,Recessed Fixtures Damp Location Rated,Recessed Fixtures Rab Shatter-proof LED lamp has plastic construction for added durability. The PAR30 long neck sealed beam lamp with E26 medium base, has a voltage rating of 120-Volts. The 11-Watt lamp delivers cool white light output of 900-Lumens with 4000K color temperature and 90 CRI. It has an average life of 40000 Hours. The 35-Degree beam angle provides even light distribution. The dimmable lamp has an efficacy of 81.8 LPW and power factor of 0.9. It measures 3-3/4-Inch x 4-1/2-Inch. It is suitable for damp locations. Lamp meets UL, CEC, FCC, RoHS, Energy Star Qualified standards. Rab PAR30L-11-940-35D-DIM Dimmable PAR30 Long Neck Shatterproof LED Lamp E26 Medium Base 11-Watt 900-Lumens 90 CRI 4000K Cool White | 4000 | 92 | 915 | 83.1818 | 40000 | 11 | 6 | 11.241 | 1.8735 | 2.2014 | 2020Q3 | https://www.ew-ne.com/lighting-1600000000/rab-par30l-11-940-35d-dim-dimmable-par30-long-neck-shatterproof-led-lamp-e26-medium-base-11-watt-900-lumens-90-cri-4000k-cool-white-841957 | Electrical Wholesalers Inc | 2020 | Yes
LED Lighting | Reflector | Rab | True |  | Reflector (Flood/Spot) | PAR30L | E26 (Medium) | Damp Location Rated,Recessed Fixtures Damp Location Rated,Recessed Fixtures DIMMABLE, PREMIUM TYPE; 4-1/2 INCH; UL, FCC, CEC APPROVAL; OPEN AND ENCLOSED FIXTURE, DAMP AND WET LOCATION, INDOOR/OUTDOOR APPLICATION; 120 VOLT VOLTAGE RATING; 3-3/4 INCH DIAMETER; 11 WATT WATTAGE; PARABOLIC REFLECTOR LED LAMP; E26 BASE TYPE Rab PAR30L-11-950-25D-DIM Dimmable PAR30L LED Lamp E26 Medium 11-Watt 900-Lumens 5000K 90 CRI White | 5000 | 92 | 915 | 83.1818 | 40000 | 11 | 6 | 11.241 | 1.8735 | 2.2014 | 2020Q3 | https://www.ew-ne.com/lighting-1600000000/rab-par30l-11-950-25d-dim-dimmable-par30l-led-lamp-e26-medium-11-watt-900-lumens-5000k-90-cri-white-862007 | Electrical Wholesalers Inc | 2020 | Yes
LED Lighting | Reflector | Rab | True | Daylighting/Photocell, | Reflector (Flood/Spot) | PAR30L | E26 (Medium) | Damp Location Rated,Recessed Fixtures Damp Location Rated,Recessed Fixtures DIMMABLE, PREMIUM TYPE; 4-1/2 INCH; UL, FCC, CEC APPROVAL; OPEN AND ENCLOSED FIXTURE, DAMP AND WET LOCATION, INDOOR/OUTDOOR APPLICATION; 120 VOLT VOLTAGE RATING; 3-3/4 INCH DIAMETER; 11 WATT WATTAGE; PARABOLIC REFLECTOR LED LAMP; E26 BASE TYPE Rab PAR30L-11-950-35D-DIM Dimmable PAR30 Long Neck Shatterproof LED Lamp E26 Medium Screw Base 11-Watt 900-Lumens 90 CRI 5000K Daylight | 5000 | 92 | 915 | 83.1818 | 40000 | 11 | 6 | 11.241 | 1.8735 | 2.2014 | 2020Q3 | https://www.ew-ne.com/lighting-1600000000/rab-par30l-11-950-35d-dim-dimmable-par30-long-neck-shatterproof-led-lamp-e26-medium-screw-base-11-watt-900-lumens-90-cri-5000k-daylight-862008 | Electrical Wholesalers Inc | 2020 | Yes
LED Lighting | Reflector | Rab | True |  | Reflector (Flood/Spot) | PAR30S | E26 (Medium) | Damp Location Rated,Recessed Fixtures Damp Location Rated,Recessed Fixtures Rab Reflector LED lamp in frosted finish, has plastic construction for added durability. The PAR30 short neck sealed beam lamp with E26 medium base, has a voltage rating of 120-Volts. The 11-Watt lamp delivers soft white light output of 900-Lumens with 2700K color temperature and 90 CRI. It has an average life of 40000 Hours. The lamp provides 25-Degree beam angle for even light distribution. The dimmable lamp has an efficacy of 82 LPW and power factor of 0.9. It measures 3-3/4-Inch x 3-9/16-Inch. Lamp meets UL, FCC, RoHS, Energy Star, Title CA 20, CEC Status standards. Rab PAR30S-11-927-25D-DIM Dimmable PAR30 Short Neck Reflector LED Lamp E26 Medium Base 11-Watt 900-Lumens 90 CRI 2700K Soft White | 2700 | 92 | 915 | 83.1818 | 40000 | 11 | 6 | 12.564 | 2.094 | 2.4605 | 2020Q3 | https://www.ew-ne.com/lighting-1600000000/rab-par30s-11-927-25d-dim-dimmable-par30-short-neck-reflector-led-lamp-e26-medium-base-11-watt-900-lumens-90-cri-2700k-soft-white-862009 | Electrical Wholesalers Inc | 2020 | Yes
LED Lighting | Reflector | Rab | True |  | Reflector (Flood/Spot) | PAR30S | E26 (Medium) | Damp Location Rated,Recessed Fixtures Damp Location Rated,Recessed Fixtures Rab Shatterproof premium LED lamp features E26 medium screw-in base and PAR30 short neck sealed beam shape. This 11-Watt LED lamp delivers a soft white light output of 900-Lumens with 2700K color temperature and 90 CRI. It has an average life of 40000 Hours and emits light at a beam angle of 40-Degrees. Dimmable LED lamp has a voltage rating of 120-Volts. It has plastic construction for durability. It has a power factor of 0.9. Lamp withstands a temperature rating from -20 to 45 deg C and measures 3-3/4-Inch Dia x 3-9/16-Inch. It is suitable for use in enclosed and open fixture. It is perfect for damp locations. LED lamp meets UL, CEC, FCC, Title 24/CA20, RoHS, Energy Star V2.0, 2328359 standards. Rab PAR30S-11-927-40D-DIM Dimmable PAR30 Short Neck Shatterproof Premium LED Lamp E26 Medium Base 11-Watt 900-Lumens 90 CRI 2700K Soft White | 2700 | 92 | 915 | 83.1818 | 40000 | 11 | 6 | 11.902 | 1.9837 | 2.3309 | 2020Q3 | https://www.ew-ne.com/lighting-1600000000/rab-par30s-11-927-40d-dim-dimmable-par30-short-neck-shatterproof-premium-led-lamp-e26-medium-base-11-watt-900-lumens-90-cri-2700k-soft-white-862011 | Electrical Wholesalers Inc | 2020 | Yes
LED Lighting | Reflector | Rab | True |  | Reflector (Flood/Spot) | PAR30S | E26 (Medium) | Damp Location Rated,Recessed Fixtures Damp Location Rated,Recessed Fixtures Rab Shatterproof premium LED lamp features E26 medium screw-in base and PAR30 short neck sealed beam shape. This 11-Watt LED lamp delivers a warm white light output of 900-Lumens with 3000K color temperature and 90 CRI. It has an average life of 40000 Hours and emits light at a beam angle of 25-Degrees. Dimmable LED lamp has a voltage rating of 120-Volts. It has plastic construction for durability. It has a power factor of 0.9. Lamp withstands a temperature rating from -20 to 45 deg C and measures 3-3/4-Inch Dia x 3-9/16-Inch. It is suitable for use in enclosed and open fixture. It is perfect for damp locations. LED lamp meets UL, CEC, FCC, Title 24/CA20, RoHS, Energy Star V2.0, 2328360 standards. Rab PAR30S-11-930-25D-DIM Dimmable PAR30 Short Neck Shatterproof Premium LED Lamp E26 Medium Base 11-Watt 900-Lumens 90 CRI 3000K Warm White | 3000 | 92 | 915 | 83.1818 | 40000 | 11 | 6 | 11.241 | 1.8735 | 2.2014 | 2020Q3 | https://www.ew-ne.com/lighting-1600000000/rab-par30s-11-930-25d-dim-dimmable-par30-short-neck-shatterproof-premium-led-lamp-e26-medium-base-11-watt-900-lumens-90-cri-3000k-warm-white-862012 | Electrical Wholesalers Inc | 2020 | Yes
LED Lighting | Reflector | Rab | True |  | Reflector (Flood/Spot) | PAR30S | E26 (Medium) | Damp Location Rated,Recessed Fixtures Damp Location Rated,Recessed Fixtures Rab Reflector LED lamp in frosted finish, has plastic construction for added durability. The PAR30 short neck sealed beam lamp with E26 medium base, has a voltage rating of 120-Volts. The 11-Watt lamp delivers warm white light output of 900-Lumens with 3000K color temperature and 90 CRI. It has an average life of 40000 Hours. The lamp provides 40-Degree beam angle for even light distribution. The dimmable lamp has an efficacy of 82 LPW and power factor of 0.9. It measures 3-3/4-Inch x 3-9/16-Inch. Lamp meets UL, FCC, RoHS, Energy Star, Title CA 20, CEC Status standards. Rab PAR30S-11-930-40D-DIM Dimmable PAR30 Short Neck Reflector LED Lamp E26 Medium Base 11-Watt 900-Lumens 90 CRI 3000K Warm White | 3000 | 92 | 915 | 83.1818 | 40000 | 11 | 6 | 11.241 | 1.8735 | 2.2014 | 2020Q3 | https://www.ew-ne.com/lighting-1600000000/rab-par30s-11-930-40d-dim-dimmable-par30-short-neck-reflector-led-lamp-e26-medium-base-11-watt-900-lumens-90-cri-3000k-warm-white-862013 | Electrical Wholesalers Inc | 2020 | Yes
LED Lighting | Reflector | Rab | True |  | Reflector (Flood/Spot) | PAR38 | E26 (Medium) | Damp Location Rated,Wet Location Rated,Recessed Fixtures Damp Location Rated,Wet Location Rated,Recessed Fixtures Rab Reflector LED lamp in frosted finish, has plastic construction for added durability. The PAR38 sealed beam lamp with E26 medium base, has a voltage rating of 120-Volts. The 12-Watt lamp delivers soft white light output of 950-Lumens with 2700K color temperature and 90 CRI. It has an average life of 40000 Hours. The lamp provides 40-Degree beam angle for even light distribution. The dimmable lamp has an efficacy of 79 LPW and power factor of 0.9. It measures 4-5/8-Inch x 5-1/8-Inch. Lamp meets UL, FCC, RoHS, Energy Star, Title CA 20, CEC Status standards. Rab PAR38-12-927-40D-DIM Dimmable PAR38 Reflector LED Lamp E26 Medium Base 12-Watt 950-Lumens 90 CRI 2700K Soft White | 2700 | 92 | 960 | 80 | 40000 | 12 | 6 | 12.14 | 2.0233 | 2.3775 | 2020Q3 | https://www.ew-ne.com/lighting-1600000000/rab-par38-12-927-40d-dim-dimmable-par38-reflector-led-lamp-e26-medium-base-12-watt-950-lumens-90-cri-2700k-soft-white-862022 | Electrical Wholesalers Inc | 2020 | Yes
LED Lighting | Reflector | Rab | True |  | Reflector (Flood/Spot) | PAR38 | E26 (Medium) | Damp Location Rated,Wet Location Rated,Recessed Fixtures Damp Location Rated,Wet Location Rated,Recessed Fixtures Rab Shatter-proof LED lamp has plastic construction for added durability. The PAR38 sealed beam lamp with E26 medium base, has a voltage rating of 120-Volts. The 12-Watt lamp delivers warm white light output of 950-Lumens with 3000K color temperature and 90 CRI. It has an average life of 40000 Hours. The 40-Degree beam angle provides even light distribution. The dimmable lamp has an efficacy of 79.2 LPW and power factor of 0.9. It measures 4-5/8-Inch x 5-1/8-Inch. It is perfect for wet locations and outdoor use. Lamp meets UL, CEC, FCC, RoHS, Energy Star Qualified standards. Rab PAR38-12-930-40D-DIM Dimmable PAR38 Shatterproof LED Lamp E26 Medium Base 12-Watt 950-Lumens 90 CRI 3000K Warm White | 3000 | 95 | 960 | 80 | 40000 | 12 | 6 | 12.854 | 2.1423 | 2.5173 | 2020Q3 | https://www.ew-ne.com/lighting-1600000000/rab-par38-12-930-40d-dim-dimmable-par38-shatterproof-led-lamp-e26-medium-base-12-watt-950-lumens-90-cri-3000k-warm-white-862026 | Electrical Wholesalers Inc | 2020 | Yes
LED Lighting | Reflector | Rab | True |  | Reflector (Flood/Spot) | PAR38 | E26 (Medium) | Damp Location Rated,Wet Location Rated,Recessed Fixtures Damp Location Rated,Wet Location Rated,Recessed Fixtures Rab Shatterproof premium LED lamp features E26 medium screw-in base and PAR38 sealed beam shape. This 12-Watt LED lamp delivers a cool white light output of 950-Lumens with 4000K color temperature and 90 CRI. It has an average life of 40000 Hours and emits light at a beam angle of 40-Degrees. Dimmable LED lamp has a voltage rating of 120-Volts. It has plastic construction for durability. Lamp withstands a temperature rating from -20 to 45 deg C and measures 4-5/8-Inch Dia x 5-1/8-Inch. It is suitable for use in enclosed and open fixture. It is perfect for wet locations. LED lamp meets UL, CEC, FCC, Title 24/CA20, RoHS, Energy Star V2.0, 2329959 standards. Rab PAR38-12-940-40D-DIM Dimmable PAR38 Shatterproof Premium LED Lamp E26 Medium Base 12-Watt 950-Lumens 90 CRI 4000K Cool White | 4000 | 94 | 960 | 80 | 40000 | 12 | 6 | 12.854 | 2.1423 | 2.5173 | 2020Q3 | https://www.ew-ne.com/lighting-1600000000/rab-par38-12-940-40d-dim-dimmable-par38-shatterproof-premium-led-lamp-e26-medium-base-12-watt-950-lumens-90-cri-4000k-cool-white-862037 | Electrical Wholesalers Inc | 2020 | Yes
LED Lighting | Reflector | Rab | True |  | Reflector (Flood/Spot) | PAR38 | E26 (Medium) | Damp Location Rated,Wet Location Rated,Recessed Fixtures Damp Location Rated,Wet Location Rated,Recessed Fixtures Rab Shatterproof premium LED lamp features E26 medium screw-in base and PAR38 sealed beam shape. This 16-Watt LED lamp delivers a soft white light output of 1370-Lumens with 2700K color temperature and 90 CRI. It has an average life of 40000 Hours and emits light at a beam angle of 25-Degrees. Dimmable LED lamp has a voltage rating of 120-Volts. It has plastic construction for durability. It has a power factor of 0.9. Lamp withstands a temperature rating from -20 to 45 deg C and measures 4-5/8-Inch Dia x 5-1/8-Inch. It is suitable for use in enclosed and open fixture. It is perfect for wet locations. LED lamp meets UL, CEC, FCC, Title 24/CA20, RoHS, Energy Star V2.0, 2329961 standards. Rab PAR38-16-927-25D-DIM Dimmable PAR38 Shatterproof Premium LED Lamp E26 Medium Base 16-Watt 1370-Lumens 90 CRI 2700K Soft White | 2700 | 92 | 1370 | 83.0303 | 40000 | 16.5 | 6 | 12.14 | 2.0233 | 2.3775 | 2020Q3 | https://www.ew-ne.com/lighting-1600000000/rab-par38-16-927-25d-dim-dimmable-par38-shatterproof-premium-led-lamp-e26-medium-base-16-watt-1370-lumens-90-cri-2700k-soft-white-862040 | Electrical Wholesalers Inc | 2020 | Yes
LED Lighting | Reflector | Rab | True |  | Reflector (Flood/Spot) | PAR38 | E26 (Medium) | Damp Location Rated,Wet Location Rated,Recessed Fixtures Damp Location Rated,Wet Location Rated,Recessed Fixtures Rab Shatterproof premium LED lamp features E26 medium screw-in base and PAR38 sealed beam shape. This 16-Watt LED lamp delivers a soft white light output of 1370-Lumens with 2700K color temperature and 90 CRI. It has an average life of 40000 Hours and emits light at a beam angle of 40-Degrees. Dimmable LED lamp has a voltage rating of 120-Volts. It has plastic construction for durability. It has a power factor of 0.9. Lamp withstands a temperature rating from -20 to 45 deg C and measures 4-5/8-Inch Dia x 5-1/8-Inch. It is suitable for use in enclosed and open fixture. It is perfect for wet locations. LED lamp meets UL, CEC, FCC, Title 24/CA20, RoHS, Energy Star V2.0, 2329962 standards. Rab PAR38-16-927-40D-DIM Dimmable PAR38 Shatterproof Premium LED Lamp E26 Medium Base 16-Watt 1370-Lumens 90 CRI 2700K Soft White | 2700 | 92 | 1370 | 83.0303 | 40000 | 16.5 | 6 | 12.14 | 2.0233 | 2.3775 | 2020Q3 | https://www.ew-ne.com/lighting-1600000000/rab-par38-16-927-40d-dim-dimmable-par38-shatterproof-premium-led-lamp-e26-medium-base-16-watt-1370-lumens-90-cri-2700k-soft-white-862041 | Electrical Wholesalers Inc | 2020 | Yes
LED Lighting | Reflector | Rab | True |  | Reflector (Flood/Spot) | PAR38 | E26 (Medium) | Damp Location Rated,Wet Location Rated,Recessed Fixtures Damp Location Rated,Wet Location Rated,Recessed Fixtures Rab Shatter-proof LED lamp has plastic construction for added durability. The PAR38 sealed beam lamp with E26 medium base, has a voltage rating of 120-Volts. The 16-Watt lamp delivers warm white light output of 1370-Lumens with 3000K color temperature and 90 CRI. It has an average life of 40000 Hours. The 40-Degree beam angle provides even light distribution. The dimmable lamp has an efficacy of 83 LPW and power factor of 0.9. It measures 4-5/8-Inch x 5-1/8-Inch. It is perfect for wet locations and outdoor use. Lamp meets UL, CEC, FCC, RoHS, Energy Star Qualified standards. Rab PAR38-16-930-40D-DIM Dimmable PAR38 Shatterproof LED Lamp E26 Medium Base 16-Watt 1370-Lumens 90 CRI 3000K Warm White | 3000 | 94 | 1370 | 83.0303 | 40000 | 16.5 | 6 | 11.427 | 1.9045 | 2.2379 | 2020Q3 | https://www.ew-ne.com/lighting-1600000000/rab-par38-16-930-40d-dim-dimmable-par38-shatterproof-led-lamp-e26-medium-base-16-watt-1370-lumens-90-cri-3000k-warm-white-862044 | Electrical Wholesalers Inc | 2020 | Yes
LED Lighting | Reflector | Rab | True |  | Reflector (Flood/Spot) | PAR38 | E26 (Medium) | Damp Location Rated,Wet Location Rated,Recessed Fixtures Damp Location Rated,Wet Location Rated,Recessed Fixtures Rab Shatter-proof LED lamp has plastic construction for added durability. The PAR38 sealed beam lamp with E26 medium base, has a voltage rating of 120-Volts. The 16-Watt lamp delivers cool white light output of 1370-Lumens with 4000K color temperature and 90 CRI. It has an average life of 40000 Hours. The 40-Degree beam angle provides even light distribution. The dimmable lamp has an efficacy of 83 LPW and power factor of 0.9. It measures 4-5/8-Inch x 5-1/8-Inch. It is perfect for wet locations and outdoor use. Lamp meets UL, CEC, FCC, RoHS, Energy Star Qualified standards. Rab PAR38-16-940-40D-DIM Dimmable PAR38 Shatterproof LED Lamp E26 Medium Base 16-Watt 1370-Lumens 90 CRI 4000K Cool White | 4000 | 94 | 1370 | 83.0303 | 40000 | 16.5 | 6 | 12.14 | 2.0233 | 2.3775 | 2020Q3 | https://www.ew-ne.com/lighting-1600000000/rab-par38-16-940-40d-dim-dimmable-par38-shatterproof-led-lamp-e26-medium-base-16-watt-1370-lumens-90-cri-4000k-cool-white-846039 | Electrical Wholesalers Inc | 2020 | Yes
LED Lighting | Reflector | Rab | True | Daylighting/Photocell, | Reflector (Flood/Spot) | PAR38 | E26 (Medium) | Damp Location Rated,Wet Location Rated,Recessed Fixtures Damp Location Rated,Wet Location Rated,Recessed Fixtures Rab Reflector LED lamp in frosted finish, has plastic construction for added durability. The PAR38 sealed beam lamp with E26 medium base, has a voltage rating of 120-Volts. The 16-Watt lamp delivers daylight output of 1370-Lumens with 5000K color temperature and 90 CRI. It has an average life of 40000 Hours. The lamp provides 25-Degree beam angle for even light distribution. The dimmable lamp has an efficacy of 83 LPW and power factor of 0.9. It measures 4-5/8-Inch x 5-1/8-Inch. Lamp meets UL, FCC, RoHS, Energy Star, Title CA 20, CEC Status standards. Rab PAR38-16-950-25D-DIM Dimmable PAR38 Reflector LED Lamp E26 Medium Base 16-Watt 1370-Lumens 90 CRI 5000K Daylight | 5000 | 96 | 1370 | 83.0303 | 40000 | 16.5 | 6 | 13.569 | 2.2615 | 2.6573 | 2020Q3 | https://www.ew-ne.com/lighting-1600000000/rab-par38-16-950-25d-dim-dimmable-par38-reflector-led-lamp-e26-medium-base-16-watt-1370-lumens-90-cri-5000k-daylight-837490 | Electrical Wholesalers Inc | 2020 | Yes
LED Lighting | Reflector | Rab | True | Daylighting/Photocell, | Reflector (Flood/Spot) | PAR38 | E26 (Medium) | Damp Location Rated,Wet Location Rated,Recessed Fixtures Damp Location Rated,Wet Location Rated,Recessed Fixtures Rab Shatterproof LED lamp has plastic construction for added durability. The PAR38 sealed beam lamp with E26 medium screw-in base, has a voltage rating of 120-Volts. The 16-Watt lamp delivers daylight output of 1370-Lumens with 5000K color temperature and 90 CRI. It has an average life of 40000 Hours. The 40-Degree beam angle provides even light distribution. The lamp has power factor of 0.9 and efficacy of 83 LPW. It measures 5-1/8-Inch x 4-5/8-Inch. LED lamp meets UL, Energy Star 2.0, Title CA 20, RoHS and CEC standards. Rab PAR38-16-950-40D-DIM Dimmable PAR38 Shatterproof LED Lamp E26 Medium Base 16-Watt 1370-Lumens 90 CRI 5000K Daylight | 5000 | 96 | 1370 | 83.0303 | 40000 | 16.5 | 6 | 12.14 | 2.0233 | 2.3775 | 2020Q3 | https://www.ew-ne.com/lighting-1600000000/rab-par38-16-950-40d-dim-dimmable-par38-shatterproof-led-lamp-e26-medium-base-16-watt-1370-lumens-90-cri-5000k-daylight-862049 | Electrical Wholesalers Inc | 2020 | Yes
LED Lighting | Reflector | Rab | True |  | Reflector (Flood/Spot) | PAR38 | E26 (Medium) | Damp Location Rated,Recessed Fixtures Damp Location Rated,Recessed Fixtures Rab High output shatter-proof LED lamp has plastic construction for added durability. The PAR38 sealed beam lamp with E26 medium base, has a voltage rating from 120 to 277-Volts. The 26-Watt lamp delivers warm white light output of 2400-Lumens with 3000K color temperature and 90 CRI. It has an average life of 40000 Hours. The 40-Degree beam angle provides even light distribution. The dimmable lamp has an efficacy of 92.3 LPW and power factor of 0.9. It measures 4-3/4-Inch x 5-1/8-Inch. It is suitable for damp locations and outdoor use. Lamp meets UL, CEC, FCC, RoHS, Energy Star Qualified standards. Rab PAR38-26-930-40D-ND Dimmable PAR38 High Output Shatterproof LED Lamp E26 Medium Base 26-Watt 2400-Lumens 90 CRI 3000K Warm White | 3000 | 93 | 2400 | 92.3077 | 40000 | 26 | 6 | 13.711 | 2.2852 | 2.6852 | 2020Q3 | https://www.ew-ne.com/lighting-1600000000/rab-par38-26-930-40d-nd-dimmable-par38-high-output-shatterproof-led-lamp-e26-medium-base-26-watt-2400-lumens-90-cri-3000k-warm-white-819747 | Electrical Wholesalers Inc | 2020 | Yes
LED Lighting | Reflector | Rab | False |  | Reflector (Flood/Spot) | PAR38 | E26 (Medium) | Damp Location Rated,Recessed Fixtures Damp Location Rated,Recessed Fixtures Rab High output shatterproof HID replacement LED lamp has plastic construction for added durability. The PAR38 sealed beam lamp with E26 medium screw-in base, has a voltage rating from 120 to 277-Volts and current rating of 225-Milli-Amps at 120-Volts, 105-Milli-Amps at 277-Volts. The 26-Watt lamp delivers cool white light output of 2400-Lumens with 4000K color temperature and 90 CRI. It has an average life of 25000 Hours. The 40-Degree beam angle provides even light distribution. The lamp has power factor of 0.9 and efficacy of 92.3 LPW. It measures 5-1/8-Inch x 4-3/4-Inch. HID replacement LED lamp meets UL, Energy Star 2.0, Title CA 20, RoHS and CEC standards. Rab PAR38-26-940-40D-ND PAR38 High Output Shatterproof HID Replacement LED Lamp E26 Medium Base 26-Watt 2400-Lumens 90 CRI 4000K Cool White | 4000 | 92 | 2400 | 92.3077 | 40000 | 26 | 6 | 12.95 | 2.1583 | 2.5361 | 2020Q3 | https://www.ew-ne.com/lighting-1600000000/rab-par38-26-940-40d-nd-par38-high-output-shatterproof-hid-replacement-led-lamp-e26-medium-base-26-watt-2400-lumens-90-cri-4000k-cool-white-898738 | Electrical Wholesalers Inc | 2020 | Yes
LED Lighting | Reflector | Rab | True |  | Reflector (Flood/Spot) | R20 | E26 (Medium) | Damp Location Rated,Recessed Fixtures Damp Location Rated,Recessed Fixtures Rab Reflector LED lamp in frosted finish, has plastic construction for added durability. The R20 sealed beam lamp with E26 medium base, has a voltage rating of 120-Volts. The 7-Watt lamp delivers soft white light output of 525-Lumens with 2700K color temperature and 80 CRI. It has an average life of 25000 Hours. The lamp provides 110-Degree wide beam angle for even light distribution. The dimmable lamp has an efficacy of 75 LPW and power factor of 0.9. It measures 2-1/2-Inch x 3-11/16-Inch. It is suitable for general lighting, commercial and residential applications. Lamp meets UL, FCC, RoHS, Energy Star standards. Rab R20-7-827-DIM Dimmable R20 Reflector LED Lamp E26 Medium Base 7-Watt 525-Lumens 80 CRI 2700K Soft White | 2700 | 82 | 525 | 75 | 25000 | 7 | 10 | 4.047 | 0.4047 | 0.47554 | 2020Q3 | https://www.ew-ne.com/lighting-1600000000/rab-r20-7-827-dim-dimmable-r20-reflector-led-lamp-e26-medium-base-7-watt-525-lumens-80-cri-2700k-soft-white-837533 | Electrical Wholesalers Inc | 2020 | No
LED Lighting | Reflector | Rab | True |  | Reflector (Flood/Spot) | R20 | E26 (Medium) | Damp Location Rated,Recessed Fixtures Damp Location Rated,Recessed Fixtures Rab Reflector LED lamp in frosted finish, has plastic construction for added durability. The R20 sealed beam lamp with E26 medium base, has a voltage rating of 120-Volts. The 7-Watt lamp delivers warm white light output of 525-Lumens with 3000K color temperature and 80 CRI. It has an average life of 25000 Hours. The lamp provides 110-Degree wide beam angle for even light distribution. The dimmable lamp has an efficacy of 75 LPW and power factor of 0.9. It measures 2-1/2-Inch x 3-11/16-Inch. It is suitable for general lighting, commercial and residential applications. Lamp meets UL, FCC, RoHS, Energy Star standards. Rab R20-7-830-DIM Dimmable R20 Reflector LED Lamp E26 Medium Base 7-Watt 525-Lumens 80 CRI 3000K Warm White | 3000 | 83 | 525 | 75 | 25000 | 7 | 10 | 4.285 | 0.4285 | 0.5035 | 2020Q3 | https://www.ew-ne.com/lighting-1600000000/rab-r20-7-830-dim-dimmable-r20-reflector-led-lamp-e26-medium-base-7-watt-525-lumens-80-cri-3000k-warm-white-837534 | Electrical Wholesalers Inc | 2020 | No
LED Lighting | Reflector | Rab | True |  | Reflector (Flood/Spot) | R20 | E26 (Medium) | Damp Location Rated,Recessed Fixtures Damp Location Rated,Recessed Fixtures Rab Reflector LED lamp in frosted finish, has plastic construction for added durability. The R20 sealed beam lamp with E26 medium base, has a voltage rating of 120-Volts. The 7-Watt lamp delivers cool white light output of 520-Lumens with 4000K color temperature and 80 CRI. It has an average life of 25000 Hours. The lamp provides 110-Degree wide beam angle for even light distribution. The dimmable lamp has an efficacy of 75 LPW and power factor of 0.9. It measures 2-1/2-Inch x 3-11/16-Inch. It is suitable for general lighting, commercial and residential applications. Lamp meets UL, FCC, RoHS, Energy Star standards. Rab R20-7-840-DIM Dimmable R20 Reflector LED Lamp E26 Medium Base 7-Watt 520-Lumens 80 CRI 4000K Cool White | 4000 | 83 | 525 | 75 | 25000 | 7 | 10 | 4.047 | 0.4047 | 0.47554 | 2020Q3 | https://www.ew-ne.com/lighting-1600000000/rab-r20-7-840-dim-dimmable-r20-reflector-led-lamp-e26-medium-base-7-watt-520-lumens-80-cri-4000k-cool-white-837489 | Electrical Wholesalers Inc | 2020 | No
LED Lighting | Decorative | Rab | True |  | Other | ST19 | E26 (Medium) | Damp Location Rated,Recessed Fixtures Damp Location Rated,Recessed Fixtures Rab Decorative filament LED lamp in clear finish, has glass construction for added durability. The ST19 straight tubular lamp with E26 Edison screw-in base, has a voltage rating of 120-Volts. The 3-Watt lamp delivers soft white light output of 350-Lumens with 2700K color temperature and 90 CRI. It has an average life of 15000 Hours. The 360-Degree omni-directional beam angle provides even light distribution. The lamp has power factor of 0.7 and efficacy of 92.1 LPW. It measures 5-3/8-Inch x 2-1/2-Inch. Filament LED lamp meets UL, Energy Star 2.0, FCC, Title CA 20, RoHS and CEC standards. Rab ST19-3-E26-927-F-C Dimmable ST19 Decorative Filament LED Lamp E26 Edison Base 3-Watt 350-Lumens 90 CRI 2700K Soft White | 2700 | 94 | 350 | 92.1053 | 15000 | 3.8 | 8 | 7.008 | 0.876 | 1.0293 | 2020Q3 | https://www.ew-ne.com/lighting-1600000000/rab-st19-3-e26-927-f-c-dimmable-st19-decorative-filament-led-lamp-e26-edison-base-3-watt-350-lumens-90-cri-2700k-soft-white-837769 | Electrical Wholesalers Inc | 2020 | Yes
LED Lighting | Downlight | Satco | False | Occupancy, |  |  |  | Downlight Surface Mount Downlight Surface Mount Satco Close-to-ceiling utility LED flush mount fixture has a voltage rating from 120 to 277-Volts and fixture wattage of 17.5-Watts. Ceiling/flush mountable fixture has one LED lamp that delivers a light output of 970-Lumens with 3000K color temperature and 90+ CRI. Fixture in white finish, has acrylic lens shade for even distribution of light. It has an average life of 40000 Hours. It includes occupancy sensor and measures 14-Inch x 3.5-Inch. Fixture is suitable for damp locations. Fixture meets California Title 24, cETLus and Energy Star standards. Satco 62-797 Close-To-Ceiling LED Flush Mount Fixture 17.5-Watt 120 - 277-Volt 90+ CRI 3000K 970-Lumens White | 3000 | 93 | 970 | 55.4286 | 40000 | 17.5 | 1 | 136 | 136 | 159.8053 | 2020Q3 | https://www.ew-ne.com/lighting-1600000000/satco-62-797-close-to-ceiling-led-flush-mount-fixture-17-5-watt-120-277-volt-90-cri-3000k-970-lumens-white-505855 | Electrical Wholesalers Inc | 2020 | Yes
LED Lighting | A-Type | Satco | True |  | General Purpose Replacement | A19 | E26 (Medium) | Damp Location Rated Home / Light Bulbs / LED / Satco - S9875 - 4.5A19/CL/LED/E26/27K/ES/120V Damp Location Rated; Approved for Totally Enclosed Fixtures; Energy Star Rated 4.5W A19 LED Lamp - Universal - 450 Lumens - Warm White (2700K) - 80 CRI - 15000 Hours - E26 (Medium) - 120 to 130V - Clear Satco - S9875 - 4.5A19/CL/LED/E26/27K/ES/120V | 2700 | 81 | 450 | 100 | 15000 | 4.5 | 1 | 6.93 | 6.93 | 8.143 | 2020Q2 | https://shop.regencylighting.com/lamps/led/4-5a19-cl-led-e26-27k-es-120v-s9875.html | Regency Lighting | 2020 | Yes
LED Lighting | A-Type | Satco | True |  | General Purpose Replacement | A19 | E26 (Medium) | Damp Location Rated Home / Light Bulbs / LED / LED A-Line / Satco - S9875 - 4.5A19/CL/LED/E26/27K/ES/120V Damp Location Rated; Approved for Totally Enclosed Fixtures; Energy Star Rated 4.5W A19 LED Lamp - Universal - 450 Lumens - Warm White (2700K) - 80 CRI - 15000 Hours - E26 (Medium) - 120 to 130V - Clear Satco - S9875 - 4.5A19/CL/LED/E26/27K/ES/120V | 2700 | 81 | 450 | 100 | 15000 | 4.5 | 1 | 6.93 | 6.93 | 8.143 | 2020Q2 | https://shop.regencylighting.com/lamps/led/a-line/4-5a19-cl-led-e26-27k-es-120v-s9875.html | Regency Lighting | 2020 | Yes
LED Lighting | A-Type | Sylvania | True | Daylighting/Photocell, | General Purpose Replacement | A19 | E26 (Medium) | Use With Timers,Filament Style,Use With Photo and/or Motion Sensors,Recessed Fixtures,Damp Location Rated,Dim to Warm Home / Light Bulbs / LED / LED A-Line / Sylvania - 74590 - LED4.5A19/DIM/827/FIL/G2/RP A19 LED Lamp 4.5W A19 LED Lamp - Universal - 450 Lumens - Warm White (2700K) - 80 CRI - 15000 Hours - E26 (Medium) - 120 to 130V - Clear Sylvania - 74590 - LED4.5A19/DIM/827/FIL/G2/RP | 2700 | 81 | 450 | 100 | 20000 | 4.5 | 1 | 4.84 | 4.84 | 5.6872 | 2020Q2 | https://shop.regencylighting.com/lamps/led/a-line/led4-5a19-dim-827-fil-g2-rp-74590.html | Regency Lighting | 2020 | Yes
LED Lighting | A-Type | Sylvania | True | Daylighting/Photocell, | General Purpose Replacement | A19 | E26 (Medium) | Use With Timers,Filament Style,Use With Photo and/or Motion Sensors,Recessed Fixtures,Damp Location Rated,Dim to Warm Home / Light Bulbs / LED / Sylvania - 74590 - LED4.5A19/DIM/827/FIL/G2/RP A19 LED Lamp 4.5W A19 LED Lamp - Universal - 450 Lumens - Warm White (2700K) - 80 CRI - 15000 Hours - E26 (Medium) - 120 to 130V - Clear Sylvania - 74590 - LED4.5A19/DIM/827/FIL/G2/RP | 2700 | 81 | 450 | 100 | 20000 | 4.5 | 1 | 4.84 | 4.84 | 5.6872 | 2020Q2 | https://shop.regencylighting.com/lamps/led/led4-5a19-dim-827-fil-g2-rp-74590.html | Regency Lighting | 2020 | Yes
LED Lighting | Decorative | Satco | True |  | Decorative | CA10 | E12 (Candelabra) | Damp Location Rated,Recessed Fixtures Damp Location Rated,Recessed Fixtures Satco Omni-directional LED lamp in clear finish, features E12 candelabra screw-in base and B11 bulged shape. This 2.5-Watt lamp outputs 200-Lumen warm white light. It has an average life of 15000 Hours. The 3-7/8-Inch dimmable lamp produces light with 2700K color temperature and 80 CRI. It has a voltage rating of 120-Volts. It is equivalent to 25-Watt incandescent lamp. It has a beam angle of 360-Degrees. It is suitable for damp location. LED lamp meets cULus/ETL, Energy Star, RoHS standards. Satco S29920 Dimmable B11 Omni-Directional LED Lamp E12 Candelabra Base 2.5-Watt 200-Lumens 2700K 80 CRI Warm White | 2700 | 84 | 200 | 80 | 15000 | 2.5 | 6 | 7.65 | 1.275 | 1.4982 | 2020Q3 | https://www.ew-ne.com/lighting-1600000000/satco-s29920-dimmable-b11-omni-directional-led-lamp-e12-candelabra-base-2-5-watt-200-lumens-2700k-80-cri-warm-white-750096 | Electrical Wholesalers Inc | 2020 | Yes
LED Lighting | A-Type | Satco | True |  | General Purpose Replacement | A19 | E26 (Medium) | Damp Location Rated HomeLamps, Bulbs, BallastsBulbs - LEDLED - TraditionalLamps - A-Type Dimmable Filament LED Lamp: 4.5 watt A19 LED; Clear; Medium base; 2700K; 450 lumens; 120 volts Satco S9875 4.5A19/CL/LED/E26/27K/ES/120V | 2700 | 81 | 450 | 100 | 15000 | 4.5 | 1 | 9.63 | 9.63 | 11.3156 | 2020Q2 | https://www.platt.com/platt-electric-supply/LED-Traditional-Lamps-A-Type/Satco/S9875/product.aspx?zpid=942469 | Platt | 2020 | Yes
LED Lighting | A-Type | Sylvania | True | Daylighting/Photocell, | General Purpose Replacement | A19 | E26 (Medium) | Use With Timers,Filament Style,Use With Photo and/or Motion Sensors,Recessed Fixtures,Damp Location Rated,Dim to Warm Topbulb » LED Bulbs » LED Filament / Vintage » Warm White Light » Sylvania 74590 ¦ 4.5W Filament LED - 40W Equal - A19 - Medium Base - 2700K This Sylvania Ultra LED 74590 dimmable 4.5 watt bulb is designed for decorative applications. These bulbs produce a typical incandescent warm white light when the warmer amber light produced by other exposed filament bulbs is not desired. The clear glass, exposed filament offers the nostalgic appeal of vintage lighting. The 15,000 hour life of this LED bulb compares to the 2000 hour life of a similar exposed filament incandescent bulb. LED Technology Notice Due to constantly evolving nature of LED technology, manufacturers will reserve the right to replace this product with next generation technology. We appreciate your understanding and acceptance of this policy. Documents Sylvania 74590 Specification Sheet 15,000 Hours • Exposed Filament Vintage Style Sylvania 74590 ¦ 4.5W Filament LED - 40W Equal - A19 - Medium Base - 2700K | 2700 | 81 | 450 | 100 | 20000 | 4.5 | 1 | 4.95 | 4.95 | 5.8164 | 2020Q2 | https://www.topbulb.com/sylvania-74590-led-a19-4-5w-dimmable-80cri-450-lumen-2700k-15000-life | Top Bulb | 2020 | Yes
LED Lighting | Decorative | Satco | True |  | Decorative | B10 | E12 (Candelabra) | Damp Location Rated Damp Location Rated Satco 4.5-Watt E12 Candelabra B11 LED lamp offers 310 initial Lumens for crisp light output. It has color rendering index of 80. Lamp with 3000K color temperature rating radiates warm white light to the surrounding. It has voltage rating of 120-Volts. Lamp in clear color, comes with average life of 25000 hours. It emits or distributes light at beam angle of 290-degree. This lamp has overall length of 3-3/4-inches. It is perfect for accent lighting, pendant lighting and enclosed fixtures. Lamp is UL/ETL listed, Energy Star certified and RoHS compliant. Satco S8952 Dimmable B11 Decorative LED Lamp 4.5-Watt E12 Candelabra Base 310-Lumens 80 CRI 3000K Warm White | 3000 | 83 | 300 | 66.6667 | 25000 | 4.5 | 1 | 9.4 | 9.4 | 11.0454 | 2020Q3 | https://www.ew-ne.com/lighting-1600000000/satco-s8952-dimmable-b11-decorative-led-lamp-4-5-watt-e12-candelabra-base-310-lumens-80-cri-3000k-warm-white-449486 | Electrical Wholesalers Inc | 2020 | Yes
LED Lighting | Decorative | Satco | True |  | Globe | G25 | E26 (Medium) | Damp Location Rated Damp Location Rated Satco 6-Watt E26 Medium G25 Globe LED lamp offers 450 initial Lumens for crisp light output. It has color rendering index of 80. Lamp with 2700K color temperature rating radiates warm white light to the surrounding. It has voltage rating of 120-Volts. Lamp in frosted finish, comes with average life of 25000 hours. It emits or distributes light at beam angle of 240/175-degree. This lamp has overall length of 4.25-inches. It is perfect for down, accent and pendant lighting. Lamp is UL/ETL listed, Energy Star/damp rated and RoHS compliant. Satco S9200 Dimmable G25 Globe Decorative LED Lamp 6-Watt E26 Medium Base 450-Lumens 80 CRI 2700K Warm White | 2700 | 81 | 450 | 75 | 25000 | 6 | 1 | 9.4 | 9.4 | 11.0454 | 2020Q3 | https://www.ew-ne.com/lighting-1600000000/satco-s9200-dimmable-g25-globe-decorative-led-lamp-6-watt-e26-medium-base-450-lumens-80-cri-2700k-warm-white-364351 | Electrical Wholesalers Inc | 2020 | Yes
LED Lighting | Reflector | Satco | True |  | Reflector (Flood/Spot) | PAR30L | E26 (Medium) | Wet Location Rated,Recessed Fixtures Wet Location Rated,Recessed Fixtures Satco 13-Watt E26 Medium screw-in base long neck LED lamp in silver color, offers initial light output of 1000 Lumens. This PAR30LN sealed beam shape lamp has voltage rating of 120-Volts. It has color rendering index of 80. This lamp with 3500K color temperature rating radiates neutral white light to the surrounding. It emits or distributes light at beam angle of 40-degree. This enclosed rated dimmable lamp features ABS lens construction. It has a dimension of 4.6-Inch x 3-3/4-Inch. This lamp is suitable for totally enclosed fixtures, down lighting and track lighting. It has average life of 25000 hours. Lamp is UL/ETL, cULus listed, RoHS compliant and Energy Star qualified. Satco S9432 Dimmable PAR30LN Long Neck LED Lamp E26 Medium Base 1000-Lumens Initial 80 CRI 3500K Neutral White 13-Watt | 3500 | 82 | 1000 | 76.9231 | 25000 | 13 | 6 | 14 | 2.3333 | 2.7418 | 2020Q3 | https://www.ew-ne.com/lighting-1600000000/satco-s9432-dimmable-par30ln-long-neck-led-lamp-e26-medium-base-1000-lumens-initial-80-cri-3500k-neutral-white-13-watt-436552 | Electrical Wholesalers Inc | 2020 | Yes
LED Lighting | Reflector | Satco | True |  | Reflector (Flood/Spot) | PAR38 | E26 (Medium) | Wet Location Rated,Recessed Fixtures Wet Location Rated,Recessed Fixtures Satco Solid-state 15-Watt PAR38 E26 medium base LED lamp in silver color, offers 1200-Lumens of light output. This dimmable lamp has voltage rating of 120-Volts. It has color rendering index of 80. This lamp with 2700K color temperature rating, radiates warm white light to the surrounding. It measures 5-3/16-Inch x 4-3/4-Inch Dia. This lamp has average life of 25000 hours. It has beam angle of 40 deg. The IP65 rated lamp offers protection against dust and water. LED Lamp is UL/cULus/ETL listed, RoHS compliant and Energy Star certified. Satco S9445 Dimmable PAR38 Solid State LED Lamp 15-Watt E26 Medium Base 1200-Lumens 80 CRI 2700K Warm White | 2700 | 83 | 1200 | 80 | 25000 | 15 | 1 | 15.9 | 15.9 | 18.6831 | 2020Q3 | https://www.ew-ne.com/lighting-1600000000/satco-s9445-dimmable-par38-solid-state-led-lamp-15-watt-e26-medium-base-1200-lumens-80-cri-2700k-warm-white-415801 | Electrical Wholesalers Inc | 2020 | Yes
LED Lighting | Reflector | Satco | True |  | Reflector (Flood/Spot) | PAR38 | E26 (Medium) | Wet Location Rated,Recessed Fixtures Wet Location Rated,Recessed Fixtures Satco 18-Watt E26 Medium PAR38 LED lamp offers 1400 initial Lumens for crisp light output. It has color rendering index of 80. Lamp with 3000K color temperature rating radiates warm white light to the surrounding. It has voltage rating of 120-Volts. Lamp in silver color, comes with average life of 25000 hours. It emits or distributes light at beam angle of 40-degree. This lamp has overall length of 5-3/16-inches. It is perfect for downlighting, track lighting and enclosed fixture. Lamp is UL/ETL/cULus listed, wet location/Energy Star rated and RoHS compliant. Satco S9455 Dimmable PAR38 LED Lamp 18-Watt E26 Medium Base 1400-Lumens 80 CRI 3000K Warm White | 3000 | 81 | 1400 | 77.7778 | 25000 | 18 | 1 | 18.3 | 18.3 | 21.5032 | 2020Q3 | https://www.ew-ne.com/lighting-1600000000/satco-s9455-dimmable-par38-led-lamp-18-watt-e26-medium-base-1400-lumens-80-cri-3000k-warm-white-420902 | Electrical Wholesalers Inc | 2020 | Yes
LED Lighting | A-Type | Satco | [5 empty] | HomeLamps, Bulbs, BallastsBulbs - LEDLED - TraditionalLamps - A-Type SATCO 4.5A/A19/LED/120V WHITE Satco S9824 Satco S9824 | 2700 |  | 450 | 100 |  | 4.5 | 1 | 9.63 | 9.63 | 11.3156 | 2020Q2 | https://www.platt.com/platt-electric-supply/LED-Traditional-Lamps-A-Type/Satco/S9824/product.aspx?zpid=233164 | Platt | 2020 | Yes
LED Lighting | Decorative | TCP | True |  | Globe | G25 | E26 (Medium) | Damp Location Rated Damp Location Rated TCP Elite LED lamp features screw-in E26 medium lamp base. This 6-Watt, G25 lamp outputs 550-Lumens of bright and crisp light. The 120-Volt AC lamp has an average life of 25000 Hours. The dimmable lamp in frosted finish, produces soft white colored light with 3000K color temperature and 80 CRI. This linear tubular lamp is suitable for damp locations, vanity lights, pendant lighting and decorative fixtures, office and home applications. It saves energy up to 80% when compared to 60-Watt G25 incandescent globe lamp. The LED lamp meets cULus and Energy Star standards. TCP L6G25D2530KF Dimmable G25 LED Lamp 550-Lumens 3000K 80 CRI Soft White Elite | 3000 | 83 | 525 | 87.5 | 25000 | 6 | 1 | 11.5 | 11.5 | 13.5129 | 2020Q3 | https://www.ew-ne.com/lighting-1600000000/tcp-l6g25d2530kf-dimmable-g25-led-lamp-550-lumens-3000k-80-cri-soft-white-elite-721327 | Electrical Wholesalers Inc | 2020 | Yes
LED Lighting | A-Type | Satco | True |  | A19/21 | E26 (Medium) | E26 (Medium) | Home / Light Bulbs / LED / Satco - S9826 - 6.5A19/SLV/LED/E26/27K/120V Silver Crown; Approved for Enclosed Fixtures 6.5W A19 LED Lamp - Universal - 650 Lumens - Warm White (2700K) - 80 CRI - 15000 Hours - E26 (Medium) - 120 to 130V - Clear Silver Bowl Satco - S9826 - 6.5A19/SLV/LED/E26/27K/120V | 2700 | 80 | 650 | 100 | 15000 | 6.5 | 1 | 10.82 | 10.82 | 12.7139 | 2020Q3 | https://shop.regencylighting.com/lamps/led/6-5a19-slv-led-e26-27k-120v-s9826.html | Regency Lighting | 2020 | Yes
LED Lighting | A-Type | Satco | True |  | A19/21 | E26 (Medium) | E26 (Medium) | Home / Light Bulbs / LED / LED A-Line / Satco - S9826 - 6.5A19/SLV/LED/E26/27K/120V Silver Crown; Approved for Enclosed Fixtures 6.5W A19 LED Lamp - Universal - 650 Lumens - Warm White (2700K) - 80 CRI - 15000 Hours - E26 (Medium) - 120 to 130V - Clear Silver Bowl Satco - S9826 - 6.5A19/SLV/LED/E26/27K/120V | 2700 | 80 | 650 | 100 | 15000 | 6.5 | 1 | 10.82 | 10.82 | 12.7139 | 2020Q3 | https://shop.regencylighting.com/lamps/led/a-line/6-5a19-slv-led-e26-27k-120v-s9826.html | Regency Lighting | 2020 | Yes
LED Lighting | A-Type | Sylvania | True |  | A19/21 | E26 (Medium) | E26 (Medium) | Home / Light Bulbs / LED / LED A-Line / Sylvania - 75349 - LED6.5A19DIM822VINRP A19 Decorative LED Lamp 6.5W A19 LED Lamp - Universal - 650 Lumens - Warm White (2175K) - 80 CRI - 15000 Hours - E26 (Medium) - 120 to 130V - Amber Sylvania - 75349 - LED6.5A19DIM822VINRP | 2175 | 80 | 650 | 100 | 15000 | 6.5 | 1 | 6.64 | 6.64 | 7.8023 | 2020Q3 | https://shop.regencylighting.com/lamps/led/a-line/led6-5a19dim822vinrp-75349.html | Regency Lighting | 2020 | Yes
LED Lighting | Downlight | TCP | True |  |  | LED Retrofit Kit | LED Retrofit Kit | Downlight Solid State Retrofit Downlight Solid State Retrofit TCP LED Recessed retrofit employs 10-Watt medium LED lamp with average life of 35000 hours to deliver a light of brightness 600 Lumens. LED lamp has color rendering index of 82 and color temperature of 2700K. Lamp delivers consistent color within 3 MacAdam ellipse tolerance. It measures 5-Inch Dia x 3.8-Inch. This shatter-resistant retrofit incorporating highly efficient driver, features integrated trim for easy installation. This retrofit is perfect to replace 50-Watt incandescent alternatives in a 4-Inch recessed can. It is suitable for dimmable 6-Inch, 5-Inch and 4-Inch downlight applications. Retrofit is cULus listed and Energy Star certified. Recessed TCP LED10DR427K Dimmable 4-Inch LED Recessed Retrofit Kit 120-Volt 82 CRI 2700K 600-Lumens Medium | 2700 | 82 | 750 | 75 | 35000 | 10 | 1 | 19.6 | 19.6 | 23.0308 | 2020Q3 | https://www.ew-ne.com/lighting-1600000000/tcp-led10dr427k-dimmable-4-inch-led-recessed-retrofit-kit-120-volt-82-cri-2700k-600-lumens-medium-210717 | Electrical Wholesalers Inc | 2020 | Yes
LED Lighting | Downlight | TCP | True |  |  | LED Retrofit Kit | LED Retrofit Kit | Downlight Solid State Retrofit Downlight Solid State Retrofit TCP LED Downlight retrofit has high efficient LEDs and driver for smooth and uniform dimming. It utilizes 80 CRI 2700K 800-Lumen DR56 LED lamp for energy efficiency, superior color rendering and long life. The lamp lasts up to 35000 hours. This easy to install downlight retrofit provides 100-degree beam angle for better adjustment of light. It is resistant to shatter and supports recessed mounting. LED Downlight retrofit is cULus listed for damp locations. Recessed TCP LED11DR5627K Dimmable 5-Inch Or 6-Inch LED Down Light Retrofit 120-Volt 11-Watt 80 CRI 2700K 800-Lumens Warm White | 2700 | 83 | 850 | 89.4737 | 35000 | 9.5 | 6 | 27 | 4.5 | 5.2877 | 2020Q3 | https://www.ew-ne.com/lighting-1600000000/tcp-led11dr5627k-dimmable-5-inch-or-6-inch-led-down-light-retrofit-120-volt-11-watt-80-cri-2700k-800-lumens-warm-white-556143 | Electrical Wholesalers Inc | 2020 | Yes
LED Lighting | Reflector | TCP | True |  | Reflector (Flood/Spot) | PAR30L | E26 (Medium) | Wet Location Rated,Recessed Fixtures Wet Location Rated,Recessed Fixtures TCP Elite LED lamp features screw-in E26 medium lamp base. This 12-Watt, PAR30 lamp outputs 900-Lumens of bright and crisp light. The 120-Volt AC lamp has an average life of 25000 Hours and 40-Degree flood beam angle. The dimmable lamp in white finish, features 3500K color temperature and 80 CRI. This sealed-beam lamp is suitable for damp locations, track lights, recessed downlights, display lights and outdoor fixtures that protect lamps from the elements. The shatter-resistant lamp prevents damage and injuries. It is perfect for sensitive display lighting such as art galleries, outdoor and indoor applications. The LED lamp meets UL, cULus and Energy Star standards. TCP LED12P30D35KFL Dimmable PAR30 LED Lamp 900-Lumens 3500K 80 CRI Elite | 3500 | 84 | 850 | 80.9524 | 25000 | 10.5 | 12 | 29 | 2.4167 | 2.8397 | 2020Q3 | https://www.ew-ne.com/lighting-1600000000/tcp-led12p30d35kfl-dimmable-par30-led-lamp-900-lumens-3500k-80-cri-elite-234005 | Electrical Wholesalers Inc | 2020 | Yes
LED Lighting | Reflector | TCP | True |  | Reflector (Flood/Spot) | PAR38 | E26 (Medium) | Wet Location Rated,Recessed Fixtures Wet Location Rated,Recessed Fixtures TCP Elite 14-Watt PAR38 E26 Medium lamp base LED lamp offers 1150-Lumens of light output. This lamp has voltage rating of 120-Volt AC. It has color rendering index of 82 and efficacy of 82.1 LPW. This shatter-resistant lamp with 4100K color temperature rating radiates cool white light to the surrounding. It emits or distributes light at beam angle of 40-degree. This dimmable lamp with smooth clean outer housing, measures 5.3-Inch x 4.8-Inch Dia. It has average life of 25000 hours for ensuring optimal lighting performance. Lamp withstands temperature rating of -30 to 40 deg C. It is perfect for use in totally enclosed fixtures, recessed downlights, track lights, display lights and outdoor fixtures. Lamp is cULus listed and Energy Star certified. TCP LED14P38D41KFL Dimmable PAR38 LED Lamp 14-Watt E26 Medium Base 1150-Lumens 82 CRI 4100K Cool White Elite | 4000 | 84 | 1050 | 77.7778 | 25000 | 13.5 | 12 | 22.3 | 1.8583 | 2.1836 | 2020Q3 | https://www.ew-ne.com/lighting-1600000000/tcp-led14p38d41kfl-dimmable-par38-led-lamp-14-watt-e26-medium-base-1150-lumens-82-cri-4100k-cool-white-elite-263825 | Electrical Wholesalers Inc | 2020 | Yes
LED Lighting | Reflector | TCP | True |  | Reflector (Flood/Spot) | BR40 | E26 (Medium) | Damp Location Rated,Recessed Fixtures Damp Location Rated,Recessed Fixtures TCP Elite 17-Watt BR40 LED lamp delivers 1300-Lumens of bright and crisp light. This lamp has voltage rating of 120-Volt AC at 50/60-Hz. It has E26 medium type base. Lamp features color temperature of 4100K and color rendering index of 82. Dimmable lamp offers smooth and uniform dimming. It radiates cool white light to the surrounding. Long life lamp offers average life of 25000 hours. It measures 5-Inch Dia x 6.6-Inch. It emits or distributes light at beam angle of 110-degree. It has temperature range of -30 to 40 deg C. This LED lamp is equivalent to 120-Watt incandescent lamp that is 80% energy-efficient. It is suitable for recessed downlights, track lights, display lights and outdoor fixtures. LED Lamp is cULus listed and Energy Star certified. TCP LED17BR40D41K Dimmable BR40 LED Lamp 17-Watt E26 Medium Base 1300-Lumens 82 CRI 4100K Cool White Elite | 4000 | 85 | 1400 | 82.3529 | 25000 | 17 | 1 | 9.6 | 9.6 | 11.2804 | 2020Q3 | https://www.ew-ne.com/lighting-1600000000/tcp-led17br40d41k-dimmable-br40-led-lamp-17-watt-e26-medium-base-1300-lumens-82-cri-4100k-cool-white-elite-231180 | Electrical Wholesalers Inc | 2020 | Yes
LED Lighting | Reflector | TCP | True |  | Reflector (Flood/Spot) | PAR38 | E26 (Medium) | Wet Location Rated,Recessed Fixtures Wet Location Rated,Recessed Fixtures TCP Design Series LED lamp features E26 medium lamp base. This PAR38 lamp outputs a natural light of 1275 Lumens. The dimmable sealed beam lamp with an average life of 25000 Hours, has a current rating of 105-Milli-Amps, power rating of 17-Watts and voltage rating of 120-Volts. The lamp has an incandescent equivalent wattage of 120-Watts. Lamp has a CRI of 82, efficacy of 75 LPW and color temperature of 3500K. It has a wide flood beam angle of 60-Degrees. It measures 5.3-Inch x 4.8-Inch Dia. Lamp in silver finish, has ABS lens construction for durability. This lamp is ideal for use in wet locations. It is suitable use in track lights, recessed downlights, display lights and outdoor fixtures. The lamp meets cULus and Energy Star standards. TCP LED17P38D35KFL Dimmable PAR38 Design Series LED Lamp E26 Medium 17-Watt 1275-Lumens 82 CRI | 3500 | 85 | 1200 | 80 | 25000 | 15 | 12 | 23.5 | 1.9583 | 2.3011 | 2020Q3 | https://www.ew-ne.com/lighting-1600000000/tcp-led17p38d35kfl-dimmable-par38-design-series-led-lamp-e26-medium-17-watt-1275-lumens-82-cri-289955 | Electrical Wholesalers Inc | 2020 | Yes
LED Lighting | Reflector | TCP | True | Daylighting/Photocell, | Reflector (Flood/Spot) | PAR38 | E26 (Medium) | Wet Location Rated,Recessed Fixtures Wet Location Rated,Recessed Fixtures TCP Elite 17-Watt PAR38 E26 Medium lamp base LED lamp offers 1300-Lumens of light output. This lamp has voltage rating of 120-Volt AC. It has color rendering index of 82 and efficacy of 76.5 LPW. This lamp with 5000K color temperature rating radiates daylight to the surrounding. It emits or distributes light at beam angle of 40-degree. This dimmable lamp measures 5.3-Inch x 4.8-Inch Dia. It has average life of 25000 hours for ensuring optimal lighting performance. Lamp withstands temperature rating of -30 to 40 deg C. It is perfect for use in recessed downlight, outdoor lighting and many other applications. Lamp is cULus listed and Energy Star certified. TCP LED17P38D50KFL Dimmable PAR38 LED Lamp 17-Watt E26 Medium Base 1300-Lumens 82 CRI 5000K Daylight Elite | 5000 | 84 | 1200 | 80 | 25000 | 15 | 12 | 21.2 | 1.7667 | 2.0759 | 2020Q3 | https://www.ew-ne.com/lighting-1600000000/tcp-led17p38d50kfl-dimmable-par38-led-lamp-17-watt-e26-medium-base-1300-lumens-82-cri-5000k-daylight-elite-314529 | Electrical Wholesalers Inc | 2020 | Yes
LED Lighting | Decorative | TCP | True |  | Globe | G16.5 | E12 (Candelabra) | Damp Location Rated,Not for Use in Recessed Fixtures Damp Location Rated,Not for Use in Recessed Fixtures TCP Elite Decorative 4-Watt G16 globe LED lamp delivers 280-Lumens of bright and crisp light. This lamp in clear color, has voltage rating of 120-Volt AC at 60-Hz. It has E12 candelabra type base. Dimmable lamp features color temperature of 2700K and color rendering index of 80. It radiates warm white light to the surrounding. Long life lamp offers average life of 25000 hours. It measures 2-Inch Dia x 3.5-Inch. It has temperature range of -30 to 40 deg C. This LED lamp is equivalent to 25-Watt incandescent lamp. It is suitable for outdoor fixtures and hard-to-reach areas. Lamp allows to use in applications where vibration resistance and frequent start is required. LED Lamp is cULus listed and Energy Star certified. TCP LED4E12G1627K Dimmable G16 Globe Decorative LED Lamp 4-Watt E12 Candelabra Base 280-Lumens 80 CRI 2700K Warm White Elite | 2700 | 82 | 280 | 70 | 25000 | 4 | 1 | 9.35 | 9.35 | 10.9866 | 2020Q3 | https://www.ew-ne.com/lighting-1600000000/tcp-led4e12g1627k-dimmable-g16-globe-decorative-led-lamp-4-watt-e12-candelabra-base-280-lumens-80-cri-2700k-warm-white-elite-197962 | Electrical Wholesalers Inc | 2020 | Yes
LED Lighting | Reflector | TCP | True |  | Reflector (Flood/Spot) | MR16 | GU5.3 | Damp Location Rated,Recessed Fixtures Damp Location Rated,Recessed Fixtures TCP Elite 7-Watt MR-16 LED lamp delivers 525-Lumens of bright and crisp light. This lamp in clear color, has voltage rating of 12-Volts at 50/60-Hz. It has 2-Pin GU5.3 type base. Lamp features color temperature of 4100K and color rendering index of 82. Dimmable lamp offers smooth and uniform dimming. It radiates cool white light to the surrounding. Long life lamp offers average life of 25000 hours. It measures 2-Inch Dia x 2-Inch. It emits or distributes light at beam angle of 40-degree.Lamp has 1138 cd center beam candle power. It has temperature range of -30 to 40 deg C. This LED lamp is equivalent to 50-Watt incandescent lamp and consumes up to 85% less energy than halogen alternatives. It is suitable for recessed downlights, track lights, display lights and outdoor fixtures. LED Lamp is cULus listed and Energy Star certified. TCP LED712VMR16V41KFL Dimmable MR16 LED Lamp 7-Watt 2-Pin GU5.3 Base 525-Lumens 82 CRI 4100K Cool White Elite | 4000 | 84 | 500 | 76.9231 | 25000 | 6.5 | 1 | 12.1 | 12.1 | 14.218 | 2020Q3 | https://www.ew-ne.com/lighting-1600000000/tcp-led712vmr16v41kfl-dimmable-mr16-led-lamp-7-watt-2-pin-gu5-3-base-525-lumens-82-cri-4100k-cool-white-elite-312084 | Electrical Wholesalers Inc | 2020 | Yes
LED Lighting | Reflector | TCP | True |  | Reflector (Flood/Spot) | PAR16 | E26 (Medium) | Damp Location Rated,Recessed Fixtures Damp Location Rated,Recessed Fixtures TCP Elite 7-Watt PAR16 LED lamp delivers 500-Lumens of bright and crisp light. This lamp has voltage rating of 120-Volts at 50/60-Hz. It has E26 medium type base. Lamp features color temperature of 3000K and color rendering index of 82. Dimmable lamp offers smooth and uniform dimming. It radiates halogen white light to the surrounding. Long life lamp offers average life of 25000 hours. It measures 2-Inch Dia x 3-Inch. It emits or distributes light at beam angle of 40-degree. It has temperature range of -30 to 40 deg C. This LED lamp is equivalent to 50-Watt incandescent lamp and consumes up to 85% less energy than halogen alternatives. It is suitable for recessed downlights, track lights, display lights and outdoor fixtures. LED Lamp is cULus listed and Energy Star certified. TCP LED7P1630KFL Dimmable PAR16 LED Lamp 7-Watt E26 Medium Base 500-Lumens 82 CRI 3000K Halogen White Elite | 3000 | 85 | 600 | 85.7143 | 25000 | 7 | 1 | 22.6 | 22.6 | 26.5559 | 2020Q3 | https://www.ew-ne.com/lighting-1600000000/tcp-led7p1630kfl-dimmable-par16-led-lamp-7-watt-e26-medium-base-500-lumens-82-cri-3000k-halogen-white-elite-235279 | Electrical Wholesalers Inc | 2020 | Yes
LED Lighting | Reflector | TCP | True |  | Reflector (Flood/Spot) | BR30 | E26 (Medium) | Damp Location Rated,Recessed Fixtures Damp Location Rated,Recessed Fixtures TCP Elite 9-Watt BR30 E26 Medium lamp base LED lamp in opaque color, offers 700-Lumens of light output. This dimmable lamp has voltage rating of 120-Volt AC. It has color rendering index of 80. This lamp with 2700K color temperature rating radiates warm white light to the surrounding. It emits or distributes light at beam angle of 110-degree. This lamp measures 5.4-Inch x 3.8-Inch. It features break/shatter-resistant construction. It has average life of 25000 hours. This lamp has temperature range of -30 to 40 deg C. It is ideal for recessed downlights, track lights, display lights and outdoor fixtures. Lamp is cULus certified and Energy Star compliant. TCP LED9BR30D27K Dimmable BR30 LED Lamp 9-Watt E26 Medium Base 700-Lumens 80 CRI 2700K Warm White Elite | 2700 | 80 | 700 | 73.6842 | 25000 | 9.5 | 12 | 15.8 | 1.3167 | 1.5471 | 2020Q3 | https://www.ew-ne.com/lighting-1600000000/tcp-led9br30d27k-dimmable-br30-led-lamp-9-watt-e26-medium-base-700-lumens-80-cri-2700k-warm-white-elite-551785 | Electrical Wholesalers Inc | 2020 | No
LED Lighting | Reflector | TCP | True |  | Reflector (Flood/Spot) | BR30 | E26 (Medium) | Damp Location Rated,Recessed Fixtures Damp Location Rated,Recessed Fixtures TCP Elite 9-Watt BR30 E26 Medium lamp base LED lamp in opaque color, offers 720-Lumens of light output. This dimmable lamp has voltage rating of 120-Volt AC. It has color rendering index of 82. This lamp with 3000K color temperature rating radiates soft white light to the surrounding. It emits or distributes light at beam angle of 110-degree. This lamp measures 5.2-Inch x 3.7-Inch. It features break/shatter-resistant construction. It has average life of 25000 hours. It has temperature range of -30 to 40 deg C. This lamp is suitable for recessed downlights, track lights, display lights and outdoor fixtures. Lamp is cULus certified and Energy Star compliant. TCP LED9BR30D30K Dimmable BR30 LED Lamp 9-Watt E26 Medium Base 720-Lumens 82 CRI 3000K Soft White Elite | 3000 | 80 | 700 | 73.6842 | 25000 | 9.5 | 12 | 5.05 | 0.42083 | 0.4945 | 2020Q3 | https://www.ew-ne.com/lighting-1600000000/tcp-led9br30d30k-dimmable-br30-led-lamp-9-watt-e26-medium-base-720-lumens-82-cri-3000k-soft-white-elite-570664 | Electrical Wholesalers Inc | 2020 | No
LED Lighting | Reflector | TCP | True |  | Reflector (Flood/Spot) | BR30 | E26 (Medium) | Damp Location Rated,Recessed Fixtures Damp Location Rated,Recessed Fixtures TCP Elite 9-Watt BR30 E26 Medium lamp base LED lamp in opaque color, offers 740-Lumens of light output. This dimmable lamp has voltage rating of 120-Volt AC. It has color rendering index of 80. This lamp with 4100K color temperature rating radiates cool white light to the surrounding. It emits or distributes light at beam angle of 110-degree. This lamp measures 5.4-Inch x 3.8-Inch. It features break/shatter-resistant construction. It has average life of 25000 hours. It has temperature range of -30 to 40 deg C. This lamp is suitable for recessed downlights, track lights, display lights and outdoor fixtures. Lamp is cULus certified and Energy Star compliant. TCP LED9BR30D41K Dimmable BR30 LED Lamp 9-Watt E26 Medium Base 740-Lumens 80 CRI 4100K Cool White Elite | 4000 | 82 | 750 | 78.9474 | 25000 | 9.5 | 12 | 6.8 | 0.56667 | 0.66586 | 2020Q3 | https://www.ew-ne.com/lighting-1600000000/tcp-led9br30d41k-dimmable-br30-led-lamp-9-watt-e26-medium-base-740-lumens-80-cri-4100k-cool-white-elite-556141 | Electrical Wholesalers Inc | 2020 | No
LED Lighting | Downlight | WAC Lighting | True |  |  |  |  | Downlight Recessed Downlight Recessed WAC Lighting Lotos Collection Adjustable LED recessed downlight in white finish, has 4-Inch gimbal ring trim. It has fixture wattage of 9-Watts, voltage ranging from 120 to 277-Volts AC at 50/60-Hz. The adjustable LED recessed downlight has (1) 9-Watt integrated LED lamp. The frosted TIR lens shade offers even light distribution. The lamp with 50000-Hour average life, delivers a light output of 750-Lumens with a color temperature of 3000K and CRI of 90. The round shaped adjustable LED recessed downlight features steel construction. It measures 4-3/4-Inch Dia x 1-1/8-Inch. The ceiling mountable downlight with 45-Degree beam angle, is suitable for use with insulated, airtight ceiling featuring maximum thickness of 1-Inch. It includes driver and is perfect for use in wet locations. The adjustable LED recessed downlight meets ETL, Title 24 JA8-2016, Energy Star standards. Ceiling WAC Lighting R4ERAR-W930-WT Dimmable 4-Inch Adjustable LED Recessed Down Light Round 120 - 277-Volt AC 9-Watt 3000K 750-Lumens White Lotos | 3000 | 95 | 700 | 77.7778 | 50000 | 9 | 1 | 38 | 38 | 44.6515 | 2020Q3 | https://www.ew-ne.com/lighting-1600000000/wac-lighting-r4erar-w930-wt-dimmable-4-inch-adjustable-led-recessed-down-light-round-120-277-volt-ac-9-watt-3000k-750-lumens-white-lotos-837658 | Electrical Wholesalers Inc | 2020 | Yes
LED Lighting | Downlight | Manufacturer: Halco Lighting Technologies | True |  |  | LED Retrofit Kit | LED Retrofit Kit | Downlight Solid State Retrofit 9" to 10" Recessed Downlight Solid State Retrofit 9" to 10" Recessed Home > LED Indoor Light Fixtures > LED Downlights and Trims > 10 Inch Retrofits > 2700K Soft White > 10 Inch 30 Watt Commercial LED High Hat Downlight Retrofit 120-277V 2700K Soft White 2810 Lumens Product Specifications - Quick Reference Lamp Wattage: Working Voltage: 30 Watts 120-277 Volt Housing Dimensions: Rated Life: 11.65" Dia x 9.56" H 50,000 Hours Lumens: 2,810 Lumens Dimmable: YES: 0-10V Only Light Color: Trim / Baffle: 2700K Warm White White / White Certifications: Warranty: RoHS, cULus, ENERGY STAR 5 Year Limited Halco Lighting Technologies keeps adding products to their incredible ProLED line. These High Performance Commercial Downlights are a long life and energy efficient replacement for traditional lamps. Dimmable, and easy to install, they deliver a maintenance-free experience with a 50,000-hour rated life. These ENERGY STAR 10" LED ( Light Emitting Diode ) Commercial High Hat Retrofit Down Light conversion kits are a perfect choice for use in your existing 10" non-IC recessed can applications. Halco's LED retrofit cans combine low up-front cost, minimal labor, best-in-class energy efficiency and architectural-quality light to deliver an exceptional value for all your retrofit projects. Click here to see the complete Halco LED 10 Inch Commercial Recessed Retrofit Down Light Specification Sheet. This Halco CDLH10AR30/827/LED (99847) 2700 Kelvin (K) warm white LED down light operates on your existing 120 through 277 volt circuit and consumes just 30 watts. These LED retrofit lights generate 2,810 delivered lumens (or 93 Lumens Per Watt) and has a Color Rendering Index (CRI) of 80. The Halco 99847 10" commercial LED down light retrofit offers out-of-the-box dimming compatibility using 0-10 volt controls and is suitable for damp locations as well as being RoHS compliant. These LED downlights carry a 5 year limited warranty and are acceptable for use in Non-IC housings. Instant on at full brightness and mercury free - environmentally positive - generates no IR or UV - protects valuable objects - these 10" recessed can retrofit LED fixtures are rated for 50,000 hours based on the L70 Standard. The white trim is constructed with a cast aluminum and the reflector has a white finish. This commercial grade LED retrofit trim module is supplied with universal mounting clips for varying ceiling thickness. This quality high hat retrofit is supplied with an external driver, for easy retrofit and maintenance, and the power supply features integral thermal protection. Emergency battery options are available for all color temperatures upon request. Please contact our customer service representatives if you require one of these options or want a quote for a larger job. The special design of the driver box mounts directly to the junction box. Click here to see the complete Halco LED Commercial Recessed Retrofit Down Light Installation Instructions. Halco Lighting Technologies 10 Inch 30 Watt Commercial LED High Hat Downlight Retrofit 120-277V 2700K Soft White 2810 Lumens | 2700 | 83 | 2873 | 95.7667 | 50000 | 30 | 1 | 96.92 | 96.92 | 113.8847 | 2020Q3 | https://www.greenelectricalsupply.com/10-inch-30-watt-commercial-high-hat-downlight-retrofit-2700k.aspx | Green Electrical Supply | 2020 | Yes
LED Lighting | Reflector | Manufacturer: Halco Lighting Technologies | True | Daylighting/Photocell, | Reflector (Flood/Spot) | BR30 | E26 (Medium) | 9" to 10" Recessed Damp Location Rated,Recessed Fixtures 9" to 10" Recessed Damp Location Rated,Recessed Fixtures Home > LED Indoor Light Fixtures > LED Downlights and Trims > 10 Inch Retrofits > 5000K Daylight > 10 Inch 30 Watt Commercial LED High Hat Downlight Retrofit 120-277V 5000K Daylight 2810 Lumens Product Specifications - Quick Reference Lamp Wattage: Working Voltage: 30 Watts 120-277 Volt Housing Dimensions: Rated Life: 11.65" Dia x 9.56" H 50,000 Hours Delivered Lumens: 2,810 Lumens Dimmable: YES: 0-10V Only Light Color: Trim / Baffle: 5000K Daylight White / White Certifications: Warranty: RoHS, cULus, ENERGY STAR 5 Year Limited Halco Lighting Technologies keeps adding products to their incredible ProLED line. These High Performance Commercial Downlights are a long life and energy efficient replacement for traditional lamps. Dimmable, and easy to install, they deliver a maintenance-free experience with a 50,000-hour rated life. These ENERGY STAR 10" LED ( Light Emitting Diode ) Commercial High Hat Retrofit Down Light conversion kits are a perfect choice for use in your existing 10" non-IC recessed can applications. Halco's LED retrofit cans combine low up-front cost, minimal labor, best-in-class energy efficiency and architectural-quality light to deliver an exceptional value for all your retrofit projects. Click here to see the complete Halco LED 10 Inch Commercial Recessed Retrofit Down Light Specification Sheet. This Halco CDLH10AR30/850/LED (99850) 5000 Kelvin (K) daylight LED down light operates on your existing 120 through 277 volt circuit and consumes just 30 watts. These LED retrofit lights generate 2,810 delivered lumens (or 93 Lumens Per Watt) and has a Color Rendering Index (CRI) of 80. The Halco 99850 10" commercial LED down light retrofit offers out-of-the-box dimming compatibility using 0-10 volt controls and is suitable for damp locations as well as being RoHS compliant. These LED downlights carry a 5 year limited warranty and are acceptable for use in Non-IC housings. Instant on at full brightness and mercury free - environmentally positive - generates no IR or UV - protects valuable objects - these 10" recessed can retrofit LED fixtures are rated for 50,000 hours based on the L70 Standard. The white trim is constructed with a cast aluminum and the reflector has a white finish. This commercial grade LED retrofit trim module is supplied with universal mounting clips for varying ceiling thickness. This quality high hat retrofit is supplied with an external driver, for easy retrofit and maintenance, and the power supply features integral thermal protection. Emergency battery options are available for all color temperatures upon request. Please contact our customer service representatives if you require one of these options or want a quote for a larger job. The special design of the driver box mounts directly to the junction box. Click here to see the complete Halco LED Commercial Recessed Retrofit Down Light Installation Instructions. Halco Lighting Technologies 10 Inch 30 Watt Commercial LED High Hat Downlight Retrofit 120-277V 5000K Daylight 2810 Lumens | 3000 | 84 | 850 | 77.2727 | 25000 | 11 | 1 | 96.92 | 96.92 | 113.8847 | 2020Q3 | https://www.greenelectricalsupply.com/10-inch-30-watt-commercial-led-high-hat-downlight-retrofit-5000k.aspx | Green Electrical Supply | 2020 | No
LED Lighting | Reflector | Manufacturer: Halco Lighting Technologies | True |  | Reflector (Flood/Spot) | BR40 | E26 (Medium) | 9" to 10" Recessed Damp Location Rated,Recessed Fixtures 9" to 10" Recessed Damp Location Rated,Recessed Fixtures Home > LED Indoor Light Fixtures > LED Downlights and Trims > 10 Inch Retrofits > 3000K Warm White > 10 Inch 40 Watt Commercial LED High Hat Downlight Retrofit 120-277V 3000K Warm White 3615 Lumens Product Specifications - Quick Reference Lamp Wattage: Working Voltage: 40 Watts 120-277 Volt Housing Dimensions: Rated Life: 11.65" Dia x 9.56" H 50,000 Hours Lumens: 3,615 Lumens Dimmable: YES: 0-10V Only Light Color: Trim / Baffle: 3000K Warm White White / White Certifications: Warranty: RoHS, cULus, ENERGY STAR 5 Year Limited Halco Lighting Technologies keeps adding products to their incredible ProLED line. These High Performance Commercial Downlights are a long life and energy efficient replacement for traditional lamps. Dimmable, and easy to install, they deliver a maintenance-free experience with a 50,000-hour rated life. These ENERGY STAR 10" LED ( Light Emitting Diode ) Commercial High Hat Retrofit Down Light conversion kits are a perfect choice for use in your existing 10" non-IC recessed can applications. Halco's LED retrofit cans combine low up-front cost, minimal labor, best-in-class energy efficiency and architectural-quality light to deliver an exceptional value for all your retrofit projects. Click here to see the complete Halco LED 10 Inch Commercial Recessed Retrofit Down Light Specification Sheet. This Halco CDLH10AR40/830/LED (99852) 3000 Kelvin (K) warm white LED down light operates on your existing 120 through 277 volt circuit and consumes just 40 watts. These LED retrofit lights generate 3,615 delivered lumens (or 90 Lumens Per Watt) and has a Color Rendering Index (CRI) of 80. The Halco 99852 10" commercial LED down light retrofit offers out-of-the-box dimming compatibility using 0-10 volt controls and is suitable for damp locations as well as being RoHS compliant. These LED downlights carry a 5 year limited warranty and are acceptable for use in Non-IC housings. Instant on at full brightness and mercury free - environmentally positive - generates no IR or UV - protects valuable objects - these 10" recessed can retrofit LED fixtures are rated for 50,000 hours based on the L70 Standard. The white trim is constructed with a cast aluminum and the reflector has a white finish. This commercial grade LED retrofit trim module is supplied with universal mounting clips for varying ceiling thickness. This quality high hat retrofit is supplied with an external driver, for easy retrofit and maintenance, and the power supply features integral thermal protection. Emergency battery options are available for all color temperatures upon request. Please contact our customer service representatives if you require one of these options or want a quote for a larger job. The special design of the driver box mounts directly to the junction box. Click here to see the complete Halco LED Commercial Recessed Retrofit Down Light Installation Instructions. Halco Lighting Technologies 10 Inch 40 Watt Commercial LED High Hat Downlight Retrofit 120-277V 3000K Warm White 3615 Lumens | 3000 | 83 | 1100 | 73.3333 | 25000 | 15 | 1 | 99.87 | 99.87 | 117.3511 | 2020Q3 | https://www.greenelectricalsupply.com/10-inch-40-watt-commercial-led-high-hat-down-light-retrofit-3000k.aspx | Green Electrical Supply | 2020 | No
LED Lighting | Downlight | Manufacturer: Halco Lighting Technologies | True |  |  | LED Retrofit Kit | LED Retrofit Kit | Downlight Solid State Retrofit 9" to 10" Recessed Downlight Solid State Retrofit 9" to 10" Recessed Home > LED Indoor Light Fixtures > LED Downlights and Trims > 10 Inch Retrofits > 2700K Soft White > 10 Inch 40 Watt Commercial LED High Hat Downlight Retrofit 120-277V 2700K Soft White 3615 Lumens Product Specifications - Quick Reference Lamp Wattage: Working Voltage: 40 Watts 120-277 Volt Housing Dimensions: Rated Life: 11.65" Dia x 9.56" H 50,000 Hours Lumens: 3,615 Lumens Dimmable: YES: 0-10V Only Light Color: Trim / Baffle: 2700K Warm White White / White Certifications: Warranty: RoHS, cULus, ENERGY STAR 5 Year Limited Halco Lighting Technologies keeps adding products to their incredible ProLED line. These High Performance Commercial Downlights are a long life and energy efficient replacement for traditional lamps. Dimmable, and easy to install, they deliver a maintenance-free experience with a 50,000-hour rated life. These ENERGY STAR 10" LED ( Light Emitting Diode ) Commercial High Hat Retrofit Down Light conversion kits are a perfect choice for use in your existing 10" non-IC recessed can applications. Halco's LED retrofit cans combine low up-front cost, minimal labor, best-in-class energy efficiency and architectural-quality light to deliver an exceptional value for all your retrofit projects. Click here to see the complete Halco LED 10 Inch Commercial Recessed Retrofit Down Light Specification Sheet. This Halco CDLH10AR40/827/LED (99851) 2700 Kelvin (K) warm white LED down light operates on your existing 120 through 277 volt circuit and consumes just 40 watts. These LED retrofit lights generate 3,615 delivered lumens (or 90 Lumens Per Watt) and has a Color Rendering Index (CRI) of 80. The Halco 99851 10" commercial LED down light retrofit offers out-of-the-box dimming compatibility using 0-10 volt controls and is suitable for damp locations as well as being RoHS compliant. These LED downlights carry a 5 year limited warranty and are acceptable for use in Non-IC housings. Instant on at full brightness and mercury free - environmentally positive - generates no IR or UV - protects valuable objects - these 10" recessed can retrofit LED fixtures are rated for 50,000 hours based on the L70 Standard. The white trim is constructed with a cast aluminum and the reflector has a white finish. This commercial grade LED retrofit trim module is supplied with universal mounting clips for varying ceiling thickness. This quality high hat retrofit is supplied with an external driver, for easy retrofit and maintenance, and the power supply features integral thermal protection. Emergency battery options are available for all color temperatures upon request. Please contact our customer service representatives if you require one of these options or want a quote for a larger job. The special design of the driver box mounts directly to the junction box. Click here to see the complete Halco LED Commercial Recessed Retrofit Down Light Installation Instructions. Halco Lighting Technologies 10 Inch 40 Watt Commercial LED High Hat Downlight Retrofit 120-277V 2700K Soft White 3615 Lumens | 2700 | 83 | 3644 | 91.1 | 50000 | 40 | 1 | 99.87 | 99.87 | 117.3511 | 2020Q3 | https://www.greenelectricalsupply.com/10-inch-40-watt-commercial-led-high-hat-downlight-retrofit-2700k.aspx | Green Electrical Supply | 2020 | Yes
LED Lighting | Downlight | Manufacturer: Morris Products | True |  |  |  |  | Downlight Recessed 9" to 10" Recessed Downlight Recessed 9" to 10" Recessed Home > LED Indoor Light Fixtures > LED Downlights and Trims > 10 Inch Retrofits > 4000K Cool White > 10 Inch 40 Watt Commercial LED High Hat Downlight Retrofit 120-277V 4000K Cool White 3200 Lumens Product Specifications - Quick Reference Lamp Wattage: Working Voltage: 40 Watts 120-277 Volt Housing Dimensions: Rated Life: 11.18" Dia x 9.56" H 50,000 Hours Lumens: 3,200 Lumens Dimmable: YES: 0-10V Only Light Color: Trim / Baffle: 4000K Cool White White / White Certifications: Warranty: RoHS, cULus, ENERGY STAR 5 Year Limited Morris Products extensive line of electrical supplies, including LED products, continue to impress at an even more impressive cost. These 10" Commercial Downlights are a long life and energy efficient replacement for traditional lamps. Dimmable, and easy to install, they deliver a maintenance-free experience with a 50,000-hour rated life. These ENERGY STAR 10" LED ( Light Emitting Diode ) Commercial High Hat Retrofit Down Light conversion kits are a perfect choice for use in your existing 10" non-IC recessed can applications. Morris's LED retrofit cans combine low up-front cost, minimal labor, best-in-class energy efficiency and architectural-quality light to deliver an exceptional value for all your retrofit projects. Click here to see the complete Morris 72668 LED 10 Inch Commercial Recessed Retrofit Down Light Specification Sheet. This Morris (72668) 4000 Kelvin (K) cool white LED down light operates on your existing 120 through 277 volt circuit and consumes just 40 watts. These LED retrofit lights generate 3,200 delivered lumens (or 80 Lumens Per Watt) and has a Color Rendering Index (CRI) of 80. The Morris 72668 10" commercial LED down light retrofit offers out-of-the-box dimming compatibility using 0-10 volt controls and is suitable for damp locations as well as being Title 24 Compliant. These LED downlights carry a 5 year limited warranty. Instant on at full brightness and mercury free - environmentally positive - generates no IR or UV - protects valuable objects - these 10" recessed can retrofit LED fixtures are rated for 50,000 hours based on the L70 Standard. The white trim is constructed with a cast aluminum and the reflector has a white finish. This commercial grade LED retrofit trim module is supplied with universal mounting clips for varying ceiling thickness. This quality high hat retrofit is supplied with an external driver, for easy retrofit and maintenance, and the power supply features integral thermal protection. Please contact our customer service representatives if you require a quote for a larger job. Morris Products 10 Inch 40 Watt Commercial LED High Hat Downlight Retrofit 120-277V 4000K Cool White 3200 Lumens | 4000 | 83 | 3000 | 75 | 50000 | 40 | 1 | 130.76 | 130.76 | 153.6481 | 2020Q3 | https://www.greenelectricalsupply.com/10-inch-commercial-high-hat-40-watt-downlight-led-retrofit-4000k.aspx | Green Electrical Supply | 2020 | Yes
LED Lighting | Downlight | Manufacturer: Morris Products | True | Daylighting/Photocell, |  |  |  | Downlight Recessed 9" to 10" Recessed Downlight Recessed 9" to 10" Recessed Home > LED Indoor Light Fixtures > LED Downlights and Trims > 10 Inch Retrofits > 5000K Daylight > 10 Inch 40 Watt Commercial LED High Hat Downlight Retrofit 120-277V 5000K Daylight 3300 Lumens Product Specifications - Quick Reference Lamp Wattage: Working Voltage: 40 Watts 120-277 Volt Housing Dimensions: Rated Life: 11.18" Dia x 9.56" H 50,000 Hours Lumens: 3,300 Lumens Dimmable: YES: 0-10V Only Light Color: Trim / Baffle: 5000K Daylight White / White Certifications: Warranty: RoHS, cULus, ENERGY STAR 5 Year Limited Morris Products extensive line of electrical supplies, including LED products, continue to impress at an even more impressive cost. These 10" Commercial Downlights are a long life and energy efficient replacement for traditional lamps. Dimmable, and easy to install, they deliver a maintenance-free experience with a 50,000-hour rated life. These ENERGY STAR 10" LED ( Light Emitting Diode ) Commercial High Hat Retrofit Down Light conversion kits are a perfect choice for use in your existing 10" non-IC recessed can applications. Morris's LED retrofit cans combine low up-front cost, minimal labor, best-in-class energy efficiency and architectural-quality light to deliver an exceptional value for all your retrofit projects. Click here to see the complete Morris 72669 LED 10 Inch Commercial Recessed Retrofit Down Light Specification Sheet. This Morris (72669) 5000 Kelvin (K) daylight LED down light operates on your existing 120 through 277 volt circuit and consumes just 40 watts. These LED retrofit lights generate 3,300 delivered lumens (or 82.5 Lumens Per Watt) and has a Color Rendering Index (CRI) of 80. The Morris 72669 10" commercial LED down light retrofit offers out-of-the-box dimming compatibility using 0-10 volt controls and is suitable for damp locations as well as being Title 24 Compliant. These LED downlights carry a 5 year limited warranty. Instant on at full brightness and mercury free - environmentally positive - generates no IR or UV - protects valuable objects - these 10" recessed can retrofit LED fixtures are rated for 50,000 hours based on the L70 Standard. The white trim is constructed with a cast aluminum and the reflector has a white finish. This commercial grade LED retrofit trim module is supplied with universal mounting clips for varying ceiling thickness. This quality high hat retrofit is supplied with an external driver, for easy retrofit and maintenance, and the power supply features integral thermal protection. Please contact our customer service representatives if you require a quote for a larger job. Morris Products 10 Inch 40 Watt Commercial LED High Hat Downlight Retrofit 120-277V 5000K Daylight 3300 Lumens | 5000 | 83 | 4000 | 100 | 50000 | 40 | 1 | 130.76 | 130.76 | 153.6481 | 2020Q3 | https://www.greenelectricalsupply.com/10-inch-commercial-high-hat-40-watt-downlight-led-retrofit-5000k.aspx | Green Electrical Supply | 2020 | Yes
LED Lighting | Downlight | Manufacturer: Satco | True |  |  | Other | Other | Downlight Recessed 9" to 10" Recessed Downlight Recessed 9" to 10" Recessed Home > LED Indoor Light Fixtures > LED Downlights and Trims > 10 Inch Retrofits > 4000K Cool White > 10 Inch 50 Watt Commercial LED High Hat Downlight Retrofit 120-277V 4000K Cool White 4000 Lumens Product Specifications - Quick Reference Lamp Wattage: Working Voltage: 50 Watts 120-277 Volt Housing Dimensions: Rated Life: 10-7/8" Dia x 9-1/4" H 50,000 Hours Lumens: 4,000 Lumens Dimmable: YES: 0-10V Only Light Color: Trim / Baffle: 4000K Cool White White / White Certifications: Warranty: Wet Location, ENERGY STAR 5 Year Limited Satco uses their solid state LED lighting to provide their customers with exceptional LED products at even better costs! Satco's LED downlight retrofit kits are low profile, durable, and designed for long life and low maintenance. These ENERGY STAR 10" LED ( Light Emitting Diode ) Commercial High Hat Retrofit Down Light conversion kits are a perfect choice for use in your existing 10" non-IC recessed can applications. Satco's LED retrofit cans are NON-IC Rated and wet location rated, to meet all your retrofitting needs. Click here to see the complete Satco LED 10 Inch Commercial Recessed Retrofit Down Light Specification Sheet. This Satco S8708 4000 Kelvin (K) cool white LED down light operates on your existing 120 through 277 volt circuit and consumes just 50 watts. These LED retrofit lights generate 4,000 delivered lumens (or 80 Lumens Per Watt) and has a Color Rendering Index (CRI) of 90. The Satco S8708 10" commercial LED down light retrofit offers out-of-the-box dimming compatibility using 0-10 volt controls and is suitable for damp locations as well as being wet location rated. These LED downlights carry a 5 year limited warranty and are acceptable for use in Non-IC housings. Instant on at full brightness and mercury free - environmentally positive - generates no IR or UV - protects valuable objects - these 10" recessed can retrofit LED fixtures are rated for 54,000 hours based on the L70 Standard. The white trim is constructed with a cast aluminum and the reflector has a white finish. This commercial grade LED retrofit trim module is supplied with universal mounting clips for varying ceiling thickness. This quality high hat retrofit is supplied with an external driver, for easy retrofit and maintenance, and the power supply features integral thermal protection. Please contact our customer service representatives if you want a quote for a larger job. Satco 10 Inch 50 Watt Commercial LED High Hat Downlight Retrofit 120-277V 4000K Cool White 4000 Lumens | 4000 | 94 | 3170 | 63.4 | 50000 | 50 | 1 | 166.95 | 166.95 | 196.1727 | 2020Q3 | https://www.greenelectricalsupply.com/10-inch-commercial-high-hat-down-light-led-retrofit-50-watt-4000k.aspx | Green Electrical Supply | 2020 | Yes
LED Lighting | Downlight | Manufacturer: Satco | True | Daylighting/Photocell, |  |  |  | Downlight Recessed Recessed, 9" to 10" Recessed Downlight Recessed Recessed, 9" to 10" Recessed Home > LED Indoor Light Fixtures > LED Downlights and Trims > 10 Inch Retrofits > Color Selectable > 10 Inch Silver Commercial LED Wattage and Color Selectable Downlight 120-277V Product Specifications - Quick Reference Lamp Wattage: Working Voltage: 33/40/46 Watts 120-277 Volt Dimensions: Rated Life: 4.65" W x 2.69" H 50,000 Hours Lumens: 2500/3000/3500 Lumens Dimmable: Yes - 0-10V Dimming Color Temperature: CRI: 27K/3K/35K/4K/5K 80 CRI Certifications: Warranty: RoHS, Damp Location 5 Year Limited Satco's commercial LED downlights have Color Quick technology, or selectable color temperature, as well as selectable wattage and lumen output. These LED downlights feature a remote driver and J box with knockouts as well as a quick connect feature for easy installation. These downlights can switch between 5 different color temperatures as well as three different wattages or lumen outputs per downlight. They come in either a 4 inch, 6 inch, 8 inch, or 10 inch version to fit nearly every application. They are also featured in a white finish for residential applications or a silver finish for more commercial applications. New construction is also easy with the available mounting plate. Please see related products for different options. The 4 inch LED Downlight Satco S11817 (46WLED/CDL/10/ADJ-CCT/40D) is color selectable and can switch between five different color temperatures including: 2700K Soft White, 3000K Warm White, 3500K Bright White, 4000K Cool White and 5000K Daylight with a CCT selection switch located on the remote driver. This LED downlight operates on the universal voltage of 120-277V and is also wattage/lumen adjustable controlled by the same switch on the driver. The S11817 can switch between 33 watts, 40 watts, and 46 watts, for 2500 lumens, 3000 lumens, and 3500 lumens respectively and has a Color Rendering Index (CRI) of 80. The Satco 10 inch LED downlight fixture is dimmable via 0-10v dimming and is suitable for damp locations. This LED Downlight has a silver finish. These LED lights carry a 5 year limited warranty. Click here to see the complete Satco 10 Inch Color and Wattage Selectable LED Downlight Specification Sheet. Instant on at full brightness and mercury free - environmentally positive - generates no IR or UV - protects valuable objects - these 4 inch recessed can retrofit LED fixtures are rated for 50,000 hours and lawful for sale in California. Typical applications for the Satco commercial LED downlights with Color Quick technology include retrofit or new construction applications, office lighting, retail fixtures, hospitality buildings, and healthcare buildings. Have a large job or can't find what you are looking for? Contact our customer service at 248-276-9640 and we will be happy to help. Satco 10 Inch Silver Commercial LED Wattage and Color Selectable Downlight 120-277V | 2700 | 83 | 3500 | 76.087 | 50000 | 46 | 1 | 110.95 | 110.95 | 130.3705 | 2020Q3 | https://www.greenelectricalsupply.com/10-led-selectable-downlight-sv.aspx | Green Electrical Supply | 2020 | Yes
LED Lighting | Downlight | Manufacturer: Satco | True | Daylighting/Photocell, |  |  |  | Downlight Recessed Recessed, 9" to 10" Recessed Downlight Recessed Recessed, 9" to 10" Recessed Home > LED Indoor Light Fixtures > LED Downlights and Trims > 10 Inch Retrofits > Color Selectable > 10 Inch White Commercial LED Wattage and Color Selectable Downlight 120-277V Product Specifications - Quick Reference Lamp Wattage: Working Voltage: 33/40/46 Watts 120-277 Volt Dimensions: Rated Life: 4.65" W x 2.69" H 50,000 Hours Lumens: 2500/3000/3500 Lumens Dimmable: Yes - 0-10V Dimming Color Temperature: CRI: 27K/3K/35K/4K/5K 80 CRI Certifications: Warranty: RoHS, Damp Location 5 Year Limited Satco's commercial LED downlights have Color Quick technology, or selectable color temperature, as well as selectable wattage and lumen output. These LED downlights feature a remote driver and J box with knockouts as well as a quick connect feature for easy installation. These downlights can switch between 5 different color temperatures as well as three different wattages or lumen outputs per downlight. They come in either a 4 inch, 6 inch, 8 inch, or 10 inch version to fit nearly every application. They are also featured in a white finish for residential applications or a silver finish for more commercial applications. New construction is also easy with the available mounting plate. Please see related products for different options. The 4 inch LED Downlight Satco S11813 (46WLED/CDL/10/ADJ-CCT/80D) is color selectable and can switch between five different color temperatures including: 2700K Soft White, 3000K Warm White, 3500K Bright White, 4000K Cool White and 5000K Daylight with a CCT selection switch located on the remote driver. This LED downlight operates on the universal voltage of 120-277V and is also wattage/lumen adjustable controlled by the same switch on the driver. The S11813 can switch between 33 watts, 40 watts, and 46 watts, for 2500 lumens, 3000 lumens, and 3500 lumens respectively and has a Color Rendering Index (CRI) of 80. The Satco 10 inch LED downlight fixture is dimmable via 0-10v dimming and is suitable for damp locations. This LED Downlight has a white finish. These LED lights carry a 5 year limited warranty. Click here to see the complete Satco 10 Inch Color and Wattage Selectable LED Downlight Specification Sheet. Instant on at full brightness and mercury free - environmentally positive - generates no IR or UV - protects valuable objects - these 4 inch recessed can retrofit LED fixtures are rated for 50,000 hours and lawful for sale in California. Typical applications for the Satco commercial LED downlights with Color Quick technology include retrofit or new construction applications, office lighting, retail fixtures, hospitality buildings, and healthcare buildings. Have a large job or can't find what you are looking for? Contact our customer service at 248-276-9640 and we will be happy to help. Satco 10 Inch White Commercial LED Wattage and Color Selectable Downlight 120-277V | 2700 | 82 | 3500 | 76.087 | 50000 | 46 | 1 | 86.95 | 86.95 | 102.1696 | 2020Q3 | https://www.greenelectricalsupply.com/10-led-selectable-downlight-wh.aspx | Green Electrical Supply | 2020 | Yes
LED Lighting | A-Type | Sylvania | True |  | A19/21 | E26 (Medium) | E26 (Medium) | Home / Light Bulbs / LED / Sylvania - 75349 - LED6.5A19DIM822VINRP A19 Decorative LED Lamp 6.5W A19 LED Lamp - Universal - 650 Lumens - Warm White (2175K) - 80 CRI - 15000 Hours - E26 (Medium) - 120 to 130V - Amber Sylvania - 75349 - LED6.5A19DIM822VINRP | 2175 | 80 | 650 | 100 | 15000 | 6.5 | 1 | 6.64 | 6.64 | 7.8023 | 2020Q3 | https://shop.regencylighting.com/lamps/led/led6-5a19dim822vinrp-75349.html | Regency Lighting | 2020 | Yes
LED Lighting | A-Type | Satco Products, Inc. | True |  |  | A-19 | Medium (E26) | LED A-Style Light Bulbs ¦ LED Filament Bulbs Satco 6.5 watt dimmable A-19 LED half mirrror filament LED bulb generates as much light as many 40 watt incandescent bulbs. Silver bowl redirects light and prevents glare. Suitable for enclosed fixtures Compatible with Lutron SELV-300P dimmer No lead or mercury means easy and environmentally safe disposal Very long life - Rated to still put out 70% as much light after 15,000 hours of operation as it does when brand new Do not "hot swap" this bulb. Turn off fixture before replacing existing bulb. Suitable for enclosed fixtures Compatible with Lutron SELV-300P dimmer No lead or mercury means easy and environmentally safe disposal Very long life - Rated to still put out 70% as much light after 15,000 hours of operation as it does when brand new Satco Dimmable 6.5W 2700K Half Mirror A19 Filament LED Bulb, Enclosed Fixture Rated | 2700 | 80 | 650 | 100 | 15000 | 6.5 | 24 | 6.95 | 0.28958 | 0.34027 | 2020Q3 | https://www.bulbs.com/product/6-5A19-SLV-LED-E26-27K-120V | Bulbs.com | 2020 | Yes
LED Lighting | A-Type | Sylvania | True |  | LED | A19 | E26 (Medium) | Topbulb » LED Bulbs » LED Filament / Vintage » Warm Amber Light » Sylvania 75349 ¦ 6.5W Filament - 60W Equal - A19 - Medium Base - 2200K Amber This Sylvania 75349 dimmable 6.5 watt LED is used in decorative applications where warm amber illumination is desired. The amber color temperature (2200K) is warmer appearing than 2700K warm white color temperature. The clear glass, exposed filament and amber light offers the nostalgic appeal of vintage lighting. The 15,000 hour life of this LED bulb compares to the 2000 hour life of a similar exposed filament incandescent bulb. LED Technology Notice Due to constantly evolving nature of LED technology, manufacturers will reserve the right to replace this product with next generation technology. We appreciate your understanding and acceptance of this policy. Documents Sylvania 75349 Specification Sheet 15,000 Hours • Exposed Filament Vintage Style Sylvania 75349 ¦ 6.5W Filament - 60W Equal - A19 - Medium Base - 2200K Amber | 2200 | 80 | 650 | 100 | 15000 | 6.5 | 1 | 5.95 | 5.95 | 6.9915 | 2020Q3 | https://www.topbulb.com/sylvania-75349-led-a19-6-5w-dimmable-80cri-650-lumen-2200k-15000-life-amber-finish | Top Bulb | 2020 | Yes
LED Lighting | A-Type | Satco | True |  | A19/21 | E26 (Medium) | E26 (Medium) | Home / Light Bulbs / LED / Satco - S9826 - 6.5A19/SLV/LED/E26/27K/120V Silver Crown; Approved for Enclosed Fixtures 6.5W A19 LED Lamp - Universal - 650 Lumens - Warm White (2700K) - 80 CRI - 15000 Hours - E26 (Medium) - 120 to 130V - Clear Silver Bowl Satco - S9826 - 6.5A19/SLV/LED/E26/27K/120V | 2700 | 80 | 650 | 100 | 15000 | 6.5 | 1 | 10.44 | 10.44 | 12.2674 | 2020Q2 | https://shop.regencylighting.com/lamps/led/6-5a19-slv-led-e26-27k-120v-s9826.html | Regency Lighting | 2020 | Yes
LED Lighting | A-Type | Satco | True |  | A19/21 | E26 (Medium) | E26 (Medium) | Home / Light Bulbs / LED / LED A-Line / Satco - S9826 - 6.5A19/SLV/LED/E26/27K/120V Silver Crown; Approved for Enclosed Fixtures 6.5W A19 LED Lamp - Universal - 650 Lumens - Warm White (2700K) - 80 CRI - 15000 Hours - E26 (Medium) - 120 to 130V - Clear Silver Bowl Satco - S9826 - 6.5A19/SLV/LED/E26/27K/120V | 2700 | 80 | 650 | 100 | 15000 | 6.5 | 1 | 10.44 | 10.44 | 12.2674 | 2020Q2 | https://shop.regencylighting.com/lamps/led/a-line/6-5a19-slv-led-e26-27k-120v-s9826.html | Regency Lighting | 2020 | Yes
LED Lighting | A-Type | Sylvania | True |  | A19/21 | E26 (Medium) | E26 (Medium) | Home / Light Bulbs / LED / LED A-Line / Sylvania - 75349 - LED6.5A19DIM822VINRP A19 Decorative LED Lamp 6.5W A19 LED Lamp - Universal - 650 Lumens - Warm White (2175K) - 80 CRI - 15000 Hours - E26 (Medium) - 120 to 130V - Amber Sylvania - 75349 - LED6.5A19DIM822VINRP | 2175 | 80 | 650 | 100 | 15000 | 6.5 | 1 | 6.37 | 6.37 | 7.485 | 2020Q2 | https://shop.regencylighting.com/lamps/led/a-line/led6-5a19dim822vinrp-75349.html | Regency Lighting | 2020 | Yes
LED Lighting | A-Type | Sylvania | True |  | A19/21 | E26 (Medium) | E26 (Medium) | Home / Light Bulbs / LED / Sylvania - 75349 - LED6.5A19DIM822VINRP A19 Decorative LED Lamp 6.5W A19 LED Lamp - Universal - 650 Lumens - Warm White (2175K) - 80 CRI - 15000 Hours - E26 (Medium) - 120 to 130V - Amber Sylvania - 75349 - LED6.5A19DIM822VINRP | 2175 | 80 | 650 | 100 | 15000 | 6.5 | 1 | 6.37 | 6.37 | 7.485 | 2020Q2 | https://shop.regencylighting.com/lamps/led/led6-5a19dim822vinrp-75349.html | Regency Lighting | 2020 | Yes
LED Lighting | A-Type | Sylvania | True |  | LED | A19 | E26 (Medium) | Topbulb » LED Bulbs » LED Filament / Vintage » Warm Amber Light » Sylvania 75349 ¦ 6.5W Filament - 60W Equal - A19 - Medium Base - 2200K Amber This Sylvania 75349 dimmable 6.5 watt LED is used in decorative applications where warm amber illumination is desired. The amber color temperature (2200K) is warmer appearing than 2700K warm white color temperature. The clear glass, exposed filament and amber light offers the nostalgic appeal of vintage lighting. The 15,000 hour life of this LED bulb compares to the 2000 hour life of a similar exposed filament incandescent bulb. LED Technology Notice Due to constantly evolving nature of LED technology, manufacturers will reserve the right to replace this product with next generation technology. We appreciate your understanding and acceptance of this policy. Documents Sylvania 75349 Specification Sheet 15,000 Hours • Exposed Filament Vintage Style Sylvania 75349 ¦ 6.5W Filament - 60W Equal - A19 - Medium Base - 2200K Amber | 2200 | 80 | 650 | 100 | 15000 | 6.5 | 1 | 5.95 | 5.95 | 6.9915 | 2020Q2 | https://www.topbulb.com/sylvania-75349-led-a19-6-5w-dimmable-80cri-650-lumen-2200k-15000-life-amber-finish | Top Bulb | 2020 | Yes
LED Lighting | A-Type | Brand Green Creative | True |  |  |  |  | Green Creative 7 Watt 120/277 Volt LED 2700K Color Temperature E26 Light Bulb Base A19 Light Bulb Shape 700 Lumens 15,000 Hours Rated Life. Mfg #98358 Green Creative 7 Watt 2700K 700 Lumens E26 Filament Dimmable LED Light 6-Pack | 2700 |  | 700 | 100 | 15000 | 7 | 1 | 72.64 | 72.64 | 85.3548 | 2020Q3 | https://hdsupplysolutions.com/p/led-00-75-10-35/green-creative-7-watt-2700k-700-lumens-e26-filament-dimmable-led-light-6-pack-p374246 | HD Supply | 2020 | Yes
LED Lighting | Reflector | Manufacturer: Keystone Technologies | True |  | Reflector (Flood/Spot) | PAR30L | E26 (Medium) | Damp Location Rated,Wet Location Rated,Recessed Fixtures Damp Location Rated,Wet Location Rated,Recessed Fixtures Home > LED Light Bulbs > LED PAR Bulbs > LED PAR30 Long Neck > Flood (40 Degree) > 2700K Warm White > 10 Watt Essential Series LED General Purpose PAR30 Flood Dimmable 900 Lumens 80 CRI 120V 2700K Product Specifications - Quick Reference Lamp Wattage: Working Voltage: 10 Watts 120 Volt Dimensions: Dimmability: 3.15" Dia. x 2.48" MOL YES - Dimmable CRI: Delivered Lumens: 80 CRI 900 Lumens Replaces: Certifications: 50 Watt Halogen ENERGY STAR, UL, RoHS Light Color: 2700K Warm White Warranty: 3 Year Limited Ideal for energy and maintenance savings, Keystone’s LED PAR lights offer a 25,000 hour lifespan and 80% energy savings over halogen equivalents. A U-shaped reflector maximizes brightness while precision crafted, full face optics provide precise beam control. Keystone's Essential Series offers multiple types of LED PAR lights to meet a variety of application needs. Depending on the fixture type, either a short or a long neck LED PAR bulb will be a better fit. Choose between narrow or standard flood options based on the desired beam angle for the application. UL listed for damp and wet locations, and suitable for enclosed fixtures, Keystone's PAR LED Flood Bulbs are ideal for use in indoor or outdoor applications. There is a wide range of wattage and lumen outputs available, as well as both 80 and 90 CRI options for a majority of the line. This Keystone Technologies KT-LED10PAR30-F-827 Essential Series Dimmable LED PAR30 Light Bulb produces a color temperature of 2700K warm white, operates on your existing 120V circuit and consumes just 10 watts of energy. These LED PAR30 lamps 75 watt halogen equivalent retrofit lights generate 900 lumens and have a Color Rendering Index (CRI) of 80. This bulb has a 40 degree beam angle and is considered a flood. Narrow flood options are also available. These 120 volt LED light bulbs fit fixtures with an E26 medium base. These LED PAR30 bulbs are dimmable but are NOT CEC Title 20 Compliant. For Non-Dimmable versions, or CEC compliant versions, please refer to the related products below. Can't find what you are looking for or need a quote for a large job? Give our customer service a call at 248-276-9640. The bulb's dimensions are 3.15 inches in diameter by 2.48 inches in length. The lens conceals the LEDs from sight and evenly distributes the light and with a durable plastic housing that lowers the risk for breakage. These PAR bulbs have full face optics for precise beam angle control. They are rated for use in wet locations. Click here to see the complete Keystone 10 Watt PAR30 Flood General Purpose Dimmable Specification Sheet. These bulbs Energy Star qualified and have a rated life of 25,000 hours or a 3 Year limited warranty. Typical Applications Typical applications for these PAR lamps include track lighting, display lighting, flood and spot lighting, and some outdoor light fixtures with suitable protection from the elements. Keystone Technologies 10 Watt Essential Series LED General Purpose PAR30 Flood Dimmable 900 Lumens 80 CRI 120V 2700K | 2700 | 82 | 950 | 95 | 25000 | 10 | 1 | 5.53 | 5.53 | 6.498 | 2020Q3 | https://www.greenelectricalsupply.com/10-watt-essential-series-led-general-purpose-par30-flood-dimmable-900-lumens-80-cri-120v-2700k.aspx | Green Electrical Supply | 2020 | Yes
LED Lighting | Reflector | Manufacturer: Keystone Technologies | True |  | Reflector (Flood/Spot) | PAR30L | E26 (Medium) | Damp Location Rated,Wet Location Rated,Recessed Fixtures Damp Location Rated,Wet Location Rated,Recessed Fixtures Home > LED Light Bulbs > LED PAR Bulbs > LED PAR30 Long Neck > Flood (40 Degree) > 3000K Warm White > 10 Watt Essential Series LED General Purpose PAR30 Flood Dimmable 900 Lumens 80 CRI 120V 3000K Product Specifications - Quick Reference Lamp Wattage: Working Voltage: 10 Watts 120 Volt Dimensions: Dimmability: 3.15" Dia. x 2.48" MOL YES - Dimmable CRI: Delivered Lumens: 80 CRI 900 Lumens Replaces: Certifications: 50 Watt Halogen ENERGY STAR, UL, RoHS Light Color: 3000K Warm White Warranty: 3 Year Limited Ideal for energy and maintenance savings, Keystone’s LED PAR lights offer a 25,000 hour lifespan and 80% energy savings over halogen equivalents. A U-shaped reflector maximizes brightness while precision crafted, full face optics provide precise beam control. Keystone's Essential Series offers multiple types of LED PAR lights to meet a variety of application needs. Depending on the fixture type, either a short or a long neck LED PAR bulb will be a better fit. Choose between narrow or standard flood options based on the desired beam angle for the application. UL listed for damp and wet locations, and suitable for enclosed fixtures, Keystone's PAR LED Flood Bulbs are ideal for use in indoor or outdoor applications. There is a wide range of wattage and lumen outputs available, as well as both 80 and 90 CRI options for a majority of the line. This Keystone Technologies KT-LED10PAR30-F-830 Essential Series Dimmable LED PAR30 Light Bulb produces a color temperature of 3000K warm white, operates on your existing 120V circuit and consumes just 10 watts of energy. These LED PAR30 lamps 75 watt halogen equivalent retrofit lights generate 900 lumens and have a Color Rendering Index (CRI) of 80. This bulb has a 40 degree beam angle and is considered a flood. Narrow flood options are also available. These 120 volt LED light bulbs fit fixtures with an E26 medium base. These LED PAR30 bulbs are dimmable but are NOT CEC Title 20 Compliant. For Non-Dimmable versions, or CEC compliant versions, please refer to the related products below. Can't find what you are looking for or need a quote for a large job? Give our customer service a call at 248-276-9640. The bulb's dimensions are 3.15 inches in diameter by 2.48 inches in length. The lens conceals the LEDs from sight and evenly distributes the light and with a durable plastic housing that lowers the risk for breakage. These PAR bulbs have full face optics for precise beam angle control. They are rated for use in wet locations. Click here to see the complete Keystone 10 Watt PAR30 Flood General Purpose Dimmable Specification Sheet. These bulbs Energy Star qualified and have a rated life of 25,000 hours or a 3 Year limited warranty. Typical Applications Typical applications for these PAR lamps include track lighting, display lighting, flood and spot lighting, and some outdoor light fixtures with suitable protection from the elements. Keystone Technologies 10 Watt Essential Series LED General Purpose PAR30 Flood Dimmable 900 Lumens 80 CRI 120V 3000K | 3000 | 83 | 950 | 95 | 25000 | 10 | 1 | 5.53 | 5.53 | 6.498 | 2020Q3 | https://www.greenelectricalsupply.com/10-watt-essential-series-led-general-purpose-par30-flood-dimmable-900-lumens-80-cri-120v-3000k.aspx | Green Electrical Supply | 2020 | Yes
LED Lighting | Reflector | Manufacturer: Keystone Technologies | True |  | Reflector (Flood/Spot) | PAR30L | E26 (Medium) | Damp Location Rated,Wet Location Rated,Recessed Fixtures Damp Location Rated,Wet Location Rated,Recessed Fixtures Home > LED Light Bulbs > LED PAR Bulbs > LED PAR30 Long Neck > Flood (40 Degree) > 4000K Cool White > 10 Watt Essential Series LED General Purpose PAR30 Flood Dimmable 900 Lumens 80 CRI 120V 4000K Product Specifications - Quick Reference Lamp Wattage: Working Voltage: 10 Watts 120 Volt Dimensions: Dimmability: 3.15" Dia. x 2.48" MOL YES - Dimmable CRI: Delivered Lumens: 80 CRI 900 Lumens Replaces: Certifications: 50 Watt Halogen ENERGY STAR, UL, RoHS Light Color: 4000K Cool White Warranty: 3 Year Limited Ideal for energy and maintenance savings, Keystone’s LED PAR lights offer a 25,000 hour lifespan and 80% energy savings over halogen equivalents. A U-shaped reflector maximizes brightness while precision crafted, full face optics provide precise beam control. Keystone's Essential Series offers multiple types of LED PAR lights to meet a variety of application needs. Depending on the fixture type, either a short or a long neck LED PAR bulb will be a better fit. Choose between narrow or standard flood options based on the desired beam angle for the application. UL listed for damp and wet locations, and suitable for enclosed fixtures, Keystone's PAR LED Flood Bulbs are ideal for use in indoor or outdoor applications. There is a wide range of wattage and lumen outputs available, as well as both 80 and 90 CRI options for a majority of the line. This Keystone Technologies KT-LED10PAR30-F-840 Essential Series Dimmable LED PAR30 Light Bulb produces a color temperature of 4000K cool white, operates on your existing 120V circuit and consumes just 10 watts of energy. These LED PAR30 lamps 75 watt halogen equivalent retrofit lights generate 900 lumens and have a Color Rendering Index (CRI) of 80. This bulb has a 40 degree beam angle and is considered a flood. Narrow flood options are also available. These 120 volt LED light bulbs fit fixtures with an E26 medium base. These LED PAR30 bulbs are dimmable but are NOT CEC Title 20 Compliant. For Non-Dimmable versions, or CEC compliant versions, please refer to the related products below. Can't find what you are looking for or need a quote for a large job? Give our customer service a call at 248-276-9640. The bulb's dimensions are 3.15 inches in diameter by 2.48 inches in length. The lens conceals the LEDs from sight and evenly distributes the light and with a durable plastic housing that lowers the risk for breakage. These PAR bulbs have full face optics for precise beam angle control. They are rated for use in wet locations. Click here to see the complete Keystone 10 Watt PAR30 Flood General Purpose Dimmable Specification Sheet. These bulbs Energy Star qualified and have a rated life of 25,000 hours or a 3 Year limited warranty. Typical Applications Typical applications for these PAR lamps include track lighting, display lighting, flood and spot lighting, and some outdoor light fixtures with suitable protection from the elements. Keystone Technologies 10 Watt Essential Series LED General Purpose PAR30 Flood Dimmable 900 Lumens 80 CRI 120V 4000K | 4000 | 82 | 950 | 95 | 25000 | 10 | 1 | 5.53 | 5.53 | 6.498 | 2020Q3 | https://www.greenelectricalsupply.com/10-watt-essential-series-led-general-purpose-par30-flood-dimmable-900-lumens-80-cri-120v-4000k.aspx | Green Electrical Supply | 2020 | Yes
LED Lighting | Reflector | Manufacturer: Keystone Technologies | True | Daylighting/Photocell, | Reflector (Flood/Spot) | PAR30L | E26 (Medium) | Damp Location Rated,Wet Location Rated,Recessed Fixtures Damp Location Rated,Wet Location Rated,Recessed Fixtures Home > LED Light Bulbs > LED PAR Bulbs > LED PAR30 Long Neck > Flood (40 Degree) > 5000K Daylight > 10 Watt Essential Series LED General Purpose PAR30 Flood Dimmable 900 Lumens 80 CRI 120V 5000K Product Specifications - Quick Reference Lamp Wattage: Working Voltage: 10 Watts 120 Volt Dimensions: Dimmability: 3.15" Dia. x 2.48" MOL YES - Dimmable CRI: Delivered Lumens: 80 CRI 900 Lumens Replaces: Certifications: 50 Watt Halogen ENERGY STAR, UL, RoHS Light Color: 5000K Daylight Warranty: 3 Year Limited Ideal for energy and maintenance savings, Keystone’s LED PAR lights offer a 25,000 hour lifespan and 80% energy savings over halogen equivalents. A U-shaped reflector maximizes brightness while precision crafted, full face optics provide precise beam control. Keystone's Essential Series offers multiple types of LED PAR lights to meet a variety of application needs. Depending on the fixture type, either a short or a long neck LED PAR bulb will be a better fit. Choose between narrow or standard flood options based on the desired beam angle for the application. UL listed for damp and wet locations, and suitable for enclosed fixtures, Keystone's PAR LED Flood Bulbs are ideal for use in indoor or outdoor applications. There is a wide range of wattage and lumen outputs available, as well as both 80 and 90 CRI options for a majority of the line. This Keystone Technologies KT-LED10PAR30-F-850 Essential Series Dimmable LED PAR30 Light Bulb produces a color temperature of 5000K daylight, operates on your existing 120V circuit and consumes just 10 watts of energy. These LED PAR30 lamps 75 watt halogen equivalent retrofit lights generate 900 lumens and have a Color Rendering Index (CRI) of 80. This bulb has a 40 degree beam angle and is considered a flood. Narrow flood options are also available. These 120 volt LED light bulbs fit fixtures with an E26 medium base. These LED PAR30 bulbs are dimmable but are NOT CEC Title 20 Compliant. For Non-Dimmable versions, or CEC compliant versions, please refer to the related products below. Can't find what you are looking for or need a quote for a large job? Give our customer service a call at 248-276-9640. The bulb's dimensions are 3.15 inches in diameter by 2.48 inches in length. The lens conceals the LEDs from sight and evenly distributes the light and with a durable plastic housing that lowers the risk for breakage. These PAR bulbs have full face optics for precise beam angle control. They are rated for use in wet locations. Click here to see the complete Keystone 10 Watt PAR30 Flood General Purpose Dimmable Specification Sheet. These bulbs Energy Star qualified and have a rated life of 25,000 hours or a 3 Year limited warranty. Typical Applications Typical applications for these PAR lamps include track lighting, display lighting, flood and spot lighting, and some outdoor light fixtures with suitable protection from the elements. Keystone Technologies 10 Watt Essential Series LED General Purpose PAR30 Flood Dimmable 900 Lumens 80 CRI 120V 5000K | 5000 | 83 | 950 | 95 | 25000 | 10 | 1 | 5.53 | 5.53 | 6.498 | 2020Q3 | https://www.greenelectricalsupply.com/10-watt-essential-series-led-general-purpose-par30-flood-dimmable-900-lumens-80-cri-120v-5000k.aspx | Green Electrical Supply | 2020 | Yes
LED Lighting | Reflector | Manufacturer: Keystone Technologies | True |  | Reflector (Flood/Spot) | PAR30 | E26 (Medium) | Damp Location Rated,Wet Location Rated,Recessed Fixtures Damp Location Rated,Wet Location Rated,Recessed Fixtures Home > LED Light Bulbs > LED PAR Bulbs > LED PAR30 Long Neck > Flood (40 Degree) > 2700K Warm White > 10 Watt Essential Series LED General Purpose PAR30 Flood Dimmable 800 Lumens 90 CRI 120V 2700K Product Specifications - Quick Reference Lamp Wattage: Working Voltage: 9.5 Watts 120 Volt Dimensions: Dimmability: 3.15" Dia. x 2.48" MOL YES - Dimmable CRI: Delivered Lumens: 90 CRI 800 Lumens Replaces: Certifications: 50 Watt Halogen ENERGY STAR, UL, RoHS Light Color: 2700K Warm White Warranty: 3 Year Limited Ideal for energy and maintenance savings, Keystone’s LED PAR lights offer a 25,000 hour lifespan and 80% energy savings over halogen equivalents. A U-shaped reflector maximizes brightness while precision crafted, full face optics provide precise beam control. Keystone's Essential Series offers multiple types of LED PAR lights to meet a variety of application needs. Depending on the fixture type, either a short or a long neck LED PAR bulb will be a better fit. Choose between narrow or standard flood options based on the desired beam angle for the application. UL listed for damp and wet locations, and suitable for enclosed fixtures, Keystone's PAR LED Flood Bulbs are ideal for use in indoor or outdoor applications. There is a wide range of wattage and lumen outputs available, as well as both 80 and 90 CRI options for a majority of the line. This Keystone Technologies KT-LED9.5PAR30-F-927 Essential Series Dimmable LED PAR30 Light Bulb produces a color temperature of 2700K warm white, operates on your existing 120V circuit and consumes just 9.5 watts of energy. These LED PAR30 lamps 75 watt halogen equivalent retrofit lights generate 800 lumens and have a Color Rendering Index (CRI) of 90. This bulb has a 40 degree beam angle and is considered a flood. Narrow flood options are also available. These 120 volt LED light bulbs fit fixtures with an E26 medium base. These LED PAR30 bulbs are dimmable but are CEC Title 20 Compliant. For Non-Dimmable versions, or NOT CEC compliant versions, please refer to the related products below. Can't find what you are looking for or need a quote for a large job? Give our customer service a call at 248-276-9640. The bulb's dimensions are 3.15 inches in diameter by 2.48 inches in length. The lens conceals the LEDs from sight and evenly distributes the light and with a durable plastic housing that lowers the risk for breakage. These PAR bulbs have full face optics for precise beam angle control. They are rated for use in wet locations. Click here to see the complete Keystone 9.5 Watt PAR30 Flood General Purpose Dimmable Specification Sheet. These bulbs Energy Star qualified and have a rated life of 25,000 hours or a 3 Year limited warranty. Typical Applications Typical applications for these PAR lamps include track lighting, display lighting, flood and spot lighting, and some outdoor light fixtures with suitable protection from the elements. Keystone Technologies 10 Watt Essential Series LED General Purpose PAR30 Flood Dimmable 800 Lumens 90 CRI 120V 2700K | 2700 | 92 | 800 | 84.2105 | 25000 | 9.5 | 1 | 9.61 | 9.61 | 11.2921 | 2020Q3 | https://www.greenelectricalsupply.com/10-watt-essential-series-led-general-purpose-par30-light-bulb-dimmable-800-lumens-90-cri-120v-2700k.aspx | Green Electrical Supply | 2020 | Yes
LED Lighting | Reflector | Manufacturer: Keystone Technologies | True |  | Reflector (Flood/Spot) | PAR30 | E26 (Medium) | Damp Location Rated,Wet Location Rated,Recessed Fixtures Damp Location Rated,Wet Location Rated,Recessed Fixtures Home > LED Light Bulbs > LED PAR Bulbs > LED PAR30 Long Neck > Flood (40 Degree) > 3000K Warm White > 10 Watt Essential Series LED General Purpose PAR30 Flood Dimmable 800 Lumens 90 CRI 120V 3000K Product Specifications - Quick Reference Lamp Wattage: Working Voltage: 9.5 Watts 120 Volt Dimensions: Dimmability: 3.15" Dia. x 2.48" MOL YES - Dimmable CRI: Delivered Lumens: 90 CRI 800 Lumens Replaces: Certifications: 50 Watt Halogen ENERGY STAR, UL, RoHS Light Color: 3000K Warm White Warranty: 3 Year Limited Ideal for energy and maintenance savings, Keystone’s LED PAR lights offer a 25,000 hour lifespan and 80% energy savings over halogen equivalents. A U-shaped reflector maximizes brightness while precision crafted, full face optics provide precise beam control. Keystone's Essential Series offers multiple types of LED PAR lights to meet a variety of application needs. Depending on the fixture type, either a short or a long neck LED PAR bulb will be a better fit. Choose between narrow or standard flood options based on the desired beam angle for the application. UL listed for damp and wet locations, and suitable for enclosed fixtures, Keystone's PAR LED Flood Bulbs are ideal for use in indoor or outdoor applications. There is a wide range of wattage and lumen outputs available, as well as both 80 and 90 CRI options for a majority of the line. This Keystone Technologies KT-LED9.5PAR30-F-930 Essential Series Dimmable LED PAR30 Light Bulb produces a color temperature of 3000K warm white, operates on your existing 120V circuit and consumes just 9.5 watts of energy. These LED PAR30 lamps 75 watt halogen equivalent retrofit lights generate 800 lumens and have a Color Rendering Index (CRI) of 90. This bulb has a 40 degree beam angle and is considered a flood. Narrow flood options are also available. These 120 volt LED light bulbs fit fixtures with an E26 medium base. These LED PAR30 bulbs are dimmable but are CEC Title 20 Compliant. For Non-Dimmable versions, or NOT CEC compliant versions, please refer to the related products below. Can't find what you are looking for or need a quote for a large job? Give our customer service a call at 248-276-9640. The bulb's dimensions are 3.15 inches in diameter by 2.48 inches in length. The lens conceals the LEDs from sight and evenly distributes the light and with a durable plastic housing that lowers the risk for breakage. These PAR bulbs have full face optics for precise beam angle control. They are rated for use in wet locations. Click here to see the complete Keystone 9.5 Watt PAR30 Flood General Purpose Dimmable Specification Sheet. These bulbs Energy Star qualified and have a rated life of 25,000 hours or a 3 Year limited warranty. Typical Applications Typical applications for these PAR lamps include track lighting, display lighting, flood and spot lighting, and some outdoor light fixtures with suitable protection from the elements. Keystone Technologies 10 Watt Essential Series LED General Purpose PAR30 Flood Dimmable 800 Lumens 90 CRI 120V 3000K | 3000 | 91 | 800 | 84.2105 | 25000 | 9.5 | 1 | 9.61 | 9.61 | 11.2921 | 2020Q3 | https://www.greenelectricalsupply.com/10-watt-essential-series-led-general-purpose-par30-light-bulb-dimmable-800-lumens-90-cri-120v-3000k.aspx | Green Electrical Supply | 2020 | Yes
LED Lighting | Reflector | Manufacturer: Keystone Technologies | True |  | Reflector (Flood/Spot) | PAR30 | E26 (Medium) | Damp Location Rated,Wet Location Rated,Recessed Fixtures Damp Location Rated,Wet Location Rated,Recessed Fixtures Home > LED Light Bulbs > LED PAR Bulbs > LED PAR30 Long Neck > Flood (40 Degree) > 4000K Cool White > 10 Watt Essential Series LED General Purpose PAR30 Flood Dimmable 800 Lumens 90 CRI 120V 4000K Product Specifications - Quick Reference Lamp Wattage: Working Voltage: 9.5 Watts 120 Volt Dimensions: Dimmability: 3.15" Dia. x 2.48" MOL YES - Dimmable CRI: Delivered Lumens: 90 CRI 800 Lumens Replaces: Certifications: 50 Watt Halogen ENERGY STAR, UL, RoHS Light Color: 4000K Cool White Warranty: 3 Year Limited Ideal for energy and maintenance savings, Keystone’s LED PAR lights offer a 25,000 hour lifespan and 80% energy savings over halogen equivalents. A U-shaped reflector maximizes brightness while precision crafted, full face optics provide precise beam control. Keystone's Essential Series offers multiple types of LED PAR lights to meet a variety of application needs. Depending on the fixture type, either a short or a long neck LED PAR bulb will be a better fit. Choose between narrow or standard flood options based on the desired beam angle for the application. UL listed for damp and wet locations, and suitable for enclosed fixtures, Keystone's PAR LED Flood Bulbs are ideal for use in indoor or outdoor applications. There is a wide range of wattage and lumen outputs available, as well as both 80 and 90 CRI options for a majority of the line. This Keystone Technologies KT-LED9.5PAR30-F-940 Essential Series Dimmable LED PAR30 Light Bulb produces a color temperature of 4000K cool white, operates on your existing 120V circuit and consumes just 9.5 watts of energy. These LED PAR30 lamps 75 watt halogen equivalent retrofit lights generate 800 lumens and have a Color Rendering Index (CRI) of 90. This bulb has a 40 degree beam angle and is considered a flood. Narrow flood options are also available. These 120 volt LED light bulbs fit fixtures with an E26 medium base. These LED PAR30 bulbs are dimmable but are CEC Title 20 Compliant. For Non-Dimmable versions, or NOT CEC compliant versions, please refer to the related products below. Can't find what you are looking for or need a quote for a large job? Give our customer service a call at 248-276-9640. The bulb's dimensions are 3.15 inches in diameter by 2.48 inches in length. The lens conceals the LEDs from sight and evenly distributes the light and with a durable plastic housing that lowers the risk for breakage. These PAR bulbs have full face optics for precise beam angle control. They are rated for use in wet locations. Click here to see the complete Keystone 9.5 Watt PAR30 Flood General Purpose Dimmable Specification Sheet. These bulbs Energy Star qualified and have a rated life of 25,000 hours or a 3 Year limited warranty. Typical Applications Typical applications for these PAR lamps include track lighting, display lighting, flood and spot lighting, and some outdoor light fixtures with suitable protection from the elements. Keystone Technologies 10 Watt Essential Series LED General Purpose PAR30 Flood Dimmable 800 Lumens 90 CRI 120V 4000K | 4000 | 92 | 850 | 89.4737 | 25000 | 9.5 | 1 | 9.61 | 9.61 | 11.2921 | 2020Q3 | https://www.greenelectricalsupply.com/10-watt-essential-series-led-general-purpose-par30-light-bulb-dimmable-800-lumens-90-cri-120v-4000k.aspx | Green Electrical Supply | 2020 | Yes
LED Lighting | Reflector | Manufacturer: Keystone Technologies | True | Daylighting/Photocell, | Reflector (Flood/Spot) | PAR30 | E26 (Medium) | Damp Location Rated,Wet Location Rated,Recessed Fixtures Damp Location Rated,Wet Location Rated,Recessed Fixtures Home > LED Light Bulbs > LED PAR Bulbs > LED PAR30 Long Neck > Flood (40 Degree) > 5000K Daylight > 10 Watt Essential Series LED General Purpose PAR30 Flood Dimmable 800 Lumens 90 CRI 120V 5000K Product Specifications - Quick Reference Lamp Wattage: Working Voltage: 9.5 Watts 120 Volt Dimensions: Dimmability: 3.15" Dia. x 2.48" MOL YES - Dimmable CRI: Delivered Lumens: 90 CRI 800 Lumens Replaces: Certifications: 50 Watt Halogen ENERGY STAR, UL, RoHS Light Color: 5000K Daylight Warranty: 3 Year Limited Ideal for energy and maintenance savings, Keystone’s LED PAR lights offer a 25,000 hour lifespan and 80% energy savings over halogen equivalents. A U-shaped reflector maximizes brightness while precision crafted, full face optics provide precise beam control. Keystone's Essential Series offers multiple types of LED PAR lights to meet a variety of application needs. Depending on the fixture type, either a short or a long neck LED PAR bulb will be a better fit. Choose between narrow or standard flood options based on the desired beam angle for the application. UL listed for damp and wet locations, and suitable for enclosed fixtures, Keystone's PAR LED Flood Bulbs are ideal for use in indoor or outdoor applications. There is a wide range of wattage and lumen outputs available, as well as both 80 and 90 CRI options for a majority of the line. This Keystone Technologies KT-LED9.5PAR30-F-950 Essential Series Dimmable LED PAR30 Light Bulb produces a color temperature of 5000K daylight, operates on your existing 120V circuit and consumes just 9.5 watts of energy. These LED PAR30 lamps 75 watt halogen equivalent retrofit lights generate 800 lumens and have a Color Rendering Index (CRI) of 90. This bulb has a 40 degree beam angle and is considered a flood. Narrow flood options are also available. These 120 volt LED light bulbs fit fixtures with an E26 medium base. These LED PAR30 bulbs are dimmable but are CEC Title 20 Compliant. For Non-Dimmable versions, or NOT CEC compliant versions, please refer to the related products below. Can't find what you are looking for or need a quote for a large job? Give our customer service a call at 248-276-9640. The bulb's dimensions are 3.15 inches in diameter by 2.48 inches in length. The lens conceals the LEDs from sight and evenly distributes the light and with a durable plastic housing that lowers the risk for breakage. These PAR bulbs have full face optics for precise beam angle control. They are rated for use in wet locations. Click here to see the complete Keystone 9.5 Watt PAR30 Flood General Purpose Dimmable Specification Sheet. These bulbs Energy Star qualified and have a rated life of 25,000 hours or a 3 Year limited warranty. Typical Applications Typical applications for these PAR lamps include track lighting, display lighting, flood and spot lighting, and some outdoor light fixtures with suitable protection from the elements. Keystone Technologies 10 Watt Essential Series LED General Purpose PAR30 Flood Dimmable 800 Lumens 90 CRI 120V 5000K | 5000 | 92 | 850 | 89.4737 | 25000 | 9.5 | 1 | 9.61 | 9.61 | 11.2921 | 2020Q3 | https://www.greenelectricalsupply.com/10-watt-essential-series-led-general-purpose-par30-light-bulb-dimmable-800-lumens-90-cri-120v-5000k.aspx | Green Electrical Supply | 2020 | Yes
LED Lighting | Reflector | Manufacturer: Keystone Technologies | True |  | Reflector (Flood/Spot) | PAR30S | E26 (Medium) | Damp Location Rated,Wet Location Rated,Recessed Fixtures Damp Location Rated,Wet Location Rated,Recessed Fixtures Home > LED Light Bulbs > LED PAR Bulbs > LED PAR30 Short Neck > Flood (40 Degree) > 3000K Warm White > 10 Watt Essential Series LED General Purpose PAR30 Short Neck Flood Dimmable 800 Lumens 90 CRI 120V 3000K Product Specifications - Quick Reference Lamp Wattage: Working Voltage: 9.5 Watts 120 Volt Dimensions: Dimmability: 3.15" Dia. x 2.48" MOL YES - Dimmable CRI: Delivered Lumens: 90 CRI 800 Lumens Replaces: Certifications: 50 Watt Halogen ENERGY STAR, UL, RoHS Light Color: 3000K Warm White Warranty: 3 Year Limited Ideal for energy and maintenance savings, Keystone’s LED PAR lights offer a 25,000 hour lifespan and 80% energy savings over halogen equivalents. A U-shaped reflector maximizes brightness while precision crafted, full face optics provide precise beam control. Keystone's Essential Series offers multiple types of LED PAR lights to meet a variety of application needs. Depending on the fixture type, either a short or a long neck LED PAR bulb will be a better fit. Choose between narrow or standard flood options based on the desired beam angle for the application. UL listed for damp and wet locations, and suitable for enclosed fixtures, Keystone's PAR LED Flood Bulbs are ideal for use in indoor or outdoor applications. There is a wide range of wattage and lumen outputs available, as well as both 80 and 90 CRI options for a majority of the line. This Keystone Technologies KT-LED9.5PAR30S-F-930 Essential Series Dimmable LED PAR30 Light Bulb produces a color temperature of 3000K warm white, operates on your existing 120V circuit and consumes just 9.5 watts of energy. These LED PAR30 lamps 75 watt halogen equivalent retrofit lights generate 800 lumens and have a Color Rendering Index (CRI) of 90. This bulb has a 40 degree beam angle and is considered a flood. Narrow flood options are also available. These 120 volt LED light bulbs fit fixtures with an E26 medium base. These LED PAR30 bulbs are dimmable but are CEC Title 20 Compliant. For Non-Dimmable versions, or NOT CEC compliant versions, please refer to the related products below. Can't find what you are looking for or need a quote for a large job? Give our customer service a call at 248-276-9640. The bulb's dimensions are 3.15 inches in diameter by 2.48 inches in length. The lens conceals the LEDs from sight and evenly distributes the light and with a durable plastic housing that lowers the risk for breakage. These PAR bulbs have full face optics for precise beam angle control. They are rated for use in wet locations. Click here to see the complete Keystone 9.5 Watt PAR30 Flood General Purpose Dimmable Specification Sheet. These bulbs Energy Star qualified and have a rated life of 25,000 hours or a 3 Year limited warranty. Typical Applications Typical applications for these PAR lamps include track lighting, display lighting, flood and spot lighting, and some outdoor light fixtures with suitable protection from the elements. Keystone Technologies 10 Watt Essential Series LED General Purpose PAR30 Short Neck Flood Dimmable 800 Lumens 90 CRI 120V 3000K | 3000 | 91 | 800 | 84.2105 | 25000 | 9.5 | 1 | 9.61 | 9.61 | 11.2921 | 2020Q3 | https://www.greenelectricalsupply.com/10-watt-essential-series-led-general-purpose-par30-short-neck-flood-dimmable-800-lumens-90-cri-120v-3000k.aspx | Green Electrical Supply | 2020 | Yes
LED Lighting | Reflector | Manufacturer: Keystone Technologies | True |  | Reflector (Flood/Spot) | PAR30S | E26 (Medium) | Damp Location Rated,Wet Location Rated,Recessed Fixtures Damp Location Rated,Wet Location Rated,Recessed Fixtures Home > LED Light Bulbs > LED PAR Bulbs > LED PAR30 Short Neck > Flood (40 Degree) > 4000K Cool White > 10 Watt Essential Series LED General Purpose PAR30 Short Neck Flood Dimmable 800 Lumens 90 CRI 120V 4000K Product Specifications - Quick Reference Lamp Wattage: Working Voltage: 9.5 Watts 120 Volt Dimensions: Dimmability: 3.15" Dia. x 2.48" MOL YES - Dimmable CRI: Delivered Lumens: 90 CRI 800 Lumens Replaces: Certifications: 50 Watt Halogen ENERGY STAR, UL, RoHS Light Color: 4000K Cool White Warranty: 3 Year Limited Ideal for energy and maintenance savings, Keystone’s LED PAR lights offer a 25,000 hour lifespan and 80% energy savings over halogen equivalents. A U-shaped reflector maximizes brightness while precision crafted, full face optics provide precise beam control. Keystone's Essential Series offers multiple types of LED PAR lights to meet a variety of application needs. Depending on the fixture type, either a short or a long neck LED PAR bulb will be a better fit. Choose between narrow or standard flood options based on the desired beam angle for the application. UL listed for damp and wet locations, and suitable for enclosed fixtures, Keystone's PAR LED Flood Bulbs are ideal for use in indoor or outdoor applications. There is a wide range of wattage and lumen outputs available, as well as both 80 and 90 CRI options for a majority of the line. This Keystone Technologies KT-LED9.5PAR30S-F-940 Essential Series Dimmable LED PAR30 Light Bulb produces a color temperature of 4000K cool white, operates on your existing 120V circuit and consumes just 9.5 watts of energy. These LED PAR30 lamps 75 watt halogen equivalent retrofit lights generate 800 lumens and have a Color Rendering Index (CRI) of 90. This bulb has a 40 degree beam angle and is considered a flood. Narrow flood options are also available. These 120 volt LED light bulbs fit fixtures with an E26 medium base. These LED PAR30 bulbs are dimmable but are CEC Title 20 Compliant. For Non-Dimmable versions, or NOT CEC compliant versions, please refer to the related products below. Can't find what you are looking for or need a quote for a large job? Give our customer service a call at 248-276-9640. The bulb's dimensions are 3.15 inches in diameter by 2.48 inches in length. The lens conceals the LEDs from sight and evenly distributes the light and with a durable plastic housing that lowers the risk for breakage. These PAR bulbs have full face optics for precise beam angle control. They are rated for use in wet locations. Click here to see the complete Keystone 9.5 Watt PAR30 Flood General Purpose Dimmable Specification Sheet. These bulbs Energy Star qualified and have a rated life of 25,000 hours or a 3 Year limited warranty. Typical Applications Typical applications for these PAR lamps include track lighting, display lighting, flood and spot lighting, and some outdoor light fixtures with suitable protection from the elements. Keystone Technologies 10 Watt Essential Series LED General Purpose PAR30 Short Neck Flood Dimmable 800 Lumens 90 CRI 120V 4000K | 4000 | 92 | 850 | 89.4737 | 25000 | 9.5 | 1 | 9.61 | 9.61 | 11.2921 | 2020Q3 | https://www.greenelectricalsupply.com/10-watt-essential-series-led-general-purpose-par30-short-neck-flood-dimmable-800-lumens-90-cri-120v-4000k.aspx | Green Electrical Supply | 2020 | Yes
LED Lighting | Reflector | Manufacturer: Keystone Technologies | True | Daylighting/Photocell, | Reflector (Flood/Spot) | PAR30S | E26 (Medium) | Damp Location Rated,Wet Location Rated,Recessed Fixtures Damp Location Rated,Wet Location Rated,Recessed Fixtures Home > LED Light Bulbs > LED PAR Bulbs > LED PAR30 Short Neck > Flood (40 Degree) > 5000K Daylight > 10 Watt Essential Series LED General Purpose PAR30 Short Neck Flood Dimmable 800 Lumens 90 CRI 120V 5000K Product Specifications - Quick Reference Lamp Wattage: Working Voltage: 9.5 Watts 120 Volt Dimensions: Dimmability: 3.15" Dia. x 2.48" MOL YES - Dimmable CRI: Delivered Lumens: 90 CRI 800 Lumens Replaces: Certifications: 50 Watt Halogen ENERGY STAR, UL, RoHS Light Color: 5000K Daylight Warranty: 3 Year Limited Ideal for energy and maintenance savings, Keystone’s LED PAR lights offer a 25,000 hour lifespan and 80% energy savings over halogen equivalents. A U-shaped reflector maximizes brightness while precision crafted, full face optics provide precise beam control. Keystone's Essential Series offers multiple types of LED PAR lights to meet a variety of application needs. Depending on the fixture type, either a short or a long neck LED PAR bulb will be a better fit. Choose between narrow or standard flood options based on the desired beam angle for the application. UL listed for damp and wet locations, and suitable for enclosed fixtures, Keystone's PAR LED Flood Bulbs are ideal for use in indoor or outdoor applications. There is a wide range of wattage and lumen outputs available, as well as both 80 and 90 CRI options for a majority of the line. This Keystone Technologies KT-LED9.5PAR30S-F-950 Essential Series Dimmable LED PAR30 Light Bulb produces a color temperature of 5000K daylight, operates on your existing 120V circuit and consumes just 9.5 watts of energy. These LED PAR30 lamps 75 watt halogen equivalent retrofit lights generate 800 lumens and have a Color Rendering Index (CRI) of 90. This bulb has a 40 degree beam angle and is considered a flood. Narrow flood options are also available. These 120 volt LED light bulbs fit fixtures with an E26 medium base. These LED PAR30 bulbs are dimmable but are CEC Title 20 Compliant. For Non-Dimmable versions, or NOT CEC compliant versions, please refer to the related products below. Can't find what you are looking for or need a quote for a large job? Give our customer service a call at 248-276-9640. The bulb's dimensions are 3.15 inches in diameter by 2.48 inches in length. The lens conceals the LEDs from sight and evenly distributes the light and with a durable plastic housing that lowers the risk for breakage. These PAR bulbs have full face optics for precise beam angle control. They are rated for use in wet locations. Click here to see the complete Keystone 9.5 Watt PAR30 Flood General Purpose Dimmable Specification Sheet. These bulbs Energy Star qualified and have a rated life of 25,000 hours or a 3 Year limited warranty. Typical Applications Typical applications for these PAR lamps include track lighting, display lighting, flood and spot lighting, and some outdoor light fixtures with suitable protection from the elements. Keystone Technologies 10 Watt Essential Series LED General Purpose PAR30 Short Neck Flood Dimmable 800 Lumens 90 CRI 120V 5000K | 5000 | 92 | 850 | 89.4737 | 25000 | 9.5 | 1 | 9.61 | 9.61 | 11.2921 | 2020Q3 | https://www.greenelectricalsupply.com/10-watt-essential-series-led-general-purpose-par30-short-neck-flood-dimmable-800-lumens-90-cri-120v-5000k.aspx | Green Electrical Supply | 2020 | Yes
LED Lighting | Reflector | Manufacturer: Keystone Technologies | True |  | Reflector (Flood/Spot) | PAR30S | E26 (Medium) | Damp Location Rated,Wet Location Rated,Recessed Fixtures Damp Location Rated,Wet Location Rated,Recessed Fixtures Home > LED Light Bulbs > LED PAR Bulbs > LED PAR30 Short Neck > Flood (40 Degree) > 2700K Warm White > 10 Watt Essential Series LED General Purpose PAR30 Short Neck Flood Dimmable 900 Lumens 80 CRI 120V 2700K Product Specifications - Quick Reference Lamp Wattage: Working Voltage: 10 Watts 120 Volt Dimensions: Dimmability: 3.15" Dia. x 2.48" MOL YES - Dimmable CRI: Delivered Lumens: 80 CRI 900 Lumens Replaces: Certifications: 50 Watt Halogen ENERGY STAR, UL, RoHS Light Color: 2700K Warm White Warranty: 3 Year Limited Ideal for energy and maintenance savings, Keystone’s LED PAR lights offer a 25,000 hour lifespan and 80% energy savings over halogen equivalents. A U-shaped reflector maximizes brightness while precision crafted, full face optics provide precise beam control. Keystone's Essential Series offers multiple types of LED PAR lights to meet a variety of application needs. Depending on the fixture type, either a short or a long neck LED PAR bulb will be a better fit. Choose between narrow or standard flood options based on the desired beam angle for the application. UL listed for damp and wet locations, and suitable for enclosed fixtures, Keystone's PAR LED Flood Bulbs are ideal for use in indoor or outdoor applications. There is a wide range of wattage and lumen outputs available, as well as both 80 and 90 CRI options for a majority of the line. This Keystone Technologies KT-LED10PAR30S-F-827 Essential Series Dimmable LED PAR30 Light Bulb produces a color temperature of 2700K warm white, operates on your existing 120V circuit and consumes just 10 watts of energy. These LED PAR30 lamps 75 watt halogen equivalent retrofit lights generate 900 lumens and have a Color Rendering Index (CRI) of 80. This bulb has a 40 degree beam angle and is considered a flood. Narrow flood options are also available. These 120 volt LED light bulbs fit fixtures with an E26 medium base. These LED PAR30 bulbs are dimmable but are NOT CEC Title 20 Compliant. For Non-Dimmable versions, or CEC compliant versions, please refer to the related products below. Can't find what you are looking for or need a quote for a large job? Give our customer service a call at 248-276-9640. The bulb's dimensions are 3.15 inches in diameter by 2.48 inches in length. The lens conceals the LEDs from sight and evenly distributes the light and with a durable plastic housing that lowers the risk for breakage. These PAR bulbs have full face optics for precise beam angle control. They are rated for use in wet locations. Click here to see the complete Keystone 10 Watt PAR30 Flood General Purpose Dimmable Specification Sheet. These bulbs Energy Star qualified and have a rated life of 25,000 hours or a 3 Year limited warranty. Typical Applications Typical applications for these PAR lamps include track lighting, display lighting, flood and spot lighting, and some outdoor light fixtures with suitable protection from the elements. Keystone Technologies 10 Watt Essential Series LED General Purpose PAR30 Short Neck Flood Dimmable 900 Lumens 80 CRI 120V 2700K | 2700 | 83 | 950 | 95 | 25000 | 10 | 1 | 5.53 | 5.53 | 6.498 | 2020Q3 | https://www.greenelectricalsupply.com/10-watt-essential-series-led-general-purpose-par30-short-neck-flood-dimmable-900-lumens-80-cri-120v-2700k-2.aspx | Green Electrical Supply | 2020 | Yes
LED Lighting | Reflector | Manufacturer: Keystone Technologies | True |  | Reflector (Flood/Spot) | PAR30S | E26 (Medium) | Damp Location Rated,Wet Location Rated,Recessed Fixtures Damp Location Rated,Wet Location Rated,Recessed Fixtures Home > LED Light Bulbs > LED PAR Bulbs > LED PAR30 Short Neck > Flood (40 Degree) > 3000K Warm White > 10 Watt Essential Series LED General Purpose PAR30 Short Neck Flood Dimmable 900 Lumens 80 CRI 120V 3000K Product Specifications - Quick Reference Lamp Wattage: Working Voltage: 10 Watts 120 Volt Dimensions: Dimmability: 3.15" Dia. x 2.48" MOL YES - Dimmable CRI: Delivered Lumens: 80 CRI 900 Lumens Replaces: Certifications: 50 Watt Halogen ENERGY STAR, UL, RoHS Light Color: 3000K Warm White Warranty: 3 Year Limited Ideal for energy and maintenance savings, Keystone’s LED PAR lights offer a 25,000 hour lifespan and 80% energy savings over halogen equivalents. A U-shaped reflector maximizes brightness while precision crafted, full face optics provide precise beam control. Keystone's Essential Series offers multiple types of LED PAR lights to meet a variety of application needs. Depending on the fixture type, either a short or a long neck LED PAR bulb will be a better fit. Choose between narrow or standard flood options based on the desired beam angle for the application. UL listed for damp and wet locations, and suitable for enclosed fixtures, Keystone's PAR LED Flood Bulbs are ideal for use in indoor or outdoor applications. There is a wide range of wattage and lumen outputs available, as well as both 80 and 90 CRI options for a majority of the line. This Keystone Technologies KT-LED10PAR30S-F-830 Essential Series Dimmable LED PAR30 Light Bulb produces a color temperature of 3000K warm white, operates on your existing 120V circuit and consumes just 10 watts of energy. These LED PAR30 lamps 75 watt halogen equivalent retrofit lights generate 900 lumens and have a Color Rendering Index (CRI) of 80. This bulb has a 40 degree beam angle and is considered a flood. Narrow flood options are also available. These 120 volt LED light bulbs fit fixtures with an E26 medium base. These LED PAR30 bulbs are dimmable but are NOT CEC Title 20 Compliant. For Non-Dimmable versions, or CEC compliant versions, please refer to the related products below. Can't find what you are looking for or need a quote for a large job? Give our customer service a call at 248-276-9640. The bulb's dimensions are 3.15 inches in diameter by 2.48 inches in length. The lens conceals the LEDs from sight and evenly distributes the light and with a durable plastic housing that lowers the risk for breakage. These PAR bulbs have full face optics for precise beam angle control. They are rated for use in wet locations. Click here to see the complete Keystone 10 Watt PAR30 Flood General Purpose Dimmable Specification Sheet. These bulbs Energy Star qualified and have a rated life of 25,000 hours or a 3 Year limited warranty. Typical Applications Typical applications for these PAR lamps include track lighting, display lighting, flood and spot lighting, and some outdoor light fixtures with suitable protection from the elements. Keystone Technologies 10 Watt Essential Series LED General Purpose PAR30 Short Neck Flood Dimmable 900 Lumens 80 CRI 120V 3000K | 3000 | 83 | 950 | 95 | 25000 | 10 | 1 | 5.53 | 5.53 | 6.498 | 2020Q3 | https://www.greenelectricalsupply.com/10-watt-essential-series-led-general-purpose-par30-short-neck-flood-dimmable-900-lumens-80-cri-120v-3000k-2.aspx | Green Electrical Supply | 2020 | Yes
LED Lighting | Reflector | Manufacturer: Keystone Technologies | True |  | Reflector (Flood/Spot) | PAR30S | E26 (Medium) | Damp Location Rated,Wet Location Rated,Recessed Fixtures Damp Location Rated,Wet Location Rated,Recessed Fixtures Home > LED Light Bulbs > LED PAR Bulbs > LED PAR30 Short Neck > Flood (40 Degree) > 4000K Cool White > 10 Watt Essential Series LED General Purpose PAR30 Short Neck Flood Dimmable 900 Lumens 80 CRI 120V 4000K Product Specifications - Quick Reference Lamp Wattage: Working Voltage: 10 Watts 120 Volt Dimensions: Dimmability: 3.15" Dia. x 2.48" MOL YES - Dimmable CRI: Delivered Lumens: 80 CRI 900 Lumens Replaces: Certifications: 50 Watt Halogen ENERGY STAR, UL, RoHS Light Color: 4000K Cool White Warranty: 3 Year Limited Ideal for energy and maintenance savings, Keystone’s LED PAR lights offer a 25,000 hour lifespan and 80% energy savings over halogen equivalents. A U-shaped reflector maximizes brightness while precision crafted, full face optics provide precise beam control. Keystone's Essential Series offers multiple types of LED PAR lights to meet a variety of application needs. Depending on the fixture type, either a short or a long neck LED PAR bulb will be a better fit. Choose between narrow or standard flood options based on the desired beam angle for the application. UL listed for damp and wet locations, and suitable for enclosed fixtures, Keystone's PAR LED Flood Bulbs are ideal for use in indoor or outdoor applications. There is a wide range of wattage and lumen outputs available, as well as both 80 and 90 CRI options for a majority of the line. This Keystone Technologies KT-LED10PAR30S-F-840 Essential Series Dimmable LED PAR30 Light Bulb produces a color temperature of 4000K cool white, operates on your existing 120V circuit and consumes just 10 watts of energy. These LED PAR30 lamps 75 watt halogen equivalent retrofit lights generate 900 lumens and have a Color Rendering Index (CRI) of 80. This bulb has a 40 degree beam angle and is considered a flood. Narrow flood options are also available. These 120 volt LED light bulbs fit fixtures with an E26 medium base. These LED PAR30 bulbs are dimmable but are NOT CEC Title 20 Compliant. For Non-Dimmable versions, or CEC compliant versions, please refer to the related products below. Can't find what you are looking for or need a quote for a large job? Give our customer service a call at 248-276-9640. The bulb's dimensions are 3.15 inches in diameter by 2.48 inches in length. The lens conceals the LEDs from sight and evenly distributes the light and with a durable plastic housing that lowers the risk for breakage. These PAR bulbs have full face optics for precise beam angle control. They are rated for use in wet locations. Click here to see the complete Keystone 10 Watt PAR30 Flood General Purpose Dimmable Specification Sheet. These bulbs Energy Star qualified and have a rated life of 25,000 hours or a 3 Year limited warranty. Typical Applications Typical applications for these PAR lamps include track lighting, display lighting, flood and spot lighting, and some outdoor light fixtures with suitable protection from the elements. Keystone Technologies 10 Watt Essential Series LED General Purpose PAR30 Short Neck Flood Dimmable 900 Lumens 80 CRI 120V 4000K | 4000 | 82 | 950 | 95 | 25000 | 10 | 1 | 5.53 | 5.53 | 6.498 | 2020Q3 | https://www.greenelectricalsupply.com/10-watt-essential-series-led-general-purpose-par30-short-neck-flood-dimmable-900-lumens-80-cri-120v-4000k-2.aspx | Green Electrical Supply | 2020 | Yes
LED Lighting | Reflector | Manufacturer: Keystone Technologies | True | Daylighting/Photocell, | Reflector (Flood/Spot) | PAR30S | E26 (Medium) | Damp Location Rated,Wet Location Rated,Recessed Fixtures Damp Location Rated,Wet Location Rated,Recessed Fixtures Home > LED Light Bulbs > LED PAR Bulbs > LED PAR30 Short Neck > Flood (40 Degree) > 5000K Daylight > 10 Watt Essential Series LED General Purpose PAR30 Short Neck Flood Dimmable 900 Lumens 80 CRI 120V 5000K Product Specifications - Quick Reference Lamp Wattage: Working Voltage: 10 Watts 120 Volt Dimensions: Dimmability: 3.15" Dia. x 2.48" MOL YES - Dimmable CRI: Delivered Lumens: 80 CRI 900 Lumens Replaces: Certifications: 50 Watt Halogen ENERGY STAR, UL, RoHS Light Color: 5000K Daylight Warranty: 3 Year Limited Ideal for energy and maintenance savings, Keystone’s LED PAR lights offer a 25,000 hour lifespan and 80% energy savings over halogen equivalents. A U-shaped reflector maximizes brightness while precision crafted, full face optics provide precise beam control. Keystone's Essential Series offers multiple types of LED PAR lights to meet a variety of application needs. Depending on the fixture type, either a short or a long neck LED PAR bulb will be a better fit. Choose between narrow or standard flood options based on the desired beam angle for the application. UL listed for damp and wet locations, and suitable for enclosed fixtures, Keystone's PAR LED Flood Bulbs are ideal for use in indoor or outdoor applications. There is a wide range of wattage and lumen outputs available, as well as both 80 and 90 CRI options for a majority of the line. This Keystone Technologies KT-LED10PAR30S-F-850 Essential Series Dimmable LED PAR30 Light Bulb produces a color temperature of 5000K daylight, operates on your existing 120V circuit and consumes just 10 watts of energy. These LED PAR30 lamps 75 watt halogen equivalent retrofit lights generate 900 lumens and have a Color Rendering Index (CRI) of 80. This bulb has a 40 degree beam angle and is considered a flood. Narrow flood options are also available. These 120 volt LED light bulbs fit fixtures with an E26 medium base. These LED PAR30 bulbs are dimmable but are NOT CEC Title 20 Compliant. For Non-Dimmable versions, or CEC compliant versions, please refer to the related products below. Can't find what you are looking for or need a quote for a large job? Give our customer service a call at 248-276-9640. The bulb's dimensions are 3.15 inches in diameter by 2.48 inches in length. The lens conceals the LEDs from sight and evenly distributes the light and with a durable plastic housing that lowers the risk for breakage. These PAR bulbs have full face optics for precise beam angle control. They are rated for use in wet locations. Click here to see the complete Keystone 10 Watt PAR30 Flood General Purpose Dimmable Specification Sheet. These bulbs Energy Star qualified and have a rated life of 25,000 hours or a 3 Year limited warranty. Typical Applications Typical applications for these PAR lamps include track lighting, display lighting, flood and spot lighting, and some outdoor light fixtures with suitable protection from the elements. Keystone Technologies 10 Watt Essential Series LED General Purpose PAR30 Short Neck Flood Dimmable 900 Lumens 80 CRI 120V 5000K | 5000 | 83 | 950 | 95 | 25000 | 10 | 1 | 5.53 | 5.53 | 6.498 | 2020Q3 | https://www.greenelectricalsupply.com/10-watt-essential-series-led-general-purpose-par30-short-neck-flood-dimmable-900-lumens-80-cri-120v-5000k-2.aspx | Green Electrical Supply | 2020 | Yes
LED Lighting | Reflector | Manufacturer: Keystone Technologies | True |  | Reflector (Flood/Spot) | PAR30S | E26 (Medium) | Damp Location Rated,Wet Location Rated,Recessed Fixtures Damp Location Rated,Wet Location Rated,Recessed Fixtures Home > LED Light Bulbs > LED PAR Bulbs > LED PAR30 Short Neck > Flood (40 Degree) > 2700K Warm White > 10 Watt Essential Series LED General Purpose PAR30 Short Neck Flood Dimmable 800 Lumens 90 CRI 120V 2700K Product Specifications - Quick Reference Lamp Wattage: Working Voltage: 9.5 Watts 120 Volt Dimensions: Dimmability: 3.15" Dia. x 2.48" MOL YES - Dimmable CRI: Delivered Lumens: 90 CRI 800 Lumens Replaces: Certifications: 50 Watt Halogen ENERGY STAR, UL, RoHS Light Color: 2700K Warm White Warranty: 3 Year Limited Ideal for energy and maintenance savings, Keystone’s LED PAR lights offer a 25,000 hour lifespan and 80% energy savings over halogen equivalents. A U-shaped reflector maximizes brightness while precision crafted, full face optics provide precise beam control. Keystone's Essential Series offers multiple types of LED PAR lights to meet a variety of application needs. Depending on the fixture type, either a short or a long neck LED PAR bulb will be a better fit. Choose between narrow or standard flood options based on the desired beam angle for the application. UL listed for damp and wet locations, and suitable for enclosed fixtures, Keystone's PAR LED Flood Bulbs are ideal for use in indoor or outdoor applications. There is a wide range of wattage and lumen outputs available, as well as both 80 and 90 CRI options for a majority of the line. This Keystone Technologies KT-LED9.5PAR30S-F-927 Essential Series Dimmable LED PAR30 Light Bulb produces a color temperature of 2700K warm white, operates on your existing 120V circuit and consumes just 9.5 watts of energy. These LED PAR30 lamps 75 watt halogen equivalent retrofit lights generate 800 lumens and have a Color Rendering Index (CRI) of 90. This bulb has a 40 degree beam angle and is considered a flood. Narrow flood options are also available. These 120 volt LED light bulbs fit fixtures with an E26 medium base. These LED PAR30 bulbs are dimmable but are CEC Title 20 Compliant. For Non-Dimmable versions, or NOT CEC compliant versions, please refer to the related products below. Can't find what you are looking for or need a quote for a large job? Give our customer service a call at 248-276-9640. The bulb's dimensions are 3.15 inches in diameter by 2.48 inches in length. The lens conceals the LEDs from sight and evenly distributes the light and with a durable plastic housing that lowers the risk for breakage. These PAR bulbs have full face optics for precise beam angle control. They are rated for use in wet locations. Click here to see the complete Keystone 9.5 Watt PAR30 Short Neck Flood Dimmable Specification Sheet. These bulbs Energy Star qualified and have a rated life of 25,000 hours or a 3 Year limited warranty. Typical Applications Typical applications for these PAR lamps include track lighting, display lighting, flood and spot lighting, and some outdoor light fixtures with suitable protection from the elements. Keystone Technologies 10 Watt Essential Series LED General Purpose PAR30 Short Neck Flood Dimmable 800 Lumens 90 CRI 120V 2700K | 2700 | 92 | 800 | 84.2105 | 25000 | 9.5 | 1 | 9.61 | 9.61 | 11.2921 | 2020Q3 | https://www.greenelectricalsupply.com/10-watt-essential-series-led-general-purpose-par30-short-neck-light-bulb-dimmable-800-lumens-90-cri-120v-2700k.aspx | Green Electrical Supply | 2020 | Yes
LED Lighting | Reflector | Manufacturer: Keystone Technologies | True |  | Reflector (Flood/Spot) | PAR30S | E26 (Medium) | Damp Location Rated,Wet Location Rated,Recessed Fixtures Damp Location Rated,Wet Location Rated,Recessed Fixtures Home > LED Light Bulbs > LED PAR Bulbs > LED PAR30 Short Neck > Narrow Flood (25 Degree) > 2700K Warm White > 10 Watt Essential Series LED General Purpose PAR30 Short Neck Narrow Flood Dimmable 800 Lumens 80 CRI 120V 2700K Product Specifications - Quick Reference Lamp Wattage: Working Voltage: 10 Watts 120 Volt Dimensions: Dimmability: 3.15" Dia. x 2.48" MOL YES - Dimmable CRI: Delivered Lumens: 80 CRI 900 Lumens Replaces: Certifications: 50 Watt Halogen ENERGY STAR, UL, RoHS Light Color: 2700K Warm White Warranty: 3 Year Limited Ideal for energy and maintenance savings, Keystone’s LED PAR lights offer a 25,000 hour lifespan and 80% energy savings over halogen equivalents. A U-shaped reflector maximizes brightness while precision crafted, full face optics provide precise beam control. Keystone's Essential Series offers multiple types of LED PAR lights to meet a variety of application needs. Depending on the fixture type, either a short or a long neck LED PAR bulb will be a better fit. Choose between narrow or standard flood options based on the desired beam angle for the application. UL listed for damp and wet locations, and suitable for enclosed fixtures, Keystone's PAR LED Flood Bulbs are ideal for use in indoor or outdoor applications. There is a wide range of wattage and lumen outputs available, as well as both 80 and 90 CRI options for a majority of the line. This Keystone Technologies KT-LED10PAR30S-NF-827 Essential Series Dimmable LED PAR30 Light Bulb produces a color temperature of 2700K warm white, operates on your existing 120V circuit and consumes just 10 watts of energy. These LED PAR30 lamps 75 watt halogen equivalent retrofit lights generate 900 lumens and have a Color Rendering Index (CRI) of 80. This bulb has a 40 degree beam angle and is considered a flood. Narrow flood options are also available. These 120 volt LED light bulbs fit fixtures with an E26 medium base. These LED PAR30 bulbs are dimmable but are NOT CEC Title 20 Compliant. For Non-Dimmable versions, or CEC compliant versions, please refer to the related products below. Can't find what you are looking for or need a quote for a large job? Give our customer service a call at 248-276-9640. The bulb's dimensions are 3.15 inches in diameter by 2.48 inches in length. The lens conceals the LEDs from sight and evenly distributes the light and with a durable plastic housing that lowers the risk for breakage. These PAR bulbs have full face optics for precise beam angle control. They are rated for use in wet locations. Click here to see the complete Keystone 10 Watt PAR30 Narrow Flood General Purpose Dimmable Specification Sheet. These bulbs Energy Star qualified and have a rated life of 25,000 hours or a 3 Year limited warranty. Typical Applications Typical applications for these PAR lamps include track lighting, display lighting, flood and spot lighting, and some outdoor light fixtures with suitable protection from the elements. Keystone Technologies 10 Watt Essential Series LED General Purpose PAR30 Short Neck Narrow Flood Dimmable 800 Lumens 80 CRI 120V 2700K | 2700 | 83 | 950 | 95 | 25000 | 10 | 1 | 5.53 | 5.53 | 6.498 | 2020Q3 | https://www.greenelectricalsupply.com/10-watt-essential-series-led-general-purpose-par30-short-neck-narrow-flood-dimmable-800-lumens-80-cri-120v-2700k.aspx | Green Electrical Supply | 2020 | Yes
LED Lighting | Reflector | Manufacturer: Keystone Technologies | True |  | Reflector (Flood/Spot) | PAR30S | E26 (Medium) | Damp Location Rated,Wet Location Rated,Recessed Fixtures Damp Location Rated,Wet Location Rated,Recessed Fixtures Home > LED Light Bulbs > LED PAR Bulbs > LED PAR30 Short Neck > Narrow Flood (25 Degree) > 3000K Warm White > 10 Watt Essential Series LED General Purpose PAR30 Short Neck Narrow Flood Dimmable 800 Lumens 80 CRI 120V 3000K Product Specifications - Quick Reference Lamp Wattage: Working Voltage: 10 Watts 120 Volt Dimensions: Dimmability: 3.15" Dia. x 2.48" MOL YES - Dimmable CRI: Delivered Lumens: 80 CRI 900 Lumens Replaces: Certifications: 50 Watt Halogen ENERGY STAR, UL, RoHS Light Color: 3000K Warm White Warranty: 3 Year Limited Ideal for energy and maintenance savings, Keystone’s LED PAR lights offer a 25,000 hour lifespan and 80% energy savings over halogen equivalents. A U-shaped reflector maximizes brightness while precision crafted, full face optics provide precise beam control. Keystone's Essential Series offers multiple types of LED PAR lights to meet a variety of application needs. Depending on the fixture type, either a short or a long neck LED PAR bulb will be a better fit. Choose between narrow or standard flood options based on the desired beam angle for the application. UL listed for damp and wet locations, and suitable for enclosed fixtures, Keystone's PAR LED Flood Bulbs are ideal for use in indoor or outdoor applications. There is a wide range of wattage and lumen outputs available, as well as both 80 and 90 CRI options for a majority of the line. This Keystone Technologies KT-LED10PAR30S-NF-830 Essential Series Dimmable LED PAR30 Light Bulb produces a color temperature of 3000K warm white, operates on your existing 120V circuit and consumes just 10 watts of energy. These LED PAR30 lamps 75 watt halogen equivalent retrofit lights generate 900 lumens and have a Color Rendering Index (CRI) of 80. This bulb has a 40 degree beam angle and is considered a flood. Narrow flood options are also available. These 120 volt LED light bulbs fit fixtures with an E26 medium base. These LED PAR30 bulbs are dimmable but are NOT CEC Title 20 Compliant. For Non-Dimmable versions, or CEC compliant versions, please refer to the related products below. Can't find what you are looking for or need a quote for a large job? Give our customer service a call at 248-276-9640. The bulb's dimensions are 3.15 inches in diameter by 2.48 inches in length. The lens conceals the LEDs from sight and evenly distributes the light and with a durable plastic housing that lowers the risk for breakage. These PAR bulbs have full face optics for precise beam angle control. They are rated for use in wet locations. Click here to see the complete Keystone 10 Watt PAR30 Narrow Flood General Purpose Dimmable Specification Sheet. These bulbs Energy Star qualified and have a rated life of 25,000 hours or a 3 Year limited warranty. Typical Applications Typical applications for these PAR lamps include track lighting, display lighting, flood and spot lighting, and some outdoor light fixtures with suitable protection from the elements. Keystone Technologies 10 Watt Essential Series LED General Purpose PAR30 Short Neck Narrow Flood Dimmable 800 Lumens 80 CRI 120V 3000K | 3000 | 83 | 950 | 95 | 25000 | 10 | 1 | 5.53 | 5.53 | 6.498 | 2020Q3 | https://www.greenelectricalsupply.com/10-watt-essential-series-led-general-purpose-par30-short-neck-narrow-flood-dimmable-800-lumens-80-cri-120v-3000k.aspx | Green Electrical Supply | 2020 | Yes
LED Lighting | Reflector | Manufacturer: Keystone Technologies | True |  | Reflector (Flood/Spot) | PAR30S | E26 (Medium) | Damp Location Rated,Wet Location Rated,Recessed Fixtures Damp Location Rated,Wet Location Rated,Recessed Fixtures Home > LED Light Bulbs > LED PAR Bulbs > LED PAR30 Short Neck > Narrow Flood (25 Degree) > 4000K Cool White > 10 Watt Essential Series LED General Purpose PAR30 Short Neck Narrow Flood Dimmable 800 Lumens 80 CRI 120V 4000K Product Specifications - Quick Reference Lamp Wattage: Working Voltage: 10 Watts 120 Volt Dimensions: Dimmability: 3.15" Dia. x 2.48" MOL YES - Dimmable CRI: Delivered Lumens: 80 CRI 900 Lumens Replaces: Certifications: 50 Watt Halogen ENERGY STAR, UL, RoHS Light Color: 4000K Cool White Warranty: 3 Year Limited Ideal for energy and maintenance savings, Keystone’s LED PAR lights offer a 25,000 hour lifespan and 80% energy savings over halogen equivalents. A U-shaped reflector maximizes brightness while precision crafted, full face optics provide precise beam control. Keystone's Essential Series offers multiple types of LED PAR lights to meet a variety of application needs. Depending on the fixture type, either a short or a long neck LED PAR bulb will be a better fit. Choose between narrow or standard flood options based on the desired beam angle for the application. UL listed for damp and wet locations, and suitable for enclosed fixtures, Keystone's PAR LED Flood Bulbs are ideal for use in indoor or outdoor applications. There is a wide range of wattage and lumen outputs available, as well as both 80 and 90 CRI options for a majority of the line. This Keystone Technologies KT-LED10PAR30S-NF-840 Essential Series Dimmable LED PAR30 Light Bulb produces a color temperature of 4000K cool white, operates on your existing 120V circuit and consumes just 10 watts of energy. These LED PAR30 lamps 75 watt halogen equivalent retrofit lights generate 900 lumens and have a Color Rendering Index (CRI) of 80. This bulb has a 40 degree beam angle and is considered a flood. Narrow flood options are also available. These 120 volt LED light bulbs fit fixtures with an E26 medium base. These LED PAR30 bulbs are dimmable but are NOT CEC Title 20 Compliant. For Non-Dimmable versions, or CEC compliant versions, please refer to the related products below. Can't find what you are looking for or need a quote for a large job? Give our customer service a call at 248-276-9640. The bulb's dimensions are 3.15 inches in diameter by 2.48 inches in length. The lens conceals the LEDs from sight and evenly distributes the light and with a durable plastic housing that lowers the risk for breakage. These PAR bulbs have full face optics for precise beam angle control. They are rated for use in wet locations. Click here to see the complete Keystone 10 Watt PAR30 Narrow Flood General Purpose Dimmable Specification Sheet. These bulbs Energy Star qualified and have a rated life of 25,000 hours or a 3 Year limited warranty. Typical Applications Typical applications for these PAR lamps include track lighting, display lighting, flood and spot lighting, and some outdoor light fixtures with suitable protection from the elements. Keystone Technologies 10 Watt Essential Series LED General Purpose PAR30 Short Neck Narrow Flood Dimmable 800 Lumens 80 CRI 120V 4000K | 4000 | 82 | 950 | 95 | 25000 | 10 | 1 | 5.53 | 5.53 | 6.498 | 2020Q3 | https://www.greenelectricalsupply.com/10-watt-essential-series-led-general-purpose-par30-short-neck-narrow-flood-dimmable-800-lumens-80-cri-120v-4000k.aspx | Green Electrical Supply | 2020 | Yes
LED Lighting | Reflector | Manufacturer: Keystone Technologies | True |  | Reflector (Flood/Spot) | PAR30S | E26 (Medium) | Damp Location Rated,Wet Location Rated,Recessed Fixtures Damp Location Rated,Wet Location Rated,Recessed Fixtures Home > LED Light Bulbs > LED PAR Bulbs > LED PAR30 Short Neck > 10 Watt Essential Series LED General Purpose PAR30 Short Neck Narrow Flood Dimmable 800 Lumens 90 CRI 120V 2700K Product Specifications - Quick Reference Lamp Wattage: Working Voltage: 9.5 Watts 120 Volt Dimensions: Dimmability: 3.15" Dia. x 2.48" MOL YES - Dimmable CRI: Delivered Lumens: 90 CRI 800 Lumens Replaces: Certifications: 50 Watt Halogen ENERGY STAR, UL, RoHS Light Color: 2700K Warm White Warranty: 3 Year Limited Ideal for energy and maintenance savings, Keystone’s LED PAR lights offer a 25,000 hour lifespan and 80% energy savings over halogen equivalents. A U-shaped reflector maximizes brightness while precision crafted, full face optics provide precise beam control. Keystone's Essential Series offers multiple types of LED PAR lights to meet a variety of application needs. Depending on the fixture type, either a short or a long neck LED PAR bulb will be a better fit. Choose between narrow or standard flood options based on the desired beam angle for the application. UL listed for damp and wet locations, and suitable for enclosed fixtures, Keystone's PAR LED Flood Bulbs are ideal for use in indoor or outdoor applications. There is a wide range of wattage and lumen outputs available, as well as both 80 and 90 CRI options for a majority of the line. This Keystone Technologies KT-LED9.5PAR30S-NF-927 Essential Series Dimmable LED PAR30 Light Bulb produces a color temperature of 2700K warm white, operates on your existing 120V circuit and consumes just 9.5 watts of energy. These LED PAR30 lamps 75 watt halogen equivalent retrofit lights generate 800 lumens and have a Color Rendering Index (CRI) of 90. This bulb has a 40 degree beam angle and is considered a flood. Narrow flood options are also available. These 120 volt LED light bulbs fit fixtures with an E26 medium base. These LED PAR30 bulbs are dimmable but are CEC Title 20 Compliant. For Non-Dimmable versions, or NOT CEC compliant versions, please refer to the related products below. Can't find what you are looking for or need a quote for a large job? Give our customer service a call at 248-276-9640. The bulb's dimensions are 3.15 inches in diameter by 2.48 inches in length. The lens conceals the LEDs from sight and evenly distributes the light and with a durable plastic housing that lowers the risk for breakage. These PAR bulbs have full face optics for precise beam angle control. They are rated for use in wet locations. Click here to see the complete Keystone 9.5 Watt PAR30 Narrow Short Neck Flood Dimmable Specification Sheet. These bulbs Energy Star qualified and have a rated life of 25,000 hours or a 3 Year limited warranty. Typical Applications Typical applications for these PAR lamps include track lighting, display lighting, flood and spot lighting, and some outdoor light fixtures with suitable protection from the elements. Keystone Technologies 10 Watt Essential Series LED General Purpose PAR30 Short Neck Narrow Flood Dimmable 800 Lumens 90 CRI 120V 2700K | 2700 | 92 | 800 | 84.2105 | 25000 | 9.5 | 1 | 9.61 | 9.61 | 11.2921 | 2020Q3 | https://www.greenelectricalsupply.com/10-watt-essential-series-led-general-purpose-par30-short-neck-narrow-flood-dimmable-800-lumens-90-cri-120v-2700k.aspx | Green Electrical Supply | 2020 | Yes
LED Lighting | Reflector | Manufacturer: Keystone Technologies | True |  | Reflector (Flood/Spot) | PAR30S | E26 (Medium) | Damp Location Rated,Wet Location Rated,Recessed Fixtures Damp Location Rated,Wet Location Rated,Recessed Fixtures Home > LED Light Bulbs > LED PAR Bulbs > LED PAR30 Short Neck > Narrow Flood (25 Degree) > 3000K Warm White > 10 Watt Essential Series LED General Purpose PAR30 Short Neck Narrow Flood Dimmable 800 Lumens 90 CRI 120V 3000K Product Specifications - Quick Reference Lamp Wattage: Working Voltage: 9.5 Watts 120 Volt Dimensions: Dimmability: 3.15" Dia. x 2.48" MOL YES - Dimmable CRI: Delivered Lumens: 90 CRI 800 Lumens Replaces: Certifications: 50 Watt Halogen ENERGY STAR, UL, RoHS Light Color: 3000K Warm White Warranty: 3 Year Limited Ideal for energy and maintenance savings, Keystone’s LED PAR lights offer a 25,000 hour lifespan and 80% energy savings over halogen equivalents. A U-shaped reflector maximizes brightness while precision crafted, full face optics provide precise beam control. Keystone's Essential Series offers multiple types of LED PAR lights to meet a variety of application needs. Depending on the fixture type, either a short or a long neck LED PAR bulb will be a better fit. Choose between narrow or standard flood options based on the desired beam angle for the application. UL listed for damp and wet locations, and suitable for enclosed fixtures, Keystone's PAR LED Flood Bulbs are ideal for use in indoor or outdoor applications. There is a wide range of wattage and lumen outputs available, as well as both 80 and 90 CRI options for a majority of the line. This Keystone Technologies KT-LED9.5PAR30S-NF-930 Essential Series Dimmable LED PAR30 Light Bulb produces a color temperature of 3000K warm white, operates on your existing 120V circuit and consumes just 9.5 watts of energy. These LED PAR30 lamps 75 watt halogen equivalent retrofit lights generate 800 lumens and have a Color Rendering Index (CRI) of 90. This bulb has a 40 degree beam angle and is considered a flood. Narrow flood options are also available. These 120 volt LED light bulbs fit fixtures with an E26 medium base. These LED PAR30 bulbs are dimmable but are CEC Title 20 Compliant. For Non-Dimmable versions, or NOT CEC compliant versions, please refer to the related products below. Can't find what you are looking for or need a quote for a large job? Give our customer service a call at 248-276-9640. The bulb's dimensions are 3.15 inches in diameter by 2.48 inches in length. The lens conceals the LEDs from sight and evenly distributes the light and with a durable plastic housing that lowers the risk for breakage. These PAR bulbs have full face optics for precise beam angle control. They are rated for use in wet locations. Click here to see the complete Keystone 9.5 Watt PAR30 Narrow Short Neck Flood Dimmable Specification Sheet. These bulbs Energy Star qualified and have a rated life of 25,000 hours or a 3 Year limited warranty. Typical Applications Typical applications for these PAR lamps include track lighting, display lighting, flood and spot lighting, and some outdoor light fixtures with suitable protection from the elements. Keystone Technologies 10 Watt Essential Series LED General Purpose PAR30 Short Neck Narrow Flood Dimmable 800 Lumens 90 CRI 120V 3000K | 3000 | 91 | 800 | 84.2105 | 25000 | 9.5 | 1 | 9.61 | 9.61 | 11.2921 | 2020Q3 | https://www.greenelectricalsupply.com/10-watt-essential-series-led-general-purpose-par30-short-neck-narrow-flood-dimmable-800-lumens-90-cri-120v-3000k.aspx | Green Electrical Supply | 2020 | Yes
LED Lighting | Reflector | Manufacturer: Keystone Technologies | True |  | Reflector (Flood/Spot) | PAR30S | E26 (Medium) | Damp Location Rated,Wet Location Rated,Recessed Fixtures Damp Location Rated,Wet Location Rated,Recessed Fixtures Home > LED Light Bulbs > LED PAR Bulbs > LED PAR30 Short Neck > Narrow Flood (25 Degree) > 4000K Cool White > 10 Watt Essential Series LED General Purpose PAR30 Short Neck Narrow Flood Dimmable 800 Lumens 90 CRI 120V 4000K Product Specifications - Quick Reference Lamp Wattage: Working Voltage: 9.5 Watts 120 Volt Dimensions: Dimmability: 3.15" Dia. x 2.48" MOL YES - Dimmable CRI: Delivered Lumens: 90 CRI 800 Lumens Replaces: Certifications: 50 Watt Halogen ENERGY STAR, UL, RoHS Light Color: 4000K Cool White Warranty: 3 Year Limited Ideal for energy and maintenance savings, Keystone’s LED PAR lights offer a 25,000 hour lifespan and 80% energy savings over halogen equivalents. A U-shaped reflector maximizes brightness while precision crafted, full face optics provide precise beam control. Keystone's Essential Series offers multiple types of LED PAR lights to meet a variety of application needs. Depending on the fixture type, either a short or a long neck LED PAR bulb will be a better fit. Choose between narrow or standard flood options based on the desired beam angle for the application. UL listed for damp and wet locations, and suitable for enclosed fixtures, Keystone's PAR LED Flood Bulbs are ideal for use in indoor or outdoor applications. There is a wide range of wattage and lumen outputs available, as well as both 80 and 90 CRI options for a majority of the line. This Keystone Technologies KT-LED9.5PAR30S-NF-940 Essential Series Dimmable LED PAR30 Light Bulb produces a color temperature of 4000K cool white, operates on your existing 120V circuit and consumes just 9.5 watts of energy. These LED PAR30 lamps 75 watt halogen equivalent retrofit lights generate 800 lumens and have a Color Rendering Index (CRI) of 90. This bulb has a 40 degree beam angle and is considered a flood. Narrow flood options are also available. These 120 volt LED light bulbs fit fixtures with an E26 medium base. These LED PAR30 bulbs are dimmable but are CEC Title 20 Compliant. For Non-Dimmable versions, or NOT CEC compliant versions, please refer to the related products below. Can't find what you are looking for or need a quote for a large job? Give our customer service a call at 248-276-9640. The bulb's dimensions are 3.15 inches in diameter by 2.48 inches in length. The lens conceals the LEDs from sight and evenly distributes the light and with a durable plastic housing that lowers the risk for breakage. These PAR bulbs have full face optics for precise beam angle control. They are rated for use in wet locations. Click here to see the complete Keystone 9.5 Watt PAR30 Narrow Short Neck Flood Dimmable Specification Sheet. These bulbs Energy Star qualified and have a rated life of 25,000 hours or a 3 Year limited warranty. Typical Applications Typical applications for these PAR lamps include track lighting, display lighting, flood and spot lighting, and some outdoor light fixtures with suitable protection from the elements. Keystone Technologies 10 Watt Essential Series LED General Purpose PAR30 Short Neck Narrow Flood Dimmable 800 Lumens 90 CRI 120V 4000K | 4000 | 92 | 850 | 89.4737 | 25000 | 9.5 | 1 | 9.61 | 9.61 | 11.2921 | 2020Q3 | https://www.greenelectricalsupply.com/10-watt-essential-series-led-general-purpose-par30-short-neck-narrow-flood-dimmable-800-lumens-90-cri-120v-4000k.aspx | Green Electrical Supply | 2020 | Yes
LED Lighting | Downlight | Manufacturer: TCP | True |  |  | LED Retrofit Kit | LED Retrofit Kit | Downlight Solid State Retrofit 6" Recessed Downlight Solid State Retrofit 6" Recessed Home > LED Indoor Light Fixtures > LED Downlights and Trims > 6 Inch Retrofits > Round > 2700K Soft White > 5 Inch to 6 Inch 11 Watt 800 Lumen LED Recessed Downlight Retrofit 2700K - E26 Adapter Included Product Specifications - Quick Reference Lamp Wattage: Working Voltage: 11 Watts 120 Volt Dimensions: Rated Life: 7.25" W x 2.8" (MOL) 35,000 Hours (L70) Incandescent Equivalent: 75 Watts (800 Lumens) Dimmable: YES - 100% - 0.5% Light Color: CRI: 2700K 82 CRI Certifications: Warranty: ENERGY STAR, UL 5 Year Limited High Performance LED ( Light Emitting Diode ), dual rated for 5" or 6" Recessed Cans. These retrofits are a perfect choice for use in your existing 5" or 6" recessed can applications. LED lights produce very little heat, reach full brightness instantly and last 35,000 hours. Exceeding all industry standards and smooth, uniform dimming from 100% down to 0.5%, the TCP LED recessed retrofits are a superb, energy saving option for your existing 65BR30 bulbs. Click here to see the complete TCP 6" Recessed Retrofit Fixture Specification Sheet. This TCP LED11DR5627K (replacement for the TCP LED12DR5627K) 2700 Kelvin (K) warm white LED light operates on your existing 120V circuit and consumes just 11 watts. These LED retrofit lights generate 800 delivered lumens (or 72 Lumens Per Watt) and has a Color Rendering Index (CRI) of 82. The TCP LED11DR5627K 5"-6" LED retrofit bulb is fully dimmable and suitable for damp locations and they carry a 5 year limited warranty. Instant on at full brightness these 5" or 6" recessed can retrofit LED fixtures are rated for 35,000 hours (based on L70 standards). The stated 35,000 Hour life is based on functional light quality. After 30% lumen depreciation the functionality of the lamp is deemed to be at end-of life, even though the lamp is still at 70% of initial lumens (the L70 standard). The dimensions of the LED fixture are 7.25" wide by 2.8 inches MOL. The LED driver is self contained and the finish on the integral baffle and trim is White. These 120 volt LED light bulbs are IC-Rated for direct contact with insulation and fit most 5" or 6" recessed can fixtures with an E26 medium base. There is an adapter with every retrofit can where one end has a standard E26 medium base socket and the other end has a disconnect connector. With the electricity turned off at your circuit breaker, simply screw the E26 socket into your existing recessed can. Then connect the TCP LED retrofit at the disconnect point. Install the LED fixture like you would install your current trim. You have now converted your recessed can to LED. Dimming saves energy while setting the right light level to improve mood and ambiance. Screw-in compact fluorescent lamps (CFLs) and screw-in light emitting diode bulbs (LEDs) are a great energy-saving alternative to incandescent or halogen light sources; however, dimming them may be difficult. Lutrons new CL Dimmers for dimmable CFL and LED bulbs have HED Technology which helps alleviate your CFL and LED dimming challenges. Compared to standard dimmers, Lutrons new CL Dimmers keep the lights on as they are dimmed, make sure the lights turn on at all light levels, eliminate or reduce excessive flicker and keep the lights on even with line voltage fluctuations. Lutron CL dimmers are available in Maestro®, Diva®, Skylark Contour, Luméa®, Ariadni®/Toggler® and Credenza® product families. Click here to see all Lutron CL Dimmer Light Switches and Wall Plates. TCP 5 Inch to 6 Inch 11 Watt 800 Lumen LED Recessed Downlight Retrofit 2700K - E26 Adapter Included | 2700 | 83 | 850 | 89.4737 | 35000 | 9.5 | 1 | 12.55 | 12.55 | 14.7467 | 2020Q3 | https://www.greenelectricalsupply.com/11-watt-6-inch-led-downlight-retrofit-2700k.aspx | Green Electrical Supply | 2020 | Yes
LED Lighting | A-Type | Green Creative | True |  |  | A19 |  | 60W incandescent replacement Vintage look - Silver bowl redirects light and prevents glare Micro-designed driver Dimmable with most existing fixtures More Information This TITANIUM LED SERIES filament A19 has been designed and engineered for demanding commercial decorative applications. Features: Wattage: 7W LED Bulb Shape: A19 Bulb Base: E26 Base Voltage: 120V Rated Life: 15,000 hours Color Temperature: 2700K CRI: 82 Lumens: 700 60W incandescent replacement Vintage look - Silver bowl redirects light and prevents glare Micro-designed driver Dimmable with most existing fixtures Model: 97825 *MFG Part Number*: 97825 This TITANIUM LED SERIES filament A19 has been designed and engineered for demanding commercial decorative applications. Green Creative 7W A19 LED Bulb - E26 Base, 120V | 2700 | 82 | 700 | 100 | 15000 | 7 | 1 | 10.23 | 10.23 | 12.0206 | 2020Q2 | https://www.lbclighting.com/led/light-bulb-led/grnc-97825.html | LBC Lighting | 2020 | Yes
LED Lighting | A-Type | TCP | True |  | General Purpose Replacement | A19 | E26 (Medium) | Damp Location Rated,Filament Style Damp Location Rated,Filament Style Description Maintain the color and look of incandescent lighting at a fraction of the cost with this LED filament bulb. Similar brightness as a 60-Watt incandescent Long lifespan cuts down on relamping Frosted for better uniformity Dimmable 800 Lumens - 2700 Kelvin - Incandescent Match - 120 Volt - TCP FA19D6027EW LED A19 Bulb - 8 Watt - 60 Watt Equal | 2700 | 81 | 800 | 100 | 15000 | 8 | 12 | 47.4 | 3.95 | 4.6414 | 2020Q3 | https://www.1000bulbs.com/product/216995/TCP-10495.html | 1000bulbs.com | 2020 | Yes
LED Lighting | A-Type | Euri Lighting | True |  | General Purpose Replacement | A19 | GU24 | Recessed Fixtures,Damp Location Rated Recessed Fixtures,Damp Location Rated LED A-Style Light Bulbs Euri Lighting dimmable 8 watt 2700K A19 LED bulb with GU24 base generates as much light as many 60 watt incandescent bulbs. Suitable for use in enclosed fixtures No lead or mercury means easy and environmentally safe disposal Very long life - Rated to still put out 70% as much light after 15,000 hours of operation as it does when brand new Saves 52 watts in electricity compared to a 60 watt incandescent Compatible with Lutron dimmers MACL-153M, DVCL-153P, DVCL-253P, CTCL-153P and AYCL-153P dimmers Do not “hot swap” this bulb. Turn off fixture before replacing existing bulb. Suitable for use in enclosed fixtures No lead or mercury means easy and environmentally safe disposal Very long life - Rated to still put out 70% as much light after 15,000 hours of operation as it does when brand new Saves 52 watts in electricity compared to a 60 watt incandescent Compatible with Lutron dimmers MACL-153M, DVCL-153P, DVCL-253P, CTCL-153P and AYCL-153P dimmers Euri Lighting Dimmable 8W 2700K A19 LED Bulb, GU24 Base, Enclosed Fixture Rated (Pack of 2) | 2700 | 82 | 800 | 100 | 25000 | 8 | 2 | 3.98 | 1.99 | 2.3383 | 2020Q3 | https://www.bulbs.com/product/EA19-8W2020EG-2 | Bulbs.com | 2020 | Yes
LED Lighting | A-Type | Euri Lighting | True |  | General Purpose Replacement | A19 | GU24 | Recessed Fixtures,Damp Location Rated Recessed Fixtures,Damp Location Rated LED A-Style Light Bulbs Euri Lighting dimmable 8 watt 4000K A19 LED bulb with GU24 base generates as much light as many 60 watt incandescent bulbs. Suitable for use in enclosed fixtures No lead or mercury means easy and environmentally safe disposal Very long life - Rated to still put out 70% as much light after 25,000 hours of operation as it did when brand new Saves 52 watts in electricity compared to a 60 watt incandescent Compatible with Lutron DVCL-153P, MACL-153M and AYCL-153P dimmers Do not “hot swap” this bulb. Turn off fixture before replacing existing bulb. Suitable for use in enclosed fixtures No lead or mercury means easy and environmentally safe disposal Very long life - Rated to still put out 70% as much light after 25,000 hours of operation as it did when brand new Saves 52 watts in electricity compared to a 60 watt incandescent Compatible with Lutron DVCL-153P, MACL-153M and AYCL-153P dimmers Euri Lighting Dimmable 8W 4000K A19 LED Bulb, GU24 Base, Enclosed Fixture Rated (Pack of 2) | 5000 | 85 | 800 | 100 | 25000 | 8 | 2 | 3.98 | 1.99 | 2.3383 | 2020Q3 | https://www.bulbs.com/product/EA19-8W2040EG-2 | Bulbs.com | 2020 | Yes
LED Lighting | A-Type | Euri Lighting | True |  | General Purpose Replacement | A19 | GU24 | Recessed Fixtures,Damp Location Rated Recessed Fixtures,Damp Location Rated LED A-Style Light Bulbs Euri Lighting dimmable 8 watt 5000K A19 LED bulb with GU24 base generates as much light as many 60 watt incandescent bulbs. Suitable for use in enclosed fixtures No lead or mercury means easy and environmentally safe disposal Very long life - Rated to still put out 70% as much light after 25,000 hours of operation as it did when brand new Saves 52 watts in electricity compared to a 60 watt incandescent Compatible with Lutron DVCL-153P, MACL-153M, AYCL-153P and DVCL-253P dimmers Do not “hot swap” this bulb. Turn off fixture before replacing existing bulb. Suitable for use in enclosed fixtures No lead or mercury means easy and environmentally safe disposal Very long life - Rated to still put out 70% as much light after 25,000 hours of operation as it did when brand new Saves 52 watts in electricity compared to a 60 watt incandescent Compatible with Lutron DVCL-153P, MACL-153M, AYCL-153P and DVCL-253P dimmers Euri Lighting Dimmable 8W 5000K A19 LED Bulb, GU24 Base, Enclosed Fixture Rated (Pack of 2) | 5000 | 85 | 800 | 100 | 25000 | 8 | 2 | 3.98 | 1.99 | 2.3383 | 2020Q3 | https://www.bulbs.com/product/EA19-8W2050EG-2 | Bulbs.com | 2020 | Yes
LED Lighting | A-Type | TCP | True |  | General Purpose Replacement | A19 | E26 (Medium) | Damp Location Rated,Filament Style Damp Location Rated,Filament Style Home Lamps, Bulbs, Ballasts Bulbs - LED LED - Decorative Lamps - Vintage Filament LED Lamp, 8 Watt, 120 Volt, Bulb: A19, Base: E26, Finish: White, Lumens: 800, CRI: 80, Color Temperature: 2700K, Dimmable & UL approved for damp and enclosed locations. TCP FA19D6027EW TCP FA19D6027EW LED Filament Bulb | 2700 | 81 | 800 | 100 | 15000 | 8 | 1 | 5.94 | 5.94 | 6.9797 | 2020Q3 | https://www.platt.com/platt-electric-supply/LED-Decorative-Lamps-Vintage/TCP/FA19D6027EW/product.aspx?zpid=1275149 | Platt | 2020 | Yes
LED Lighting | A-Type | Brand Philips | False |  |  |  |  | Philips A-19 non-dimmable 8 Watt 2700K warm white dusk to dawn LED bulb generates as much light as many 60 Watt incandescent bulbs. Includes a built-in sensor that turns the light on at night and off in the morning. Mfg #466581 Philips 60W Equivalent A19 Warm White 800 Lumens LED Light Bulb Package Of 6 | 2700 | 80 | 800 | 100 | 25000 | 8 | 6 | 92.8 | 15.4667 | 18.1739 | 2020Q3 | https://hdsupplysolutions.com/p/led-00-75-10-35/philips-60w-equivalent-a19-warm-white-800-lumens-led-light-bulb-package-of-6-p539128 | HD Supply | 2020 | Yes
LED Lighting | A-Type | Satco | True |  | A19/21 | E26 (Medium) | E26 (Medium) | Home / Light Bulbs / LED / Satco - S29879 - 8A19/CL/LED/E26/27K/90CRI Energy Star Certified; Damp Location Rated; Suitable for Use in Enclosed Fixtures 8W A19 LED Lamp - Universal - 800 Lumens - Warm White (2700K) - 90 CRI - 15000 Hours - E26 (Medium) - 120 to 130V - Clear Satco - S29879 - 8A19/CL/LED/E26/27K/90CRI | 2700 | 90 | 800 | 100 | 15000 | 8 | 1 | 9 | 9 | 10.5753 | 2020Q3 | https://shop.regencylighting.com/lamps/led/8a19-cl-led-e26-27k-90cri-s29879.html | Regency Lighting | 2020 | Yes
LED Lighting | A-Type | Philips | False | Daylighting/Photocell, | A19/21 | E26 (Medium) | E26 (Medium) | Home / Light Bulbs / LED / Philips - 455600 - 8A19/LED/850 ND 120V Damp Location Rated 8W A19 LED Lamp - Universal - 800 Lumens - Daylight (5000K) - 80 CRI - 15000 Hours - E26 (Medium) - 120 to 130V - Frost Philips - 455600 - 8A19/LED/850 ND 120V | 5000 | 80 | 800 | 100 | 15000 | 8 | 4 | 12 | 3 | 3.5251 | 2020Q3 | https://shop.regencylighting.com/lamps/led/8a19-led-850-nd-120v-45560-0.html | Regency Lighting | 2020 | Yes
LED Lighting | A-Type | Satco | True |  | A19/21 | E26 (Medium) | E26 (Medium) | Home / Light Bulbs / LED / LED A-Line / Satco - S29879 - 8A19/CL/LED/E26/27K/90CRI Energy Star Certified; Damp Location Rated; Suitable for Use in Enclosed Fixtures 8W A19 LED Lamp - Universal - 800 Lumens - Warm White (2700K) - 90 CRI - 15000 Hours - E26 (Medium) - 120 to 130V - Clear Satco - S29879 - 8A19/CL/LED/E26/27K/90CRI | 2700 | 90 | 800 | 100 | 15000 | 8 | 1 | 9 | 9 | 10.5753 | 2020Q3 | https://shop.regencylighting.com/lamps/led/a-line/8a19-cl-led-e26-27k-90cri-s29879.html | Regency Lighting | 2020 | Yes
LED Lighting | A-Type | Philips | False | Daylighting/Photocell, | A19/21 | E26 (Medium) | E26 (Medium) | Home / Light Bulbs / LED / LED A-Line / Philips - 455600 - 8A19/LED/850 ND 120V Damp Location Rated 8W A19 LED Lamp - Universal - 800 Lumens - Daylight (5000K) - 80 CRI - 15000 Hours - E26 (Medium) - 120 to 130V - Frost Philips - 455600 - 8A19/LED/850 ND 120V | 5000 | 80 | 800 | 100 | 15000 | 8 | 4 | 12 | 3 | 3.5251 | 2020Q3 | https://shop.regencylighting.com/lamps/led/a-line/8a19-led-850-nd-120v-45560-0.html | Regency Lighting | 2020 | Yes
LED Lighting | A-Type | TCP | True |  |  | A19 | Medium (E26) | Description Set the mood you want with this LED bulb that smoothly dims from an incandescent to a candle light color. Long life minimizes replacements Saves up to 85% in energy Frosted for better diffusion 8 Watt - 60 Watt Equal - 800 Lumens - 3 Year Warranty - TCP FA19D60GL1 LED A19 - Household Bulb - Dims from Incandescent to Candlelight Color |  |  | 800 | 100 |  | 8 | 12 | 72 | 6 | 7.0502 | 2020Q3 | https://www.1000bulbs.com/product/210394/TCP-10249.html | 1000bulbs.com | 2020 | Yes
LED Lighting | A-Type | Philips Lighting | True | Daylighting/Photocell, | General Purpose Replacement | A19 | E26 (Medium) | Damp Location Rated,Use With Timers,Dim to Warm,Not for Use in Recessed Fixtures,Use With Photo and/or Motion Sensors,Wet Location Rated,Filament Style Damp Location Rated,Use With Timers,Dim to Warm,Not for Use in Recessed Fixtures,Use With Photo and/or Motion Sensors,Wet Location Rated,Filament Style LED A-Style Light Bulbs ¦ LED Filament Bulbs Philips 8 watt Warm Glow dimmable 2700K-2200K 90 CRI filament LED bulb generates as much light as many 60 watt incandescent bulbs. The more you dim the warmer the light Title 20 compliant Suitable for use in outdoor applications No lead or mercury means easy and environmentally safe disposal Very long life - Rated to still put out 70% as much light after 15,000 hours of operation as it does when brand new Not for use in enclosed fixtures because heat build up will shorten life. Do not “hot swap” this bulb. Turn off fixture before replacing existing bulb. The more you dim the warmer the light Title 20 compliant Suitable for use in outdoor applications No lead or mercury means easy and environmentally safe disposal Very long life - Rated to still put out 70% as much light after 15,000 hours of operation as it does when brand new Philips Dimmable 8W Warm Glow 2700K-2200K 90 CRI Filament A-19 LED Bulb, Outdoor Rated, Title 20 Compliant | 2700 | 92 | 800 | 100 | 15000 | 8 | 6 | 4.99 | 0.83167 | 0.97724 | 2020Q3 | https://www.bulbs.com/product/8A19-PER-927-922-CL-G-E26-WGX-1FB-T20 | Bulbs.com | 2020 | Yes
LED Lighting | A-Type | Philips Lighting | False |  | A19 | Arbitrary | E26 Medium | Philips Lighting 8-Watt E26 medium screw-in base master LED lamp with frosted lens finished lens, offers initial light output of 800 Lumens. This A19 arbitrary shape lamp has current rating of 120-Milli-Amps and voltage rating of 120-Volt AC at 60-Hz. It has color rendering index of 80. This lamp with 2700K color temperature rating radiates warm white light to the surrounding. It emits or distributes light at beam angle of 220-degree. This lamp has a dimension of 109.8 mm x 61.4 mm. It has efficacy of 100 LPW. This lamp has case temperature rating of 70 deg C. It is suitable for general lighting applications in the hospitality industry. This lamp has average life of 25000 hours. Philips Lighting 466581 A19 Master LED Lamp 8-Watt E26 Medium Base 800-Lumens Initial 80 CRI 2700K Warm White | 2700 | 80 | 800 | 100 | 25000 | 8 | 1 | 18.9 | 18.9 | 22.2082 | 2020Q3 | https://www.ew-ne.com/lighting-1600000000/philips-lighting-466581-a19-master-led-lamp-8-watt-e26-medium-base-800-lumens-initial-80-cri-2700k-warm-white-582414 | Electrical Wholesalers Inc | 2020 | Yes
LED Lighting | A-Type | Philips Lighting | True |  | A19 (Arbitrary) |  | Medium Screw (E26), Medium Screw (E26), Medium Screw (E26) | Home Lamps, Bulbs, Ballasts Bulbs - LED LED - Traditional Lamps - A-Type Dimmable LED Lamp with warm glow effect, 8.8W, 120V, Bulb: A-Type (A19), Base: Medium Screw (E26), Lumens: 800 (60W Equivalent), CRI: 90, Color Temperature: 2700-2200K. 15,000 Hrs. Average Life Rating, *Philips Part # 47944-4* 12NC: 929001940904. 8.8A19/PER/927-22/P/E26/WG 6/1FB T20. Title 20 Qualified. Suitable for use in enclosed fixtures. Formally known as: 9.5A19/PER/827-22/P/E26/WG. Philips Lighting 8.8A19/PER/927-22/P/E26/WG Dimmable T20 LED Lamp, A19, 8.8W, 120V | 2200 | 90 | 800 | 100 |  | 8 | 1 | 5.36 | 5.36 | 6.2982 | 2020Q3 | https://www.platt.com/platt-electric-supply/LED-Traditional-Lamps-A-Type/Philips-Lighting/8-8A19-PER-927-22-P-E26-WG/product.aspx?zpid=1153069 | Platt | 2020 | Yes
LED Lighting | Reflector | Manufacturer: Keystone Technologies | True |  | Reflector (Flood/Spot) | PAR38 | E26 (Medium) | Damp Location Rated,Wet Location Rated,Recessed Fixtures Damp Location Rated,Wet Location Rated,Recessed Fixtures Home > LED Light Bulbs > LED PAR Bulbs > LED PAR38 > Flood (40 Degree) > 2700K Warm White > 12 Watt Essential Series LED General Purpose PAR38 Flood Dimmable 1000 Lumens 90 CRI 120V 2700K Product Specifications - Quick Reference Lamp Wattage: Working Voltage: 11.5 Watts 120 Volt Dimensions: Dimmability: 3.15" Dia. x 2.48" MOL YES - Dimmable CRI: Delivered Lumens: 90 CRI 1000 Lumens Replaces: Certifications: 90 Watt Halogen ENERGY STAR, UL, RoHS Light Color: 2700K Warm White Warranty: 3 Year Limited Ideal for energy and maintenance savings, Keystone’s LED PAR lights offer a 25,000 hour lifespan and 80% energy savings over halogen equivalents. A U-shaped reflector maximizes brightness while precision crafted, full face optics provide precise beam control. Keystone's Essential Series offers multiple types of LED PAR lights to meet a variety of application needs. Depending on the fixture type, either a short or a long neck LED PAR bulb will be a better fit. Choose between narrow or standard flood options based on the desired beam angle for the application. UL listed for damp and wet locations, and suitable for enclosed fixtures, Keystone's PAR LED Flood Bulbs are ideal for use in indoor or outdoor applications. There is a wide range of wattage and lumen outputs available, as well as both 80 and 90 CRI options for a majority of the line. This Keystone Technologies KT-LED11.5PAR38-F-927 Essential Series Dimmable LED PAR38 Light Bulb produces a color temperature of 2700K warm white, operates on your existing 120V circuit and consumes just 11.5 watts of energy. These LED PAR38 lamps 90 watt halogen equivalent retrofit lights generate 1000 lumens and have a Color Rendering Index (CRI) of 90. This bulb has a 40 degree beam angle and is considered a flood. Narrow flood options are also available. These 120 volt LED light bulbs fit fixtures with an E26 medium base. These LED PAR38 bulbs are dimmable but are CEC Title 20 Compliant. For Non-Dimmable versions, or NOT CEC compliant versions, please refer to the related products below. Can't find what you are looking for or need a quote for a large job? Give our customer service a call at 248-276-9640. The bulb's dimensions are 3.15 inches in diameter by 2.48 inches in length. The lens conceals the LEDs from sight and evenly distributes the light and with a durable plastic housing that lowers the risk for breakage. These PAR bulbs have full face optics for precise beam angle control. They are rated for use in wet locations. Click here to see the complete Keystone 11.5 Watt PAR38 Flood General Purpose Dimmable Specification Sheet. These bulbs Energy Star qualified and have a rated life of 25,000 hours or a 3 Year limited warranty. Typical Applications Typical applications for these PAR lamps include track lighting, display lighting, flood and spot lighting, and some outdoor light fixtures with suitable protection from the elements. Keystone Technologies 12 Watt Essential Series LED General Purpose PAR38 Flood Dimmable 1000 Lumens 90 CRI 120V 2700K | 2700 | 92 | 1000 | 86.9565 | 25000 | 11.5 | 1 | 12.23 | 12.23 | 14.3707 | 2020Q3 | https://www.greenelectricalsupply.com/12-watt-essential-series-led-general-purpose-par38-flood-dimmable-1000-lumens-90-cri-120v-2700k.aspx | Green Electrical Supply | 2020 | Yes
LED Lighting | Reflector | Manufacturer: Keystone Technologies | True |  | Reflector (Flood/Spot) | PAR38 | E26 (Medium) | Damp Location Rated,Wet Location Rated,Recessed Fixtures Damp Location Rated,Wet Location Rated,Recessed Fixtures Home > LED Light Bulbs > LED PAR Bulbs > LED PAR38 > Flood (40 Degree) > 3000K Warm White > 12 Watt Essential Series LED General Purpose PAR38 Flood Dimmable 1000 Lumens 90 CRI 120V 3000K Product Specifications - Quick Reference Lamp Wattage: Working Voltage: 11.5 Watts 120 Volt Dimensions: Dimmability: 3.15" Dia. x 2.48" MOL YES - Dimmable CRI: Delivered Lumens: 90 CRI 1000 Lumens Replaces: Certifications: 90 Watt Halogen ENERGY STAR, UL, RoHS Light Color: 3000K Warm White Warranty: 3 Year Limited Ideal for energy and maintenance savings, Keystone’s LED PAR lights offer a 25,000 hour lifespan and 80% energy savings over halogen equivalents. A U-shaped reflector maximizes brightness while precision crafted, full face optics provide precise beam control. Keystone's Essential Series offers multiple types of LED PAR lights to meet a variety of application needs. Depending on the fixture type, either a short or a long neck LED PAR bulb will be a better fit. Choose between narrow or standard flood options based on the desired beam angle for the application. UL listed for damp and wet locations, and suitable for enclosed fixtures, Keystone's PAR LED Flood Bulbs are ideal for use in indoor or outdoor applications. There is a wide range of wattage and lumen outputs available, as well as both 80 and 90 CRI options for a majority of the line. This Keystone Technologies KT-LED11.5PAR38-F-930 Essential Series Dimmable LED PAR38 Light Bulb produces a color temperature of 3000K warm white, operates on your existing 120V circuit and consumes just 11.5 watts of energy. These LED PAR38 lamps 90 watt halogen equivalent retrofit lights generate 1000 lumens and have a Color Rendering Index (CRI) of 90. This bulb has a 40 degree beam angle and is considered a flood. Narrow flood options are also available. These 120 volt LED light bulbs fit fixtures with an E26 medium base. These LED PAR38 bulbs are dimmable but are CEC Title 20 Compliant. For Non-Dimmable versions, or NOT CEC compliant versions, please refer to the related products below. Can't find what you are looking for or need a quote for a large job? Give our customer service a call at 248-276-9640. The bulb's dimensions are 3.15 inches in diameter by 2.48 inches in length. The lens conceals the LEDs from sight and evenly distributes the light and with a durable plastic housing that lowers the risk for breakage. These PAR bulbs have full face optics for precise beam angle control. They are rated for use in wet locations. Click here to see the complete Keystone 11.5 Watt PAR38 Flood General Purpose Dimmable Specification Sheet. These bulbs Energy Star qualified and have a rated life of 25,000 hours or a 3 Year limited warranty. Typical Applications Typical applications for these PAR lamps include track lighting, display lighting, flood and spot lighting, and some outdoor light fixtures with suitable protection from the elements. Keystone Technologies 12 Watt Essential Series LED General Purpose PAR38 Flood Dimmable 1000 Lumens 90 CRI 120V 3000K | 3000 | 91 | 1000 | 86.9565 | 25000 | 11.5 | 1 | 12.23 | 12.23 | 14.3707 | 2020Q3 | https://www.greenelectricalsupply.com/12-watt-essential-series-led-general-purpose-par38-flood-dimmable-1000-lumens-90-cri-120v-3000k.aspx | Green Electrical Supply | 2020 | Yes
LED Lighting | Reflector | Manufacturer: Keystone Technologies | True |  | Reflector (Flood/Spot) | PAR38 | E26 (Medium) | Damp Location Rated,Wet Location Rated,Recessed Fixtures Damp Location Rated,Wet Location Rated,Recessed Fixtures Home > LED Light Bulbs > LED PAR Bulbs > LED PAR38 > Flood (40 Degree) > 4000K Cool White > 12 Watt Essential Series LED General Purpose PAR38 Flood Dimmable 1000 Lumens 90 CRI 120V 4000K Product Specifications - Quick Reference Lamp Wattage: Working Voltage: 11.5 Watts 120 Volt Dimensions: Dimmability: 3.15" Dia. x 2.48" MOL YES - Dimmable CRI: Delivered Lumens: 90 CRI 1000 Lumens Replaces: Certifications: 90 Watt Halogen ENERGY STAR, UL, RoHS Light Color: 4000K Cool White Warranty: 3 Year Limited Ideal for energy and maintenance savings, Keystone’s LED PAR lights offer a 25,000 hour lifespan and 80% energy savings over halogen equivalents. A U-shaped reflector maximizes brightness while precision crafted, full face optics provide precise beam control. Keystone's Essential Series offers multiple types of LED PAR lights to meet a variety of application needs. Depending on the fixture type, either a short or a long neck LED PAR bulb will be a better fit. Choose between narrow or standard flood options based on the desired beam angle for the application. UL listed for damp and wet locations, and suitable for enclosed fixtures, Keystone's PAR LED Flood Bulbs are ideal for use in indoor or outdoor applications. There is a wide range of wattage and lumen outputs available, as well as both 80 and 90 CRI options for a majority of the line. This Keystone Technologies KT-LED11.5PAR38-F-940 Essential Series Dimmable LED PAR38 Light Bulb produces a color temperature of 4000K cool white, operates on your existing 120V circuit and consumes just 11.5 watts of energy. These LED PAR38 lamps 90 watt halogen equivalent retrofit lights generate 1000 lumens and have a Color Rendering Index (CRI) of 90. This bulb has a 40 degree beam angle and is considered a flood. Narrow flood options are also available. These 120 volt LED light bulbs fit fixtures with an E26 medium base. These LED PAR38 bulbs are dimmable but are CEC Title 20 Compliant. For Non-Dimmable versions, or NOT CEC compliant versions, please refer to the related products below. Can't find what you are looking for or need a quote for a large job? Give our customer service a call at 248-276-9640. The bulb's dimensions are 3.15 inches in diameter by 2.48 inches in length. The lens conceals the LEDs from sight and evenly distributes the light and with a durable plastic housing that lowers the risk for breakage. These PAR bulbs have full face optics for precise beam angle control. They are rated for use in wet locations. Click here to see the complete Keystone 11.5 Watt PAR38 Flood General Purpose Dimmable Specification Sheet. These bulbs Energy Star qualified and have a rated life of 25,000 hours or a 3 Year limited warranty. Typical Applications Typical applications for these PAR lamps include track lighting, display lighting, flood and spot lighting, and some outdoor light fixtures with suitable protection from the elements. Keystone Technologies 12 Watt Essential Series LED General Purpose PAR38 Flood Dimmable 1000 Lumens 90 CRI 120V 4000K | 4000 | 92 | 1050 | 91.3043 | 25000 | 11.5 | 1 | 12.23 | 12.23 | 14.3707 | 2020Q3 | https://www.greenelectricalsupply.com/12-watt-essential-series-led-general-purpose-par38-flood-dimmable-1000-lumens-90-cri-120v-4000k.aspx | Green Electrical Supply | 2020 | Yes
LED Lighting | Reflector | Manufacturer: Keystone Technologies | True | Daylighting/Photocell, | Reflector (Flood/Spot) | PAR38 | E26 (Medium) | Damp Location Rated,Wet Location Rated,Recessed Fixtures Damp Location Rated,Wet Location Rated,Recessed Fixtures Home > LED Light Bulbs > LED PAR Bulbs > LED PAR38 > Flood (40 Degree) > 5000K Daylight > 12 Watt Essential Series LED General Purpose PAR38 Flood Dimmable 1000 Lumens 90 CRI 120V 5000K Product Specifications - Quick Reference Lamp Wattage: Working Voltage: 11.5 Watts 120 Volt Dimensions: Dimmability: 3.15" Dia. x 2.48" MOL YES - Dimmable CRI: Delivered Lumens: 90 CRI 1000 Lumens Replaces: Certifications: 90 Watt Halogen ENERGY STAR, UL, RoHS Light Color: 5000K Daylight Warranty: 3 Year Limited Ideal for energy and maintenance savings, Keystone’s LED PAR lights offer a 25,000 hour lifespan and 80% energy savings over halogen equivalents. A U-shaped reflector maximizes brightness while precision crafted, full face optics provide precise beam control. Keystone's Essential Series offers multiple types of LED PAR lights to meet a variety of application needs. Depending on the fixture type, either a short or a long neck LED PAR bulb will be a better fit. Choose between narrow or standard flood options based on the desired beam angle for the application. UL listed for damp and wet locations, and suitable for enclosed fixtures, Keystone's PAR LED Flood Bulbs are ideal for use in indoor or outdoor applications. There is a wide range of wattage and lumen outputs available, as well as both 80 and 90 CRI options for a majority of the line. This Keystone Technologies KT-LED11.5PAR38-F-950 Essential Series Dimmable LED PAR38 Light Bulb produces a color temperature of 5000K daylight, operates on your existing 120V circuit and consumes just 11.5 watts of energy. These LED PAR38 lamps 90 watt halogen equivalent retrofit lights generate 1000 lumens and have a Color Rendering Index (CRI) of 90. This bulb has a 40 degree beam angle and is considered a flood. Narrow flood options are also available. These 120 volt LED light bulbs fit fixtures with an E26 medium base. These LED PAR38 bulbs are dimmable but are CEC Title 20 Compliant. For Non-Dimmable versions, or NOT CEC compliant versions, please refer to the related products below. Can't find what you are looking for or need a quote for a large job? Give our customer service a call at 248-276-9640. The bulb's dimensions are 3.15 inches in diameter by 2.48 inches in length. The lens conceals the LEDs from sight and evenly distributes the light and with a durable plastic housing that lowers the risk for breakage. These PAR bulbs have full face optics for precise beam angle control. They are rated for use in wet locations. Click here to see the complete Keystone 11.5 Watt PAR38 Flood General Purpose Dimmable Specification Sheet. These bulbs Energy Star qualified and have a rated life of 25,000 hours or a 3 Year limited warranty. Typical Applications Typical applications for these PAR lamps include track lighting, display lighting, flood and spot lighting, and some outdoor light fixtures with suitable protection from the elements. Keystone Technologies 12 Watt Essential Series LED General Purpose PAR38 Flood Dimmable 1000 Lumens 90 CRI 120V 5000K | 5000 | 92 | 1050 | 91.3043 | 25000 | 11.5 | 1 | 12.23 | 12.23 | 14.3707 | 2020Q3 | https://www.greenelectricalsupply.com/12-watt-essential-series-led-general-purpose-par38-flood-dimmable-1000-lumens-90-cri-120v-5000k.aspx | Green Electrical Supply | 2020 | Yes
LED Lighting | Reflector | Manufacturer: Keystone Technologies | True |  | Reflector (Flood/Spot) | PAR38 | E26 (Medium) | Damp Location Rated,Wet Location Rated,Recessed Fixtures Damp Location Rated,Wet Location Rated,Recessed Fixtures Home > LED Light Bulbs > LED PAR Bulbs > LED PAR38 > Narrow Flood (25 Degree) > 2700K Warm White > 12 Watt Essential Series LED General Purpose PAR38 Narrow Flood Dimmable 1000 Lumens 90 CRI 120V 2700K Product Specifications - Quick Reference Lamp Wattage: Working Voltage: 11.5 Watts 120 Volt Dimensions: Dimmability: 3.15" Dia. x 2.48" MOL YES - Dimmable CRI: Delivered Lumens: 90 CRI 1000 Lumens Replaces: Certifications: 90 Watt Halogen ENERGY STAR, UL, RoHS Light Color: 2700K Warm White Warranty: 3 Year Limited Ideal for energy and maintenance savings, Keystone’s LED PAR lights offer a 25,000 hour lifespan and 80% energy savings over halogen equivalents. A U-shaped reflector maximizes brightness while precision crafted, full face optics provide precise beam control. Keystone's Essential Series offers multiple types of LED PAR lights to meet a variety of application needs. Depending on the fixture type, either a short or a long neck LED PAR bulb will be a better fit. Choose between narrow or standard flood options based on the desired beam angle for the application. UL listed for damp and wet locations, and suitable for enclosed fixtures, Keystone's PAR LED Flood Bulbs are ideal for use in indoor or outdoor applications. There is a wide range of wattage and lumen outputs available, as well as both 80 and 90 CRI options for a majority of the line. This Keystone Technologies KT-LED11.5PAR38-NF-927 Essential Series Dimmable LED PAR38 Light Bulb produces a color temperature of 2700K warm white, operates on your existing 120V circuit and consumes just 11.5 watts of energy. These LED PAR38 lamps 90 watt halogen equivalent retrofit lights generate 1000 lumens and have a Color Rendering Index (CRI) of 90. This bulb has a 40 degree beam angle and is considered a flood. Narrow flood options are also available. These 120 volt LED light bulbs fit fixtures with an E26 medium base. These LED PAR38 bulbs are dimmable but are CEC Title 20 Compliant. For Non-Dimmable versions, or NOT CEC compliant versions, please refer to the related products below. Can't find what you are looking for or need a quote for a large job? Give our customer service a call at 248-276-9640. The bulb's dimensions are 3.15 inches in diameter by 2.48 inches in length. The lens conceals the LEDs from sight and evenly distributes the light and with a durable plastic housing that lowers the risk for breakage. These PAR bulbs have full face optics for precise beam angle control. They are rated for use in wet locations. Click here to see the complete Keystone 11.5 Watt PAR38 Narrow Flood General Purpose Dimmable Specification Sheet. These bulbs Energy Star qualified and have a rated life of 25,000 hours or a 3 Year limited warranty. Typical Applications Typical applications for these PAR lamps include track lighting, display lighting, flood and spot lighting, and some outdoor light fixtures with suitable protection from the elements. Keystone Technologies 12 Watt Essential Series LED General Purpose PAR38 Narrow Flood Dimmable 1000 Lumens 90 CRI 120V 2700K | 2700 | 92 | 1000 | 86.9565 | 25000 | 11.5 | 1 | 12.23 | 12.23 | 14.3707 | 2020Q3 | https://www.greenelectricalsupply.com/12-watt-essential-series-led-general-purpose-par38-narrow-flood-dimmable-1000-lumens-90-cri-120v-2700k.aspx | Green Electrical Supply | 2020 | Yes
LED Lighting | Reflector | Manufacturer: Keystone Technologies | True |  | Reflector (Flood/Spot) | PAR38 | E26 (Medium) | Damp Location Rated,Wet Location Rated,Recessed Fixtures Damp Location Rated,Wet Location Rated,Recessed Fixtures Home > LED Light Bulbs > LED PAR Bulbs > LED PAR38 > Narrow Flood (25 Degree) > 3000K Warm White > 12 Watt Essential Series LED General Purpose PAR38 Narrow Flood Dimmable 1000 Lumens 90 CRI 120V 3000K Product Specifications - Quick Reference Lamp Wattage: Working Voltage: 11.5 Watts 120 Volt Dimensions: Dimmability: 3.15" Dia. x 2.48" MOL YES - Dimmable CRI: Delivered Lumens: 90 CRI 1000 Lumens Replaces: Certifications: 90 Watt Halogen ENERGY STAR, UL, RoHS Light Color: 3000K Warm White Warranty: 3 Year Limited Ideal for energy and maintenance savings, Keystone’s LED PAR lights offer a 25,000 hour lifespan and 80% energy savings over halogen equivalents. A U-shaped reflector maximizes brightness while precision crafted, full face optics provide precise beam control. Keystone's Essential Series offers multiple types of LED PAR lights to meet a variety of application needs. Depending on the fixture type, either a short or a long neck LED PAR bulb will be a better fit. Choose between narrow or standard flood options based on the desired beam angle for the application. UL listed for damp and wet locations, and suitable for enclosed fixtures, Keystone's PAR LED Flood Bulbs are ideal for use in indoor or outdoor applications. There is a wide range of wattage and lumen outputs available, as well as both 80 and 90 CRI options for a majority of the line. This Keystone Technologies KT-LED11.5PAR38-NF-930 Essential Series Dimmable LED PAR38 Light Bulb produces a color temperature of 3000K warm white, operates on your existing 120V circuit and consumes just 11.5 watts of energy. These LED PAR38 lamps 90 watt halogen equivalent retrofit lights generate 1000 lumens and have a Color Rendering Index (CRI) of 90. This bulb has a 40 degree beam angle and is considered a flood. Narrow flood options are also available. These 120 volt LED light bulbs fit fixtures with an E26 medium base. These LED PAR38 bulbs are dimmable but are CEC Title 20 Compliant. For Non-Dimmable versions, or NOT CEC compliant versions, please refer to the related products below. Can't find what you are looking for or need a quote for a large job? Give our customer service a call at 248-276-9640. The bulb's dimensions are 3.15 inches in diameter by 2.48 inches in length. The lens conceals the LEDs from sight and evenly distributes the light and with a durable plastic housing that lowers the risk for breakage. These PAR bulbs have full face optics for precise beam angle control. They are rated for use in wet locations. Click here to see the complete Keystone 11.5 Watt PAR38 Narrow Flood General Purpose Dimmable Specification Sheet. These bulbs Energy Star qualified and have a rated life of 25,000 hours or a 3 Year limited warranty. Typical Applications Typical applications for these PAR lamps include track lighting, display lighting, flood and spot lighting, and some outdoor light fixtures with suitable protection from the elements. Keystone Technologies 12 Watt Essential Series LED General Purpose PAR38 Narrow Flood Dimmable 1000 Lumens 90 CRI 120V 3000K | 3000 | 91 | 1000 | 86.9565 | 25000 | 11.5 | 1 | 12.23 | 12.23 | 14.3707 | 2020Q3 | https://www.greenelectricalsupply.com/12-watt-essential-series-led-general-purpose-par38-narrow-flood-dimmable-1000-lumens-90-cri-120v-3000k.aspx | Green Electrical Supply | 2020 | Yes
LED Lighting | Reflector | Manufacturer: Keystone Technologies | True |  | Reflector (Flood/Spot) | PAR38 | E26 (Medium) | Damp Location Rated,Wet Location Rated,Recessed Fixtures Damp Location Rated,Wet Location Rated,Recessed Fixtures Home > LED Light Bulbs > LED PAR Bulbs > LED PAR38 > Narrow Flood (25 Degree) > 4000K Cool White > 12 Watt Essential Series LED General Purpose PAR38 Narrow Flood Dimmable 1000 Lumens 90 CRI 120V 4000K Product Specifications - Quick Reference Lamp Wattage: Working Voltage: 11.5 Watts 120 Volt Dimensions: Dimmability: 3.15" Dia. x 2.48" MOL YES - Dimmable CRI: Delivered Lumens: 90 CRI 1000 Lumens Replaces: Certifications: 90 Watt Halogen ENERGY STAR, UL, RoHS Light Color: 4000K Cool White Warranty: 3 Year Limited Ideal for energy and maintenance savings, Keystone’s LED PAR lights offer a 25,000 hour lifespan and 80% energy savings over halogen equivalents. A U-shaped reflector maximizes brightness while precision crafted, full face optics provide precise beam control. Keystone's Essential Series offers multiple types of LED PAR lights to meet a variety of application needs. Depending on the fixture type, either a short or a long neck LED PAR bulb will be a better fit. Choose between narrow or standard flood options based on the desired beam angle for the application. UL listed for damp and wet locations, and suitable for enclosed fixtures, Keystone's PAR LED Flood Bulbs are ideal for use in indoor or outdoor applications. There is a wide range of wattage and lumen outputs available, as well as both 80 and 90 CRI options for a majority of the line. This Keystone Technologies KT-LED11.5PAR38-NF-940 Essential Series Dimmable LED PAR38 Light Bulb produces a color temperature of 4000K cool white, operates on your existing 120V circuit and consumes just 11.5 watts of energy. These LED PAR38 lamps 90 watt halogen equivalent retrofit lights generate 1000 lumens and have a Color Rendering Index (CRI) of 90. This bulb has a 40 degree beam angle and is considered a flood. Narrow flood options are also available. These 120 volt LED light bulbs fit fixtures with an E26 medium base. These LED PAR38 bulbs are dimmable but are CEC Title 20 Compliant. For Non-Dimmable versions, or NOT CEC compliant versions, please refer to the related products below. Can't find what you are looking for or need a quote for a large job? Give our customer service a call at 248-276-9640. The bulb's dimensions are 3.15 inches in diameter by 2.48 inches in length. The lens conceals the LEDs from sight and evenly distributes the light and with a durable plastic housing that lowers the risk for breakage. These PAR bulbs have full face optics for precise beam angle control. They are rated for use in wet locations. Click here to see the complete Keystone 11.5 Watt PAR38 Narrow Flood General Purpose Dimmable Specification Sheet. These bulbs Energy Star qualified and have a rated life of 25,000 hours or a 3 Year limited warranty. Typical Applications Typical applications for these PAR lamps include track lighting, display lighting, flood and spot lighting, and some outdoor light fixtures with suitable protection from the elements. Keystone Technologies 12 Watt Essential Series LED General Purpose PAR38 Narrow Flood Dimmable 1000 Lumens 90 CRI 120V 4000K | 4000 | 92 | 1050 | 91.3043 | 25000 | 11.5 | 1 | 12.23 | 12.23 | 14.3707 | 2020Q3 | https://www.greenelectricalsupply.com/12-watt-essential-series-led-general-purpose-par38-narrow-flood-dimmable-1000-lumens-90-cri-120v-4000k.aspx | Green Electrical Supply | 2020 | Yes
LED Lighting | Reflector | Manufacturer: Keystone Technologies | True | Daylighting/Photocell, | Reflector (Flood/Spot) | PAR38 | E26 (Medium) | Damp Location Rated,Wet Location Rated,Recessed Fixtures Damp Location Rated,Wet Location Rated,Recessed Fixtures Home > LED Light Bulbs > LED PAR Bulbs > LED PAR38 > Narrow Flood (25 Degree) > 5000K Daylight > 12 Watt Essential Series LED General Purpose PAR38 Narrow Flood Dimmable 1000 Lumens 90 CRI 120V 5000K Product Specifications - Quick Reference Lamp Wattage: Working Voltage: 11.5 Watts 120 Volt Dimensions: Dimmability: 3.15" Dia. x 2.48" MOL YES - Dimmable CRI: Delivered Lumens: 90 CRI 1000 Lumens Replaces: Certifications: 90 Watt Halogen ENERGY STAR, UL, RoHS Light Color: 5000K Daylight Warranty: 3 Year Limited Ideal for energy and maintenance savings, Keystone’s LED PAR lights offer a 25,000 hour lifespan and 80% energy savings over halogen equivalents. A U-shaped reflector maximizes brightness while precision crafted, full face optics provide precise beam control. Keystone's Essential Series offers multiple types of LED PAR lights to meet a variety of application needs. Depending on the fixture type, either a short or a long neck LED PAR bulb will be a better fit. Choose between narrow or standard flood options based on the desired beam angle for the application. UL listed for damp and wet locations, and suitable for enclosed fixtures, Keystone's PAR LED Flood Bulbs are ideal for use in indoor or outdoor applications. There is a wide range of wattage and lumen outputs available, as well as both 80 and 90 CRI options for a majority of the line. This Keystone Technologies KT-LED11.5PAR38-NF-950 Essential Series Dimmable LED PAR38 Light Bulb produces a color temperature of 5000K daylight, operates on your existing 120V circuit and consumes just 11.5 watts of energy. These LED PAR38 lamps 90 watt halogen equivalent retrofit lights generate 1000 lumens and have a Color Rendering Index (CRI) of 90. This bulb has a 40 degree beam angle and is considered a flood. Narrow flood options are also available. These 120 volt LED light bulbs fit fixtures with an E26 medium base. These LED PAR38 bulbs are dimmable but are CEC Title 20 Compliant. For Non-Dimmable versions, or NOT CEC compliant versions, please refer to the related products below. Can't find what you are looking for or need a quote for a large job? Give our customer service a call at 248-276-9640. The bulb's dimensions are 3.15 inches in diameter by 2.48 inches in length. The lens conceals the LEDs from sight and evenly distributes the light and with a durable plastic housing that lowers the risk for breakage. These PAR bulbs have full face optics for precise beam angle control. They are rated for use in wet locations. Click here to see the complete Keystone 11.5 Watt PAR38 Narrow Flood General Purpose Dimmable Specification Sheet. These bulbs Energy Star qualified and have a rated life of 25,000 hours or a 3 Year limited warranty. Typical Applications Typical applications for these PAR lamps include track lighting, display lighting, flood and spot lighting, and some outdoor light fixtures with suitable protection from the elements. Keystone Technologies 12 Watt Essential Series LED General Purpose PAR38 Narrow Flood Dimmable 1000 Lumens 90 CRI 120V 5000K | 5000 | 92 | 1050 | 91.3043 | 25000 | 11.5 | 1 | 12.23 | 12.23 | 14.3707 | 2020Q3 | https://www.greenelectricalsupply.com/12-watt-essential-series-led-general-purpose-par38-narrow-flood-dimmable-1000-lumens-90-cri-120v-5000k.aspx | Green Electrical Supply | 2020 | Yes
LED Lighting | Reflector | Manufacturer: Keystone Technologies | True |  | Reflector (Flood/Spot) | BR40 | E26 (Medium) | Damp Location Rated,Recessed Fixtures Damp Location Rated,Recessed Fixtures Home > LED Light Bulbs > LED Reflector Bulbs > LED BR40 > 2700K Warm White > 12 Watt Essential Series LED Reflector BR40 Light Bulb Dimmable 940 Lumens 80 CRI 120V 2700K Product Specifications - Quick Reference Lamp Wattage: Working Voltage: 11.5 Watts 120 Volt Dimensions: Dimmability: 4.92" Dia. x 6.22" MOL YES - Dimmable CRI: Delivered Lumens: 80 CRI 940 Lumens Replaces: Certifications: 75 Watt Halogen ENERGY STAR, UL, RoHS Light Color: 2700K Warm White Warranty: 2 Year Limited Keystone Technologies flood reflector LED bulbs are ideal for replacing halogen equivalents, offering a longer lifespan of 15,000 hours and up to 80% energy savings. Keystone’s Reflector LED Flood Bulbs feature a long neck and wide beam angle, producing soft-edged, directional lighting with minimal shadowing. With smooth, uniform dimming, the Essential Series LED reflectors are a great choice for use with indoor recessed downlights and other indoor applications. This Keystone Technologies KT-LED11.5BR40-827 Essential Series Dimmable LED BR40 Light Bulb produces a color temperature of 2700K warm white, operates on your existing 120V circuit and consumes just 11.5 watts of energy. These LED BR40 lamps 75 watt halogen equivalent retrofit lights generate 940 lumens and have a Color Rendering Index (CRI) of 80. They are energy efficient and have 80% energy savings over legacy equivalents, as well as a lower heat generation. This bulb has a 120 degree beam angle with a smooth diffused lens for a comfortable glare free performance. These 120 volt LED light bulbs fit fixtures with an E26 medium base. These LED BR40 bulbs are dimmable but are NOT CEC Title 20 Compliant. For CEC compliant versions, please refer to the related products below. Can't find what you are looking for or need a quote for a large job? Give our customer service a call at 248-276-9640. The bulb's dimensions are 4.92 inches in diameter by 6.22 inches in length. The lens conceals the LEDs from sight and evenly distributes the light and with a durable plastic housing that lowers the risk for breakage. These reflector bulbs have a long life that minimizes replacement and maintenance costs. The operating temperature range is -4 degrees F to 95 degrees F. Click here to see the complete Keystone 11.5 Watt BR40 General Purpose Dimmable Specification Sheet. These bulbs Energy Star qualified and have a rated life of 15,000 hours or a 2 Year limited warranty. Typical Applications Typical applications for these reflector lamps include track lighting, recessed downlights, pendant lighting, and surface mount ceiling fixtures. They are rated for use in enclosed fixtures. Keystone Technologies 12 Watt Essential Series LED Reflector BR40 Light Bulb Dimmable 940 Lumens 80 CRI 120V 2700K | 2700 | 81 | 940 | 81.7391 | 15000 | 11.5 | 1 | 5.61 | 5.61 | 6.592 | 2020Q3 | https://www.greenelectricalsupply.com/12-watt-essential-series-led-reflector-br40-bulb-dimmable-80-cri-2700k.aspx | Green Electrical Supply | 2020 | Yes
LED Lighting | Reflector | Manufacturer: Keystone Technologies | True |  | Reflector (Flood/Spot) | BR40 | E26 (Medium) | Damp Location Rated,Recessed Fixtures Damp Location Rated,Recessed Fixtures Home > LED Light Bulbs > LED Reflector Bulbs > LED BR40 > 3000K Warm White > 12 Watt Essential Series LED Reflector BR40 Light Bulb Dimmable 940 Lumens 80 CRI 120V 3000K Product Specifications - Quick Reference Lamp Wattage: Working Voltage: 11.5 Watts 120 Volt Dimensions: Dimmability: 4.92" Dia. x 6.22" MOL YES - Dimmable CRI: Delivered Lumens: 80 CRI 940 Lumens Replaces: Certifications: 75 Watt Halogen ENERGY STAR, UL, RoHS Light Color: 3000K Warm White Warranty: 2 Year Limited Keystone Technologies flood reflector LED bulbs are ideal for replacing halogen equivalents, offering a longer lifespan of 15,000 hours and up to 80% energy savings. Keystone’s Reflector LED Flood Bulbs feature a long neck and wide beam angle, producing soft-edged, directional lighting with minimal shadowing. With smooth, uniform dimming, the Essential Series LED reflectors are a great choice for use with indoor recessed downlights and other indoor applications. This Keystone Technologies KT-LED11.5BR40-830 Essential Series Dimmable LED BR40 Light Bulb produces a color temperature of 3000K warm white, operates on your existing 120V circuit and consumes just 11.5 watts of energy. These LED BR40 lamps 75 watt halogen equivalent retrofit lights generate 940 lumens and have a Color Rendering Index (CRI) of 80. They are energy efficient and have 80% energy savings over legacy equivalents, as well as a lower heat generation. This bulb has a 120 degree beam angle with a smooth diffused lens for a comfortable glare free performance. These 120 volt LED light bulbs fit fixtures with an E26 medium base. These LED BR40 bulbs are dimmable but are NOT CEC Title 20 Compliant. For CEC compliant versions, please refer to the related products below. Can't find what you are looking for or need a quote for a large job? Give our customer service a call at 248-276-9640. The bulb's dimensions are 4.92 inches in diameter by 6.22 inches in length. The lens conceals the LEDs from sight and evenly distributes the light and with a durable plastic housing that lowers the risk for breakage. These reflector bulbs have a long life that minimizes replacement and maintenance costs. The operating temperature range is -4 degrees F to 95 degrees F. Click here to see the complete Keystone 11.5 Watt BR40 General Purpose Dimmable Specification Sheet. These bulbs Energy Star qualified and have a rated life of 15,000 hours or a 2 Year limited warranty. Typical Applications Typical applications for these reflector lamps include track lighting, recessed downlights, pendant lighting, and surface mount ceiling fixtures. They are rated for use in enclosed fixtures. Keystone Technologies 12 Watt Essential Series LED Reflector BR40 Light Bulb Dimmable 940 Lumens 80 CRI 120V 3000K | 3000 | 86 | 940 | 81.7391 | 15000 | 11.5 | 1 | 5.61 | 5.61 | 6.592 | 2020Q3 | https://www.greenelectricalsupply.com/12-watt-essential-series-led-reflector-br40-bulb-dimmable-80-cri-3000k.aspx | Green Electrical Supply | 2020 | Yes
LED Lighting | Reflector | Manufacturer: Keystone Technologies | True |  | Reflector (Flood/Spot) | BR40 | E26 (Medium) | Damp Location Rated,Recessed Fixtures Damp Location Rated,Recessed Fixtures Home > LED Light Bulbs > LED Reflector Bulbs > LED BR40 > 4000K Cool White > 12 Watt Essential Series LED Reflector BR40 Light Bulb Dimmable 940 Lumens 80 CRI 120V 4000K Product Specifications - Quick Reference Lamp Wattage: Working Voltage: 11.5 Watts 120 Volt Dimensions: Dimmability: 4.92" Dia. x 6.22" MOL YES - Dimmable CRI: Delivered Lumens: 80 CRI 940 Lumens Replaces: Certifications: 75 Watt Halogen ENERGY STAR, UL, RoHS Light Color: 4000K Cool White Warranty: 2 Year Limited Keystone Technologies flood reflector LED bulbs are ideal for replacing halogen equivalents, offering a longer lifespan of 15,000 hours and up to 80% energy savings. Keystone’s Reflector LED Flood Bulbs feature a long neck and wide beam angle, producing soft-edged, directional lighting with minimal shadowing. With smooth, uniform dimming, the Essential Series LED reflectors are a great choice for use with indoor recessed downlights and other indoor applications. This Keystone Technologies KT-LED11.5BR40-840 Essential Series Dimmable LED BR40 Light Bulb produces a color temperature of 4000K cool white, operates on your existing 120V circuit and consumes just 11.5 watts of energy. These LED BR40 lamps 75 watt halogen equivalent retrofit lights generate 940 lumens and have a Color Rendering Index (CRI) of 80. They are energy efficient and have 80% energy savings over legacy equivalents, as well as a lower heat generation. This bulb has a 120 degree beam angle with a smooth diffused lens for a comfortable glare free performance. These 120 volt LED light bulbs fit fixtures with an E26 medium base. These LED BR40 bulbs are dimmable but are NOT CEC Title 20 Compliant. For CEC compliant versions, please refer to the related products below. Can't find what you are looking for or need a quote for a large job? Give our customer service a call at 248-276-9640. The bulb's dimensions are 4.92 inches in diameter by 6.22 inches in length. The lens conceals the LEDs from sight and evenly distributes the light and with a durable plastic housing that lowers the risk for breakage. These reflector bulbs have a long life that minimizes replacement and maintenance costs. The operating temperature range is -4 degrees F to 95 degrees F. Click here to see the complete Keystone 11.5 Watt BR40 General Purpose Dimmable Specification Sheet. These bulbs Energy Star qualified and have a rated life of 15,000 hours or a 2 Year limited warranty. Typical Applications Typical applications for these reflector lamps include track lighting, recessed downlights, pendant lighting, and surface mount ceiling fixtures. They are rated for use in enclosed fixtures. Keystone Technologies 12 Watt Essential Series LED Reflector BR40 Light Bulb Dimmable 940 Lumens 80 CRI 120V 4000K | 4000 | 85 | 990 | 86.087 | 15000 | 11.5 | 1 | 5.61 | 5.61 | 6.592 | 2020Q3 | https://www.greenelectricalsupply.com/12-watt-essential-series-led-reflector-br40-bulb-dimmable-80-cri-4000k.aspx | Green Electrical Supply | 2020 | Yes
LED Lighting | Reflector | Manufacturer: Keystone Technologies | True | Daylighting/Photocell, | Reflector (Flood/Spot) | BR40 | E26 (Medium) | Damp Location Rated,Recessed Fixtures Damp Location Rated,Recessed Fixtures Home > LED Light Bulbs > LED Reflector Bulbs > LED BR40 > 5000K Daylight > 12 Watt Essential Series LED Reflector BR40 Light Bulb Dimmable 940 Lumens 80 CRI 120V 5000K Product Specifications - Quick Reference Lamp Wattage: Working Voltage: 11.5 Watts 120 Volt Dimensions: Dimmability: 4.92" Dia. x 6.22" MOL YES - Dimmable CRI: Delivered Lumens: 80 CRI 940 Lumens Replaces: Certifications: 75 Watt Halogen ENERGY STAR, UL, RoHS Light Color: 3000K Warm White Warranty: 2 Year Limited Keystone Technologies flood reflector LED bulbs are ideal for replacing halogen equivalents, offering a longer lifespan of 15,000 hours and up to 80% energy savings. Keystone’s Reflector LED Flood Bulbs feature a long neck and wide beam angle, producing soft-edged, directional lighting with minimal shadowing. With smooth, uniform dimming, the Essential Series LED reflectors are a great choice for use with indoor recessed downlights and other indoor applications. This Keystone Technologies KT-LED11.5BR40-830 Essential Series Dimmable LED BR40 Light Bulb produces a color temperature of 3000K warm white, operates on your existing 120V circuit and consumes just 11.5 watts of energy. These LED BR40 lamps 75 watt halogen equivalent retrofit lights generate 940 lumens and have a Color Rendering Index (CRI) of 80. They are energy efficient and have 80% energy savings over legacy equivalents, as well as a lower heat generation. This bulb has a 120 degree beam angle with a smooth diffused lens for a comfortable glare free performance. These 120 volt LED light bulbs fit fixtures with an E26 medium base. These LED BR40 bulbs are dimmable but are NOT CEC Title 20 Compliant. For CEC compliant versions, please refer to the related products below. Can't find what you are looking for or need a quote for a large job? Give our customer service a call at 248-276-9640. The bulb's dimensions are 4.92 inches in diameter by 6.22 inches in length. The lens conceals the LEDs from sight and evenly distributes the light and with a durable plastic housing that lowers the risk for breakage. These reflector bulbs have a long life that minimizes replacement and maintenance costs. The operating temperature range is -4 degrees F to 95 degrees F. Click here to see the complete Keystone 11.5 Watt BR40 General Purpose Dimmable Specification Sheet. These bulbs Energy Star qualified and have a rated life of 15,000 hours or a 2 Year limited warranty. Typical Applications Typical applications for these reflector lamps include track lighting, recessed downlights, pendant lighting, and surface mount ceiling fixtures. They are rated for use in enclosed fixtures. Keystone Technologies 12 Watt Essential Series LED Reflector BR40 Light Bulb Dimmable 940 Lumens 80 CRI 120V 5000K | 5000 | 84 | 990 | 86.087 | 15000 | 11.5 | 1 | 5.61 | 5.61 | 6.592 | 2020Q3 | https://www.greenelectricalsupply.com/12-watt-essential-series-led-reflector-br40-bulb-dimmable-80-cri-5000k.aspx | Green Electrical Supply | 2020 | Yes
LED Lighting | Reflector | Manufacturer: Satco | False |  | Reflector (Flood/Spot) | PAR30L | E26 (Medium) | None,Not Rated for Recessed Fixtures None,Not Rated for Recessed Fixtures Home > LED Commercial Fixtures > 277 Volt LED Lighting > 12 Watt 1200 Lumen 25 Degree Beam 120-277V Non-Dimmable Long Neck LED PAR30 Light Bulb 3000K ** Non-CEC Compliant - NOT Lawful for Sale in California ** Product Specifications - Quick Reference Input Voltage: Lumens: 100-277V 1200 Lumens Dimensions: Dimmable: 4-5/16" (MOL) x 3.75" (MOD) No - Not Dimmable LED Color: 3000K Warm White Life Time: 50,000 Hours Power Consumption: Luminous Efficacy: 12 Watts 100 lm/W CRI: Certifications: 83 CRI RoHS, Dry Location Satco's Hi-Pro LED series of high lumen PAR lamps for industrial and commercial applications are here to replace your halogen and ceramic metal halide lamps. Within this series, Satco is exhibiting their Solid State LED Lighting for these PAR shaped replacement lamps. This series of PAR30 LED lights bulbs are not dimmable, and are rated only for dry locations. They have a long life of 50,000 hours and possess a 3 Year Limited Warranty. This series comes in a 12 watt long neck or short neck model with the color temperatures of 3000K and 4000K. This model is part number S9764 (12W/LED/PAR30/LN/3000K/100-277V) which produces 1200 lumens of a 3000K warm white color. This bulb consumes just 12 watts of 100-277 volt energy to fit all your application needs. This bulb is RoHS compliant and cULus - dry location rated. This led spotlight is not dimmable and has a CRI of 83, with a medium E26 base to meet all of your replacement needs. This Long Neck PAR lamp has a 25° beam spread, for the exact beam profile and illumination information, please see the diagrams to the right of this text or check out the specification sheet linked at the end of this paragraph. This bulb measures 4-5/16 inches in length and has a diameter of 3.75 inches. Click here for the complete Satco S9764 LED PAR30 Light Bulb Specification Sheet. Try out these bulbs today! You will not be disappointed. Satco 12 Watt 1200 Lumen 25 Degree Beam 120-277V Non-Dimmable Long Neck LED PAR30 Light Bulb 3000K | 3000 | 84 | 1178 | 98.1667 | 50000 | 12 | 1 | 23.95 | 23.95 | 28.1422 | 2020Q3 | https://www.greenelectricalsupply.com/12-watt-led-par30-long-neck-120-277v-3000k.aspx | Green Electrical Supply | 2020 | Yes
LED Lighting | Reflector | Manufacturer: Satco | False |  | Reflector (Flood/Spot) | PAR30L | E26 (Medium) | None,Not Rated for Recessed Fixtures None,Not Rated for Recessed Fixtures Home > LED Commercial Fixtures > 277 Volt LED Lighting > 12 Watt 1200 Lumen 25 Degree Beam 120-277V Non-Dimmable Long Neck LED PAR30 Light Bulb 4000K ** Non-CEC Compliant - NOT Lawful for Sale in California ** Product Specifications - Quick Reference Input Voltage: Lumens: 100-277V 1200 Lumens Dimensions: Dimmable: 4-5/16" (MOL) x 3.75" (MOD) No - Not Dimmable LED Color: 4000K Cool White Life Time: 50,000 Hours Power Consumption: Luminous Efficacy: 12 Watts 100 lm/W CRI: Certifications: 83 CRI RoHS, Dry Location Satco's Hi-Pro LED series of high lumen PAR lamps for industrial and commercial applications are here to replace your halogen and ceramic metal halide lamps. Within this series, Satco is exhibiting their Solid State LED Lighting for these PAR shaped replacement lamps. This series of PAR30 LED lights bulbs are not dimmable, and are rated only for dry locations. They have a long life of 50,000 hours and possess a 3 Year Limited Warranty. This series comes in a 12 watt long neck or short neck model with the color temperatures of 3000K and 4000K. This model is part number S9765 (12W/LED/PAR30/LN/4000K/100-277V) which produces 1200 lumens of a 4000K cool white color. This bulb consumes just 12 watts of 100-277 volt energy to fit all your application needs. This bulb is RoHS compliant and cULus - dry location rated. This led spotlight is not dimmable and has a CRI of 83, with a medium E26 base to meet all of your replacement needs. This Long Neck PAR lamp has a 25° beam spread, for the exact beam profile and illumination information, please see the diagrams to the right of this text or check out the specification sheet linked at the end of this paragraph. This bulb measures 4-5/16 inches in length and has a diameter of 3.75 inches. Click here for the complete Satco S9765 LED PAR30 Light Bulb Specification Sheet. Try out these bulbs today! You will not be disappointed. Satco 12 Watt 1200 Lumen 25 Degree Beam 120-277V Non-Dimmable Long Neck LED PAR30 Light Bulb 4000K | 4000 | 86 | 1200 | 100 | 50000 | 12 | 1 | 23.95 | 23.95 | 28.1422 | 2020Q3 | https://www.greenelectricalsupply.com/12-watt-led-par30-long-neck-120-277v-4000k.aspx | Green Electrical Supply | 2020 | Yes
LED Lighting | Reflector | Manufacturer: Satco | False |  | Reflector (Flood/Spot) | PAR30S | E26 (Medium) | None,Not Rated for Recessed Fixtures None,Not Rated for Recessed Fixtures Home > LED Commercial Fixtures > 277 Volt LED Lighting > 12 Watt 1200 Lumen 25 Degree Beam 120-277V Non-Dimmable Short Neck LED PAR30 Light Bulb 3000K ** Non-CEC Compliant - NOT Lawful for Sale in California ** Product Specifications - Quick Reference Input Voltage: Lumens: 100-277V 1200 Lumens Dimensions: Dimmable: 3.5" (MOL) x 3.75" (MOD) No - Not Dimmable LED Color: 3000K Warm White Life Time: 50,000 Hours Power Consumption: Luminous Efficacy: 12 Watts 100 lm/W CRI: Certifications: 83 CRI RoHS, Dry Location Satco's Hi-Pro LED series of high lumen PAR lamps for industrial and commercial applications are here to replace your halogen and ceramic metal halide lamps. Within this series, Satco is exhibiting their Solid State LED Lighting for these PAR shaped replacement lamps. This series of PAR30 LED lights bulbs are not dimmable, and are rated only for dry locations. They have a long life of 50,000 hours and possess a 3 Year Limited Warranty. This series comes in a 12 watt long neck or short neck model with the color temperatures of 3000K and 4000K. This model is part number S9762 (12W/LED/PAR30/SN/3K/100-277V) which produces 1200 lumens of a 3000K warm white color. This bulb consumes just 12 watts of 100-277 volt energy to fit all your application needs. This bulb is RoHS compliant and cULus - dry location rated. This led spotlight is not dimmable and has a CRI of 83, with a medium E26 base to meet all of your replacement needs. This Short Neck PAR lamp has a 25° beam spread, for the exact beam profile and illumination information, please see the diagrams to the right of this text or check out the specification sheet linked at the end of this paragraph. This bulb measures 3.5 inches in length and has a diameter of 3.75 inches. Click here for the complete Satco S9762 LED PAR30 Light Bulb Specification Sheet. Try out these bulbs today! You will not be disappointed. Satco 12 Watt 1200 Lumen 25 Degree Beam 120-277V Non-Dimmable Short Neck LED PAR30 Light Bulb 3000K | 3000 | 84 | 1178 | 98.1667 | 50000 | 12 | 1 | 23.95 | 23.95 | 28.1422 | 2020Q3 | https://www.greenelectricalsupply.com/12-watt-led-par30-short-neck-120-277v-3000k.aspx | Green Electrical Supply | 2020 | Yes
LED Lighting | Reflector | Manufacturer: Satco | False |  | Reflector (Flood/Spot) | PAR30S | E26 (Medium) | None,Not Rated for Recessed Fixtures None,Not Rated for Recessed Fixtures Home > LED Commercial Fixtures > 277 Volt LED Lighting > 12 Watt 1200 Lumen 25 Degree Beam 120-277V Non-Dimmable Short Neck LED PAR30 Light Bulb 4000K ** Non-CEC Compliant - NOT Lawful for Sale in California ** Product Specifications - Quick Reference Input Voltage: Lumens: 100-277V 1200 Lumens Dimensions: Dimmable: 3.5" (MOL) x 3.75" (MOD) No - Not Dimmable LED Color: 4000K Cool White Life Time: 50,000 Hours Power Consumption: Luminous Efficacy: 12 Watts 100 lm/W CRI: Certifications: 83 CRI RoHS, Dry Location Satco's Hi-Pro LED series of high lumen PAR lamps for industrial and commercial applications are here to replace your halogen and ceramic metal halide lamps. Within this series, Satco is exhibiting their Solid State LED Lighting for these PAR shaped replacement lamps. This series of PAR30 LED lights bulbs are not dimmable, and are rated only for dry locations. They have a long life of 50,000 hours and possess a 3 Year Limited Warranty. This series comes in a 12 watt long neck or short neck model with the color temperatures of 3000K and 4000K. This model is part number S9763 (12W/LED/PAR30/SN/4K/100-277V) which produces 1200 lumens of a 4000K cool white color. This bulb consumes just 12 watts of 100-277 volt energy to fit all your application needs. This bulb is RoHS compliant and cULus - dry location rated. This led spotlight is not dimmable and has a CRI of 83, with a medium E26 base to meet all of your replacement needs. This Short Neck PAR lamp has a 25° beam spread, for the exact beam profile and illumination information, please see the diagrams to the right of this text or check out the specification sheet linked at the end of this paragraph. This bulb measures 3.5 inches in length and has a diameter of 3.75 inches. Click here for the complete Satco S9763 LED PAR30 Light Bulb Specification Sheet. Try out these bulbs today! You will not be disappointed. Satco 12 Watt 1200 Lumen 25 Degree Beam 120-277V Non-Dimmable Short Neck LED PAR30 Light Bulb 4000K | 4000 | 86 | 1200 | 100 | 50000 | 12 | 1 | 23.95 | 23.95 | 28.1422 | 2020Q3 | https://www.greenelectricalsupply.com/12-watt-led-par30-short-neck-120-277v-4000k.aspx | Green Electrical Supply | 2020 | Yes
LED Lighting | Reflector | Manufacturer: Keystone Technologies | True |  | Reflector (Flood/Spot) | PAR38 | E26 (Medium) | Damp Location Rated,Wet Location Rated,Recessed Fixtures Damp Location Rated,Wet Location Rated,Recessed Fixtures Home > LED Light Bulbs > LED PAR Bulbs > LED PAR38 > Flood (40 Degree) > 2700K Warm White > 13 Watt Essential Series LED General Purpose PAR38 Flood Dimmable 1200 Lumens 80 CRI 120V 2700K Product Specifications - Quick Reference Lamp Wattage: Working Voltage: 13 Watts 120 Volt Dimensions: Dimmability: 3.15" Dia. x 2.48" MOL YES - Dimmable CRI: Delivered Lumens: 80 CRI 1200 Lumens Replaces: Certifications: 120 Watt Halogen ENERGY STAR, UL, RoHS Light Color: 2700K Warm White Warranty: 3 Year Limited Ideal for energy and maintenance savings, Keystone’s LED PAR lights offer a 25,000 hour lifespan and 80% energy savings over halogen equivalents. A U-shaped reflector maximizes brightness while precision crafted, full face optics provide precise beam control. Keystone's Essential Series offers multiple types of LED PAR lights to meet a variety of application needs. Depending on the fixture type, either a short or a long neck LED PAR bulb will be a better fit. Choose between narrow or standard flood options based on the desired beam angle for the application. UL listed for damp and wet locations, and suitable for enclosed fixtures, Keystone's PAR LED Flood Bulbs are ideal for use in indoor or outdoor applications. There is a wide range of wattage and lumen outputs available, as well as both 80 and 90 CRI options for a majority of the line. This Keystone Technologies KT-LED13PAR38-F-827 Essential Series Dimmable LED PAR38 Light Bulb produces a color temperature of 2700K warm white, operates on your existing 120V circuit and consumes just 13 watts of energy. These LED PAR38 lamps 120 watt halogen equivalent retrofit lights generate 1200 lumens and have a Color Rendering Index (CRI) of 80. This bulb has a 40 degree beam angle and is considered a flood. Narrow flood options are also available. These 120 volt LED light bulbs fit fixtures with an E26 medium base. These LED PAR38 bulbs are dimmable but are NOT CEC Title 20 Compliant. For Non-Dimmable versions, or CEC compliant versions, please refer to the related products below. Can't find what you are looking for or need a quote for a large job? Give our customer service a call at 248-276-9640. The bulb's dimensions are 3.15 inches in diameter by 2.48 inches in length. The lens conceals the LEDs from sight and evenly distributes the light and with a durable plastic housing that lowers the risk for breakage. These PAR bulbs have full face optics for precise beam angle control. They are rated for use in wet locations. Click here to see the complete Keystone 13 Watt PAR38 Flood General Purpose Dimmable Specification Sheet. These bulbs Energy Star qualified and have a rated life of 25,000 hours or a 3 Year limited warranty. Typical Applications Typical applications for these PAR lamps include track lighting, display lighting, flood and spot lighting, and some outdoor light fixtures with suitable protection from the elements. Keystone Technologies 13 Watt Essential Series LED General Purpose PAR38 Flood Dimmable 1200 Lumens 80 CRI 120V 2700K | 2700 | 83 | 1200 | 96 | 25000 | 12.5 | 1 | 7.61 | 7.61 | 8.942 | 2020Q3 | https://www.greenelectricalsupply.com/13-watt-essential-series-led-general-purpose-par38-flood-dimmable-1000-lumens-80-cri-120v-2700k.aspx | Green Electrical Supply | 2020 | Yes
LED Lighting | Reflector | Manufacturer: Keystone Technologies | True |  | Reflector (Flood/Spot) | PAR38 | E26 (Medium) | Damp Location Rated,Wet Location Rated,Recessed Fixtures Damp Location Rated,Wet Location Rated,Recessed Fixtures Home > LED Light Bulbs > LED PAR Bulbs > LED PAR38 > Flood (40 Degree) > 3000K Warm White > 13 Watt Essential Series LED General Purpose PAR38 Flood Dimmable 1200 Lumens 80 CRI 120V 3000K Product Specifications - Quick Reference Lamp Wattage: Working Voltage: 13 Watts 120 Volt Dimensions: Dimmability: 3.15" Dia. x 2.48" MOL YES - Dimmable CRI: Delivered Lumens: 80 CRI 1200 Lumens Replaces: Certifications: 120 Watt Halogen ENERGY STAR, UL, RoHS Light Color: 3000K Warm White Warranty: 3 Year Limited Ideal for energy and maintenance savings, Keystone’s LED PAR lights offer a 25,000 hour lifespan and 80% energy savings over halogen equivalents. A U-shaped reflector maximizes brightness while precision crafted, full face optics provide precise beam control. Keystone's Essential Series offers multiple types of LED PAR lights to meet a variety of application needs. Depending on the fixture type, either a short or a long neck LED PAR bulb will be a better fit. Choose between narrow or standard flood options based on the desired beam angle for the application. UL listed for damp and wet locations, and suitable for enclosed fixtures, Keystone's PAR LED Flood Bulbs are ideal for use in indoor or outdoor applications. There is a wide range of wattage and lumen outputs available, as well as both 80 and 90 CRI options for a majority of the line. This Keystone Technologies KT-LED13PAR38-F-830 Essential Series Dimmable LED PAR38 Light Bulb produces a color temperature of 3000K warm white, operates on your existing 120V circuit and consumes just 13 watts of energy. These LED PAR38 lamps 120 watt halogen equivalent retrofit lights generate 1200 lumens and have a Color Rendering Index (CRI) of 80. This bulb has a 40 degree beam angle and is considered a flood. Narrow flood options are also available. These 120 volt LED light bulbs fit fixtures with an E26 medium base. These LED PAR38 bulbs are dimmable but are NOT CEC Title 20 Compliant. For Non-Dimmable versions, or CEC compliant versions, please refer to the related products below. Can't find what you are looking for or need a quote for a large job? Give our customer service a call at 248-276-9640. The bulb's dimensions are 3.15 inches in diameter by 2.48 inches in length. The lens conceals the LEDs from sight and evenly distributes the light and with a durable plastic housing that lowers the risk for breakage. These PAR bulbs have full face optics for precise beam angle control. They are rated for use in wet locations. Click here to see the complete Keystone 13 Watt PAR38 Flood General Purpose Dimmable Specification Sheet. These bulbs Energy Star qualified and have a rated life of 25,000 hours or a 3 Year limited warranty. Typical Applications Typical applications for these PAR lamps include track lighting, display lighting, flood and spot lighting, and some outdoor light fixtures with suitable protection from the elements. Keystone Technologies 13 Watt Essential Series LED General Purpose PAR38 Flood Dimmable 1200 Lumens 80 CRI 120V 3000K | 3000 | 84 | 1200 | 96 | 25000 | 12.5 | 1 | 7.61 | 7.61 | 8.942 | 2020Q3 | https://www.greenelectricalsupply.com/13-watt-essential-series-led-general-purpose-par38-flood-dimmable-1000-lumens-80-cri-120v-3000k.aspx | Green Electrical Supply | 2020 | Yes
LED Lighting | Reflector | Manufacturer: Keystone Technologies | True |  | Reflector (Flood/Spot) | PAR38 | E26 (Medium) | Damp Location Rated,Wet Location Rated,Recessed Fixtures Damp Location Rated,Wet Location Rated,Recessed Fixtures Home > LED Light Bulbs > LED PAR Bulbs > LED PAR38 > Flood (40 Degree) > 4000K Cool White > 13 Watt Essential Series LED General Purpose PAR38 Flood Dimmable 1200 Lumens 80 CRI 120V 4000K Product Specifications - Quick Reference Lamp Wattage: Working Voltage: 13 Watts 120 Volt Dimensions: Dimmability: 3.15" Dia. x 2.48" MOL YES - Dimmable CRI: Delivered Lumens: 80 CRI 1200 Lumens Replaces: Certifications: 120 Watt Halogen ENERGY STAR, UL, RoHS Light Color: 4000K Cool White Warranty: 3 Year Limited Ideal for energy and maintenance savings, Keystone’s LED PAR lights offer a 25,000 hour lifespan and 80% energy savings over halogen equivalents. A U-shaped reflector maximizes brightness while precision crafted, full face optics provide precise beam control. Keystone's Essential Series offers multiple types of LED PAR lights to meet a variety of application needs. Depending on the fixture type, either a short or a long neck LED PAR bulb will be a better fit. Choose between narrow or standard flood options based on the desired beam angle for the application. UL listed for damp and wet locations, and suitable for enclosed fixtures, Keystone's PAR LED Flood Bulbs are ideal for use in indoor or outdoor applications. There is a wide range of wattage and lumen outputs available, as well as both 80 and 90 CRI options for a majority of the line. This Keystone Technologies KT-LED13PAR38-F-840 Essential Series Dimmable LED PAR38 Light Bulb produces a color temperature of 4000K cool white, operates on your existing 120V circuit and consumes just 13 watts of energy. These LED PAR38 lamps 120 watt halogen equivalent retrofit lights generate 1200 lumens and have a Color Rendering Index (CRI) of 80. This bulb has a 40 degree beam angle and is considered a flood. Narrow flood options are also available. These 120 volt LED light bulbs fit fixtures with an E26 medium base. These LED PAR38 bulbs are dimmable but are NOT CEC Title 20 Compliant. For Non-Dimmable versions, or CEC compliant versions, please refer to the related products below. Can't find what you are looking for or need a quote for a large job? Give our customer service a call at 248-276-9640. The bulb's dimensions are 3.15 inches in diameter by 2.48 inches in length. The lens conceals the LEDs from sight and evenly distributes the light and with a durable plastic housing that lowers the risk for breakage. These PAR bulbs have full face optics for precise beam angle control. They are rated for use in wet locations. Click here to see the complete Keystone 13 Watt PAR38 Flood General Purpose Dimmable Specification Sheet. These bulbs Energy Star qualified and have a rated life of 25,000 hours or a 3 Year limited warranty. Typical Applications Typical applications for these PAR lamps include track lighting, display lighting, flood and spot lighting, and some outdoor light fixtures with suitable protection from the elements. Keystone Technologies 13 Watt Essential Series LED General Purpose PAR38 Flood Dimmable 1200 Lumens 80 CRI 120V 4000K | 4000 | 82 | 1260 | 100.8 | 25000 | 12.5 | 1 | 7.61 | 7.61 | 8.942 | 2020Q3 | https://www.greenelectricalsupply.com/13-watt-essential-series-led-general-purpose-par38-flood-dimmable-1000-lumens-80-cri-120v-4000k.aspx | Green Electrical Supply | 2020 | Yes
LED Lighting | Reflector | Manufacturer: Keystone Technologies | True | Daylighting/Photocell, | Reflector (Flood/Spot) | PAR38 | E26 (Medium) | Damp Location Rated,Wet Location Rated,Recessed Fixtures Damp Location Rated,Wet Location Rated,Recessed Fixtures Home > LED Light Bulbs > LED PAR Bulbs > LED PAR38 > Flood (40 Degree) > 4000K Cool White > 13 Watt Essential Series LED General Purpose PAR38 Flood Dimmable 1200 Lumens 80 CRI 120V 5000K Product Specifications - Quick Reference Lamp Wattage: Working Voltage: 13 Watts 120 Volt Dimensions: Dimmability: 3.15" Dia. x 2.48" MOL YES - Dimmable CRI: Delivered Lumens: 80 CRI 1200 Lumens Replaces: Certifications: 120 Watt Halogen ENERGY STAR, UL, RoHS Light Color: 5000K Daylight Warranty: 3 Year Limited Ideal for energy and maintenance savings, Keystone’s LED PAR lights offer a 25,000 hour lifespan and 80% energy savings over halogen equivalents. A U-shaped reflector maximizes brightness while precision crafted, full face optics provide precise beam control. Keystone's Essential Series offers multiple types of LED PAR lights to meet a variety of application needs. Depending on the fixture type, either a short or a long neck LED PAR bulb will be a better fit. Choose between narrow or standard flood options based on the desired beam angle for the application. UL listed for damp and wet locations, and suitable for enclosed fixtures, Keystone's PAR LED Flood Bulbs are ideal for use in indoor or outdoor applications. There is a wide range of wattage and lumen outputs available, as well as both 80 and 90 CRI options for a majority of the line. This Keystone Technologies KT-LED13PAR38-F-850 Essential Series Dimmable LED PAR38 Light Bulb produces a color temperature of 5000K daylight, operates on your existing 120V circuit and consumes just 13 watts of energy. These LED PAR38 lamps 120 watt halogen equivalent retrofit lights generate 1200 lumens and have a Color Rendering Index (CRI) of 80. This bulb has a 40 degree beam angle and is considered a flood. Narrow flood options are also available. These 120 volt LED light bulbs fit fixtures with an E26 medium base. These LED PAR38 bulbs are dimmable but are NOT CEC Title 20 Compliant. For Non-Dimmable versions, or CEC compliant versions, please refer to the related products below. Can't find what you are looking for or need a quote for a large job? Give our customer service a call at 248-276-9640. The bulb's dimensions are 3.15 inches in diameter by 2.48 inches in length. The lens conceals the LEDs from sight and evenly distributes the light and with a durable plastic housing that lowers the risk for breakage. These PAR bulbs have full face optics for precise beam angle control. They are rated for use in wet locations. Click here to see the complete Keystone 13 Watt PAR38 Flood General Purpose Dimmable Specification Sheet. These bulbs Energy Star qualified and have a rated life of 25,000 hours or a 3 Year limited warranty. Typical Applications Typical applications for these PAR lamps include track lighting, display lighting, flood and spot lighting, and some outdoor light fixtures with suitable protection from the elements. Keystone Technologies 13 Watt Essential Series LED General Purpose PAR38 Flood Dimmable 1200 Lumens 80 CRI 120V 5000K | 5000 | 83 | 1260 | 100.8 | 25000 | 12.5 | 1 | 7.61 | 7.61 | 8.942 | 2020Q3 | https://www.greenelectricalsupply.com/13-watt-essential-series-led-general-purpose-par38-flood-dimmable-1000-lumens-80-cri-120v-5000k.aspx | Green Electrical Supply | 2020 | Yes
LED Lighting | Reflector | Manufacturer: Keystone Technologies | True |  | Reflector (Flood/Spot) | PAR38 | E26 (Medium) | Damp Location Rated,Wet Location Rated,Recessed Fixtures Damp Location Rated,Wet Location Rated,Recessed Fixtures Home > LED Light Bulbs > LED PAR Bulbs > LED PAR38 > Narrow Flood (25 Degree) > 2700K Warm White > 13 Watt Essential Series LED General Purpose PAR38 Narrow Flood Dimmable 1250 Lumens 80 CRI 120V 2700K Product Specifications - Quick Reference Lamp Wattage: Working Voltage: 13 Watts 120 Volt Dimensions: Dimmability: 3.15" Dia. x 2.48" MOL YES - Dimmable CRI: Delivered Lumens: 80 CRI 1250 Lumens Replaces: Certifications: 120 Watt Halogen ENERGY STAR, UL, RoHS Light Color: 2700K Warm White Warranty: 3 Year Limited Ideal for energy and maintenance savings, Keystone’s LED PAR lights offer a 25,000 hour lifespan and 80% energy savings over halogen equivalents. A U-shaped reflector maximizes brightness while precision crafted, full face optics provide precise beam control. Keystone's Essential Series offers multiple types of LED PAR lights to meet a variety of application needs. Depending on the fixture type, either a short or a long neck LED PAR bulb will be a better fit. Choose between narrow or standard flood options based on the desired beam angle for the application. UL listed for damp and wet locations, and suitable for enclosed fixtures, Keystone's PAR LED Flood Bulbs are ideal for use in indoor or outdoor applications. There is a wide range of wattage and lumen outputs available, as well as both 80 and 90 CRI options for a majority of the line. This Keystone Technologies KT-LED13PAR38-NF-827 Essential Series Dimmable LED PAR38 Light Bulb produces a color temperature of 2700K warm white, operates on your existing 120V circuit and consumes just 13 watts of energy. These LED PAR38 lamps 120 watt halogen equivalent retrofit lights generate 1250 lumens and have a Color Rendering Index (CRI) of 80. This bulb has a 40 degree beam angle and is considered a flood. Narrow flood options are also available. These 120 volt LED light bulbs fit fixtures with an E26 medium base. These LED PAR38 bulbs are dimmable but are NOT CEC Title 20 Compliant. For Non-Dimmable versions, or CEC compliant versions, please refer to the related products below. Can't find what you are looking for or need a quote for a large job? Give our customer service a call at 248-276-9640. The bulb's dimensions are 3.15 inches in diameter by 2.48 inches in length. The lens conceals the LEDs from sight and evenly distributes the light and with a durable plastic housing that lowers the risk for breakage. These PAR bulbs have full face optics for precise beam angle control. They are rated for use in wet locations. Click here to see the complete Keystone 13 Watt PAR38 Narrow Flood General Purpose Dimmable Specification Sheet. These bulbs Energy Star qualified and have a rated life of 25,000 hours or a 3 Year limited warranty. Typical Applications Typical applications for these PAR lamps include track lighting, display lighting, flood and spot lighting, and some outdoor light fixtures with suitable protection from the elements. Keystone Technologies 13 Watt Essential Series LED General Purpose PAR38 Narrow Flood Dimmable 1250 Lumens 80 CRI 120V 2700K | 2700 | 83 | 1280 | 96.9697 | 25000 | 13.2 | 1 | 7.61 | 7.61 | 8.942 | 2020Q3 | https://www.greenelectricalsupply.com/13-watt-essential-series-led-general-purpose-par38-narrow-flood-dimmable-1250-lumens-80-cri-120v-2700k.aspx | Green Electrical Supply | 2020 | Yes
LED Lighting | Reflector | Manufacturer: Keystone Technologies | True |  | Reflector (Flood/Spot) | PAR38 | E26 (Medium) | Damp Location Rated,Wet Location Rated,Recessed Fixtures Damp Location Rated,Wet Location Rated,Recessed Fixtures Home > LED Light Bulbs > LED PAR Bulbs > LED PAR38 > Narrow Flood (25 Degree) > 3000K Warm White > 13 Watt Essential Series LED General Purpose PAR38 Narrow Flood Dimmable 1250 Lumens 80 CRI 120V 3000K Product Specifications - Quick Reference Lamp Wattage: Working Voltage: 13 Watts 120 Volt Dimensions: Dimmability: 3.15" Dia. x 2.48" MOL YES - Dimmable CRI: Delivered Lumens: 80 CRI 1250 Lumens Replaces: Certifications: 120 Watt Halogen ENERGY STAR, UL, RoHS Light Color: 3000K Warm White Warranty: 3 Year Limited Ideal for energy and maintenance savings, Keystone’s LED PAR lights offer a 25,000 hour lifespan and 80% energy savings over halogen equivalents. A U-shaped reflector maximizes brightness while precision crafted, full face optics provide precise beam control. Keystone's Essential Series offers multiple types of LED PAR lights to meet a variety of application needs. Depending on the fixture type, either a short or a long neck LED PAR bulb will be a better fit. Choose between narrow or standard flood options based on the desired beam angle for the application. UL listed for damp and wet locations, and suitable for enclosed fixtures, Keystone's PAR LED Flood Bulbs are ideal for use in indoor or outdoor applications. There is a wide range of wattage and lumen outputs available, as well as both 80 and 90 CRI options for a majority of the line. This Keystone Technologies KT-LED13PAR38-NF-830 Essential Series Dimmable LED PAR38 Light Bulb produces a color temperature of 3000K warm white, operates on your existing 120V circuit and consumes just 13 watts of energy. These LED PAR38 lamps 120 watt halogen equivalent retrofit lights generate 1250 lumens and have a Color Rendering Index (CRI) of 80. This bulb has a 40 degree beam angle and is considered a flood. Narrow flood options are also available. These 120 volt LED light bulbs fit fixtures with an E26 medium base. These LED PAR38 bulbs are dimmable but are NOT CEC Title 20 Compliant. For Non-Dimmable versions, or CEC compliant versions, please refer to the related products below. Can't find what you are looking for or need a quote for a large job? Give our customer service a call at 248-276-9640. The bulb's dimensions are 3.15 inches in diameter by 2.48 inches in length. The lens conceals the LEDs from sight and evenly distributes the light and with a durable plastic housing that lowers the risk for breakage. These PAR bulbs have full face optics for precise beam angle control. They are rated for use in wet locations. Click here to see the complete Keystone 13 Watt PAR38 Narrow Flood General Purpose Dimmable Specification Sheet. These bulbs Energy Star qualified and have a rated life of 25,000 hours or a 3 Year limited warranty. Typical Applications Typical applications for these PAR lamps include track lighting, display lighting, flood and spot lighting, and some outdoor light fixtures with suitable protection from the elements. Keystone Technologies 13 Watt Essential Series LED General Purpose PAR38 Narrow Flood Dimmable 1250 Lumens 80 CRI 120V 3000K | 3000 | 83 | 1280 | 96.9697 | 25000 | 13.2 | 1 | 7.61 | 7.61 | 8.942 | 2020Q3 | https://www.greenelectricalsupply.com/13-watt-essential-series-led-general-purpose-par38-narrow-flood-dimmable-1250-lumens-80-cri-120v-3000k.aspx | Green Electrical Supply | 2020 | Yes
LED Lighting | Reflector | Manufacturer: Keystone Technologies | True |  | Reflector (Flood/Spot) | PAR38 | E26 (Medium) | Damp Location Rated,Wet Location Rated,Recessed Fixtures Damp Location Rated,Wet Location Rated,Recessed Fixtures Home > LED Light Bulbs > LED PAR Bulbs > LED PAR38 > Narrow Flood (25 Degree) > 4000K Cool White > 13 Watt Essential Series LED General Purpose PAR38 Narrow Flood Dimmable 1250 Lumens 80 CRI 120V 4000K Product Specifications - Quick Reference Lamp Wattage: Working Voltage: 13 Watts 120 Volt Dimensions: Dimmability: 3.15" Dia. x 2.48" MOL YES - Dimmable CRI: Delivered Lumens: 80 CRI 1250 Lumens Replaces: Certifications: 120 Watt Halogen ENERGY STAR, UL, RoHS Light Color: 4000K Cool White Warranty: 3 Year Limited Ideal for energy and maintenance savings, Keystone’s LED PAR lights offer a 25,000 hour lifespan and 80% energy savings over halogen equivalents. A U-shaped reflector maximizes brightness while precision crafted, full face optics provide precise beam control. Keystone's Essential Series offers multiple types of LED PAR lights to meet a variety of application needs. Depending on the fixture type, either a short or a long neck LED PAR bulb will be a better fit. Choose between narrow or standard flood options based on the desired beam angle for the application. UL listed for damp and wet locations, and suitable for enclosed fixtures, Keystone's PAR LED Flood Bulbs are ideal for use in indoor or outdoor applications. There is a wide range of wattage and lumen outputs available, as well as both 80 and 90 CRI options for a majority of the line. This Keystone Technologies KT-LED13PAR38-NF-840 Essential Series Dimmable LED PAR38 Light Bulb produces a color temperature of 4000K cool white, operates on your existing 120V circuit and consumes just 13 watts of energy. These LED PAR38 lamps 120 watt halogen equivalent retrofit lights generate 1250 lumens and have a Color Rendering Index (CRI) of 80. This bulb has a 40 degree beam angle and is considered a flood. Narrow flood options are also available. These 120 volt LED light bulbs fit fixtures with an E26 medium base. These LED PAR38 bulbs are dimmable but are NOT CEC Title 20 Compliant. For Non-Dimmable versions, or CEC compliant versions, please refer to the related products below. Can't find what you are looking for or need a quote for a large job? Give our customer service a call at 248-276-9640. The bulb's dimensions are 3.15 inches in diameter by 2.48 inches in length. The lens conceals the LEDs from sight and evenly distributes the light and with a durable plastic housing that lowers the risk for breakage. These PAR bulbs have full face optics for precise beam angle control. They are rated for use in wet locations. Click here to see the complete Keystone 13 Watt PAR38 Narrow Flood General Purpose Dimmable Specification Sheet. These bulbs Energy Star qualified and have a rated life of 25,000 hours or a 3 Year limited warranty. Typical Applications Typical applications for these PAR lamps include track lighting, display lighting, flood and spot lighting, and some outdoor light fixtures with suitable protection from the elements. Keystone Technologies 13 Watt Essential Series LED General Purpose PAR38 Narrow Flood Dimmable 1250 Lumens 80 CRI 120V 4000K | 4000 | 82 | 1350 | 102.2727 | 25000 | 13.2 | 1 | 7.61 | 7.61 | 8.942 | 2020Q3 | https://www.greenelectricalsupply.com/13-watt-essential-series-led-general-purpose-par38-narrow-flood-dimmable-1250-lumens-80-cri-120v-4000k.aspx | Green Electrical Supply | 2020 | Yes
LED Lighting | Reflector | Manufacturer: Keystone Technologies | True | Daylighting/Photocell, | Reflector (Flood/Spot) | PAR38 | E26 (Medium) | Damp Location Rated,Wet Location Rated,Recessed Fixtures Damp Location Rated,Wet Location Rated,Recessed Fixtures Home > LED Light Bulbs > LED PAR Bulbs > LED PAR38 > Narrow Flood (25 Degree) > 5000K Daylight > 13 Watt Essential Series LED General Purpose PAR38 Narrow Flood Dimmable 1250 Lumens 80 CRI 120V 5000K Product Specifications - Quick Reference Lamp Wattage: Working Voltage: 13 Watts 120 Volt Dimensions: Dimmability: 3.15" Dia. x 2.48" MOL YES - Dimmable CRI: Delivered Lumens: 80 CRI 1250 Lumens Replaces: Certifications: 120 Watt Halogen ENERGY STAR, UL, RoHS Light Color: 5000K Daylight Warranty: 3 Year Limited Ideal for energy and maintenance savings, Keystone’s LED PAR lights offer a 25,000 hour lifespan and 80% energy savings over halogen equivalents. A U-shaped reflector maximizes brightness while precision crafted, full face optics provide precise beam control. Keystone's Essential Series offers multiple types of LED PAR lights to meet a variety of application needs. Depending on the fixture type, either a short or a long neck LED PAR bulb will be a better fit. Choose between narrow or standard flood options based on the desired beam angle for the application. UL listed for damp and wet locations, and suitable for enclosed fixtures, Keystone's PAR LED Flood Bulbs are ideal for use in indoor or outdoor applications. There is a wide range of wattage and lumen outputs available, as well as both 80 and 90 CRI options for a majority of the line. This Keystone Technologies KT-LED13PAR38-NF-850 Essential Series Dimmable LED PAR38 Light Bulb produces a color temperature of 5000K daylight, operates on your existing 120V circuit and consumes just 13 watts of energy. These LED PAR38 lamps 120 watt halogen equivalent retrofit lights generate 1250 lumens and have a Color Rendering Index (CRI) of 80. This bulb has a 40 degree beam angle and is considered a flood. Narrow flood options are also available. These 120 volt LED light bulbs fit fixtures with an E26 medium base. These LED PAR38 bulbs are dimmable but are NOT CEC Title 20 Compliant. For Non-Dimmable versions, or CEC compliant versions, please refer to the related products below. Can't find what you are looking for or need a quote for a large job? Give our customer service a call at 248-276-9640. The bulb's dimensions are 3.15 inches in diameter by 2.48 inches in length. The lens conceals the LEDs from sight and evenly distributes the light and with a durable plastic housing that lowers the risk for breakage. These PAR bulbs have full face optics for precise beam angle control. They are rated for use in wet locations. Click here to see the complete Keystone 13 Watt PAR38 Narrow Flood General Purpose Dimmable Specification Sheet. These bulbs Energy Star qualified and have a rated life of 25,000 hours or a 3 Year limited warranty. Typical Applications Typical applications for these PAR lamps include track lighting, display lighting, flood and spot lighting, and some outdoor light fixtures with suitable protection from the elements. Keystone Technologies 13 Watt Essential Series LED General Purpose PAR38 Narrow Flood Dimmable 1250 Lumens 80 CRI 120V 5000K | 5000 | 83 | 1350 | 102.2727 | 25000 | 13.2 | 1 | 7.61 | 7.61 | 8.942 | 2020Q3 | https://www.greenelectricalsupply.com/13-watt-essential-series-led-general-purpose-par38-narrow-flood-dimmable-1250-lumens-80-cri-120v-5000k.aspx | Green Electrical Supply | 2020 | Yes
LED Lighting | Reflector | Manufacturer: Keystone Technologies | True |  | Reflector (Flood/Spot) | BR40 | E26 (Medium) | Damp Location Rated,Recessed Fixtures Damp Location Rated,Recessed Fixtures Home > LED Light Bulbs > LED Reflector Bulbs > LED BR40 > 2700K Warm White > 13 Watt Essential Series LED Reflector BR40 Light Bulb Dimmable 1200 Lumens 90 CRI 120V 2700K Product Specifications - Quick Reference Lamp Wattage: Working Voltage: 13 Watts 120 Volt Dimensions: Dimmability: 4.92" Dia. x 6.22" MOL YES - Dimmable CRI: Delivered Lumens: 90 CRI 1200 Lumens Replaces: Certifications: 85 Watt Halogen ENERGY STAR, UL, RoHS Light Color: 2700K Warm White Warranty: 2 Year Limited Keystone Technologies flood reflector LED bulbs are ideal for replacing halogen equivalents, offering a longer lifespan of 15,000 hours and up to 80% energy savings. Keystone’s Reflector LED Flood Bulbs feature a long neck and wide beam angle, producing soft-edged, directional lighting with minimal shadowing. With smooth, uniform dimming, the Essential Series LED reflectors are a great choice for use with indoor recessed downlights and other indoor applications. This Keystone Technologies KT-LED13BR40-927 Essential Series Dimmable High CRI LED BR40 Light Bulb produces a color temperature of 2700K warm white, operates on your existing 120V circuit and consumes just 13 watts of energy. These LED BR40 lamps 85 watt halogen equivalent retrofit lights generate 1200 lumens and have a Color Rendering Index (CRI) of 90. They are energy efficient and have 80% energy savings over legacy equivalents, as well as a lower heat generation. This bulb has a 120 degree beam angle with a smooth diffused lens for a comfortable glare free performance. These 120 volt LED light bulbs fit fixtures with an E26 medium base. These LED BR40 bulbs are dimmable and are CEC Title 20 Compliant and Title 24 JA8 Compliant. For NON-CEC compliant versions, please refer to the related products below. Can't find what you are looking for or need a quote for a large job? Give our customer service a call at 248-276-9640. The bulb's dimensions are 4.92 inches in diameter by 6.22 inches in length. The lens conceals the LEDs from sight and evenly distributes the light and with a durable plastic housing that lowers the risk for breakage. These reflector bulbs have a long life that minimizes replacement and maintenance costs. The operating temperature range is -4 degrees F to 95 degrees F. Click here to see the complete Keystone 13 Watt 90 CRI BR40 General Purpose Dimmable Specification Sheet. These bulbs Energy Star qualified and have a rated life of 15,000 hours or a 2 Year limited warranty. Typical Applications Typical applications for these reflector lamps include track lighting, recessed downlights, pendant lighting, and surface mount ceiling fixtures. They are rated for use in enclosed fixtures. Keystone Technologies 13 Watt Essential Series LED Reflector BR40 Light Bulb Dimmable 1200 Lumens 90 CRI 120V 2700K | 2700 | 93 | 1100 | 84.6154 | 25000 | 13 | 1 | 9.98 | 9.98 | 11.7269 | 2020Q3 | https://www.greenelectricalsupply.com/13-watt-essential-series-led-reflector-br40-bulb-dimmable-90-cri-2700k.aspx | Green Electrical Supply | 2020 | Yes
LED Lighting | Reflector | Manufacturer: Keystone Technologies | True |  | Reflector (Flood/Spot) | BR40 | E26 (Medium) | Damp Location Rated,Recessed Fixtures Damp Location Rated,Recessed Fixtures Home > LED Light Bulbs > LED Reflector Bulbs > LED BR40 > 3000K Warm White > 13 Watt Essential Series LED Reflector BR40 Light Bulb Dimmable 1200 Lumens 90 CRI 120V 3000K Product Specifications - Quick Reference Lamp Wattage: Working Voltage: 13 Watts 120 Volt Dimensions: Dimmability: 4.92" Dia. x 6.22" MOL YES - Dimmable CRI: Delivered Lumens: 90 CRI 1200 Lumens Replaces: Certifications: 85 Watt Halogen ENERGY STAR, UL, RoHS Light Color: 3000K Warm White Warranty: 2 Year Limited Keystone Technologies flood reflector LED bulbs are ideal for replacing halogen equivalents, offering a longer lifespan of 15,000 hours and up to 80% energy savings. Keystone’s Reflector LED Flood Bulbs feature a long neck and wide beam angle, producing soft-edged, directional lighting with minimal shadowing. With smooth, uniform dimming, the Essential Series LED reflectors are a great choice for use with indoor recessed downlights and other indoor applications. This Keystone Technologies KT-LED13BR40-930 Essential Series Dimmable High CRI LED BR40 Light Bulb produces a color temperature of 3000K warm white, operates on your existing 120V circuit and consumes just 13 watts of energy. These LED BR40 lamps 85 watt halogen equivalent retrofit lights generate 1200 lumens and have a Color Rendering Index (CRI) of 90. They are energy efficient and have 80% energy savings over legacy equivalents, as well as a lower heat generation. This bulb has a 120 degree beam angle with a smooth diffused lens for a comfortable glare free performance. These 120 volt LED light bulbs fit fixtures with an E26 medium base. These LED BR40 bulbs are dimmable and are CEC Title 20 Compliant and Title 24 JA8 Compliant. For NON-CEC compliant versions, please refer to the related products below. Can't find what you are looking for or need a quote for a large job? Give our customer service a call at 248-276-9640. The bulb's dimensions are 4.92 inches in diameter by 6.22 inches in length. The lens conceals the LEDs from sight and evenly distributes the light and with a durable plastic housing that lowers the risk for breakage. These reflector bulbs have a long life that minimizes replacement and maintenance costs. The operating temperature range is -4 degrees F to 95 degrees F. Click here to see the complete Keystone 13 Watt 90 CRI BR40 General Purpose Dimmable Specification Sheet. These bulbs Energy Star qualified and have a rated life of 15,000 hours or a 2 Year limited warranty. Typical Applications Typical applications for these reflector lamps include track lighting, recessed downlights, pendant lighting, and surface mount ceiling fixtures. They are rated for use in enclosed fixtures. Keystone Technologies 13 Watt Essential Series LED Reflector BR40 Light Bulb Dimmable 1200 Lumens 90 CRI 120V 3000K | 3000 | 93 | 1100 | 84.6154 | 25000 | 13 | 1 | 9.98 | 9.98 | 11.7269 | 2020Q3 | https://www.greenelectricalsupply.com/13-watt-essential-series-led-reflector-br40-bulb-dimmable-90-cri-3000k.aspx | Green Electrical Supply | 2020 | Yes
LED Lighting | Reflector | Manufacturer: Keystone Technologies | True |  | Reflector (Flood/Spot) | BR40 | E26 (Medium) | Damp Location Rated,Recessed Fixtures Damp Location Rated,Recessed Fixtures Home > LED Light Bulbs > LED Reflector Bulbs > LED BR40 > 4000K Cool White > 13 Watt Essential Series LED Reflector BR40 Light Bulb Dimmable 1200 Lumens 90 CRI 120V 4000K Product Specifications - Quick Reference Lamp Wattage: Working Voltage: 13 Watts 120 Volt Dimensions: Dimmability: 4.92" Dia. x 6.22" MOL YES - Dimmable CRI: Delivered Lumens: 90 CRI 1200 Lumens Replaces: Certifications: 85 Watt Halogen ENERGY STAR, UL, RoHS Light Color: 4000K Cool White Warranty: 2 Year Limited Keystone Technologies flood reflector LED bulbs are ideal for replacing halogen equivalents, offering a longer lifespan of 15,000 hours and up to 80% energy savings. Keystone’s Reflector LED Flood Bulbs feature a long neck and wide beam angle, producing soft-edged, directional lighting with minimal shadowing. With smooth, uniform dimming, the Essential Series LED reflectors are a great choice for use with indoor recessed downlights and other indoor applications. This Keystone Technologies KT-LED13BR40-940 Essential Series Dimmable High CRI LED BR40 Light Bulb produces a color temperature of 4000K cool white, operates on your existing 120V circuit and consumes just 13 watts of energy. These LED BR40 lamps 85 watt halogen equivalent retrofit lights generate 1200 lumens and have a Color Rendering Index (CRI) of 90. They are energy efficient and have 80% energy savings over legacy equivalents, as well as a lower heat generation. This bulb has a 120 degree beam angle with a smooth diffused lens for a comfortable glare free performance. These 120 volt LED light bulbs fit fixtures with an E26 medium base. These LED BR40 bulbs are dimmable and are CEC Title 20 Compliant and Title 24 JA8 Compliant. For NON-CEC compliant versions, please refer to the related products below. Can't find what you are looking for or need a quote for a large job? Give our customer service a call at 248-276-9640. The bulb's dimensions are 4.92 inches in diameter by 6.22 inches in length. The lens conceals the LEDs from sight and evenly distributes the light and with a durable plastic housing that lowers the risk for breakage. These reflector bulbs have a long life that minimizes replacement and maintenance costs. The operating temperature range is -4 degrees F to 95 degrees F. Click here to see the complete Keystone 13 Watt 90 CRI BR40 General Purpose Dimmable Specification Sheet. These bulbs Energy Star qualified and have a rated life of 15,000 hours or a 2 Year limited warranty. Typical Applications Typical applications for these reflector lamps include track lighting, recessed downlights, pendant lighting, and surface mount ceiling fixtures. They are rated for use in enclosed fixtures. Keystone Technologies 13 Watt Essential Series LED Reflector BR40 Light Bulb Dimmable 1200 Lumens 90 CRI 120V 4000K | 4000 | 94 | 1100 | 84.6154 | 25000 | 13 | 1 | 9.98 | 9.98 | 11.7269 | 2020Q3 | https://www.greenelectricalsupply.com/13-watt-essential-series-led-reflector-br40-bulb-dimmable-90-cri-4000k.aspx | Green Electrical Supply | 2020 | Yes
LED Lighting | Reflector | Manufacturer: Keystone Technologies | True | Daylighting/Photocell, | Reflector (Flood/Spot) | BR40 | E26 (Medium) | Damp Location Rated,Recessed Fixtures Damp Location Rated,Recessed Fixtures Home > LED Light Bulbs > LED Reflector Bulbs > LED BR40 > 5000K Daylight > 13 Watt Essential Series LED Reflector BR40 Light Bulb Dimmable 1200 Lumens 90 CRI 120V 5000K Product Specifications - Quick Reference Lamp Wattage: Working Voltage: 13 Watts 120 Volt Dimensions: Dimmability: 4.92" Dia. x 6.22" MOL YES - Dimmable CRI: Delivered Lumens: 90 CRI 1200 Lumens Replaces: Certifications: 85 Watt Halogen ENERGY STAR, UL, RoHS Light Color: 5000K Daylight Warranty: 2 Year Limited Keystone Technologies flood reflector LED bulbs are ideal for replacing halogen equivalents, offering a longer lifespan of 15,000 hours and up to 80% energy savings. Keystone’s Reflector LED Flood Bulbs feature a long neck and wide beam angle, producing soft-edged, directional lighting with minimal shadowing. With smooth, uniform dimming, the Essential Series LED reflectors are a great choice for use with indoor recessed downlights and other indoor applications. This Keystone Technologies KT-LED13BR40-950 Essential Series Dimmable High CRI LED BR40 Light Bulb produces a color temperature of 5000K daylight, operates on your existing 120V circuit and consumes just 13 watts of energy. These LED BR40 lamps 85 watt halogen equivalent retrofit lights generate 1200 lumens and have a Color Rendering Index (CRI) of 90. They are energy efficient and have 80% energy savings over legacy equivalents, as well as a lower heat generation. This bulb has a 120 degree beam angle with a smooth diffused lens for a comfortable glare free performance. These 120 volt LED light bulbs fit fixtures with an E26 medium base. These LED BR40 bulbs are dimmable and are CEC Title 20 Compliant and Title 24 JA8 Compliant. For NON-CEC compliant versions, please refer to the related products below. Can't find what you are looking for or need a quote for a large job? Give our customer service a call at 248-276-9640. The bulb's dimensions are 4.92 inches in diameter by 6.22 inches in length. The lens conceals the LEDs from sight and evenly distributes the light and with a durable plastic housing that lowers the risk for breakage. These reflector bulbs have a long life that minimizes replacement and maintenance costs. The operating temperature range is -4 degrees F to 95 degrees F. Click here to see the complete Keystone 13 Watt 90 CRI BR40 General Purpose Dimmable Specification Sheet. These bulbs Energy Star qualified and have a rated life of 15,000 hours or a 2 Year limited warranty. Typical Applications Typical applications for these reflector lamps include track lighting, recessed downlights, pendant lighting, and surface mount ceiling fixtures. They are rated for use in enclosed fixtures. Keystone Technologies 13 Watt Essential Series LED Reflector BR40 Light Bulb Dimmable 1200 Lumens 90 CRI 120V 5000K | 5000 | 94 | 1100 | 84.6154 | 25000 | 13 | 1 | 9.98 | 9.98 | 11.7269 | 2020Q3 | https://www.greenelectricalsupply.com/13-watt-essential-series-led-reflector-br40-bulb-dimmable-90-cri-5000k.aspx | Green Electrical Supply | 2020 | Yes
LED Lighting | A-Type | Philips Lighting | False |  | A19 (Arbitrary) |  | Medium Screw (E26), Medium Screw (E26), Medium Screw (E26) | Home Lamps, Bulbs, Ballasts Bulbs - LED LED - Traditional Lamps - A-Type Dimmable LED Lamp, 8W, 120V, Bulb: A-Type (A19), Base: Medium Screw (E26), Lumens: 800, CRI: >80, Color Temperature: 5000K. Rated Average Life: 10,950 Hrs. *Philips Part # 55045-9 929002036304. 60W Non-Dim Equivalent Philips Lighting 8.8A19/PER/950/P/E26/DIM 6/1FB T20 Dimmable LED Lamp | 5000 | 80 | 800 | 100 |  | 8 | 1 | 3.8 | 3.8 | 4.4651 | 2020Q3 | https://www.platt.com/platt-electric-supply/LED-Traditional-Lamps-A-Type/Philips-Lighting/8-8A19-PER-950-P-E26-DIM-6-1FB-T20/product.aspx?zpid=213503 | Platt | 2020 | Yes
LED Lighting | A-Type | Philips Lighting | False |  | A19 | Arbitrary | E26 Medium | Philips Lighting 8-Watt E26 medium screw-in base master LED lamp with frosted lens finished lens, offers initial light output of 800 Lumens. This A19 arbitrary shape lamp has current rating of 120-Milli-Amps and voltage rating of 120-Volt AC at 60-Hz. It has color rendering index of 80. This lamp with 2700K color temperature rating radiates warm white light to the surrounding. It emits or distributes light at beam angle of 220-degree. This lamp has a dimension of 109.8 mm x 61.4 mm. It has efficacy of 100 LPW. This lamp has case temperature rating of 70 deg C. It is suitable for general lighting applications in the hospitality industry. This lamp has average life of 25000 hours. Philips Lighting 466581 A19 Master LED Lamp 8-Watt E26 Medium Base 800-Lumens Initial 80 CRI 2700K Warm White | 2700 | 80 | 800 | 100 | 25000 | 8 | 1 | 10.164 | 10.164 | 11.9431 | 2020Q3 | https://www.standardelectric.com/lighting-1600000000/philips-lighting-466581-a19-master-led-lamp-8-watt-e26-medium-base-800-lumens-initial-80-cri-2700k-warm-white-582414 | Standard Electric | 2020 | Yes
LED Lighting | A-Type | Euri Lighting | True |  | General Purpose Replacement | A19 | GU24 | Recessed Fixtures,Damp Location Rated LED A-Style Light Bulbs Euri Lighting dimmable 8 watt 5000K A19 LED bulb with GU24 base generates as much light as many 60 watt incandescent bulbs. Suitable for use in enclosed fixtures No lead or mercury means easy and environmentally safe disposal Very long life - Rated to still put out 70% as much light after 25,000 hours of operation as it did when brand new Saves 52 watts in electricity compared to a 60 watt incandescent Compatible with Lutron DVCL-153P, MACL-153M and AYCL-153P dimmers Do not “hot swap” this bulb. Turn off fixture before replacing existing bulb. Suitable for use in enclosed fixtures No lead or mercury means easy and environmentally safe disposal Very long life - Rated to still put out 70% as much light after 25,000 hours of operation as it did when brand new Saves 52 watts in electricity compared to a 60 watt incandescent Compatible with Lutron DVCL-153P, MACL-153M and AYCL-153P dimmers Euri Lighting Dimmable 8W 5000K A19 LED Bulb, GU24 Base, Enclosed Fixture Rated (Pack of 2) | 5000 | 85 | 800 | 100 | 25000 | 8 | 2 | 3.98 | 1.99 | 2.3383 | 2020Q2 | https://www.bulbs.com/product/EA19-8W2050EG-2 | Bulbs.com | 2020 | Yes
LED Lighting | A-Type | TCP | True |  | General Purpose Replacement | A19 | E26 (Medium) | Damp Location Rated,Filament Style HomeLamps, Bulbs, BallastsBulbs - LEDLED - DecorativeLamps - Vintage Filament LED Lamp, 8 Watt, 120 Volt, Bulb: A19, Base: E26, Finish: White, Lumens: 800, CRI: 80, Color Temperature: 2700K, Dimmable & UL approved for damp and enclosed locations. TCP FA19D6027EW TCP FA19D6027EW LED Filament Bulb | 2700 | 81 | 800 | 100 | 15000 | 8 | 1 | 5.93 | 5.93 | 6.968 | 2020Q2 | https://www.platt.com/platt-electric-supply/LED-Decorative-Lamps-Vintage/TCP/FA19D6027EW/product.aspx?zpid=1275149 | Platt | 2020 | Yes
LED Lighting | A-Type | TCP | True |  | General Purpose Replacement | A19 | E26 (Medium) | Damp Location Rated,Filament Style HomeLamps, Bulbs, BallastsBulbs - LEDLED - DecorativeLamps - Vintage Filament LED Lamp, 8 Watt, 120 Volt, Bulb: A19, Base: E26, Finish: White, Lumens: 800, CRI: 80, Color Temperature: 5000K, Dimmable TCP FA19D6050EW LED Filament Bulb | 5000 | 83 | 800 | 100 | 15000 | 8 | 1 | 5.93 | 5.93 | 6.968 | 2020Q2 | https://www.platt.com/platt-electric-supply/LED-Decorative-Lamps-Vintage/TCP/FA19D6050EW/product.aspx?zpid=1275150 | Platt | 2020 | Yes
LED Lighting | A-Type | Green Creative | True |  |  | A19 |  | Suitable to replace 60W Incandescent Comfortable diffused light Smooth dimming with existing dimmers More Information 8W Dimmable LED Bulb - E26 Base, 120V Features: Wattage: 8W LED Bulb Base: E26 Base Bulb Shape: A19 Voltage: 120V Rated Life: 25,000 hours Color Temperature: 2700K, 3000K, 4000K CRI: 82 Lumens: 800 Suitable to replace 60W Incandescent Comfortable diffused light Smooth dimming with existing dimmers Models: 98011 , 98012 , 98013 *MFG Part Number*: 98011 , 98012 , 98013 8W Dimmable LED Bulb - E26 Base, 120V Green Creative 8W Dimmable LED Bulb - E26 Base, 120V | 2700 | 82 | 800 | 100 | 25000 | 8 | 1 | 4.32 | 4.32 | 5.0762 | 2020Q2 | https://www.lbclighting.com/led/light-bulb-led/grnc-98011.html | LBC Lighting | 2020 | Yes
LED Lighting | A-Type | Brand Philips | False |  |  |  |  | Philips A-19 non-dimmable 8 Watt 2700K warm white dusk to dawn LED bulb generates as much light as many 60 Watt incandescent bulbs. Includes a built-in sensor that turns the light on at night and off in the morning. Mfg #466581 Philips 60W Equivalent A19 Warm White 800 Lumens LED Light Bulb Package Of 6 | 2700 | 80 | 800 | 100 | 25000 | 8 | 6 | 92.8 | 15.4667 | 18.1739 | 2020Q2 | https://hdsupplysolutions.com/p/led-00-75-10-35/philips-60w-equivalent-a19-warm-white-800-lumens-led-light-bulb-package-of-6-p539128 | HD Supply | 2020 | Yes
LED Lighting | A-Type |  | True |  |  | A19 |  | Home Bulbs Filament Light Bulbs LED Filament Bulb - 8W - A19 - 60W Equal - 800 Lumens - 2700K Warm White Back Description This Satco S29879 LED A19 filament bulb produces 800 lumens, with only 8 watt power consumption. The S29879 replaces 60 watt incandescent bulbs and has an E26 base type. Moreover, the bulb illuminates a warm white color temperature in 2700K. A19 shaped replacement lamp LED with a traditional incandescent look and feel Available in 120VBulb has a rate life of 15,000 hours UL listed for totally enclosed fixtures LED Filament Bulb - 8W - A19 - 60W Equal - 800 Lumens - 2700K Warm White | 2700 | 90 | 800 | 100 | 15000 | 8 | 1 | 8.95 | 8.95 | 10.5166 | 2020Q2 | https://www.beeslighting.com/S29879 | Bee's Lighting | 2020 | Yes
LED Lighting | A-Type | Philips Lighting | False |  | A19 (Arbitrary) |  | E26 (Medium Screw) | HomeLamps, Bulbs, BallastsBulbs - LEDLED - TraditionalLamps - A-Type Dimmable LED Lamp, 8W, 120V, Bulb: A-Type (A19), Base: Medium Screw (E26), Lumens: 800, CRI: >80, Color Temperature: 5000K. Rated Average Life: 10,950 Hrs. *Philips Part # 55045-9 929002036304. 60W Non-Dim Equivalent Philips Lighting 8.8A19/PER/950/P/E26/DIM 6/1FB T20 Dimmable LED Lamp | 5000 | 80 | 800 | 100 |  | 8 | 1 | 3.8 | 3.8 | 4.4651 | 2020Q2 | https://www.platt.com/platt-electric-supply/LED-Traditional-Lamps-A-Type/Philips-Lighting/8-8A19-PER-950-P-E26-DIM-6-1FB-T20/product.aspx?zpid=213503 | Platt | 2020 | Yes
LED Lighting | Reflector | Manufacturer: TCP | True |  | Reflector (Flood/Spot) | PAR38 | E26 (Medium) | Wet Location Rated,Recessed Fixtures Wet Location Rated,Recessed Fixtures Home > Closeout Fixtures and Light Bulbs > 14W Elite LED PAR38 Spot 3500K Product Specifications - Quick Reference Input Voltage: Lumens: 120 Volt AC 1125 Lumens Dimensions: Dimmable: 4.8" W x 5.3" MOL Yes LED Color: 3500 K Bright White Beam Angle: 15 Degree Beam Power Consumption: Luminous Efficacy: 14 Watts 80.4 lm/W CRI: Certifications: 82 CRI UL Damp Locations Built off a 20-year history of producing energy efficient lighting, Technical Consumer Products, Inc. (TCP) is excited to announce its most advanced and comprehensive lineup of LED lamps: the LED Elite Series. With TCPs dedication to manufacturing high quality, state-of-the-art lighting, combined with excellent high color rendering index (CRI), smooth dimming capabilities and new shatterproof smooth housing (which gives the appearance of traditional halogen bulbs), the LED Elite Series bulbs are a perfect choice to transform nearly every lighted environment into something extraordinary. TCPs design results in world class LED lamps with industry leading dimming performance and best-in-class efficiencies! TCPs precision-designed full face optic lens offers extremely accurate light pattern control, with no washouts, color shifting or hot spots. This results in better overall light levels delivered right where it is needed. This is the TCP, LED Elite Dimmable PAR38 lamp and it comes with a color temperature of 3500 Kelvin (K). UL approved, the TCP LED14P38D35KSP offers a very durable, solid state lighting technology that significantly reduces lighting service and maintenance costs. These Dimmable LED PAR38 bulbs consume up to 85% LESS energy than a standard 90PAR38 90-watt incandescent. These LED PAR38 bulbs do not contain Mercury or any other harmful substance, generate no IR or UV rays and carry a 5 Year Limited Warranty. TCPs LED PAR38 lamps have the highest light output, best dimmability (100% down to 5%) and are the most efficient LED PAR38 lamps available today. Consuming just 14 watts of 120 volt energy, this PAR38 lamp generates 1125 lumens thats 80.4 Lumens per watt. This LED PAR38 40 degree beam angle flood lamp is rated for 25,000 hours with a minimum starting temperature of -30 degrees Celsius and measures 5.3" MOL and 4.8" in diameter. Typical Applications Typical applications for the TCP LED14P38D35KSP, Elite Dimmable LED flood light bulbs include dimmable recessed downlights, track lights, display lights, and outdoor fixtures that protect the lamps from the elements. TCP 14W Elite LED PAR38 Spot 3500K | 3500 | 83 | 1050 | 77.7778 | 25000 | 13.5 | 1 | 13.95 | 13.95 | 16.3918 | 2020Q3 | https://www.greenelectricalsupply.com/14w-elite-led-par38-spot-3500k.aspx | Green Electrical Supply | 2020 | Yes
LED Lighting | A-Type | Philips Lighting | False | Daylighting/Photocell, | A19 (Arbitrary) |  | E26 (Medium Screw) | HomeLamps, Bulbs, BallastsBulbs - LEDLED - TraditionalLamps - A-Type Non-Dimmable LED Lamp, 8W, 120V, Bulb: A-Type (A19), Base: Medium Screw (E26), Lumens: 800, CRI: >80, Color Temperature: 2700K, Rated Average Life: 25,000 Hrs. Dusk 2 Dawn Built-in sensor detects daylight and turns the bulb on in the evening and off in the mornings. Philips p/n 46658-1, Mdl. #929001261504. Philips Lighting 8A19/LED/827/ND D2D 120V 6/1 8W A19 LED Dusk to Dawn Lamp | 2700 | 80 | 800 | 100 |  | 8 | 1 | 11.7 | 11.7 | 13.748 | 2020Q2 | https://www.platt.com/platt-electric-supply/LED-Traditional-Lamps-A-Type/Philips-Lighting/8A19-LED-827-ND-D2D-120V-6-1/product.aspx?zpid=246861 | Platt | 2020 | Yes
LED Lighting | A-Type | Philips Lighting | False |  | A19 (Arbitrary) |  | E26 (Medium Screw) | HomeLamps, Bulbs, BallastsBulbs - LEDLED - TraditionalLamps - A-Type Non-Dimmable LED Lamp, 8W, 120V, Bulb: A-Type (A19), Base: Medium Screw (E26), Lumens: 800, CRI: >80, Color Temperature: 5000K. Rated Average Life: 10,950 Hrs. *Philips Part # 45560-0. 60W Non-Dim Equivalent. Philips Lighting 8A19/LED/850 ND 120V 8w A19 LED Bulb | 5000 | 80 | 800 | 100 |  | 8 | 1 | 16 | 16 | 18.8006 | 2020Q2 | https://www.platt.com/platt-electric-supply/LED-Traditional-Lamps-A-Type/Philips-Lighting/8A19-LED-850-ND-120V/product.aspx?zpid=173583 | Platt | 2020 | Yes
LED Lighting | A-Type | Satco | True |  | A19/21 | E26 (Medium) | E26 (Medium) | Home / Light Bulbs / LED / Satco - S29879 - 8A19/CL/LED/E26/27K/90CRI Energy Star Certified; Damp Location Rated; Suitable for Use in Enclosed Fixtures 8W A19 LED Lamp - Universal - 800 Lumens - Warm White (2700K) - 90 CRI - 15000 Hours - E26 (Medium) - 120 to 130V - Clear Satco - S29879 - 8A19/CL/LED/E26/27K/90CRI | 2700 | 90 | 800 | 100 | 15000 | 8 | 1 | 8.69 | 8.69 | 10.2111 | 2020Q2 | https://shop.regencylighting.com/lamps/led/8a19-cl-led-e26-27k-90cri-s29879.html | Regency Lighting | 2020 | Yes
LED Lighting | A-Type | Philips | False | Daylighting/Photocell, | A19/21 | E26 (Medium) | E26 (Medium) | Home / Light Bulbs / LED / Philips - 455600 - 8A19/LED/850 ND 120V Damp Location Rated 8W A19 LED Lamp - Universal - 800 Lumens - Daylight (5000K) - 80 CRI - 15000 Hours - E26 (Medium) - 120 to 130V - Frost Philips - 455600 - 8A19/LED/850 ND 120V | 5000 | 80 | 800 | 100 | 15000 | 8 | 4 | 11.56 | 2.89 | 3.3959 | 2020Q2 | https://shop.regencylighting.com/lamps/led/8a19-led-850-nd-120v-45560-0.html | Regency Lighting | 2020 | Yes
LED Lighting | A-Type | Satco | True |  | A19/21 | E26 (Medium) | E26 (Medium) | Home / Light Bulbs / LED / LED A-Line / Satco - S29879 - 8A19/CL/LED/E26/27K/90CRI Energy Star Certified; Damp Location Rated; Suitable for Use in Enclosed Fixtures 8W A19 LED Lamp - Universal - 800 Lumens - Warm White (2700K) - 90 CRI - 15000 Hours - E26 (Medium) - 120 to 130V - Clear Satco - S29879 - 8A19/CL/LED/E26/27K/90CRI | 2700 | 90 | 800 | 100 | 15000 | 8 | 1 | 8.69 | 8.69 | 10.2111 | 2020Q2 | https://shop.regencylighting.com/lamps/led/a-line/8a19-cl-led-e26-27k-90cri-s29879.html | Regency Lighting | 2020 | Yes
LED Lighting | A-Type | Philips | False | Daylighting/Photocell, | A19/21 | E26 (Medium) | E26 (Medium) | Home / Light Bulbs / LED / LED A-Line / Philips - 455600 - 8A19/LED/850 ND 120V Damp Location Rated 8W A19 LED Lamp - Universal - 800 Lumens - Daylight (5000K) - 80 CRI - 15000 Hours - E26 (Medium) - 120 to 130V - Frost Philips - 455600 - 8A19/LED/850 ND 120V | 5000 | 80 | 800 | 100 | 15000 | 8 | 4 | 11.56 | 2.89 | 3.3959 | 2020Q2 | https://shop.regencylighting.com/lamps/led/a-line/8a19-led-850-nd-120v-45560-0.html | Regency Lighting | 2020 | Yes
LED Lighting | Reflector | Manufacturer: Keystone Technologies | True |  | Reflector (Flood/Spot) | BR40 | E26 (Medium) | Damp Location Rated,Recessed Fixtures Damp Location Rated,Recessed Fixtures Home > LED Light Bulbs > LED Reflector Bulbs > LED BR40 > 2700K Warm White > 15 Watt Essential Series LED Reflector BR40 Light Bulb Dimmable 1300 Lumens 80 CRI 120V 2700K Product Specifications - Quick Reference Lamp Wattage: Working Voltage: 15 Watts 120 Volt Dimensions: Dimmability: 4.92" Dia. x 6.22" MOL YES - Dimmable CRI: Delivered Lumens: 80 CRI 1300 Lumens Replaces: Certifications: 90 Watt Halogen ENERGY STAR, UL, RoHS Light Color: 2700K Warm White Warranty: 2 Year Limited Keystone Technologies flood reflector LED bulbs are ideal for replacing halogen equivalents, offering a longer lifespan of 15,000 hours and up to 80% energy savings. Keystone’s Reflector LED Flood Bulbs feature a long neck and wide beam angle, producing soft-edged, directional lighting with minimal shadowing. With smooth, uniform dimming, the Essential Series LED reflectors are a great choice for use with indoor recessed downlights and other indoor applications. This Keystone Technologies KT-LED15BR40-827 Essential Series Dimmable LED BR40 Light Bulb produces a color temperature of 2700K warm white, operates on your existing 120V circuit and consumes just 15 watts of energy. These LED BR40 lamps 90 watt halogen equivalent retrofit lights generate 1300 lumens and have a Color Rendering Index (CRI) of 80. They are energy efficient and have 80% energy savings over legacy equivalents, as well as a lower heat generation. This bulb has a 110 degree beam angle with a smooth diffused lens for a comfortable glare free performance. These 120 volt LED light bulbs fit fixtures with an E26 medium base. These LED BR40 bulbs are dimmable but are NOT CEC Title 20 Compliant. For CEC compliant versions, please refer to the related products below. Can't find what you are looking for or need a quote for a large job? Give our customer service a call at 248-276-9640. The bulb's dimensions are 4.92 inches in diameter by 6.22 inches in length. The lens conceals the LEDs from sight and evenly distributes the light and with a durable plastic housing that lowers the risk for breakage. These reflector bulbs have a long life that minimizes replacement and maintenance costs. The operating temperature range is -4 degrees F to 95 degrees F. Click here to see the complete Keystone 15 Watt BR40 General Purpose Dimmable Specification Sheet. These bulbs Energy Star qualified and have a rated life of 15,000 hours or a 2 Year limited warranty. Typical Applications Typical applications for these reflector lamps include track lighting, recessed downlights, pendant lighting, and surface mount ceiling fixtures. They are rated for use in enclosed fixtures. Keystone Technologies 15 Watt Essential Series LED Reflector BR40 Light Bulb Dimmable 1300 Lumens 80 CRI 120V 2700K | 2700 | 83 | 1300 | 86.6667 | 15000 | 15 | 1 | 5.83 | 5.83 | 6.8505 | 2020Q3 | https://www.greenelectricalsupply.com/15-watt-essential-series-led-reflector-br40-bulb-dimmable-80-cri-2700k.aspx | Green Electrical Supply | 2020 | Yes
LED Lighting | Reflector | Manufacturer: Keystone Technologies | True |  | Reflector (Flood/Spot) | BR40 | E26 (Medium) | Damp Location Rated,Recessed Fixtures Damp Location Rated,Recessed Fixtures Home > LED Light Bulbs > LED Reflector Bulbs > LED BR40 > 3000K Warm White > 15 Watt Essential Series LED Reflector BR40 Light Bulb Dimmable 1300 Lumens 80 CRI 120V 3000K Product Specifications - Quick Reference Lamp Wattage: Working Voltage: 15 Watts 120 Volt Dimensions: Dimmability: 4.92" Dia. x 6.22" MOL YES - Dimmable CRI: Delivered Lumens: 80 CRI 1300 Lumens Replaces: Certifications: 90 Watt Halogen ENERGY STAR, UL, RoHS Light Color: 3000K Warm White Warranty: 2 Year Limited Keystone Technologies flood reflector LED bulbs are ideal for replacing halogen equivalents, offering a longer lifespan of 15,000 hours and up to 80% energy savings. Keystone’s Reflector LED Flood Bulbs feature a long neck and wide beam angle, producing soft-edged, directional lighting with minimal shadowing. With smooth, uniform dimming, the Essential Series LED reflectors are a great choice for use with indoor recessed downlights and other indoor applications. This Keystone Technologies KT-LED15BR40-830 Essential Series Dimmable LED BR40 Light Bulb produces a color temperature of 3000K warm white, operates on your existing 120V circuit and consumes just 15 watts of energy. These LED BR40 lamps 90 watt halogen equivalent retrofit lights generate 1300 lumens and have a Color Rendering Index (CRI) of 80. They are energy efficient and have 80% energy savings over legacy equivalents, as well as a lower heat generation. This bulb has a 110 degree beam angle with a smooth diffused lens for a comfortable glare free performance. These 120 volt LED light bulbs fit fixtures with an E26 medium base. These LED BR40 bulbs are dimmable but are NOT CEC Title 20 Compliant. For CEC compliant versions, please refer to the related products below. Can't find what you are looking for or need a quote for a large job? Give our customer service a call at 248-276-9640. The bulb's dimensions are 4.92 inches in diameter by 6.22 inches in length. The lens conceals the LEDs from sight and evenly distributes the light and with a durable plastic housing that lowers the risk for breakage. These reflector bulbs have a long life that minimizes replacement and maintenance costs. The operating temperature range is -4 degrees F to 95 degrees F. Click here to see the complete Keystone 15 Watt BR40 General Purpose Dimmable Specification Sheet. These bulbs Energy Star qualified and have a rated life of 15,000 hours or a 2 Year limited warranty. Typical Applications Typical applications for these reflector lamps include track lighting, recessed downlights, pendant lighting, and surface mount ceiling fixtures. They are rated for use in enclosed fixtures. Keystone Technologies 15 Watt Essential Series LED Reflector BR40 Light Bulb Dimmable 1300 Lumens 80 CRI 120V 3000K | 3000 | 84 | 1300 | 86.6667 | 15000 | 15 | 1 | 5.83 | 5.83 | 6.8505 | 2020Q3 | https://www.greenelectricalsupply.com/15-watt-essential-series-led-reflector-br40-bulb-dimmable-80-cri-3000k.aspx | Green Electrical Supply | 2020 | Yes
LED Lighting | Reflector | Manufacturer: Keystone Technologies | True |  | Reflector (Flood/Spot) | BR40 | E26 (Medium) | Damp Location Rated,Recessed Fixtures Damp Location Rated,Recessed Fixtures Home > LED Light Bulbs > LED Reflector Bulbs > LED BR40 > 4000K Cool White > 15 Watt Essential Series LED Reflector BR40 Light Bulb Dimmable 1300 Lumens 80 CRI 120V 4000K Product Specifications - Quick Reference Lamp Wattage: Working Voltage: 15 Watts 120 Volt Dimensions: Dimmability: 4.92" Dia. x 6.22" MOL YES - Dimmable CRI: Delivered Lumens: 80 CRI 1300 Lumens Replaces: Certifications: 90 Watt Halogen ENERGY STAR, UL, RoHS Light Color: 4000K Cool White Warranty: 2 Year Limited Keystone Technologies flood reflector LED bulbs are ideal for replacing halogen equivalents, offering a longer lifespan of 15,000 hours and up to 80% energy savings. Keystone’s Reflector LED Flood Bulbs feature a long neck and wide beam angle, producing soft-edged, directional lighting with minimal shadowing. With smooth, uniform dimming, the Essential Series LED reflectors are a great choice for use with indoor recessed downlights and other indoor applications. This Keystone Technologies KT-LED15BR40-840 Essential Series Dimmable LED BR40 Light Bulb produces a color temperature of 4000K cool white, operates on your existing 120V circuit and consumes just 15 watts of energy. These LED BR40 lamps 90 watt halogen equivalent retrofit lights generate 1300 lumens and have a Color Rendering Index (CRI) of 80. They are energy efficient and have 80% energy savings over legacy equivalents, as well as a lower heat generation. This bulb has a 110 degree beam angle with a smooth diffused lens for a comfortable glare free performance. These 120 volt LED light bulbs fit fixtures with an E26 medium base. These LED BR40 bulbs are dimmable but are NOT CEC Title 20 Compliant. For CEC compliant versions, please refer to the related products below. Can't find what you are looking for or need a quote for a large job? Give our customer service a call at 248-276-9640. The bulb's dimensions are 4.92 inches in diameter by 6.22 inches in length. The lens conceals the LEDs from sight and evenly distributes the light and with a durable plastic housing that lowers the risk for breakage. These reflector bulbs have a long life that minimizes replacement and maintenance costs. The operating temperature range is -4 degrees F to 95 degrees F. Click here to see the complete Keystone 15 Watt BR40 General Purpose Dimmable Specification Sheet. These bulbs Energy Star qualified and have a rated life of 15,000 hours or a 2 Year limited warranty. Typical Applications Typical applications for these reflector lamps include track lighting, recessed downlights, pendant lighting, and surface mount ceiling fixtures. They are rated for use in enclosed fixtures. Keystone Technologies 15 Watt Essential Series LED Reflector BR40 Light Bulb Dimmable 1300 Lumens 80 CRI 120V 4000K | 4000 | 83 | 1350 | 90 | 15000 | 15 | 1 | 5.83 | 5.83 | 6.8505 | 2020Q3 | https://www.greenelectricalsupply.com/15-watt-essential-series-led-reflector-br40-bulb-dimmable-80-cri-4000k.aspx | Green Electrical Supply | 2020 | Yes
LED Lighting | Reflector | Manufacturer: Keystone Technologies | True | Daylighting/Photocell, | Reflector (Flood/Spot) | BR40 | E26 (Medium) | Damp Location Rated,Recessed Fixtures Damp Location Rated,Recessed Fixtures Home > LED Light Bulbs > LED Reflector Bulbs > LED BR40 > 5000K Daylight > 15 Watt Essential Series LED Reflector BR40 Light Bulb Dimmable 1300 Lumens 80 CRI 120V 5000K Product Specifications - Quick Reference Lamp Wattage: Working Voltage: 15 Watts 120 Volt Dimensions: Dimmability: 4.92" Dia. x 6.22" MOL YES - Dimmable CRI: Delivered Lumens: 80 CRI 1300 Lumens Replaces: Certifications: 90 Watt Halogen ENERGY STAR, UL, RoHS Light Color: 5000K Daylight Warranty: 2 Year Limited Keystone Technologies flood reflector LED bulbs are ideal for replacing halogen equivalents, offering a longer lifespan of 15,000 hours and up to 80% energy savings. Keystone’s Reflector LED Flood Bulbs feature a long neck and wide beam angle, producing soft-edged, directional lighting with minimal shadowing. With smooth, uniform dimming, the Essential Series LED reflectors are a great choice for use with indoor recessed downlights and other indoor applications. This Keystone Technologies KT-LED15BR40-850 Essential Series Dimmable LED BR40 Light Bulb produces a color temperature of 5000K daylight, operates on your existing 120V circuit and consumes just 15 watts of energy. These LED BR40 lamps 90 watt halogen equivalent retrofit lights generate 1300 lumens and have a Color Rendering Index (CRI) of 80. They are energy efficient and have 80% energy savings over legacy equivalents, as well as a lower heat generation. This bulb has a 110 degree beam angle with a smooth diffused lens for a comfortable glare free performance. These 120 volt LED light bulbs fit fixtures with an E26 medium base. These LED BR40 bulbs are dimmable but are NOT CEC Title 20 Compliant. For CEC compliant versions, please refer to the related products below. Can't find what you are looking for or need a quote for a large job? Give our customer service a call at 248-276-9640. The bulb's dimensions are 4.92 inches in diameter by 6.22 inches in length. The lens conceals the LEDs from sight and evenly distributes the light and with a durable plastic housing that lowers the risk for breakage. These reflector bulbs have a long life that minimizes replacement and maintenance costs. The operating temperature range is -4 degrees F to 95 degrees F. Click here to see the complete Keystone 15 Watt BR40 General Purpose Dimmable Specification Sheet. These bulbs Energy Star qualified and have a rated life of 15,000 hours or a 2 Year limited warranty. Typical Applications Typical applications for these reflector lamps include track lighting, recessed downlights, pendant lighting, and surface mount ceiling fixtures. They are rated for use in enclosed fixtures. Keystone Technologies 15 Watt Essential Series LED Reflector BR40 Light Bulb Dimmable 1300 Lumens 80 CRI 120V 5000K | 5000 | 85 | 1350 | 90 | 15000 | 15 | 1 | 5.83 | 5.83 | 6.8505 | 2020Q3 | https://www.greenelectricalsupply.com/15-watt-essential-series-led-reflector-br40-bulb-dimmable-80-cri-5000k.aspx | Green Electrical Supply | 2020 | Yes
LED Lighting | A-Type | Green Creative | True |  | LED | A19 | E26 (Medium) | Topbulb » LED Bulbs » LED Standard Shape » 60W Equal » Green Creative 57858 - 8.5W A19 LED - 60W Equal - Cool White This Green Creative 8.5 watt LED A19 replaces a 60 watt equivalent incandescent, halogen or CFL without sacrificing lumen output or light quality and with a dramatic increase in rated life at 25,000 hours reducing maintenance costs. Designed and engineered for demanding commercial applications, this lamp meets the Energy Star V1.1 requirements for omnidirectional lamps by emitting 330° of evenly diffused light. This lamp features smooth dimming with existing dimmers as well as compatibility with most motion sensors. See the documents below for additional information and specifications. LED Technology Notice Due to constantly evolving nature of LED technology, manufacturers will reserve the right to replace this product with next generation technology. We appreciate your understanding and acceptance of this policy. Utility/Government Incentives Documents Green Creative 57858 Specification Sheet Green Creative 57858 Dimmer List About Green Creative Green Creative, founded in 2010, is a solid state lighting development and manufacturing company based in Silicon Valley, CA. The company offers a comprehensive line of high-performance LED solutions that have been adopted by some of the largest companies in the world. Green Creative focuses on professional-grade LED lamps and fixtures that meet the high standards of commercial, institutional and industrial installations. Anchored by strongly integrated R&D capabilities and patented technology, Green Creative's innovation, performance and reliability have been recognized year after year by the Illuminating Engineering Society Progress Report, the LEDs Magazine Sapphire Awards and Lighting for Tomorrow. 25000 Hours • CRI 80 • Specification Grade Green Creative 57858 - 8.5W A19 LED - 60W Equal - Cool White | 4000 | 80 | 850 | 100 | 25000 | 8.5 | 1 | 6.98 | 6.98 | 8.2018 | 2020Q3 | https://www.topbulb.com/green-creative-57858-8-5w-a19-led-60w-equal-cool-white | Top Bulb | 2020 | Yes
LED Lighting | A-Type | Sylvania | False |  | LED | A19 | E26 (Medium) | Topbulb » LED Bulbs » LED Standard Shape » 60W Equal » Sylvania 78781 ¦ 8.5W LED - Adjustable Color Temperature - 2000K - 3000K - 6500K The Sylvania Ultra LED Night and Day lamp allows for management of blue light exposure from low to high with a flick of an On/Off wall/lamp switch. It provides the options of emitting a natural 3000K (600 lumens) in the morning to simulate a sunrise and wake people up gradually, a cool 6500K (850 lumens) in the afternoon to create alertness and improve cognitive functioning, and a warm 2000K (500 lumens) at night to help your body maintain its natural sleep-wake cycle. The Night and Day lamp can also be used to create different moods. Users have the option of using cool, crisp lighting in their work space, or natural, warm lighting in their living room. The lamp can easily be customized to match the requirements of different applications. See the document below for complete specifications. LED Technology Notice Due to constantly evolving nature of LED technology, manufacturers will reserve the right to replace this product with next generation technology. We appreciate your understanding and acceptance of this policy. Documents Sylvania 78781 Specification Sheet Allows Control of Blue Light Exposure • 60W Equivalent Sylvania 78781 ¦ 8.5W LED - Adjustable Color Temperature - 2000K - 3000K - 6500K | 2000 | 80 | 850 | 100 | 25000 | 8.5 | 1 | 9.95 | 9.95 | 11.6916 | 2020Q3 | https://www.topbulb.com/sylvania-78781-led-a19-8-5w-80cri-850-600-500-lumen-6500-3000-2000k-25000-life | Top Bulb | 2020 | Yes
LED Lighting | A-Type | Green Creative | True |  | LED | A19 | E26 (Medium) | Topbulb » LED Bulbs » LED Standard Shape » 60W Equal » Green Creative 57858 - 8.5W A19 LED - 60W Equal - Cool White This Green Creative 8.5 watt LED A19 replaces a 60 watt equivalent incandescent, halogen or CFL without sacrificing lumen output or light quality and with a dramatic increase in rated life at 25,000 hours reducing maintenance costs. Designed and engineered for demanding commercial applications, this lamp meets the Energy Star V1.1 requirements for omnidirectional lamps by emitting 330° of evenly diffused light. This lamp features smooth dimming with existing dimmers as well as compatibility with most motion sensors. See the documents below for additional information and specifications. LED Technology Notice Due to constantly evolving nature of LED technology, manufacturers will reserve the right to replace this product with next generation technology. We appreciate your understanding and acceptance of this policy. Utility/Government Incentives Documents Green Creative 57858 Specification Sheet Green Creative 57858 Dimmer List About Green Creative Green Creative, founded in 2010, is a solid state lighting development and manufacturing company based in Silicon Valley, CA. The company offers a comprehensive line of high-performance LED solutions that have been adopted by some of the largest companies in the world. Green Creative focuses on professional-grade LED lamps and fixtures that meet the high standards of commercial, institutional and industrial installations. Anchored by strongly integrated R&D capabilities and patented technology, Green Creative's innovation, performance and reliability have been recognized year after year by the Illuminating Engineering Society Progress Report, the LEDs Magazine Sapphire Awards and Lighting for Tomorrow. 25000 Hours • CRI 80 • Specification Grade Green Creative 57858 - 8.5W A19 LED - 60W Equal - Cool White | 4000 | 80 | 850 | 100 | 25000 | 8.5 | 1 | 6.98 | 6.98 | 8.2018 | 2020Q2 | https://www.topbulb.com/green-creative-57858-8-5w-a19-led-60w-equal-cool-white | Top Bulb | 2020 | Yes
LED Lighting | A-Type | Sylvania | False |  | LED | A19 | E26 (Medium) | Topbulb » LED Bulbs » LED Standard Shape » 60W Equal » Sylvania 78781 ¦ 8.5W LED - Adjustable Color Temperature - 2000K - 3000K - 6500K The Sylvania Ultra LED Night and Day lamp allows for management of blue light exposure from low to high with a flick of an On/Off wall/lamp switch. It provides the options of emitting a natural 3000K (600 lumens) in the morning to simulate a sunrise and wake people up gradually, a cool 6500K (850 lumens) in the afternoon to create alertness and improve cognitive functioning, and a warm 2000K (500 lumens) at night to help your body maintain its natural sleep-wake cycle. The Night and Day lamp can also be used to create different moods. Users have the option of using cool, crisp lighting in their work space, or natural, warm lighting in their living room. The lamp can easily be customized to match the requirements of different applications. See the document below for complete specifications. LED Technology Notice Due to constantly evolving nature of LED technology, manufacturers will reserve the right to replace this product with next generation technology. We appreciate your understanding and acceptance of this policy. Documents Sylvania 78781 Specification Sheet Allows Control of Blue Light Exposure • 60W Equivalent Sylvania 78781 ¦ 8.5W LED - Adjustable Color Temperature - 2000K - 3000K - 6500K | 2000 | 80 | 850 | 100 | 25000 | 8.5 | 1 | 9.95 | 9.95 | 11.6916 | 2020Q2 | https://www.topbulb.com/sylvania-78781-led-a19-8-5w-80cri-850-600-500-lumen-6500-3000-2000k-25000-life | Top Bulb | 2020 | Yes
LED Lighting | A-Type | Brand TCP | False |  | General Purpose Replacement | A19 | E26 (Medium) | Damp Location Rated Damp Location Rated Tcp Led 11 Watt A19 Non-Dimming 2700k Replaces 75 Watt, Medium Base Tcp 11w Non-Dimming Led A19 Bulb 2700k 15,000 Hour Life Non-Dimmable 1,100 Lumens 80 Cri Replaces 75w Incandescent 120 Volt Medium Base Energy Star Mfg #L11A19N1527K TCP® LED 11 Watt A19 Non-Dimming 2700k Replaces 75 Watt, Medium Base, Pack Of 12 | 2700 | 83 | 1100 | 100 | 15000 | 11 | 1 | 59.95 | 59.95 | 70.4436 | 2020Q3 | https://hdsupplysolutions.com/p/led-00-75-10-35/tcp-led-11-watt-a19-non-dimming-2700k-replaces-75-watt-medium-base-pack-of-12-p104401 | HD Supply | 2020 | Yes
LED Lighting | Reflector | Manufacturer: Satco | False |  | Reflector (Flood/Spot) | PAR38 | E26 (Medium) | None,Not Rated for Recessed Fixtures None,Not Rated for Recessed Fixtures Home > LED Commercial Fixtures > 277 Volt LED Lighting > 18 Watt 1950 Lumen 25 Degree Beam 120-277V Non-Dimmable LED PAR38 Light Bulb 3000K Product Specifications - Quick Reference Input Voltage: Lumens: 100-277V 1950 Lumens Dimensions: Dimmable: 5" (MOL) x 4.75" (MOD) No - Not Dimmable LED Color: 3000K Warm White Life Time: 50,000 Hours Power Consumption: Luminous Efficacy: 18 Watts 108 lm/W CRI: Certifications: 83 CRI RoHS, Dry Location Satco's Hi-Pro LED series of high lumen PAR lamps for industrial and commercial applications are here to replace your halogen and ceramic metal halide lamps. Within this series, Satco is exhibiting their Solid State LED Lighting for these PAR shaped replacement lamps. This series of PAR38 LED lights bulbs are not dimmable, and are rated only for dry locations. They have a long life of 50,000 hours and possess a 3 Year Limited Warranty. This series comes in a 18 watt model with the color temperatures of 3000K and 4000K. This model is part number S9760 (18W/LED/PAR38/3000K/100-277V) which produces 1950 lumens of a 3000K warm white color. This bulb consumes just 18 watts of 100-277 volt energy to fit all your application needs. This bulb is RoHS compliant and cULus - dry location rated. This led spotlight is not dimmable and has a CRI of 83, with a medium E26 base to meet all of your replacement needs. This PAR lamp has a 25° beam spread, for the exact beam profile and illumination information, please see the diagrams to the right of this text or check out the specification sheet linked at the end of this paragraph. This bulb measures 5 inches in length and has a diameter of 4.75 inches. Click here for the complete Satco S9760 LED PAR38 Light Bulb Specification Sheet. Try out these bulbs today! You will not be disappointed. Satco 18 Watt 1950 Lumen 25 Degree Beam 120-277V Non-Dimmable LED PAR38 Light Bulb 3000K | 3000 | 84 | 1950 | 108.3333 | 50000 | 18 | 1 | 26.95 | 26.95 | 31.6673 | 2020Q3 | https://www.greenelectricalsupply.com/18-watt-led-par38-25-degree-beam-120-277v-3000k.aspx | Green Electrical Supply | 2020 | Yes
LED Lighting | Reflector | Manufacturer: Satco | False |  | Reflector (Flood/Spot) | PAR38 | E26 (Medium) | None,Not Rated for Recessed Fixtures None,Not Rated for Recessed Fixtures Home > LED Commercial Fixtures > 277 Volt LED Lighting > 18 Watt 2000 Lumen 25 Degree Beam 120-277V Non-Dimmable LED PAR38 Light Bulb 4000K Product Specifications - Quick Reference Input Voltage: Lumens: 100-277V 2000 Lumens Dimensions: Dimmable: 5" (MOL) x 4.75" (MOD) No - Not Dimmable LED Color: 4000K Cool White Life Time: 50,000 Hours Power Consumption: Luminous Efficacy: 18 Watts 111 lm/W CRI: Certifications: 83 CRI RoHS, Dry Location Satco's Hi-Pro LED series of high lumen PAR lamps for industrial and commercial applications are here to replace your halogen and ceramic metal halide lamps. Within this series, Satco is exhibiting their Solid State LED Lighting for these PAR shaped replacement lamps. This series of PAR38 LED lights bulbs are not dimmable, and are rated only for dry locations. They have a long life of 50,000 hours and possess a 3 Year Limited Warranty. This series comes in a 18 watt model with the color temperatures of 3000K and 4000K. This model is part number S9761 (18W/LED/PAR38/4000K/100-277V) which produces 2000 lumens of a 4000K cool white color. This bulb consumes just 18 watts of 100-277 volt energy to fit all your application needs. This bulb is RoHS compliant and cULus - dry location rated. This led spotlight is not dimmable and has a CRI of 83, with a medium E26 base to meet all of your replacement needs. This PAR lamp has a 25° beam spread, for the exact beam profile and illumination information, please see the diagrams to the right of this text or check out the specification sheet linked at the end of this paragraph. This bulb measures 5 inches in length and has a diameter of 4.75 inches. Click here for the complete Satco S9761 LED PAR38 Light Bulb Specification Sheet. Try out these bulbs today! You will not be disappointed. Satco 18 Watt 2000 Lumen 25 Degree Beam 120-277V Non-Dimmable LED PAR38 Light Bulb 4000K | 4000 | 85 | 1751 | 97.2778 | 50000 | 18 | 1 | 26.95 | 26.95 | 31.6673 | 2020Q3 | https://www.greenelectricalsupply.com/18-watt-led-par38-25-degree-beam-120-277v-4000k.aspx | Green Electrical Supply | 2020 | Yes
LED Lighting | Reflector | Manufacturer: Keystone Technologies | False |  | Reflector (Flood/Spot) | PAR38 | E26 (Medium) | Damp Location Rated,Recessed Fixtures Damp Location Rated,Recessed Fixtures Home > LED Light Bulbs > LED PAR Bulbs > LED PAR38 > Flood (40 Degree) > 3000K Warm White > 18 Watt Performance Series LED Commercial PAR38 Flood Non-Dimmable 1950 Lumens 80 CRI UNV 3000K Product Specifications - Quick Reference Lamp Wattage: Working Voltage: 18 Watts 120-277 Volt Dimensions: Dimmability: 4.73" Dia. x 5.03" MOL No - Not Dimmable CRI: Delivered Lumens: 80 CRI 1950 Lumens Replaces: Certifications: 250 Watt Halogen ENERGY STAR, UL, RoHS Light Color: 3000K Warm White Warranty: 5 Year Limited Keystone’s Performance Series LED PAR lamps are ideal for both retrofit applications as well as new constructions. Designed for commercial recessed corridors and high-power flood lighting, our PAR lamps use universal input voltage (120-277V) and are available in lumen outputs up to 2100 lm. Keystone’s PAR lamps provide up to 114 lm/W for substantial energy savings compared to legacy equivalents. For maintenance and replacement savings, Performance Series LED PAR lamps have a 50,000 hour lifetime. Also known as LED flood lamps, Performance Series PAR lamps are available in both 25° narrow flood light beam angle and 40° standard flood light beam angle options. A precision lens construction ensures an accurate beam angle for optimal performance. This Keystone Technologies KT-LED18PAR38-F-830 Performance Series Non-Dimmable LED PAR38 Light Bulb produces a color temperature of 3000K warm white, operates on your existing 120-277V circuit and consumes just 18 watts of energy. These LED PAR38 lamps 250 watt halogen equivalent retrofit lights generate 1950 lumens and have a Color Rendering Index (CRI) of 80. The large metal heatsink is built for optimal heat dissipation and is suitable for dry and damp locations. This bulb has a 40 degree beam angle and is considered a flood. Narrow flood options are also available. These 120-277 volt LED light bulbs fit fixtures with an E26 medium base. These LED PAR38 bulbs are NOT dimmable. For Dimmable versions, please refer to the related products below. Can't find what you are looking for or need a quote for a large job? Give our customer service a call at 248-276-9640. The bulb's dimensions are 4.73 inches in diameter by 5.03 inches in length. The lens conceals the LEDs from sight and evenly distributes the light and with a durable plastic housing that lowers the risk for breakage. These PAR bulbs have full face optics for precise beam angle control. Click here to see the complete Keystone 18 Watt PAR38 Flood Commercial Specification Sheet. These bulbs Energy Star qualified and have a rated life of 50,000 hours or a 5 Year limited warranty. Typical Applications Typical applications for these commercial PAR lamps include goosenecks (or swan lights), recessed corridor lighting, and flood track lighting. Keystone Technologies 18 Watt Performance Series LED Commercial PAR38 Flood Non-Dimmable 1950 Lumens 80 CRI UNV 3000K | 3000 | 84 | 1845 | 102.5 | 25000 | 18 | 1 | 30.69 | 30.69 | 36.0619 | 2020Q3 | https://www.greenelectricalsupply.com/18-watt-performance-series-led-commercial--par38-flood-1950-lumens-3000k.aspx | Green Electrical Supply | 2020 | Yes
LED Lighting | Reflector | Manufacturer: Keystone Technologies | False |  | Reflector (Flood/Spot) | PAR38 | E26 (Medium) | Damp Location Rated,Recessed Fixtures Damp Location Rated,Recessed Fixtures Home > LED Light Bulbs > LED PAR Bulbs > LED PAR38 > Flood (40 Degree) > 4000K Cool White > 18 Watt Performance Series LED Commercial PAR38 Flood Non-Dimmable 2060 Lumens 80 CRI UNV 4000K Product Specifications - Quick Reference Lamp Wattage: Working Voltage: 18 Watts 120-277 Volt Dimensions: Dimmability: 4.73" Dia. x 5.03" MOL No - Not Dimmable CRI: Delivered Lumens: 80 CRI 2060 Lumens Replaces: Certifications: 250 Watt Halogen ENERGY STAR, UL, RoHS Light Color: 4000K Cool White Warranty: 5 Year Limited Keystone’s Performance Series LED PAR lamps are ideal for both retrofit applications as well as new constructions. Designed for commercial recessed corridors and high-power flood lighting, our PAR lamps use universal input voltage (120-277V) and are available in lumen outputs up to 2100 lm. Keystone’s PAR lamps provide up to 114 lm/W for substantial energy savings compared to legacy equivalents. For maintenance and replacement savings, Performance Series LED PAR lamps have a 50,000 hour lifetime. Also known as LED flood lamps, Performance Series PAR lamps are available in both 25° narrow flood light beam angle and 40° standard flood light beam angle options. A precision lens construction ensures an accurate beam angle for optimal performance. This Keystone Technologies KT-LED18PAR38-F-840 Performance Series Non-Dimmable LED PAR38 Light Bulb produces a color temperature of 4000K cool white, operates on your existing 120-277V circuit and consumes just 18 watts of energy. These LED PAR38 lamps 250 watt halogen equivalent retrofit lights generate 2060 lumens and have a Color Rendering Index (CRI) of 80. The large metal heatsink is built for optimal heat dissipation and is suitable for dry and damp locations. This bulb has a 40 degree beam angle and is considered a flood. Narrow flood options are also available. These 120-277 volt LED light bulbs fit fixtures with an E26 medium base. These LED PAR38 bulbs are NOT dimmable. For Dimmable versions, please refer to the related products below. Can't find what you are looking for or need a quote for a large job? Give our customer service a call at 248-276-9640. The bulb's dimensions are 4.73 inches in diameter by 5.03 inches in length. The lens conceals the LEDs from sight and evenly distributes the light and with a durable plastic housing that lowers the risk for breakage. These PAR bulbs have full face optics for precise beam angle control. Click here to see the complete Keystone 18 Watt PAR38 Flood Commercial Specification Sheet. These bulbs Energy Star qualified and have a rated life of 50,000 hours or a 5 Year limited warranty. Typical Applications Typical applications for these commercial PAR lamps include goosenecks (or swan lights), recessed corridor lighting, and flood track lighting. Keystone Technologies 18 Watt Performance Series LED Commercial PAR38 Flood Non-Dimmable 2060 Lumens 80 CRI UNV 4000K | 4000 | 86 | 2036 | 113.1111 | 25000 | 18 | 1 | 30.69 | 30.69 | 36.0619 | 2020Q3 | https://www.greenelectricalsupply.com/18-watt-performance-series-led-commercial--par38-flood-2060-lumens-4000k.aspx | Green Electrical Supply | 2020 | Yes
LED Lighting | Reflector | Manufacturer: Keystone Technologies | False | Daylighting/Photocell, | Reflector (Flood/Spot) | PAR38 | E26 (Medium) | Damp Location Rated,Recessed Fixtures Damp Location Rated,Recessed Fixtures Home > LED Light Bulbs > LED PAR Bulbs > LED PAR38 > Flood (40 Degree) > 5000K Daylight > 18 Watt Performance Series LED Commercial PAR38 Flood Non-Dimmable 2100 Lumens 80 CRI UNV 5000K Product Specifications - Quick Reference Lamp Wattage: Working Voltage: 18 Watts 120-277 Volt Dimensions: Dimmability: 4.73" Dia. x 5.03" MOL No - Not Dimmable CRI: Delivered Lumens: 80 CRI 2100 Lumens Replaces: Certifications: 250 Watt Halogen ENERGY STAR, UL, RoHS Light Color: 5000K Daylight Warranty: 5 Year Limited Keystone’s Performance Series LED PAR lamps are ideal for both retrofit applications as well as new constructions. Designed for commercial recessed corridors and high-power flood lighting, our PAR lamps use universal input voltage (120-277V) and are available in lumen outputs up to 2100 lm. Keystone’s PAR lamps provide up to 114 lm/W for substantial energy savings compared to legacy equivalents. For maintenance and replacement savings, Performance Series LED PAR lamps have a 50,000 hour lifetime. Also known as LED flood lamps, Performance Series PAR lamps are available in both 25° narrow flood light beam angle and 40° standard flood light beam angle options. A precision lens construction ensures an accurate beam angle for optimal performance. This Keystone Technologies KT-LED18PAR38-F-850 Performance Series Non-Dimmable LED PAR38 Light Bulb produces a color temperature of 5000K daylight, operates on your existing 120-277V circuit and consumes just 18 watts of energy. These LED PAR38 lamps 250 watt halogen equivalent retrofit lights generate 2100 lumens and have a Color Rendering Index (CRI) of 80. The large metal heatsink is built for optimal heat dissipation and is suitable for dry and damp locations. This bulb has a 40 degree beam angle and is considered a flood. Narrow flood options are also available. These 120 volt LED light bulbs fit fixtures with an E26 medium base. These LED PAR38 bulbs are NOT dimmable. For Dimmable versions, please refer to the related products below. Can't find what you are looking for or need a quote for a large job? Give our customer service a call at 248-276-9640. The bulb's dimensions are 4.73 inches in diameter by 5.03 inches in length. The lens conceals the LEDs from sight and evenly distributes the light and with a durable plastic housing that lowers the risk for breakage. These PAR bulbs have full face optics for precise beam angle control. Click here to see the complete Keystone 18 Watt PAR38 Flood Commercial Specification Sheet. These bulbs Energy Star qualified and have a rated life of 50,000 hours or a 5 Year limited warranty. Typical Applications Typical applications for these commercial PAR lamps include goosenecks (or swan lights), recessed corridor lighting, and flood track lighting. Keystone Technologies 18 Watt Performance Series LED Commercial PAR38 Flood Non-Dimmable 2100 Lumens 80 CRI UNV 5000K | 5000 | 86 | 2031 | 112.8333 | 25000 | 18 | 1 | 30.69 | 30.69 | 36.0619 | 2020Q3 | https://www.greenelectricalsupply.com/18-watt-performance-series-led-commercial--par38-flood-2100-lumens-5000k.aspx | Green Electrical Supply | 2020 | Yes
LED Lighting | Reflector | Manufacturer: Keystone Technologies | False |  | Reflector (Flood/Spot) | PAR38 | E26 (Medium) | Damp Location Rated,Recessed Fixtures Damp Location Rated,Recessed Fixtures Home > LED Light Bulbs > LED PAR Bulbs > LED PAR38 > Narrow Flood (25 Degree) > 3000K Warm White > 18 Watt Performance Series LED Commercial PAR38 Narrow Flood Non-Dimmable 1950 Lumens 80 CRI UNV 3000K Product Specifications - Quick Reference Lamp Wattage: Working Voltage: 18 Watts 120-277 Volt Dimensions: Dimmability: 4.73" Dia. x 5.03" MOL No - Not Dimmable CRI: Delivered Lumens: 80 CRI 1950 Lumens Replaces: Certifications: 250 Watt Halogen ENERGY STAR, UL, RoHS Light Color: 3000K Warm White Warranty: 5 Year Limited Keystone’s Performance Series LED PAR lamps are ideal for both retrofit applications as well as new constructions. Designed for commercial recessed corridors and high-power flood lighting, our PAR lamps use universal input voltage (120-277V) and are available in lumen outputs up to 2100 lm. Keystone’s PAR lamps provide up to 114 lm/W for substantial energy savings compared to legacy equivalents. For maintenance and replacement savings, Performance Series LED PAR lamps have a 50,000 hour lifetime. Also known as LED flood lamps, Performance Series PAR lamps are available in both 25 degree narrow flood light beam angle and 40 degree standard flood light beam angle options. A precision lens construction ensures an accurate beam angle for optimal performance. This Keystone Technologies KT-LED18PAR38-NF-830 Performance Series Non-Dimmable LED PAR38 Light Bulb produces a color temperature of 3000K warm white, operates on your existing 120-277V circuit and consumes just 18 watts of energy. These LED PAR38 lamps 250 watt halogen equivalent retrofit lights generate 1950 lumens and have a Color Rendering Index (CRI) of 80. The large metal heatsink is built for optimal heat dissipation and is suitable for dry and damp locations. This bulb has a 25 degree beam angle and is considered a narrow flood. Flood options are also available. These 120-277 volt LED light bulbs fit fixtures with an E26 medium base. These LED PAR38 bulbs are NOT dimmable. For Dimmable versions, please refer to the related products below. Can't find what you are looking for or need a quote for a large job? Give our customer service a call at 248-276-9640. The bulb's dimensions are 4.73 inches in diameter by 5.03 inches in length. The lens conceals the LEDs from sight and evenly distributes the light and with a durable plastic housing that lowers the risk for breakage. These PAR bulbs have full face optics for precise beam angle control. Click here to see the complete Keystone 18 Watt PAR38 Narrow Flood Commercial Specification Sheet. These bulbs Energy Star qualified and have a rated life of 50,000 hours or a 5 Year limited warranty. Typical Applications Typical applications for these commercial PAR lamps include goosenecks (or swan lights), recessed corridor lighting, and flood track lighting. Keystone Technologies 18 Watt Performance Series LED Commercial PAR38 Narrow Flood Non-Dimmable 1950 Lumens 80 CRI UNV 3000K | 3000 | 84 | 1834 | 101.8889 | 25000 | 18 | 1 | 30.69 | 30.69 | 36.0619 | 2020Q3 | https://www.greenelectricalsupply.com/18-watt-performance-series-led-commercial-par38-narrow-flood-3000k.aspx | Green Electrical Supply | 2020 | Yes
LED Lighting | Reflector | Manufacturer: Keystone Technologies | False |  | Reflector (Flood/Spot) | PAR38 | E26 (Medium) | Damp Location Rated,Recessed Fixtures Damp Location Rated,Recessed Fixtures Home > LED Light Bulbs > LED PAR Bulbs > LED PAR38 > Narrow Flood (25 Degree) > 4000K Cool White > 18 Watt Performance Series LED Commercial PAR38 Narrow Flood Non-Dimmable 2060 Lumens 80 CRI UNV 4000K Product Specifications - Quick Reference Lamp Wattage: Working Voltage: 18 Watts 120-277 Volt Dimensions: Dimmability: 4.73" Dia. x 5.03" MOL No - Not Dimmable CRI: Delivered Lumens: 80 CRI 2060 Lumens Replaces: Certifications: 250 Watt Halogen ENERGY STAR, UL, RoHS Light Color: 4000K Cool White Warranty: 5 Year Limited Keystone’s Performance Series LED PAR lamps are ideal for both retrofit applications as well as new constructions. Designed for commercial recessed corridors and high-power flood lighting, our PAR lamps use universal input voltage (120-277V) and are available in lumen outputs up to 2100 lm. Keystone’s PAR lamps provide up to 114 lm/W for substantial energy savings compared to legacy equivalents. For maintenance and replacement savings, Performance Series LED PAR lamps have a 50,000 hour lifetime. Also known as LED flood lamps, Performance Series PAR lamps are available in both 25 degree narrow flood light beam angle and 40 degree standard flood light beam angle options. A precision lens construction ensures an accurate beam angle for optimal performance. This Keystone Technologies KT-LED18PAR38-NF-840 Performance Series Non-Dimmable LED PAR38 Light Bulb produces a color temperature of 4000K cool white, operates on your existing 120-277V circuit and consumes just 18 watts of energy. These LED PAR38 lamps 250 watt halogen equivalent retrofit lights generate 2060 lumens and have a Color Rendering Index (CRI) of 80. The large metal heatsink is built for optimal heat dissipation and is suitable for dry and damp locations. This bulb has a 25 degree beam angle and is considered a narrow flood. Flood options are also available. These 120-277 volt LED light bulbs fit fixtures with an E26 medium base. These LED PAR38 bulbs are NOT dimmable. For Dimmable versions, please refer to the related products below. Can't find what you are looking for or need a quote for a large job? Give our customer service a call at 248-276-9640. The bulb's dimensions are 4.73 inches in diameter by 5.03 inches in length. The lens conceals the LEDs from sight and evenly distributes the light and with a durable plastic housing that lowers the risk for breakage. These PAR bulbs have full face optics for precise beam angle control. Click here to see the complete Keystone 18 Watt PAR38 Narrow Flood Commercial Specification Sheet. These bulbs Energy Star qualified and have a rated life of 50,000 hours or a 5 Year limited warranty. Typical Applications Typical applications for these commercial PAR lamps include goosenecks (or swan lights), recessed corridor lighting, and flood track lighting. Keystone Technologies 18 Watt Performance Series LED Commercial PAR38 Narrow Flood Non-Dimmable 2060 Lumens 80 CRI UNV 4000K | 4000 | 85 | 1964 | 109.1111 | 25000 | 18 | 1 | 30.69 | 30.69 | 36.0619 | 2020Q3 | https://www.greenelectricalsupply.com/18-watt-performance-series-led-commercial-par38-narrow-flood-4000k.aspx | Green Electrical Supply | 2020 | Yes
LED Lighting | Reflector | Manufacturer: Keystone Technologies | False | Daylighting/Photocell, | Reflector (Flood/Spot) | PAR38 | E26 (Medium) | Damp Location Rated,Recessed Fixtures Damp Location Rated,Recessed Fixtures Home > LED Light Bulbs > LED PAR Bulbs > LED PAR38 > Narrow Flood (25 Degree) > 5000K Daylight > 18 Watt Performance Series LED Commercial PAR38 Narrow Flood Non-Dimmable 2100 Lumens 80 CRI UNV 5000K Product Specifications - Quick Reference Lamp Wattage: Working Voltage: 18 Watts 120-277 Volt Dimensions: Dimmability: 4.73" Dia. x 5.03" MOL No - Not Dimmable CRI: Delivered Lumens: 80 CRI 2100 Lumens Replaces: Certifications: 250 Watt Halogen ENERGY STAR, UL, RoHS Light Color: 5000K Daylight Warranty: 5 Year Limited Keystone’s Performance Series LED PAR lamps are ideal for both retrofit applications as well as new constructions. Designed for commercial recessed corridors and high-power flood lighting, our PAR lamps use universal input voltage (120-277V) and are available in lumen outputs up to 2100 lm. Keystone’s PAR lamps provide up to 114 lm/W for substantial energy savings compared to legacy equivalents. For maintenance and replacement savings, Performance Series LED PAR lamps have a 50,000 hour lifetime. Also known as LED flood lamps, Performance Series PAR lamps are available in both 25 degree narrow flood light beam angle and 40 degree standard flood light beam angle options. A precision lens construction ensures an accurate beam angle for optimal performance. This Keystone Technologies KT-LED18PAR38-NF-850 Performance Series Non-Dimmable LED PAR38 Light Bulb produces a color temperature of 5000K daylight, operates on your existing 120-277V circuit and consumes just 18 watts of energy. These LED PAR38 lamps 250 watt halogen equivalent retrofit lights generate 2100 lumens and have a Color Rendering Index (CRI) of 80. The large metal heatsink is built for optimal heat dissipation and is suitable for dry and damp locations. This bulb has a 25 degree beam angle and is considered a narrow flood. Flood options are also available. These 120-277 volt LED light bulbs fit fixtures with an E26 medium base. These LED PAR38 bulbs are NOT dimmable. For Dimmable versions, please refer to the related products below. Can't find what you are looking for or need a quote for a large job? Give our customer service a call at 248-276-9640. The bulb's dimensions are 4.73 inches in diameter by 5.03 inches in length. The lens conceals the LEDs from sight and evenly distributes the light and with a durable plastic housing that lowers the risk for breakage. These PAR bulbs have full face optics for precise beam angle control. Click here to see the complete Keystone 18 Watt PAR38 Narrow Flood Commercial Specification Sheet. These bulbs Energy Star qualified and have a rated life of 50,000 hours or a 5 Year limited warranty. Typical Applications Typical applications for these commercial PAR lamps include goosenecks (or swan lights), recessed corridor lighting, and flood track lighting. Keystone Technologies 18 Watt Performance Series LED Commercial PAR38 Narrow Flood Non-Dimmable 2100 Lumens 80 CRI UNV 5000K | 5000 | 86 | 1932 | 107.3333 | 25000 | 18 | 1 | 30.69 | 30.69 | 36.0619 | 2020Q3 | https://www.greenelectricalsupply.com/18-watt-performance-series-led-commercial-par38-narrow-flood-5000k.aspx | Green Electrical Supply | 2020 | Yes
LED Lighting | Decorative | Manufacturer: Satco | True |  | Decorative | B10 | E26 (Medium) | Damp Location Rated,Recessed Fixtures Damp Location Rated,Recessed Fixtures Home > LED Light Bulbs > LED Filament Bulbs > LED Torpedo Filament > E26 Medium Base > 2.5 Watt Clear Torpedo LED Filament Bulb E26 Medium Base 250 Lumens 2700K ** Non-CEC Compliant - NOT Lawful for Sale in California ** Product Specifications - Quick Reference Lamp Wattage: Working Voltage: 2.5 Watts 120 Volt Dimensions: Beam Angle: 1.38" x 3.5" (MOL) 360 Degree Omni-directional Lumen Output: Incandescent Equivalent: 250 Lumens 25 Watt Dimmable: Rated Life: Yes 15,000 Hours Color Temperature: 2700K Warm White Warranty: 3 Year Limited If you are looking for the antique style, traditional C11 incandescent candelabra look and feel with all the energy efficient benefits LED technology can provide, this is the bulb for you. The Satco LED Filament Lamps are the perfect vintage light bulb with an historically accurate and beautifully reproduced design, perfect for restaurants or hospitality environments. The LEDs are aligned inside a clear lamp to maintain the look of incandescent filaments. This Satco S9567 2700K warm white smooth dimming LED filament antique light operates on your existing 120V circuit and consumes just 2.5 watts. These clear C11 incandescent LED retrofit lights generate 250 lumens with a CRI of 80. The omni-directional filament LED light bulbs have a 360® beam angle to perfectly replace your 25 watt incandescent bulbs. The S9567 is uL listed for totally enclosed fixtures and is damp location rated. Want that rustic look in your business or even wedding? These old fashioned light bulbs are perfect for you. They create that warm orange glow all while creating that steampunk or industrial design. Click here to see the complete Satco LED Filament Lamp S9567 Specification Sheet. Instant on at full brightness and mercury free - environmentally positive - generates no IR or UV - protects valuable objects - these Satco C11 incandescent torpedo shape LED antique bulbs are rated for 15,000 hours. These 120 volt LED light bulbs fit most fixtures with E26 base. The bulb's dimensions are 1.38" wide by 3.5" inches MOL. These LED lights are compatible with many timers and dimmable using most 120V wall box dimmers (see a compatible dimmer option in the related products below). Satco 2.5 Watt Clear Torpedo LED Filament Bulb E26 Medium Base 250 Lumens 2700K | 2700 | 82 | 250 | 100 | 25000 | 2.5 | 1 | 4.95 | 4.95 | 5.8164 | 2020Q3 | https://www.greenelectricalsupply.com/2-5w-torpedo-e26-led-filament.aspx | Green Electrical Supply | 2020 | Yes
LED Lighting | Downlight | Manufacturer: Lotus LED Lights | True |  |  |  |  | Downlight Recessed Recessed Downlight Recessed Recessed Home > LED Indoor Light Fixtures > LED Downlights and Trims > 2 Inch Retrofits > Square > 2700K Soft White > 2 Inch 5 Watt Square Regressed Gimbal LED Downlight Black Trim 2700K Soft White Product Specifications - Quick Reference Wattage: Dimensions: 5 Watts 2.5" ID x 3" OD x 1.75" H Beam Angle Tilt Angle: 24 Degrees 20 Degrees Voltage: Color Temp: 120 Volt 2700K Soft White Warranty: 5 Year Limited (Commercial) 10 Year Limited (Residential) Lumens: 380 Lumens Certifications: Energy Star, Title 24, Wet Location Since its first super slim products launch in 2010, Lotus LED Lights have set the competitive bar extremely high and are the most preferred super slim recessed LED lights used by architects, interior decorators, designers, builders, electricians and homeowners in North America. Lotus LED Lights offers superior flexibility, unlimited layout options and can be installed anywhere in your home to create a gorgeous high-end living environment by delivering warm and inviting light. These recessed LED down lights are absolutely perfect for tight spaces, soffits, sloped ceilings, insulated and dropped ceilings. The Lotus LED Lights super slim recessed LED fixtures are cULus Listed, Energy Star Certified, Title 24 Rated, Wet Location rated, rated Type IC (Direct Contact with Insulation) and they are air-tight. A recessed downlight housing (also called out as a Pot Light Housing) is NOT Required - even for Insulated Ceilings. Click here to see the Lotus 2 Inch Square Regressed Gimbal Recessed LED Downlight Specification Sheet. This item is the Lotus LED Lights LSG2-27K-BL. It is the 2 inch low profile 5 watt square regressed Gimbal LED recessed down light with a black trim. The LSG2-27K-BL is Air-Tight and is rated for Wet locations. This 2 inch LED retrofit has a beam angle of 24 degrees, tilt angle of 20 degrees with a 360 degree rotation. The 2700K Warm White gimbal generates 380 lumens and is designed to replace up to 50 watt halogen lights in recessed downlight applications. They operate on 120 volt and are dimmable down to about 5% when using approved TRIAC dimmer switches. These LED 2 inch downlights have a CRI of 90, which makes them Title 24 rated. Each Lotus LED Lights recessed down light carries a 10 year residential or 5 year commercial limited warranty. Click here to see the complete Lotus LED Light Limited Warranty Information. Lotus can offer this because every single driver is powered for a minimum of 24 hours together with the fixture that it is shipped with. Every LED is visually checked before and after the PCB is mounted on the fixture. For different trim options, please see the related products below. For a quote on a larger job, please call our customer service center at 248-276-9640. Lotus LED Lights 2 Inch 5 Watt Square Regressed Gimbal LED Downlight Black Trim 2700K Soft White | 2700 | 94 | 380 | 76 | 36000 | 5 | 1 | 50.76 | 50.76 | 59.645 | 2020Q3 | https://www.greenelectricalsupply.com/2-inch-5-watt-square-regressed-gimbal-led-downlight-black-trim-2700k-soft-white.aspx | Green Electrical Supply | 2020 | Yes
LED Lighting | Downlight | Manufacturer: Lotus LED Lights | True |  |  |  |  | Downlight Recessed Recessed Downlight Recessed Recessed Home > LED Indoor Light Fixtures > LED Downlights and Trims > 2 Inch Retrofits > Square > 3000K Warm White > 2 Inch 5 Watt Square Regressed Gimbal LED Downlight Black Trim 3000K Warm White Product Specifications - Quick Reference Wattage: Dimensions: 5 Watts 2.5" ID x 3" OD x 1.75" H Beam Angle Tilt Angle: 24 Degrees 20 Degrees Voltage: Color Temp: 120 Volt 3000K Warm White Warranty: 5 Year Limited (Commercial) 10 Year Limited (Residential) Lumens: 400 Lumens Certifications: Energy Star, Title 24, Wet Location Since its first super slim products launch in 2010, Lotus LED Lights have set the competitive bar extremely high and are the most preferred super slim recessed LED lights used by architects, interior decorators, designers, builders, electricians and homeowners in North America. Lotus LED Lights offers superior flexibility, unlimited layout options and can be installed anywhere in your home to create a gorgeous high-end living environment by delivering warm and inviting light. These recessed LED down lights are absolutely perfect for tight spaces, soffits, sloped ceilings, insulated and dropped ceilings. The Lotus LED Lights super slim recessed LED fixtures are cULus Listed, Energy Star Certified, Title 24 Rated, Wet Location rated, rated Type IC (Direct Contact with Insulation) and they are air-tight. A recessed downlight housing (also called out as a Pot Light Housing) is NOT Required - even for Insulated Ceilings. Click here to see the Lotus 2 Inch Square Regressed Gimbal Recessed LED Downlight Specification Sheet. This item is the Lotus LED Lights LSG2-30K-BL. It is the 2 inch low profile 5 watt square regressed Gimbal LED recessed down light with a black trim. The LSG2-30K-BL is Air-Tight and is rated for Wet locations. This 2 inch LED retrofit has a beam angle of 24 degrees, tilt angle of 20 degrees with a 360 degree rotation. The 3000K Warm White gimbal generates 400 lumens and is designed to replace up to 50 watt halogen lights in recessed downlight applications. They operate on 120 volt and are dimmable down to about 5% when using approved TRIAC dimmer switches. These LED 2 inch downlights have a CRI of 90, which makes them Title 24 rated. Each Lotus LED Lights recessed down light carries a 10 year residential or 5 year commercial limited warranty. Click here to see the complete Lotus LED Light Limited Warranty Information. Lotus can offer this because every single driver is powered for a minimum of 24 hours together with the fixture that it is shipped with. Every LED is visually checked before and after the PCB is mounted on the fixture. For different trim options, please see the related products below. For a quote on a larger job, please call our customer service center at 248-276-9640. Lotus LED Lights 2 Inch 5 Watt Square Regressed Gimbal LED Downlight Black Trim 3000K Warm White | 3000 | 93 | 400 | 80 | 36000 | 5 | 1 | 50.76 | 50.76 | 59.645 | 2020Q3 | https://www.greenelectricalsupply.com/2-inch-5-watt-square-regressed-gimbal-led-downlight-black-trim-3000k-warm-white.aspx | Green Electrical Supply | 2020 | Yes
LED Lighting | Downlight | Manufacturer: Lotus LED Lights | True |  |  |  |  | Downlight Recessed Recessed Downlight Recessed Recessed Home > LED Indoor Light Fixtures > LED Downlights and Trims > 2 Inch Retrofits > Square > 4000K Cool White > 2 Inch 5 Watt Square Regressed Gimbal LED Downlight Black Trim 4000K Cool White Product Specifications - Quick Reference Wattage: Dimensions: 5 Watts 2.5" ID x 3" OD x 1.75" H Beam Angle Tilt Angle: 24 Degrees 20 Degrees Voltage: Color Temp: 120 Volt 4000K Cool White Warranty: 5 Year Limited (Commercial) 10 Year Limited (Residential) Lumens: 430 Lumens Certifications: Energy Star, Title 24, Wet Location Since its first super slim products launch in 2010, Lotus LED Lights have set the competitive bar extremely high and are the most preferred super slim recessed LED lights used by architects, interior decorators, designers, builders, electricians and homeowners in North America. Lotus LED Lights offers superior flexibility, unlimited layout options and can be installed anywhere in your home to create a gorgeous high-end living environment by delivering warm and inviting light. These recessed LED down lights are absolutely perfect for tight spaces, soffits, sloped ceilings, insulated and dropped ceilings. The Lotus LED Lights super slim recessed LED fixtures are cULus Listed, Energy Star Certified, Title 24 Rated, Wet Location rated, rated Type IC (Direct Contact with Insulation) and they are air-tight. A recessed downlight housing (also called out as a Pot Light Housing) is NOT Required - even for Insulated Ceilings. Click here to see the Lotus 2 Inch Square Regressed Gimbal Recessed LED Downlight Specification Sheet. This item is the Lotus LED Lights LSG2-40K-BL. It is the 2 inch low profile 5 watt square regressed Gimbal LED recessed down light with a black trim. The LSG2-40K-BL is Air-Tight and is rated for Wet locations. This 2 inch LED retrofit has a beam angle of 24 degrees, tilt angle of 20 degrees with a 360 degree rotation. The 4000K Cool White gimbal generates 430 lumens and is designed to replace up to 50 watt halogen lights in recessed downlight applications. They operate on 120 volt and are dimmable down to about 5% when using approved TRIAC dimmer switches. These LED 2 inch downlights have a CRI of 90, which makes them Title 24 rated. Each Lotus LED Lights recessed down light carries a 10 year residential or 5 year commercial limited warranty. Click here to see the complete Lotus LED Light Limited Warranty Information. Lotus can offer this because every single driver is powered for a minimum of 24 hours together with the fixture that it is shipped with. Every LED is visually checked before and after the PCB is mounted on the fixture. For different trim options, please see the related products below. For a quote on a larger job, please call our customer service center at 248-276-9640. Lotus LED Lights 2 Inch 5 Watt Square Regressed Gimbal LED Downlight Black Trim 4000K Cool White | 4000 | 92 | 430 | 86 | 36000 | 5 | 1 | 50.76 | 50.76 | 59.645 | 2020Q3 | https://www.greenelectricalsupply.com/2-inch-5-watt-square-regressed-gimbal-led-downlight-black-trim-4000k-cool-white.aspx | Green Electrical Supply | 2020 | Yes
LED Lighting | Downlight | Manufacturer: Lotus LED Lights | True |  |  |  |  | Downlight Recessed Recessed Downlight Recessed Recessed Home > LED Indoor Light Fixtures > LED Downlights and Trims > 2 Inch Retrofits > Square > 2700K Soft White > 2 Inch 5 Watt Square Regressed Gimbal LED Downlight White Trim 2700K Soft White Product Specifications - Quick Reference Wattage: Dimensions: 5 Watts 2.5" ID x 3" OD x 1.75" H Beam Angle Tilt Angle: 24 Degrees 20 Degrees Voltage: Color Temp: 120 Volt 2700K Soft White Warranty: 5 Year Limited (Commercial) 10 Year Limited (Residential) Lumens: 380 Lumens Certifications: Energy Star, Title 24, Wet Location Since its first super slim products launch in 2010, Lotus LED Lights have set the competitive bar extremely high and are the most preferred super slim recessed LED lights used by architects, interior decorators, designers, builders, electricians and homeowners in North America. Lotus LED Lights offers superior flexibility, unlimited layout options and can be installed anywhere in your home to create a gorgeous high-end living environment by delivering warm and inviting light. These recessed LED down lights are absolutely perfect for tight spaces, soffits, sloped ceilings, insulated and dropped ceilings. The Lotus LED Lights super slim recessed LED fixtures are cULus Listed, Energy Star Certified, Title 24 Rated, Wet Location rated, rated Type IC (Direct Contact with Insulation) and they are air-tight. A recessed downlight housing (also called out as a Pot Light Housing) is NOT Required - even for Insulated Ceilings. Click here to see the Lotus 2 Inch Square Regressed Gimbal Recessed LED Downlight Specification Sheet. This item is the Lotus LED Lights LSG2-27K-WH. It is the 2 inch low profile 5 watt square regressed Gimbal LED recessed down light with a white trim. The LSG2-27K-WH is Air-Tight and is rated for Wet locations. This 2 inch LED retrofit has a beam angle of 24 degrees, tilt angle of 20 degrees with a 360 degree rotation. The 2700K Warm White gimbal generates 380 lumens and is designed to replace up to 50 watt halogen lights in recessed downlight applications. They operate on 120 volt and are dimmable down to about 5% when using approved TRIAC dimmer switches. These LED 2 inch downlights have a CRI of 90, which makes them Title 24 rated. Each Lotus LED Lights recessed down light carries a 10 year residential or 5 year commercial limited warranty. Click here to see the complete Lotus LED Light Limited Warranty Information. Lotus can offer this because every single driver is powered for a minimum of 24 hours together with the fixture that it is shipped with. Every LED is visually checked before and after the PCB is mounted on the fixture. For different trim options, please see the related products below. For a quote on a larger job, please call our customer service center at 248-276-9640. Lotus LED Lights 2 Inch 5 Watt Square Regressed Gimbal LED Downlight White Trim 2700K Soft White | 2700 | 94 | 380 | 76 | 36000 | 5 | 1 | 50.76 | 50.76 | 59.645 | 2020Q3 | https://www.greenelectricalsupply.com/2-inch-5-watt-square-regressed-gimbal-led-downlight-white-trim-2700k-soft-white.aspx | Green Electrical Supply | 2020 | Yes
LED Lighting | Downlight | Manufacturer: Lotus LED Lights | True |  |  |  |  | Downlight Recessed Downlight Recessed Home > LED Indoor Light Fixtures > LED Downlights and Trims > 2 Inch Retrofits > Square > 3000K Warm White > 2 Inch 5 Watt Square Regressed Gimbal LED Downlight White Trim 3000K Warm White Product Specifications - Quick Reference Wattage: Dimensions: 5 Watts 2.5" ID x 3" OD x 1.75" H Beam Angle Tilt Angle: 24 Degrees 20 Degrees Voltage: Color Temp: 120 Volt 3000K Warm White Warranty: 5 Year Limited (Commercial) 10 Year Limited (Residential) Lumens: 400 Lumens Certifications: Energy Star, Title 24, Wet Location Since its first super slim products launch in 2010, Lotus LED Lights have set the competitive bar extremely high and are the most preferred super slim recessed LED lights used by architects, interior decorators, designers, builders, electricians and homeowners in North America. Lotus LED Lights offers superior flexibility, unlimited layout options and can be installed anywhere in your home to create a gorgeous high-end living environment by delivering warm and inviting light. These recessed LED down lights are absolutely perfect for tight spaces, soffits, sloped ceilings, insulated and dropped ceilings. The Lotus LED Lights super slim recessed LED fixtures are cULus Listed, Energy Star Certified, Title 24 Rated, Wet Location rated, rated Type IC (Direct Contact with Insulation) and they are air-tight. A recessed downlight housing (also called out as a Pot Light Housing) is NOT Required - even for Insulated Ceilings. Click here to see the Lotus 2 Inch Square Regressed Gimbal Recessed LED Downlight Specification Sheet. This item is the Lotus LED Lights LSG2-30K-WH. It is the 2 inch low profile 5 watt square regressed Gimbal LED recessed down light with a white trim. The LSG2-30K-WH is Air-Tight and is rated for Wet locations. This 2 inch LED retrofit has a beam angle of 24 degrees, tilt angle of 20 degrees with a 360 degree rotation. The 3000K Warm White gimbal generates 400 lumens and is designed to replace up to 50 watt halogen lights in recessed downlight applications. They operate on 120 volt and are dimmable down to about 5% when using approved TRIAC dimmer switches. These LED 2 inch downlights have a CRI of 90, which makes them Title 24 rated. Each Lotus LED Lights recessed down light carries a 10 year residential or 5 year commercial limited warranty. Click here to see the complete Lotus LED Light Limited Warranty Information. Lotus can offer this because every single driver is powered for a minimum of 24 hours together with the fixture that it is shipped with. Every LED is visually checked before and after the PCB is mounted on the fixture. For different trim options, please see the related products below. For a quote on a larger job, please call our customer service center at 248-276-9640. Lotus LED Lights 2 Inch 5 Watt Square Regressed Gimbal LED Downlight White Trim 3000K Warm White | 3000 | 93 | 400 | 80 | 36000 | 5 | 1 | 50.76 | 50.76 | 59.645 | 2020Q3 | https://www.greenelectricalsupply.com/2-inch-5-watt-square-regressed-gimbal-led-downlight-white-trim-3000k-warm-white.aspx | Green Electrical Supply | 2020 | Yes
LED Lighting | Downlight | Manufacturer: Lotus LED Lights | True |  |  |  |  | Downlight Recessed Recessed Downlight Recessed Recessed Home > LED Indoor Light Fixtures > LED Downlights and Trims > 2 Inch Retrofits > Square > 4000K Cool White > 2 Inch 5 Watt Square Regressed Gimbal LED Downlight White Trim 4000K Cool White Product Specifications - Quick Reference Wattage: Dimensions: 5 Watts 2.5" ID x 3" OD x 1.75" H Beam Angle Tilt Angle: 24 Degrees 20 Degrees Voltage: Color Temp: 120 Volt 4000K Cool White Warranty: 5 Year Limited (Commercial) 10 Year Limited (Residential) Lumens: 430 Lumens Certifications: Energy Star, Title 24, Wet Location Since its first super slim products launch in 2010, Lotus LED Lights have set the competitive bar extremely high and are the most preferred super slim recessed LED lights used by architects, interior decorators, designers, builders, electricians and homeowners in North America. Lotus LED Lights offers superior flexibility, unlimited layout options and can be installed anywhere in your home to create a gorgeous high-end living environment by delivering warm and inviting light. These recessed LED down lights are absolutely perfect for tight spaces, soffits, sloped ceilings, insulated and dropped ceilings. The Lotus LED Lights super slim recessed LED fixtures are cULus Listed, Energy Star Certified, Title 24 Rated, Wet Location rated, rated Type IC (Direct Contact with Insulation) and they are air-tight. A recessed downlight housing (also called out as a Pot Light Housing) is NOT Required - even for Insulated Ceilings. Click here to see the Lotus 2 Inch Square Regressed Gimbal Recessed LED Downlight Specification Sheet. This item is the Lotus LED Lights LSG2-40K-WH. It is the 2 inch low profile 5 watt square regressed Gimbal LED recessed down light with a white trim. The LSG2-40K-WH is Air-Tight and is rated for Wet locations. This 2 inch LED retrofit has a beam angle of 24 degrees, tilt angle of 20 degrees with a 360 degree rotation. The 4000K Cool White gimbal generates 430 lumens and is designed to replace up to 50 watt halogen lights in recessed downlight applications. They operate on 120 volt and are dimmable down to about 5% when using approved TRIAC dimmer switches. These LED 2 inch downlights have a CRI of 90, which makes them Title 24 rated. Each Lotus LED Lights recessed down light carries a 10 year residential or 5 year commercial limited warranty. Click here to see the complete Lotus LED Light Limited Warranty Information. Lotus can offer this because every single driver is powered for a minimum of 24 hours together with the fixture that it is shipped with. Every LED is visually checked before and after the PCB is mounted on the fixture. For different trim options, please see the related products below. For a quote on a larger job, please call our customer service center at 248-276-9640. Lotus LED Lights 2 Inch 5 Watt Square Regressed Gimbal LED Downlight White Trim 4000K Cool White | 4000 | 92 | 430 | 86 | 36000 | 5 | 1 | 50.76 | 50.76 | 59.645 | 2020Q3 | https://www.greenelectricalsupply.com/2-inch-5-watt-square-regressed-gimbal-led-downlight-white-trim-4000k-cool-white.aspx | Green Electrical Supply | 2020 | Yes
LED Lighting | A-Type | Satco | True |  | General Purpose Replacement | A19 | GU24 | Damp Location Rated,Recessed Fixtures Damp Location Rated,Recessed Fixtures Home / Light Bulbs / LED / Satco - S29814 - 11A19/LED/2700K/120V/D/GU24 Approved for Totally Enclosed Fixtures; Damp Location Rated; Energy Star Rated 11W A19 LED Lamp - Universal - 1100 Lumens - Warm White (2700K) - 80 CRI - 25000 Hours - GU24 (Bi-Pin / Twist & Lock) - 120 to 130V - Frost Satco - S29814 - 11A19/LED/2700K/120V/D/GU24 | 2700 | 81 | 1100 | 100 | 25000 | 11 | 1 | 7.91 | 7.91 | 9.2946 | 2020Q3 | https://shop.regencylighting.com/lamps/led/11a19-led-2700k-120v-d-gu24-s29814.html | Regency Lighting | 2020 | Yes
LED Lighting | A-Type | Maxlite | True |  | General Purpose Replacement | A19 | E26 (Medium) | Damp Location Rated,Not for Use in Recessed Fixtures Damp Location Rated,Not for Use in Recessed Fixtures Home / Light Bulbs / LED / Maxlite - 1408351 - 11A19DLED40/G5 Energy Star Certified; Dry and Damp Location; Not for Use in Totally Enclosed Fixtures 11W A19 LED Lamp - Universal - 1100 Lumens - Cool White (4000K) - 83 CRI - 25000 Hours - E26 (Medium) - 120 to 130V Maxlite - 1408351 - 11A19DLED40/G5 | 4000 | 84 | 1100 | 100 | 25000 | 11 | 1 | 5.08 | 5.08 | 5.9692 | 2020Q3 | https://shop.regencylighting.com/lamps/led/11a19dled40-g5-mxt.html | Regency Lighting | 2020 | Yes
LED Lighting | A-Type | Satco | True |  | General Purpose Replacement | A19 | GU24 | Damp Location Rated,Recessed Fixtures Damp Location Rated,Recessed Fixtures Home / Light Bulbs / LED / LED A-Line / Satco - S29814 - 11A19/LED/2700K/120V/D/GU24 Approved for Totally Enclosed Fixtures; Damp Location Rated; Energy Star Rated 11W A19 LED Lamp - Universal - 1100 Lumens - Warm White (2700K) - 80 CRI - 25000 Hours - GU24 (Bi-Pin / Twist & Lock) - 120 to 130V - Frost Satco - S29814 - 11A19/LED/2700K/120V/D/GU24 | 2700 | 81 | 1100 | 100 | 25000 | 11 | 1 | 7.91 | 7.91 | 9.2946 | 2020Q3 | https://shop.regencylighting.com/lamps/led/a-line/11a19-led-2700k-120v-d-gu24-s29814.html | Regency Lighting | 2020 | Yes
LED Lighting | A-Type | Maxlite | True |  | General Purpose Replacement | A19 | E26 (Medium) | Damp Location Rated,Not for Use in Recessed Fixtures Damp Location Rated,Not for Use in Recessed Fixtures Home / Light Bulbs / LED / LED A-Line / Maxlite - 1408351 - 11A19DLED40/G5 Energy Star Certified; Dry and Damp Location; Not for Use in Totally Enclosed Fixtures 11W A19 LED Lamp - Universal - 1100 Lumens - Cool White (4000K) - 83 CRI - 25000 Hours - E26 (Medium) - 120 to 130V Maxlite - 1408351 - 11A19DLED40/G5 | 4000 | 84 | 1100 | 100 | 25000 | 11 | 1 | 5.08 | 5.08 | 5.9692 | 2020Q3 | https://shop.regencylighting.com/lamps/led/a-line/11a19dled40-g5-mxt.html | Regency Lighting | 2020 | Yes
LED Lighting | A-Type | Maxlite | True | Daylighting/Photocell, | General Purpose Replacement | A19 | E26 (Medium) | Damp Location Rated,Use With Timers,Use With Photo and/or Motion Sensors,Recessed Fixtures,Shatter Resistant Damp Location Rated,Use With Timers,Use With Photo and/or Motion Sensors,Recessed Fixtures,Shatter Resistant Home / Light Bulbs / LED / LED A-Line / Maxlite - 14099399 - E11A19DLED27/G6 Enclosed Rated 11W A19 LED Lamp - Universal - 1100 Lumens - Warm White (2700K) - 82 CRI - 25000 Hours - E26 (Medium) - 120 to 130V Maxlite - 14099399 - E11A19DLED27/G6 | 2700 | 82 | 1100 | 100 | 25000 | 11 | 1 | 5.08 | 5.08 | 5.9692 | 2020Q3 | https://shop.regencylighting.com/lamps/led/a-line/e11a19dled27-g6-mxt.html | Regency Lighting | 2020 | Yes
LED Lighting | A-Type | Maxlite | True |  | General Purpose Replacement | A19 | E26 (Medium) | Damp Location Rated,Recessed Fixtures Damp Location Rated,Recessed Fixtures Home / Light Bulbs / LED / LED A-Line / Maxlite - 14099399 - E11A19DLED27/G7 Enclosed Rated; Damp Location Rated; Energy Star Certified 11W A19 LED Lamp - Universal - 1100 Lumens - Warm White (2700K) - 80 CRI - 25000 hrs. - E26 (Medium) - 120 to 130V - Frost Maxlite - 14099399 - E11A19DLED27/G7 | 2700 | 82 | 1100 | 100 | 25000 | 11 | 1 | 5.37 | 5.37 | 6.31 | 2020Q3 | https://shop.regencylighting.com/lamps/led/a-line/e11a19dled27-g7-mxt.html | Regency Lighting | 2020 | Yes
LED Lighting | A-Type | Maxlite | True |  | General Purpose Replacement | A19 | E26 (Medium) | Damp Location Rated,Recessed Fixtures Damp Location Rated,Recessed Fixtures Home / Light Bulbs / LED / LED A-Line / Maxlite - 14099399 - E11A19DLED27/G8 Suitable for Enclosed Fixtures; Suitable for Damp Locations; Energy Star Certified 11W A19 LED Lamp - Universal - 1100 Lumens - Warm White (2700K) - 80 CRI - 25000 hrs. - E26 (Medium) - 120 to 130V - Frost Maxlite - 14099399 - E11A19DLED27/G8 | 2700 | 82 | 1100 | 100 | 25000 | 11 | 1 | 5.37 | 5.37 | 6.31 | 2020Q3 | https://shop.regencylighting.com/lamps/led/a-line/e11a19dled27-g8-mxt.html | Regency Lighting | 2020 | Yes
LED Lighting | A-Type | Maxlite | True |  | General Purpose Replacement | A19 | E26 (Medium) | Damp Location Rated,Recessed Fixtures Damp Location Rated,Recessed Fixtures Home / Light Bulbs / LED / LED A-Line / Maxlite - 14099400 - E11A19DLED30/G8 Suitable for Enclosed Fixtures; Suitable for Damp Locations; Energy Star Certified 11W A19 LED Lamp - Universal - 1100 Lumens - Warm White (3000K) - 80 CRI - 25000 hrs. - E26 (Medium) - 120 to 130V - Frost Maxlite - 14099400 - E11A19DLED30/G8 | 3000 | 83 | 1100 | 100 | 25000 | 11 | 1 | 5.37 | 5.37 | 6.31 | 2020Q3 | https://shop.regencylighting.com/lamps/led/a-line/e11a19dled30-g8-mxt.html | Regency Lighting | 2020 | Yes
LED Lighting | A-Type | Maxlite | True | Daylighting/Photocell, | General Purpose Replacement | A19 | E26 (Medium) | Use With Timers,Damp Location Rated,Use With Photo and/or Motion Sensors,Recessed Fixtures,Shatter Resistant Use With Timers,Damp Location Rated,Use With Photo and/or Motion Sensors,Recessed Fixtures,Shatter Resistant Home / Light Bulbs / LED / LED A-Line / Maxlite - 11499401 - E11A19DLED40/G6 Enclosed Rated 11W A19 LED Lamp - Universal - 1100 Lumens - Cool White (4000K) - 84 CRI - 25000 Hours - E26 (Medium) - 120 to 130V Maxlite - 11499401 - E11A19DLED40/G6 | 4000 | 84 | 1100 | 100 | 25000 | 11 | 1 | 5.08 | 5.08 | 5.9692 | 2020Q3 | https://shop.regencylighting.com/lamps/led/a-line/e11a19dled40-g6-mxt.html | Regency Lighting | 2020 | Yes
LED Lighting | A-Type | Maxlite | True |  | General Purpose Replacement | A19 | E26 (Medium) | Damp Location Rated,Recessed Fixtures Damp Location Rated,Recessed Fixtures Home / Light Bulbs / LED / LED A-Line / Maxlite - 14099401 - E11A19DLED40/G8 Suitable for Enclosed Fixtures; Suitable for Damp Locations; Energy Star Certified 11W A19 LED Lamp - Universal - 1100 Lumens - Cool White (4000K) - 80 CRI - 25000 hrs. - E26 (Medium) - 120 to 130V Maxlite - 14099401 - E11A19DLED40/G8 | 4000 | 83 | 1100 | 100 | 25000 | 11 | 1 | 5.37 | 5.37 | 6.31 | 2020Q3 | https://shop.regencylighting.com/lamps/led/a-line/e11a19dled40-g8-mxt.html | Regency Lighting | 2020 | Yes
LED Lighting | A-Type | Maxlite | True | Daylighting/Photocell, | General Purpose Replacement | A19 | GU24 | Damp Location Rated,Use With Timers,Use With Photo and/or Motion Sensors,Recessed Fixtures,Shatter Resistant Damp Location Rated,Use With Timers,Use With Photo and/or Motion Sensors,Recessed Fixtures,Shatter Resistant Home / Light Bulbs / LED / LED A-Line / Maxlite - 14099411 - E11A19GUDLED27/G6 Enclosed Rated 11W A19 LED Lamp - Universal - 1100 Lumens - Warm White (2700K) - 82 CRI - 25000 Hours - GU24 (Bi-Pin / Twist & Lock) - 120 to 130V Maxlite - 14099411 - E11A19GUDLED27/G6 | 2700 | 82 | 1100 | 100 | 25000 | 11 | 1 | 5.46 | 5.46 | 6.4157 | 2020Q3 | https://shop.regencylighting.com/lamps/led/a-line/e11a19gudled27-g6-mxt.html | Regency Lighting | 2020 | Yes
LED Lighting | A-Type | Maxlte | True |  | General Purpose Replacement | A19 | GU24 | Damp Location Rated,Recessed Fixtures Damp Location Rated,Recessed Fixtures Home / Light Bulbs / LED / LED A-Line / Maxlite - 14099411 - E11A19GUDLED27/G6 Suitable for Damp Locations; Suitable for Fully Enclosed Fixtures; Energy Star Qualified 11W A19 LED Lamp - Universal - 1100 Lumens - Warm White (2700K) - 80 CRI - 25000 hrs. - GU24 (Bi-Pin / Twist & Lock) - 120 to 130V Maxlite - 14099411 - E11A19GUDLED27/G6 | 2700 | 82 | 1100 | 100 | 25000 | 11 | 1 | 5.46 | 5.46 | 6.4157 | 2020Q3 | https://shop.regencylighting.com/lamps/led/a-line/e11a19gudled27-g7-mxt.html | Regency Lighting | 2020 | Yes
LED Lighting | Decorative | Manufacturer: Satco | True |  | Globe | G25 | E26 (Medium) | Damp Location Rated Damp Location Rated Home > Energy Star Qualified Products > 4.5 Watt Clear LED G25 Globe Filament Bulb 120V 2700K ** Non-CEC Compliant - NOT Lawful for Sale in California ** Product Specifications - Quick Reference Lamp Wattage: Working Voltage: 4.5 Watts 120 Volt Dimensions: Beam Angle: 3.13" x 4.375" (MOL) 360 Degree Omni-directional Lumen Output: Incandescent Equivalent: 450 Lumens 40 Watt Dimmable: Rated Life: Yes 15,000 Hours Color Temperature: 2700K Warm White Warranty: 3 Year Limited If you are looking for the antique style, traditional incandescent globe look and feel with all the energy efficient benefits LED technology can provide, this is the bulb for you. The Satco LED Filament Lamps are the perfect vintage filament light bulb with an historically accurate and beautifully reproduced design, perfect for restaurant and hospitality applications. This Satco S9563 2700K warm white smooth dimming LED filament light operates on your existing 120V circuit and consumes just 4.5 watts. These clear G25 incandescent LED retrofit lights generate 450 lumens with a CRI of 80. The omni-directional vintage style filament LED light bulbs have a 360® beam angle to perfectly replace your 40 watt incandescent bulbs. The S9563 is UL listed for totally enclosed fixtures and is damp location rated. Want that rustic look in your business or even wedding? These old fashioned light bulbs are perfect for you. They create that warm orange glow all while creating that steampunk or industrial design. Click here to see the complete Satco LED Filament Lamp S9563 Specification Sheet. Instant on at full brightness and mercury free - environmentally positive - generates no IR or UV - protects valuable objects - these Satco G25 antique style incandescent globe shape LED bulbs are rated for 15,000 hours. These 120 volt LED light bulbs fit most fixtures with E26 base. The bulb's dimensions are 3.13" wide by 4.375" inches MOL. These LED lights are compatible with many timers and dimmable using most 120V wall box dimmers (see a compatible dimmer option in the related products below). Satco 4.5 Watt Clear LED G25 Globe Filament Bulb 120V 2700K | 2700 | 82 | 550 | 122.2222 | 25000 | 4.5 | 1 | 6.82 | 6.82 | 8.0138 | 2020Q3 | https://www.greenelectricalsupply.com/4-5-watt-g25-2700k-led-vintage-filament-bulb.aspx | Green Electrical Supply | 2020 | Yes
LED Lighting | Decorative | Manufacturer: Satco | True |  | Decorative | CA10 | E26 (Medium) | Damp Location Rated Damp Location Rated Home > LED Light Bulbs > LED Filament Bulbs > LED Flametip Filament Bulb > E26 Medium Base > 4.5 Watt Clear LED Flametip Filament Light Bulb E26 Medium Base 2700K ** Non-CEC Compliant - NOT Lawful for Sale in California ** Product Specifications - Quick Reference Lamp Wattage: Working Voltage: 4.5 Watts 120 Volt Dimensions: Beam Angle: 1.38" x 4.3125" (MOL) 360 Degree Omni-directional Lumen Output: Incandescent Equivalent: 470 Lumens 40 Watt Dimmable: Rated Life: Yes 15,000 Hours Color Temperature: 2700K Warm White Warranty: 3 Year Limited If you are looking for the antique style, traditional CA11 incandescent flame tip candelabra look and feel with all the energy efficient benefits LED technology can provide, this is the bulb for you. The Satco LED Filament Lamps are the perfect vintage light bulb with an historically accurate and beautifully reproduced design, perfect for restaurant or hospitality applications. The LEDs are aligned inside a clear lamp to maintain the look of clear incandescent filaments. This Satco S9573 2700K warm white smooth dimming LED filament light operates on your existing 120V circuit and consumes just 4.5 watts. These clear CA11 incandescent LED retrofit lights generate 470 lumens with a CRI of 80. The omni-directional filament vintage LED light bulbs have a 360® beam angle to perfectly replace your 40 watt incandescent bulbs. The S9573 is uL listed for totally enclosed fixtures and is damp location rated. Want that rustic look in your business or even wedding? These old fashioned light bulbs are perfect for you. They create that warm orange glow all while creating that steampunk or industrial design. Click here to see the complete Satco LED Filament Lamp S9573 Specification Sheet. Instant on at full brightness and mercury free - environmentally positive - generates no IR or UV - protects valuable objects - these Satco CA11 incandescent flame tip shape LED antique bulbs are rated for 15,000 hours. These 120 volt LED light bulbs fit most fixtures with E26 base. The bulb's dimensions are 1.38" wide by 4.3125" inches MOL. These LED lights are compatible with many timers and dimmable using most 120V wall box dimmers (see a compatible dimmer option in the related products below). Satco 4.5 Watt Clear LED Flametip Filament Light Bulb E26 Medium Base 2700K | 2700 | 82 | 450 | 100 | 15000 | 4.5 | 1 | 5.95 | 5.95 | 6.9915 | 2020Q3 | https://www.greenelectricalsupply.com/4-5w-flametip-e26-led-filament.aspx | Green Electrical Supply | 2020 | Yes
LED Lighting | Decorative | Manufacturer: Satco | True |  | Decorative | B10 | E26 (Medium) | Damp Location Rated Damp Location Rated Home > LED Light Bulbs > LED Filament Bulbs > LED Torpedo Filament > E26 Medium Base > 4.5 Watt Clear Torpedo LED Filament Bulb E26 Medium Base 450 Lumens 2700K ** Non-CEC Compliant - NOT Lawful for Sale in California ** Product Specifications - Quick Reference Lamp Wattage: Working Voltage: 4.5 Watts 120 Volt Dimensions: Beam Angle: 1.38" x 3.5" (MOL) 360 Degree Omni-directional Lumen Output: Incandescent Equivalent: 450 Lumens 40 Watt Dimmable: Rated Life: Yes 15,000 Hours Color Temperature: 2700K Warm White Warranty: 3 Year Limited If you are looking for the antique style, traditional C11 incandescent look and feel with all the energy efficient benefits LED technology can provide, this is the bulb for you. The Satco LED Filament Lamps are the perfect vintage light bulb with an historically accurate and beautifully reproduced design, perfect for restaurant or hospitality applications. The LEDs are aligned inside a clear lamp to maintain the look of clear incandescent filaments. This Satco S9569 2700K warm white smooth dimming LED filament light operates on your existing 120V circuit and consumes just 4.5 watts. These clear C11 incandescent LED retrofit lights generate 450 lumens with a CRI of 80. The omni-directional filament vintage style LED light bulbs have a 360® beam angle to perfectly replace your 40 watt incandescent bulbs. The S9569 is UL listed for totally enclosed fixtures and is damp location rated. Want that rustic look in your business or even wedding? These old fashioned light bulbs are perfect for you. They create that warm orange glow all while creating that steampunk or industrial design. Click here to see the complete Satco LED Filament Lamp S9569 Specification Sheet. Instant on at full brightness and mercury free - environmentally positive - generates no IR or UV - protects valuable objects - these Satco C11 incandescent torpedo shape LED bulbs are rated for 15,000 hours. These 120 volt LED light bulbs fit most fixtures with E26 base. The bulb's dimensions are 1.38" wide by 3.5" inches MOL. These antique LED lights are compatible with many timers and dimmable using most 120V wall box dimmers (see a compatible dimmer option in the related products below). Satco 4.5 Watt Clear Torpedo LED Filament Bulb E26 Medium Base 450 Lumens 2700K | 2700 | 82 | 450 | 100 | 20000 | 4.5 | 1 | 5.95 | 5.95 | 6.9915 | 2020Q3 | https://www.greenelectricalsupply.com/4-5w-torpedo-e26-led-filament.aspx | Green Electrical Supply | 2020 | Yes
LED Lighting | Downlight | Manufacturer: Satco | True |  |  |  |  | Downlight Recessed Recessed, 4" Recessed Downlight Recessed Recessed, 4" Recessed Home > LED Indoor Light Fixtures > LED Downlights and Trims > 4 Inch Retrofits > Round > 3000K Warm White > 4 Inch 10 Watt Round Low Profile Edge Lit LED Downlight White Trim 90 CRI 3000K Warm White Product Specifications - Quick Reference Lamp Wattage: Working Voltage: 10 Watts 120 Volt Beam Degree: Rated Life: 108 Degree Beam Angle 50,000 Hours Lumen Output: Dimmable: 670 Lumens Yes Finish Color: Installation: White Direct Wire Light Color: CRI: 3000K Warm White 90 CRI Certifications: Warranty: Title 24, Wet Location 5 Year Limited Founded in 1966, Satco is well known as a premier supplier of a variety of lighting products. Satco's extensive catalog includes nearly everything you may be looking for, including these low profile edge lit LED downlight retrofits. Satco's line of Slim LED downlight retrofits come in 4 inch versions as well as 6 and 8 inch versions, all are available in round or square fixtures. These downlight kits have a slim profile and an external remote driver that offers almost limitless installation options. These are perfect for renovations with tight or hard to reach spaces - as little as 1 inch height clearance is required. This is the Satco S11600 (10WLED/DW/EL/4/930/RND/RD, a round dimmable 4" low profile recessed 3000K Warm White LED Retrofit with a White Baffle and White Trim Ring. Satco's Slim Edge Lit Retrofit LED Downlights are ultra-efficient, super-easy and very affordable. These low profile wafer LED downlight kits provide 670 lumens of brilliant illumination but only requires 10 watts of energy use. These dedicated 120 volt trims meet ENERGY STAR requirements, as well as being Wet Location Rated, and Title 24 certified. The S11600 from Satco does not require a recessed can and are air-tight for safe use with insulated or non-insulated ceilings. The external driver, or j-box, makes for easy placement and installation, as well as easy install spring clips that are included with each fixture. This LED downlight has an incredible CRI of 90! All your colors will stand out under this light. The Satco Low Profile Downlight Retrofit Series has many different application uses including: healthcare, hospitality, office, property management, residential, and retail. Click here to see the complete Satco Low Profile Edge Lit LED Downlight Specification Sheet. Satco 4 Inch 10 Watt Round Low Profile Edge Lit LED Downlight White Trim 90 CRI 3000K Warm White | 3000 | 93 | 670 | 67 | 50000 | 10 | 1 | 30.95 | 30.95 | 36.3674 | 2020Q3 | https://www.greenelectricalsupply.com/4-inch-10-watt-round-low-profile-edge-lit-led-downlight-white-trim-90-cri-3000k-warm-white.aspx | Green Electrical Supply | 2020 | Yes
LED Lighting | Downlight | Manufacturer: Satco | True |  |  |  |  | Downlight Recessed Recessed, 4" Recessed Downlight Recessed Recessed, 4" Recessed Home > LED Indoor Light Fixtures > LED Downlights and Trims > 4 Inch Retrofits > Round > 4000K Cool White > 4 Inch 10 Watt Round Low Profile Edge Lit LED Downlight White Trim 90 CRI 4000K Cool White Product Specifications - Quick Reference Lamp Wattage: Working Voltage: 10 Watts 120 Volt Beam Degree: Rated Life: 108 Degree Beam Angle 50,000 Hours Lumen Output: Dimmable: 670 Lumens Yes Finish Color: Installation: White Direct Wire Light Color: CRI: 4000K Cool White 90 CRI Certifications: Warranty: Title 24, Wet Location 5 Year Limited Founded in 1966, Satco is well known as a premier supplier of a variety of lighting products. Satco's extensive catalog includes nearly everything you may be looking for, including these low profile edge lit LED downlight retrofits. Satco's line of Slim LED downlight retrofits come in 4 inch versions as well as 6 and 8 inch versions, all are available in round or square fixtures. These downlight kits have a slim profile and an external remote driver that offers almost limitless installation options. These are perfect for renovations with tight or hard to reach spaces - as little as 1 inch height clearance is required. This is the Satco S11601 (10WLED/DW/EL/4/940/RND/RD, a round dimmable 4" low profile recessed 4000K Cool White LED Retrofit with a White Baffle and White Trim Ring. Satco's Slim Edge Lit Retrofit LED Downlights are ultra-efficient, super-easy and very affordable. These low profile wafer LED downlight kits provide 670 lumens of brilliant illumination but only requires 10 watts of energy use. These dedicated 120 volt trims meet ENERGY STAR requirements, as well as being Wet Location Rated, and Title 24 certified. The S11601 from Satco does not require a recessed can and are air-tight for safe use with insulated or non-insulated ceilings. The external driver, or j-box, makes for easy placement and installation, as well as easy install spring clips that are included with each fixture. This LED downlight has an incredible CRI of 90! All your colors will stand out under this light. The Satco Low Profile Downlight Retrofit Series has many different application uses including: healthcare, hospitality, office, property management, residential, and retail. Click here to see the complete Satco Low Profile Edge Lit LED Downlight Specification Sheet. Satco 4 Inch 10 Watt Round Low Profile Edge Lit LED Downlight White Trim 90 CRI 4000K Cool White | 4000 | 93 | 670 | 67 | 50000 | 10 | 1 | 30.95 | 30.95 | 36.3674 | 2020Q3 | https://www.greenelectricalsupply.com/4-inch-10-watt-round-low-profile-edge-lit-led-downlight-white-trim-90-cri-4000k-cool-white.aspx | Green Electrical Supply | 2020 | Yes
LED Lighting | Downlight | Manufacturer: Satco | True | Daylighting/Photocell, |  |  |  | Downlight Recessed Recessed, 4" Recessed Downlight Recessed Recessed, 4" Recessed Home > LED Indoor Light Fixtures > LED Downlights and Trims > 4 Inch Retrofits > Round > 5000K Daylight > 4 Inch 10 Watt Round Low Profile Edge Lit LED Downlight White Trim 90 CRI 5000K Daylight Product Specifications - Quick Reference Lamp Wattage: Working Voltage: 10 Watts 120 Volt Beam Degree: Rated Life: 108 Degree Beam Angle 50,000 Hours Lumen Output: Dimmable: 670 Lumens Yes Finish Color: Installation: White Direct Wire Light Color: CRI: 5000K Daylight 90 CRI Certifications: Warranty: Title 24, Wet Location 5 Year Limited Founded in 1966, Satco is well known as a premier supplier of a variety of lighting products. Satco's extensive catalog includes nearly everything you may be looking for, including these low profile edge lit LED downlight retrofits. Satco's line of Slim LED downlight retrofits come in 4 inch versions as well as 6 and 8 inch versions, all are available in round or square fixtures. These downlight kits have a slim profile and an external remote driver that offers almost limitless installation options. These are perfect for renovations with tight or hard to reach spaces - as little as 1 inch height clearance is required. This is the Satco S11602 (10WLED/DW/EL/4/950/RND/RD, a round dimmable 4" low profile recessed 5000K Daylight LED Retrofit with a White Baffle and White Trim Ring. Satco's Slim Edge Lit Retrofit LED Downlights are ultra-efficient, super-easy and very affordable. These low profile wafer LED downlight kits provide 670 lumens of brilliant illumination but only requires 10 watts of energy use. These dedicated 120 volt trims meet ENERGY STAR requirements, as well as being Wet Location Rated, and Title 24 certified. The S11602 from Satco does not require a recessed can and are air-tight for safe use with insulated or non-insulated ceilings. The external driver, or j-box, makes for easy placement and installation, as well as easy install spring clips that are included with each fixture. This LED downlight has an incredible CRI of 90! All your colors will stand out under this light. The Satco Low Profile Downlight Retrofit Series has many different application uses including: healthcare, hospitality, office, property management, residential, and retail. Click here to see the complete Satco Low Profile Edge Lit LED Downlight Specification Sheet. Satco 4 Inch 10 Watt Round Low Profile Edge Lit LED Downlight White Trim 90 CRI 5000K Daylight | 5000 | 93 | 670 | 67 | 50000 | 10 | 1 | 30.95 | 30.95 | 36.3674 | 2020Q3 | https://www.greenelectricalsupply.com/4-inch-10-watt-round-low-profile-edge-lit-led-downlight-white-trim-90-cri-5000k-daylight.aspx | Green Electrical Supply | 2020 | Yes
LED Lighting | Downlight | Manufacturer: Satco | True |  |  |  |  | Downlight Recessed Recessed, 4" Recessed Downlight Recessed Recessed, 4" Recessed Home > LED Indoor Light Fixtures > LED Downlights and Trims > 4 Inch Retrofits > Square > 3000K Warm White > 4 Inch 10 Watt Square Low Profile Edge Lit LED Downlight White Trim 90 CRI 3000K Warm White Product Specifications - Quick Reference Lamp Wattage: Working Voltage: 10 Watts 120 Volt Beam Degree: Rated Life: 108 Degree Beam Angle 50,000 Hours Lumen Output: Dimmable: 620 Lumens Yes Finish Color: Installation: White Direct Wire Light Color: CRI: 3000K Warm White 90 CRI Certifications: Warranty: Title 24, Wet Location 5 Year Limited Founded in 1966, Satco is well known as a premier supplier of a variety of lighting products. Satco's extensive catalog includes nearly everything you may be looking for, including these low profile edge lit LED downlight retrofits. Satco's line of Slim LED downlight retrofits come in 4 inch versions as well as 6 and 8 inch versions, all are available in round or square fixtures. These downlight kits have a slim profile and an external remote driver that offers almost limitless installation options. These are perfect for renovations with tight or hard to reach spaces - as little as 1 inch height clearance is required. This is the Satco S11609 (10WLED/DW/EL/4/930/SQ/RD, a square dimmable 4" low profile recessed 3000K Warm White LED Retrofit with a White Baffle and White Trim Ring. Satco's Slim Edge Lit Retrofit LED Downlights are ultra-efficient, super-easy and very affordable. These low profile wafer LED downlight kits provide 620 lumens of brilliant illumination but only requires 10 watts of energy use. These dedicated 120 volt trims meet ENERGY STAR requirements, as well as being Wet Location Rated, and Title 24 certified. The S11609 from Satco does not require a recessed can and are air-tight for safe use with insulated or non-insulated ceilings. The external driver, or j-box, makes for easy placement and installation, as well as easy install spring clips that are included with each fixture. This LED downlight has an incredible CRI of 90! All your colors will stand out under this light. The Satco Low Profile Downlight Retrofit Series has many different application uses including: healthcare, hospitality, office, property management, residential, and retail. Click here to see the complete Satco Low Profile Edge Lit LED Downlight Specification Sheet. Satco 4 Inch 10 Watt Square Low Profile Edge Lit LED Downlight White Trim 90 CRI 3000K Warm White | 4000 | 93 | 620 | 62 | 50000 | 10 | 1 | 32.95 | 32.95 | 38.7175 | 2020Q3 | https://www.greenelectricalsupply.com/4-inch-10-watt-square-low-profile-edge-lit-led-downlight-white-trim-90-cri-3000k-warm-white.aspx | Green Electrical Supply | 2020 | Yes
LED Lighting | Downlight | Manufacturer: Satco | True |  |  |  |  | Downlight Solid State Retrofit Recessed, 4" Recessed Downlight Solid State Retrofit Recessed, 4" Recessed Home > LED Indoor Light Fixtures > LED Downlights and Trims > 4 Inch Retrofits > Round > 3000K Warm White > 4 Inch 10 Watt 600 Lumen 40 Degree Beam Gimbal LED Recessed Downlight 3000K - E26 Adapter Included Product Specifications - Quick Reference Lamp Wattage: Working Voltage: 9.5 Watts 120 Volt Beam Degree: Rated Life: 40° Beam Angle 50,000 Hours Incandescent Equiv: Dimmable: 50 Watts - 600 Lumens Yes Dimensions: Base Type: 6" MOD x 3-15/32" MOLConnector or E26 Base Light Color: CRI: 3000K Warm White 90 CRI Certifications: Warranty: Energy Star, Title 24 5 Year Limited Founded in 1966, Satco is well known as a premier supplier of a variety of lighting products. Satco's extensive catalog includes nearly everything you may be looking for, including LED downlight retrofits. Satco's line of LED downlight retrofits come in 4 inch versions as well as 5 or 6 inch versions. These downlight kits are ultra-efficient and designed to retrofit into existing incandescent recessed downlights. The inegrated LEDs reduce energy consumption up to 80% when compared to 50 Watt incandescent light bulbs and they last 30 times longer! These downlight retrofits are installed with a connector or the Medium E26 base. This is the Satco S29464 (9.5WLED/DIR/4/40'/30K/120V), dimmable 4" directional recessed 3000K Warm White gimbal LED Retrofit with a White Baffle and White Trim Ring. Satco's Retrofit Gimbaled LED Downlights are ultra-efficient, super-easy and very affordable. These adjustable LED downlight kits provide 600 lumens of either 2700K, 3000K, 4000K or 5000K brilliant illumination equivalent to the output of a 50 watt BR30 or 18 watt CFL.but requires just 9.5 watts of energy use. These dedicated 120 volt trims meet ENERGY STAR requirements, as well as being Damp Location Rated. Furthermore, these retrofits comply to the California Title 24 regulations. The S29464 from Satco fits into many popular 4" recessed downlight fixtures. This LED downlight has an incredible CRI of 90! All your colors will stand out under this light. The Satco Downlight Retrofit Series has many different application uses including: healthcare, hospitality, office, property management, residential, and retail. Click here to see the complete Satco S29464 4 Inch Gimbal LED Downlight Retrofit Specification Sheet. Satco 4 Inch 10 Watt 600 Lumen 40 Degree Beam Gimbal LED Recessed Downlight 3000K - E26 Adapter Included | 3000 | 93 | 600 | 63.1579 | 50000 | 9.5 | 1 | 12.23 | 12.23 | 14.3707 | 2020Q3 | https://www.greenelectricalsupply.com/4-inch-9-watt-40-degree-beam-led-downlight-gimbal-retrofit-3000k.aspx | Green Electrical Supply | 2020 | Yes
LED Lighting | Downlight | Manufacturer: Satco | True |  |  |  |  | Downlight Solid State Retrofit Recessed, 4" Recessed Downlight Solid State Retrofit Recessed, 4" Recessed Home > LED Indoor Light Fixtures > LED Downlights and Trims > 4 Inch Retrofits > Round > 4000K Cool White > 4 Inch 10 Watt 600 Lumen 40 Degree Beam Gimbal LED Recessed Downlight 4000K - E26 Adapter Included Product Specifications - Quick Reference Lamp Wattage: Working Voltage: 9.5 Watts 120 Volt Beam Degree: Rated Life: 40° Beam Angle 50,000 Hours Incandescent Equiv: Dimmable: 50 Watts - 600 Lumens Yes Dimensions: Base Type: 6" MOD x 3-15/32" MOLConnector or E26 Base Light Color: CRI: 4000K Cool White 90 CRI Certifications: Warranty: Energy Star, Title 24 5 Year Limited Founded in 1966, Satco is well known as a premier supplier of a variety of lighting products. Satco's extensive catalog includes nearly everything you may be looking for, including LED downlight retrofits. Satco's line of LED downlight retrofits come in 4 inch versions as well as 5 or 6 inch versions. These downlight kits are ultra-efficient and designed to retrofit into existing incandescent recessed downlights. The inegrated LEDs reduce energy consumption up to 80% when compared to 50 Watt incandescent light bulbs and they last 30 times longer! These downlight retrofits are installed with a connector or the Medium E26 base. This is the Satco S29465 (9.5WLED/DIR/4/40'/40K/120V), dimmable 4" directional recessed 4000K Cool White gimbal LED Retrofit with a White Baffle and White Trim Ring. Satco's Retrofit Gimbaled LED Downlights are ultra-efficient, super-easy and very affordable. These adjustable LED downlight kits provide 600 lumens of either 2700K, 3000K, 4000K or 5000K brilliant illumination equivalent to the output of a 50 watt BR30 or 18 watt CFL.but requires just 9.5 watts of energy use. These dedicated 120 volt trims meet ENERGY STAR requirements, as well as being Damp Location Rated. Furthermore, these retrofits comply to the California Title 24 regulations. The S29465 from Satco fits into many popular 4" recessed downlight fixtures. This LED downlight has an incredible CRI of 90! All your colors will stand out under this light. The Satco Downlight Retrofit Series has many different application uses including: healthcare, hospitality, office, property management, residential, and retail. Click here to see the complete Satco S29465 4 Inch Gimbal LED Downlight Retrofit Specification Sheet. Satco 4 Inch 10 Watt 600 Lumen 40 Degree Beam Gimbal LED Recessed Downlight 4000K - E26 Adapter Included | 4000 | 94 | 600 | 63.1579 | 50000 | 9.5 | 1 | 18.41 | 18.41 | 21.6325 | 2020Q3 | https://www.greenelectricalsupply.com/4-inch-9-watt-40-degree-beam-led-gimbal-downlight-retrofit-4000k.aspx | Green Electrical Supply | 2020 | Yes
LED Lighting | Downlight | Manufacturer: Satco | True |  |  |  |  | Downlight Solid State Retrofit Recessed, 4" Recessed Downlight Solid State Retrofit Recessed, 4" Recessed Home > LED Indoor Light Fixtures > LED Downlights and Trims > 4 Inch Retrofits > Round > 2700K Soft White > 4 Inch 10 Watt 600 Lumen 90 Degree Beam Gimbal LED Recessed Downlight 2700K - E26 Adapter Included Product Specifications - Quick Reference Lamp Wattage: Working Voltage: 9.5 Watts 120 Volt Beam Degree: Rated Life: 90° Beam Angle 50,000 Hours Incandescent Equiv: Dimmable: 50 Watts - 600 Lumens Yes Dimensions: Base Type: 6" MOD x 3-15/32" MOLConnector or E26 Base Light Color: CRI: 2700K Warm White 90 CRI Certifications: Warranty: Energy Star, Title 24 5 Year Limited Founded in 1966, Satco is well known as a premier supplier of a variety of lighting products. Satco's extensive catalog includes nearly everything you may be looking for, including LED downlight retrofits. Satco's line of LED downlight retrofits come in 4 inch versions as well as 5 or 6 inch versions. These downlight kits are ultra-efficient and designed to retrofit into existing incandescent recessed downlights. The inegrated LEDs reduce energy consumption up to 80% when compared to 50 Watt incandescent light bulbs and they last 30 times longer! These downlight retrofits are installed with a connector or the Medium E26 base. This is the Satco S29466 (9.5WLED/DIR/4/90'/27K/120V), dimmable 4" directional recessed 2700K Warm White gimbal LED Retrofit with a White Baffle and White Trim Ring. Satco's Retrofit Gimbaled LED Downlights are ultra-efficient, super-easy and very affordable. These adjustable LED downlight kits provide 600 lumens of either 2700K, 3000K, 4000K or 5000K brilliant illumination equivalent to the output of a 50 watt BR30 or 18 watt CFL.but requires just 9.5 watts of energy use. These dedicated 120 volt trims meet ENERGY STAR requirements, as well as being Damp Location Rated. Furthermore, these retrofits comply to the California Title 24 regulations. The S29466 from Satco fits into many popular 4" recessed downlight fixtures. This LED downlight has an incredible CRI of 90! All your colors will stand out under this light. The Satco Downlight Retrofit Series has many different application uses including: healthcare, hospitality, office, property management, residential, and retail. Click here to see the complete Satco S29466 4 Inch Gimbal LED Downlight Retrofit Specification Sheet. Satco 4 Inch 10 Watt 600 Lumen 90 Degree Beam Gimbal LED Recessed Downlight 2700K - E26 Adapter Included | 2700 | 92 | 600 | 63.1579 | 50000 | 9.5 | 1 | 18.41 | 18.41 | 21.6325 | 2020Q3 | https://www.greenelectricalsupply.com/4-inch-9-watt-90-degree-beam-led-gimbal-downlight-retrofit-2700k.aspx | Green Electrical Supply | 2020 | Yes
LED Lighting | Downlight | Manufacturer: Satco | True |  |  |  |  | Downlight Solid State Retrofit Recessed, 4" Recessed Downlight Solid State Retrofit Recessed, 4" Recessed Home > LED Indoor Light Fixtures > LED Downlights and Trims > 4 Inch Retrofits > Round > 3000K Warm White > 4 Inch 10 Watt 600 Lumen 90 Degree Beam Gimbal LED Recessed Downlight 3000K - E26 Adapter Included Product Specifications - Quick Reference Lamp Wattage: Working Voltage: 9.5 Watts 120 Volt Beam Degree: Rated Life: 90° Beam Angle 50,000 Hours Incandescent Equiv: Dimmable: 50 Watts - 600 Lumens Yes Dimensions: Base Type: 6" MOD x 3-15/32" MOLConnector or E26 Base Light Color: CRI: 3000K Warm White 90 CRI Certifications: Warranty: Energy Star, Title 24 5 Year Limited Founded in 1966, Satco is well known as a premier supplier of a variety of lighting products. Satco's extensive catalog includes nearly everything you may be looking for, including LED downlight retrofits. Satco's line of LED downlight retrofits come in 4 inch versions as well as 5 or 6 inch versions. These downlight kits are ultra-efficient and designed to retrofit into existing incandescent recessed downlights. The inegrated LEDs reduce energy consumption up to 80% when compared to 50 Watt incandescent light bulbs and they last 30 times longer! These downlight retrofits are installed with a connector or the Medium E26 base. This is the Satco S29467 (9.5WLED/DIR/4/90'/30K/120V), dimmable 4" directional recessed 3000K Warm White gimbal LED Retrofit with a White Baffle and White Trim Ring. Satco's Retrofit Gimbaled LED Downlights are ultra-efficient, super-easy and very affordable. These adjustable LED downlight kits provide 600 lumens of either 2700K, 3000K, 4000K or 5000K brilliant illumination equivalent to the output of a 50 watt BR30 or 18 watt CFL.but requires just 9.5 watts of energy use. These dedicated 120 volt trims meet ENERGY STAR requirements, as well as being Damp Location Rated. Furthermore, these retrofits comply to the California Title 24 regulations. The S29467 from Satco fits into many popular 4" recessed downlight fixtures. This LED downlight has an incredible CRI of 90! All your colors will stand out under this light. The Satco Downlight Retrofit Series has many different application uses including: healthcare, hospitality, office, property management, residential, and retail. Click here to see the complete Satco S29467 4 Inch Gimbal LED Downlight Retrofit Specification Sheet. Satco 4 Inch 10 Watt 600 Lumen 90 Degree Beam Gimbal LED Recessed Downlight 3000K - E26 Adapter Included | 3000 | 93 | 600 | 63.1579 | 50000 | 9.5 | 1 | 18.41 | 18.41 | 21.6325 | 2020Q3 | https://www.greenelectricalsupply.com/4-inch-9-watt-90-degree-beam-led-gimbal-downlight-retrofit-3000k.aspx | Green Electrical Supply | 2020 | Yes
LED Lighting | Downlight | Manufacturer: Satco | True |  |  |  |  | Downlight Solid State Retrofit Recessed, 4" Recessed Downlight Solid State Retrofit Recessed, 4" Recessed Home > LED Indoor Light Fixtures > LED Downlights and Trims > 4 Inch Retrofits > Round > 4000K Cool White > 4 Inch 10 Watt 600 Lumen 90 Degree Beam Gimbal LED Recessed Downlight 4000K - E26 Adapter Included Product Specifications - Quick Reference Lamp Wattage: Working Voltage: 9.5 Watts 120 Volt Beam Degree: Rated Life: 90° Beam Angle 50,000 Hours Incandescent Equiv: Dimmable: 50 Watts - 600 Lumens Yes Dimensions: Base Type: 6" MOD x 3-15/32" MOLConnector or E26 Base Light Color: CRI: 4000K Cool White 90 CRI Certifications: Warranty: Energy Star, Title 24 5 Year Limited Founded in 1966, Satco is well known as a premier supplier of a variety of lighting products. Satco's extensive catalog includes nearly everything you may be looking for, including LED downlight retrofits. Satco's line of LED downlight retrofits come in 4 inch versions as well as 5 or 6 inch versions. These downlight kits are ultra-efficient and designed to retrofit into existing incandescent recessed downlights. The inegrated LEDs reduce energy consumption up to 80% when compared to 50 Watt incandescent light bulbs and they last 30 times longer! These downlight retrofits are installed with a connector or the Medium E26 base. This is the Satco S29468 (9.5WLED/DIR/4/90'/40K/120V), dimmable 4" directional recessed 4000K Cool White gimbal LED Retrofit with a White Baffle and White Trim Ring. Satco's Retrofit Gimbaled LED Downlights are ultra-efficient, super-easy and very affordable. These adjustable LED downlight kits provide 600 lumens of either 2700K, 3000K, 4000K or 5000K brilliant illumination equivalent to the output of a 50 watt BR30 or 18 watt CFL.but requires just 9.5 watts of energy use. These dedicated 120 volt trims meet ENERGY STAR requirements, as well as being Damp Location Rated. Furthermore, these retrofits comply to the California Title 24 regulations. The S29468 from Satco fits into many popular 4" recessed downlight fixtures. This LED downlight has an incredible CRI of 90! All your colors will stand out under this light. The Satco Downlight Retrofit Series has many different application uses including: healthcare, hospitality, office, property management, residential, and retail. Click here to see the complete Satco S29468 4 Inch Gimbal LED Downlight Retrofit Specification Sheet. Satco 4 Inch 10 Watt 600 Lumen 90 Degree Beam Gimbal LED Recessed Downlight 4000K - E26 Adapter Included | 4000 | 94 | 600 | 63.1579 | 50000 | 9.5 | 1 | 18.41 | 18.41 | 21.6325 | 2020Q3 | https://www.greenelectricalsupply.com/4-inch-9-watt-90-degree-beam-led-gimbal-downlight-retrofit-4000k.aspx | Green Electrical Supply | 2020 | Yes
LED Lighting | Downlight | Manufacturer: Satco | True |  |  |  |  | Downlight Solid State Retrofit Recessed, 4" Recessed Downlight Solid State Retrofit Recessed, 4" Recessed Home > LED Indoor Light Fixtures > LED Downlights and Trims > 4 Inch Retrofits > Round > 2700K Soft White > 4 Inch 10 Watt 600 Lumen 40 Degree Beam Gimbal LED Recessed Downlight 2700K - E26 Adapter Included Product Specifications - Quick Reference Lamp Wattage: Working Voltage: 9.5 Watts 120 Volt Beam Degree: Rated Life: 40° Beam Angle 50,000 Hours Incandescent Equiv: Dimmable: 50 Watts - 600 Lumens Yes Dimensions: Base Type: 6" MOD x 3-15/32" MOL Connector or E26 Base Light Color: CRI: 2700K Warm White 90 CRI Certifications: Warranty: Energy Star, Title 24 5 Year Limited Founded in 1966, Satco is well known as a premier supplier of a variety of lighting products. Satco's extensive catalog includes nearly everything you may be looking for, including LED downlight retrofits. Satco's line of LED downlight retrofits come in 4 inch versions as well as 5 or 6 inch versions. These downlight kits are ultra-efficient and designed to retrofit into existing incandescent recessed downlights. The inegrated LEDs reduce energy consumption up to 80% when compared to 50 Watt incandescent light bulbs and they last 30 times longer! These downlight retrofits are installed with a connector or the Medium E26 base. This is the Satco S29463 (9.5WLED/DIR/4/40'/27K/120V), dimmable 4" directional recessed 2700K Warm White gimbal LED Retrofit with a White Baffle and White Trim Ring. Satco's Retrofit Gimbaled LED Downlights are ultra-efficient, super-easy and very affordable. These adjustable LED downlight kits provide 600 lumens of either 2700K, 3000K, 4000K or 5000K brilliant illumination equivalent to the output of a 50 watt BR30 or 18 watt CFL.but requires just 9.5 watts of energy use. These dedicated 120 volt trims meet ENERGY STAR requirements, as well as being Damp Location Rated. Furthermore, these retrofits comply to the California Title 24 regulations. The S29463 from Satco fits into many popular 4" recessed downlight fixtures. This LED downlight has an incredible CRI of 90! All your colors will stand out under this light. The Satco Downlight Retrofit Series has many different application uses including: healthcare, hospitality, office, property management, residential, and retail. Click here to see the complete Satco S29463 4 Inch Gimbal LED Downlight Retrofit Specification Sheet. Satco 4 Inch 10 Watt 600 Lumen 40 Degree Beam Gimbal LED Recessed Downlight 2700K - E26 Adapter Included | 2700 | 92 | 600 | 63.1579 | 50000 | 9.5 | 1 | 13.07 | 13.07 | 15.3578 | 2020Q3 | https://www.greenelectricalsupply.com/4-inch-9-watt-led-gimbal-recessed-downlight-retrofit-kit-2700k.aspx | Green Electrical Supply | 2020 | Yes
LED Lighting | Downlight | Manufacturer: MaxLite | True | Daylighting/Photocell, | General Purpose Replacement | A19 | E26 (Medium) | Recessed, 4" Recessed Damp Location Rated,Use With Timers,Not for Use in Recessed Fixtures,Use With Photo and/or Motion Sensors Recessed, 4" Recessed Damp Location Rated,Use With Timers,Not for Use in Recessed Fixtures,Use With Photo and/or Motion Sensors Home > LED Indoor Light Fixtures > LED Downlights and Trims > 4 Inch Retrofits > Round > Color Selectable > 4 Inch 9 Watt Color Selectable LED Universal Downlight Fixture and Retrofit 3000K/3500K/4000K Product Specifications - Quick Reference Lamp Wattage: Working Voltage: 9 Watts 120-277 Volt Dimensions: Rated Life: 3.6" Inner Dia x 3.64" H 50,000 Hours Delivered Lumens: 750 Lumens Dimmable: YES: TRIAC (120V Only) Light Color: CRI: 3000/3500/4000K 80 CRI Certifications: Warranty: RoHS, ENERGY STAR 5 Year Limited The Color Selectable Universal Downlight Fixture and Retrofit from MaxLite is an economical, all-in-one solution for adding recessed downlighting to hospitality, retail, office and other commercial lighting applications. The downlight is designed with an integral whip, which connects directly to a junction box (existing or independently mounted), and a universal driver that eliminates the need for a traditional recessed housing, saving installers time and money. Simply connect the light and use the incorporated spring mounting to place it into the ceiling - no can, bulb or extra labor required! This downlight is easy to install for new construction, remodel, and retrofit projects. The downlight has a slim body that fits into shallow ceilings. Its white baffle trim blends seamlessly into interiors. The newest generation further simplifies product choice by combining 3 CCTs in one product. The MaxLite RCF409CSW (14099876) is color selectable and can switch between 3000K Warm White, 3500K Bright White, and 4000K Cool White with a CCT selection switch located on top of the fixture. This LED downlight operates on the universal voltage of 120-277V and consumes just 9 watts while generating 750 delivered lumens (or 87 Lumens Per Watt) and has a Color Rendering Index (CRI) of 80. The MaxLite RCF409CSW 4 inch LED downlight fixture offers out-of-the-box dimming compatibility using TRIAC controls, on the 120V only, and is suitable for damp locations. These LED lights carry a 5 year limited warranty. Click here to see the complete MaxLite Color Selectable RCF Universal LED Downlight Specification Sheet. Instant on at full brightness and mercury free - environmentally positive - generates no IR or UV - protects valuable objects - these 4 inch recessed can retrofit LED fixtures are rated for 50,000 hours based on the L70 Standard. Typical applications for the MaxLite RCF409CSW 9 watt 4" LED down light retrofit fixtures include commercial atriums, soffets, living room, and general decorative indoor lighting in residential, office, retail, restaurant, school, hospital and hotel/motel locations. Click here to see the complete MaxLite Color Selectable RCF Universal LED Downlight Installation Instructions. MaxLite 4 Inch 9 Watt Color Selectable LED Universal Downlight Fixture and Retrofit 3000K/3500K/4000K | 3000 | 84 | 1100 | 100 | 15000 | 11 | 1 | 32.29 | 32.29 | 37.942 | 2020Q3 | https://www.greenelectricalsupply.com/4-inch-9w-color-selectable-led-downlight-retrofit-3000k-3500k-4000k.aspx | Green Electrical Supply | 2020 | No
LED Lighting | Downlight | Manufacturer: Satco | True | Daylighting/Photocell, |  |  |  | Downlight Recessed Recessed, 4" Recessed Downlight Recessed Recessed, 4" Recessed Home > LED Indoor Light Fixtures > LED Downlights and Trims > 4 Inch Retrofits > Round > Color Selectable > 4 Inch Silver Commercial LED Wattage and Color Selectable Downlight 120-277V Product Specifications - Quick Reference Lamp Wattage: Working Voltage: 8.5/11/14.5 Watts 120-277 Volt Dimensions: Rated Life: 4.65" W x 2.69" H 50,000 Hours Lumens: 600/800/1020 Lumens Dimmable: Yes - 0-10V Dimming Color Temperature: CRI: 27K/3K/35K/4K/5K 80 CRI Certifications: Warranty: RoHS, Damp Location 5 Year Limited Satco's commercial LED downlights have Color Quick technology, or selectable color temperature, as well as selectable wattage and lumen output. These LED downlights feature a remote driver and J box with knockouts as well as a quick connect feature for easy installation. These downlights can switch between 5 different color temperatures as well as three different wattages or lumen outputs per downlight. They come in either a 4 inch, 6 inch, 8 inch, or 10 inch version to fit nearly every application. They are also featured in a white finish for residential applications or a silver finish for more commercial applications. New construction is also easy with the available mounting plate. Please see related products for different options. The 4 inch LED Downlight Satco S11814 (14.5WLED/CDL/4/ADJ-CCT/40D) is color selectable and can switch between five different color temperatures including: 2700K Soft White, 3000K Warm White, 3500K Bright White, 4000K Cool White and 5000K Daylight with a CCT selection switch located on the remote driver. This LED downlight operates on the universal voltage of 120-277V and is also wattage/lumen adjustable controlled by the same switch on the driver. The S11814 can switch between 8.5 watts, 11 watts, and 14.5 watts, for 600 lumens, 800 lumens, and 1020 lumens respectively and has a Color Rendering Index (CRI) of 80. The Satco 4 inch LED downlight fixture is dimmable via 0-10v dimming and is suitable for damp locations. This LED Downlight has a silver finish. These LED lights carry a 5 year limited warranty. Click here to see the complete Satco 4 Inch Color and Wattage Selectable LED Downlight Specification Sheet. Instant on at full brightness and mercury free - environmentally positive - generates no IR or UV - protects valuable objects - these 4 inch recessed can retrofit LED fixtures are rated for 50,000 hours and lawful for sale in California. Typical applications for the Satco commercial LED downlights with Color Quick technology include retrofit or new construction applications, office lighting, retail fixtures, hospitality buildings, and healthcare buildings. Have a large job or can't find what you are looking for? Contact our customer service at 248-276-9640 and we will be happy to help. Satco 4 Inch Silver Commercial LED Wattage and Color Selectable Downlight 120-277V | 2700 | 82 | 1020 | 70.3448 | 50000 | 14.5 | 1 | 53.95 | 53.95 | 63.3933 | 2020Q3 | https://www.greenelectricalsupply.com/4-led-selectable-downlight-slv.aspx | Green Electrical Supply | 2020 | Yes
LED Lighting | Downlight | Manufacturer: Satco | True | Daylighting/Photocell, |  |  |  | Downlight Recessed Recessed, 4" Recessed Downlight Recessed Recessed, 4" Recessed Home > LED Indoor Light Fixtures > LED Downlights and Trims > 4 Inch Retrofits > Round > Color Selectable > 4 Inch Commercial LED Wattage Lumen and Color Selectable Downlight 120-277V White Finish Product Specifications - Quick Reference Lamp Wattage: Working Voltage: 8.5/11/14.5 Watts 120-277 Volt Dimensions: Rated Life: 4.65" W x 2.69" H 50,000 Hours Lumens: 600/800/1020 Lumens Dimmable: Yes - 0-10V Dimming Color Temperature: CRI: 27K/3K/35K/4K/5K 80 CRI Certifications: Warranty: RoHS, Damp Location 5 Year Limited Satco's commercial LED downlights have Color Quick technology, or selectable color temperature, as well as selectable wattage and lumen output. These LED downlights feature a remote driver and J box with knockouts as well as a quick connect feature for easy installation. These downlights can switch between 5 different color temperatures as well as three different wattages or lumen outputs per downlight. They come in either a 4 inch, 6 inch, 8 inch, or 10 inch version to fit nearly every application. They are also featured in a white finish for residential applications or a silver finish for more commercial applications. New construction is also easy with the available mounting plate. Please see related products for different options. The 4 inch LED Downlight Satco S11810 (14.5WLED/CDL/4/ADJ-CCT/80D) is color selectable and can switch between five different color temperatures including: 2700K Soft White, 3000K Warm White, 3500K Bright White, 4000K Cool White and 5000K Daylight with a CCT selection switch located on the remote driver. This LED downlight operates on the universal voltage of 120-277V and is also wattage/lumen adjustable controlled by the same switch on the driver. The S11810 can switch between 8.5 watts, 11 watts, and 14.5 watts, for 600 lumens, 800 lumens, and 1020 lumens respectively and has a Color Rendering Index (CRI) of 80. The Satco 4 inch LED downlight fixture is dimmable via 0-10v dimming and is suitable for damp locations. This LED Downlight has a white finish. These LED lights carry a 5 year limited warranty. Click here to see the complete Satco 4 Inch Color and Wattage Selectable LED Downlight Specification Sheet. Instant on at full brightness and mercury free - environmentally positive - generates no IR or UV - protects valuable objects - these 4 inch recessed can retrofit LED fixtures are rated for 50,000 hours and lawful for sale in California. Typical applications for the Satco commercial LED downlights with Color Quick technology include retrofit or new construction applications, office lighting, retail fixtures, hospitality buildings, and healthcare buildings. Have a large job or can't find what you are looking for? Contact our customer service at 248-276-9640 and we will be happy to help. Satco 4 Inch Commercial LED Wattage Lumen and Color Selectable Downlight 120-277V White Finish | 2700 | 82 | 1020 | 70.3448 | 50000 | 14.5 | 1 | 43.95 | 43.95 | 51.6429 | 2020Q3 | https://www.greenelectricalsupply.com/4-led-selectable-downlight-wh.aspx | Green Electrical Supply | 2020 | Yes
LED Lighting | Decorative | Manufacturer: Satco | True |  | Globe | G25 | E26 (Medium) | Damp Location Rated Damp Location Rated Home > LED Light Bulbs > LED Globe Bulbs > LED G25 Globe > 2700K Warm White > 4.5 Watt Frosted LED G25 Globe Filament Bulb E26 120V 2700K ** Non-CEC Compliant - NOT Lawful for Sale in California ** Product Specifications - Quick Reference Lamp Wattage: Working Voltage: 4.5 Watts 120 Volt Dimensions: Finish: 3-1/8" x 4-3/8" (MOL) Soft White Lumen Output: Incandescent Equivalent: 430 Lumens 40 Watt Dimmable: Rated Life: Yes 15,000 Hours Color Temperature: 2700K Warm White Warranty: 3 Year Limited If you are looking for the antique style, traditional G25 (Globe) incandescent look and feel with all the energy efficient benefits LED technology can provide, this is the bulb for you. The Satco LED Filament Lamps are the perfect incandescent looking light bulb with an historically accurate and beautifully reproduced design, perfect for restaurant or hospitality applications. This bulb truly looks like an incandescent! Try them out today! You will not be disappointed. This ENERGY STAR qualified Satco S9827 2700K warm white smooth dimming LED filament light operates on your existing 120V circuit and consumes just 4.5 watts. These soft white G25 LED retrofit lights generate 430 lumens with a CRI of 80. These omni-directional filament LED lights have a 360® beam angle to perfectly replace your 40 watt incandescent bulbs. The S9827 is uL listed for totally enclosed fixtures and is damp location rated. Want that incandescent look in your business or even wedding? These LED light bulbs are perfect for you. These globe lights are great for over the mirror or bathroom applications. They create that warm glow of incandescent bulbs because of that soft white finish we all have grown to love. Click here to see the complete Satco LED Filament Lamp S9827 Specification Sheet. Instant on at full brightness and mercury free - environmentally positive - generates no IR or UV - protects valuable objects - these Satco G25 incandescent shape LED bulbs are rated for 15,000 hours. These 120 volt LED light bulbs fit most fixtures with E26 base. The bulb's dimensions are 3-1/8" wide by 4-3/8" inches MOL. These incandescent replication LED lights are compatible with many timers and dimmable using most 120V wall box dimmers. Satco 4.5 Watt Frosted LED G25 Globe Filament Bulb E26 120V 2700K | 2700 | 81 | 420 | 93.3333 | 15000 | 4.5 | 1 | 7.95 | 7.95 | 9.3416 | 2020Q3 | https://www.greenelectricalsupply.com/4-watt-g25-globe-led-light-bulbs-120v-2700k.aspx | Green Electrical Supply | 2020 | Yes
LED Lighting | Downlight | Manufacturer: Halco Lighting Technologies | True |  |  |  |  | Downlight Solid State Retrofit 6" Recessed, 5" Recessed, 5" or 6" Recessed Downlight Solid State Retrofit 6" Recessed, 5" Recessed, 5" or 6" Recessed Home > LED Indoor Light Fixtures > LED Downlights and Trims > 6 Inch Retrofits > Round > 2700K Soft White > 5 or 6 Inch 13 Watt 1100 Lumen 90CRI 120V Wet Location Dimmable LED Downlight Retrofit 2700K Product Specifications - Quick Reference Lamp Wattage: Working Voltage: 12.5 Watts 120 Volt Dimensions: Rated Life: 7.32" W x 2.92" H 50,000 Hours Incandescent Equiv: Dimmable: 100 Watts - 1100 Lumens Yes Finish Color: Base Type: White Medium E26 Connector Light Color: CRI: 2700K Warm White 90 CRI Certifications: Warranty: Energy Star, Wet Location 5 Year Limited Halco Lighting Technologies continues to expand their ProLED line of incredible LED products. These LED downlights provide a reliable performance in a budget-friendly design. Halco's line of LED downlight retrofits come in 4 inch versions as well as 5/6 inch versions. The inegrated LEDs reduce energy consumption up to 85% when compared to 100 Watt incandescent light bulbs and they last 30 times longer! These ENERGY STAR certified downlight retrofits come with Medium E26 socket adapter for an easy direct replacement, saving you time and money! This is the Halco ProLED 99745 (DL6FR12/927/LED3), replacement for 99645 (DL6FR15/927/ECO/LED2), a dimmable 5"/6" recessed 2700K Warm White LED Retrofit with a White Baffle and White Trim Ring. Halco's Retrofit LED Downlights are ultra-efficient, super-easy and very affordable. These LED downlight kits provide 1100 lumens of either 2700K, 3000K, 4000K or 5000K brilliant illumination equivalent to the output of a 100 watt BR30 but requires just 12 watts of energy use. These dedicated 120 volt trims meet ENERGY STAR requirements, as well as being Wet Location Rated. The 99745 from Halco fits into many popular 5" and 6" recessed downlight fixtures. The retrofit is for use with recessed housings with an E26 socket only. This LED downlight has an incredible CRI of 90! All your colors will stand out under this light. The Halco Downlight Retrofit Series has many different application uses including: healthcare, hospitality, office, property management, residential, and retail. Click here to see the complete Halco 6 Inch ProLED Series 3 Downlight Retrofit Specification Sheet. Halco Lighting Technologies 5 or 6 Inch 13 Watt 1100 Lumen 90CRI 120V Wet Location Dimmable LED Downlight Retrofit 2700K | 2700 | 93 | 1100 | 88 | 50000 | 12.5 | 1 | 10.23 | 10.23 | 12.0206 | 2020Q3 | https://www.greenelectricalsupply.com/5-or-6-inch-13-watt-1100-lumen-90cri-120v-wet-location-dimmable-led-downlight-retrofit-2700k.aspx | Green Electrical Supply | 2020 | Yes
LED Lighting | Downlight | Manufacturer: Halco Lighting Technologies | True |  |  |  |  | Downlight Solid State Retrofit 6" Recessed, 5" Recessed, 5" or 6" Recessed Downlight Solid State Retrofit 6" Recessed, 5" Recessed, 5" or 6" Recessed Home > LED Indoor Light Fixtures > LED Downlights and Trims > 6 Inch Retrofits > Round > 4000K Cool White > 5 or 6 Inch 13 Watt 1100 Lumen 90CRI 120V Wet Location Dimmable LED Downlight Retrofit 4000K Product Specifications - Quick Reference Lamp Wattage: Working Voltage: 12.5 Watts 120 Volt Dimensions: Rated Life: 7.32" W x 2.92" H 50,000 Hours Incandescent Equiv: Dimmable: 100 Watts - 1100 Lumens Yes Finish Color: Base Type: White Medium E26 Connector Light Color: CRI: 4000K Cool White 90 CRI Certifications: Warranty: Energy Star, Wet Location 5 Year Limited Halco Lighting Technologies continues to expand their ProLED line of incredible LED products. These LED downlights provide a reliable performance in a budget-friendly design. Halco's line of LED downlight retrofits come in 4 inch versions as well as 5/6 inch versions. The inegrated LEDs reduce energy consumption up to 85% when compared to 100 Watt incandescent light bulbs and they last 30 times longer! These ENERGY STAR certified downlight retrofits come with Medium E26 socket adapter for an easy direct replacement, saving you time and money! This is the Halco ProLED 99747 (DL6FR12/940/LED3), replacement for 99647 (DL6FR15/940/ECO/LED2), a dimmable 5"/6" recessed 4000K Cool White LED Retrofit with a White Baffle and White Trim Ring. Halco's Retrofit LED Downlights are ultra-efficient, super-easy and very affordable. These LED downlight kits provide 1100 lumens of either 2700K, 3000K, 4000K or 5000K brilliant illumination equivalent to the output of a 100 watt BR30 but requires just 12 watts of energy use. These dedicated 120 volt trims meet ENERGY STAR requirements, as well as being Wet Location Rated. The 99747 from Halco fits into many popular 5" and 6" recessed downlight fixtures. The retrofit is for use with recessed housings with an E26 socket only. This LED downlight has an incredible CRI of 90! All your colors will stand out under this light. The Halco Downlight Retrofit Series has many different application uses including: healthcare, hospitality, office, property management, residential, and retail. Click here to see the complete Halco 6 Inch ProLED Series 3 Downlight Retrofit Specification Sheet. Halco Lighting Technologies 5 or 6 Inch 13 Watt 1100 Lumen 90CRI 120V Wet Location Dimmable LED Downlight Retrofit 4000K | 3000 | 93 | 1100 | 88 | 50000 | 12.5 | 1 | 10.23 | 10.23 | 12.0206 | 2020Q3 | https://www.greenelectricalsupply.com/5-or-6-inch-13-watt-1100-lumen-90cri-120v-wet-location-dimmable-led-downlight-retrofit-4000k.aspx | Green Electrical Supply | 2020 | Yes
LED Lighting | Downlight | Manufacturer: Halco Lighting Technologies | True | Daylighting/Photocell, |  |  |  | Downlight Solid State Retrofit 6" Recessed, 5" Recessed, 5" or 6" Recessed Downlight Solid State Retrofit 6" Recessed, 5" Recessed, 5" or 6" Recessed Home > LED Indoor Light Fixtures > LED Downlights and Trims > 6 Inch Retrofits > Round > 5000K Daylight > 5 or 6 Inch 13 Watt 1100 Lumen 90CRI 120V Wet Location Dimmable LED Downlight Retrofit 5000K Product Specifications - Quick Reference Lamp Wattage: Working Voltage: 12.5 Watts 120 Volt Dimensions: Rated Life: 7.32" W x 2.92" H 50,000 Hours Incandescent Equiv: Dimmable: 100 Watts - 1100 Lumens Yes Finish Color: Base Type: White Medium E26 Connector Light Color: CRI: 5000K Daylight 90 CRI Certifications: Warranty: Energy Star, Wet Location 5 Year Limited Halco Lighting Technologies continues to expand their ProLED line of incredible LED products. These LED downlights provide a reliable performance in a budget-friendly design. Halco's line of LED downlight retrofits come in 4 inch versions as well as 5/6 inch versions. The inegrated LEDs reduce energy consumption up to 85% when compared to 100 Watt incandescent light bulbs and they last 30 times longer! These ENERGY STAR certified downlight retrofits come with Medium E26 socket adapter for an easy direct replacement, saving you time and money! This is the Halco ProLED 99748 (DL6FR12/950/LED3), replacement for 99648 (DL6FR15/950/ECO/LED2), a dimmable 5"/6" recessed 5000K Daylight LED Retrofit with a White Baffle and White Trim Ring. Halco's Retrofit LED Downlights are ultra-efficient, super-easy and very affordable. These LED downlight kits provide 1100 lumens of either 2700K, 3000K, 4000K or 5000K brilliant illumination equivalent to the output of a 100 watt BR30 but requires just 12 watts of energy use. These dedicated 120 volt trims meet ENERGY STAR requirements, as well as being Wet Location Rated. The 99748 from Halco fits into many popular 5" and 6" recessed downlight fixtures. The retrofit is for use with recessed housings with an E26 socket only. This LED downlight has an incredible CRI of 90! All your colors will stand out under this light. The Halco Downlight Retrofit Series has many different application uses including: healthcare, hospitality, office, property management, residential, and retail. Click here to see the complete Halco 6 Inch ProLED Series 3 Downlight Retrofit Specification Sheet. Halco Lighting Technologies 5 or 6 Inch 13 Watt 1100 Lumen 90CRI 120V Wet Location Dimmable LED Downlight Retrofit 5000K | 5000 | 93 | 1100 | 88 | 50000 | 12.5 | 1 | 10.23 | 10.23 | 12.0206 | 2020Q3 | https://www.greenelectricalsupply.com/5-or-6-inch-13-watt-1100-lumen-90cri-120v-wet-location-dimmable-led-downlight-retrofit-5000k.aspx | Green Electrical Supply | 2020 | Yes
LED Lighting | Downlight | Manufacturer: Satco | True |  |  |  | Other | Downlight Solid State Retrofit Recessed, 6" Recessed, 5" Recessed, 5" or 6" Recessed Downlight Solid State Retrofit Recessed, 6" Recessed, 5" Recessed, 5" or 6" Recessed Home > LED Indoor Light Fixtures > LED Downlights and Trims > 6 Inch Retrofits > Round > 2700K Soft White > 5 Inch to 6 Inch 10 Watt 650 Lumen LED Recessed Downlight Retrofit Kit 2700K - E26 Adapter Included ** Non-CEC Compliant - NOT Lawful for Sale in California ** Product Specifications - Quick Reference Lamp Wattage: Working Voltage: 9.8 Watts 120 Volt Dimensions: Rated Life: 7-3/8" W x 2-5/16" H 35,000 Hours Incandescent Equiv: Dimmable: 65 Watts - 650 Lumens Yes Finish Color: Base Type: White Medium E26 Connector Light Color: CRI: 2700K Warm White 90 CRI Certifications: Warranty: Energy Star, Wet Location 5 Year Limited Founded in 1966, Satco is well known as a premier supplier of a variety of lighting products. Satco's extensive catalog includes nearly everything you may be looking for, including LED downlight retrofits. Satco's line of LED downlight retrofits come in 4 inch versions as well as 5 or 6 inch versions. These downlight kits are ultra-efficient and designed to retrofit into existing incandescent recessed downlights. The inegrated LEDs reduce energy consumption up to 80% when compared to 65 Watt incandescent light bulbs and they last 30 times longer! These downlight retrofits come with Medium E26 bases for easy direct replacement. This is the Satco S29312 (9.8WLED/RDL/5-6/27K/120V), a replacement of S9312, dimmable 5/6" recessed 2700K Warm White LED Retrofit with a White Baffle and White Trim Ring. Satco's Retrofit LED Downlights are ultra-efficient, super-easy and very affordable. These LED downlight kits provide 650 lumens of either 2700K, 3000K, 4000K or 5000K brilliant illumination equivalent to the output of a 65 watt BR30 or 18 watt CFL.but requires just 9.8 watts of energy use. These dedicated 120 volt trims meet ENERGY STAR requirements, as well as being Wet Location Rated. The S29312 from Satco fits into many popular 5" or 6" recessed downlight fixtures. The retrofit is for use with recessed housings with an E26 socket only. This LED downlight has an incredible CRI of 90! All your colors will stand out under this light. The Satco Downlight Retrofit Series has many different application uses including: healthcare, hospitality, office, property management, residential, and retail. Click here to see the complete Satco S29312 5 or 6 Inch LED Downlight Retrofit Specification Sheet. Satco 5 Inch to 6 Inch 10 Watt 650 Lumen LED Recessed Downlight Retrofit Kit 2700K - E26 Adapter Included | 2700 | 92 | 650 | 66.3265 | 35000 | 9.8 | 1 | 11.95 | 11.95 | 14.0417 | 2020Q3 | https://www.greenelectricalsupply.com/5-or-6-inch-led-recessed-down-light-retrofit-kit-2700k.aspx | Green Electrical Supply | 2020 | Yes
LED Lighting | A-Type | Maxlite | True | Daylighting/Photocell, | General Purpose Replacement | A19 | GU24 | Damp Location Rated,Use With Timers,Use With Photo and/or Motion Sensors,Recessed Fixtures,Shatter Resistant Damp Location Rated,Use With Timers,Use With Photo and/or Motion Sensors,Recessed Fixtures,Shatter Resistant Home / Light Bulbs / LED / LED A-Line / Maxlite - 14099413 - E11A19GUDLED40/G6 Enclosed Rated 11W A19 LED Lamp - Universal - 1100 Lumens - Cool White (4000K) - 84 CRI - 25000 Hours - GU24 (Bi-Pin / Twist & Lock) - 120 to 130V Maxlite - 14099413 - E11A19GUDLED40/G6 | 4000 | 84 | 1100 | 100 | 25000 | 11 | 1 | 5.46 | 5.46 | 6.4157 | 2020Q3 | https://shop.regencylighting.com/lamps/led/a-line/e11a19gudled40-g6-mxt.html | Regency Lighting | 2020 | Yes
LED Lighting | Reflector | Manufacturer: Keystone Technologies | True |  | Reflector (Flood/Spot) | PAR20 | E26 (Medium) | Damp Location Rated,Wet Location Rated,Recessed Fixtures Damp Location Rated,Wet Location Rated,Recessed Fixtures Home > LED Light Bulbs > LED PAR Bulbs > LED PAR20 > Flood (40 Degree) > 2700K Warm White > 5 Watt Essential Series LED General Purpose PAR20 Flood Dimmable 500 Lumens 80 CRI 120V 2700K Product Specifications - Quick Reference Lamp Wattage: Working Voltage: 5 Watts 120 Volt Dimensions: Dimmability: 3.15" Dia. x 2.48" MOL YES - Dimmable CRI: Delivered Lumens: 80 CRI 500 Lumens Replaces: Certifications: 50 Watt Halogen ENERGY STAR, UL, RoHS Light Color: 2700K Warm White Warranty: 3 Year Limited Ideal for energy and maintenance savings, Keystone’s LED PAR lights offer a 25,000 hour lifespan and 80% energy savings over halogen equivalents. A U-shaped reflector maximizes brightness while precision crafted, full face optics provide precise beam control. Keystone's Essential Series offers multiple types of LED PAR lights to meet a variety of application needs. Depending on the fixture type, either a short or a long neck LED PAR bulb will be a better fit. Choose between narrow or standard flood options based on the desired beam angle for the application. UL listed for damp and wet locations, and suitable for enclosed fixtures, Keystone's PAR LED Flood Bulbs are ideal for use in indoor or outdoor applications. There is a wide range of wattage and lumen outputs available, as well as both 80 and 90 CRI options for a majority of the line. This Keystone Technologies KT-LED5PAR20-F-827 Essential Series Dimmable LED PAR20 Light Bulb produces a color temperature of 2700K warm white, operates on your existing 120V circuit and consumes just 5 watts of energy. These LED PAR20 lamps 50 watt halogen equivalent retrofit lights generate 500 lumens and have a Color Rendering Index (CRI) of 80. This bulb has a 40 degree beam angle and is considered a flood. Narrow flood options are also available. These 120 volt LED light bulbs fit fixtures with an E26 medium base. These LED PAR20 bulbs are dimmable but are NOT CEC Title 20 Compliant. For Non-Dimmable versions, or CEC compliant versions, please refer to the related products below. Can't find what you are looking for or need a quote for a large job? Give our customer service a call at 248-276-9640. The bulb's dimensions are 3.15 inches in diameter by 2.48 inches in length. The lens conceals the LEDs from sight and evenly distributes the light and with a durable plastic housing that lowers the risk for breakage. These PAR bulbs have full face optics for precise beam angle control. They are rated for use in wet locations. Click here to see the complete Keystone 5 Watt PAR20 Flood General Purpose Dimmable Specification Sheet. These bulbs Energy Star qualified and have a rated life of 25,000 hours or a 3 Year limited warranty. Typical Applications Typical applications for these PAR lamps include track lighting, display lighting, flood and spot lighting, and some outdoor light fixtures with suitable protection from the elements. Keystone Technologies 5 Watt Essential Series LED General Purpose PAR20 Flood Dimmable 500 Lumens 80 CRI 120V 2700K | 2700 | 82 | 500 | 90.9091 | 25000 | 5.5 | 1 | 3.61 | 3.61 | 4.2419 | 2020Q3 | https://www.greenelectricalsupply.com/5-watt-essential-series-led-general-purpose-par20-light-bulb-dimmable-500-lumens-80-cri-120v-2700k.aspx | Green Electrical Supply | 2020 | Yes
LED Lighting | Reflector | Manufacturer: Keystone Technologies | True |  | Reflector (Flood/Spot) | PAR20 | E26 (Medium) | Damp Location Rated,Wet Location Rated,Recessed Fixtures Damp Location Rated,Wet Location Rated,Recessed Fixtures Home > LED Light Bulbs > LED PAR Bulbs > LED PAR20 > Flood (40 Degree) > 3000K Warm White > 5 Watt Essential Series LED General Purpose PAR20 Flood Dimmable 500 Lumens 80 CRI 120V 3000K Product Specifications - Quick Reference Lamp Wattage: Working Voltage: 5 Watts 120 Volt Dimensions: Dimmability: 3.15" Dia. x 2.48" MOL YES - Dimmable CRI: Delivered Lumens: 80 CRI 500 Lumens Replaces: Certifications: 50 Watt Halogen ENERGY STAR, UL, RoHS Light Color: 3000K Warm White Warranty: 3 Year Limited Ideal for energy and maintenance savings, Keystone’s LED PAR lights offer a 25,000 hour lifespan and 80% energy savings over halogen equivalents. A U-shaped reflector maximizes brightness while precision crafted, full face optics provide precise beam control. Keystone's Essential Series offers multiple types of LED PAR lights to meet a variety of application needs. Depending on the fixture type, either a short or a long neck LED PAR bulb will be a better fit. Choose between narrow or standard flood options based on the desired beam angle for the application. UL listed for damp and wet locations, and suitable for enclosed fixtures, Keystone's PAR LED Flood Bulbs are ideal for use in indoor or outdoor applications. There is a wide range of wattage and lumen outputs available, as well as both 80 and 90 CRI options for a majority of the line. This Keystone Technologies KT-LED5PAR20-F-830 Essential Series Dimmable LED PAR20 Light Bulb produces a color temperature of 3000K warm white, operates on your existing 120V circuit and consumes just 5 watts of energy. These LED PAR20 lamps 50 watt halogen equivalent retrofit lights generate 500 lumens and have a Color Rendering Index (CRI) of 80. This bulb has a 40 degree beam angle and is considered a flood. Narrow flood options are also available. These 120 volt LED light bulbs fit fixtures with an E26 medium base. These LED PAR20 bulbs are dimmable but are NOT CEC Title 20 Compliant. For Non-Dimmable versions, or CEC compliant versions, please refer to the related products below. Can't find what you are looking for or need a quote for a large job? Give our customer service a call at 248-276-9640. The bulb's dimensions are 3.15 inches in diameter by 2.48 inches in length. The lens conceals the LEDs from sight and evenly distributes the light and with a durable plastic housing that lowers the risk for breakage. These PAR bulbs have full face optics for precise beam angle control. They are rated for use in wet locations. Click here to see the complete Keystone 5 Watt PAR20 Flood General Purpose Dimmable Specification Sheet. These bulbs Energy Star qualified and have a rated life of 25,000 hours or a 3 Year limited warranty. Typical Applications Typical applications for these PAR lamps include track lighting, display lighting, flood and spot lighting, and some outdoor light fixtures with suitable protection from the elements. Keystone Technologies 5 Watt Essential Series LED General Purpose PAR20 Flood Dimmable 500 Lumens 80 CRI 120V 3000K | 3000 | 83 | 500 | 90.9091 | 25000 | 5.5 | 1 | 3.61 | 3.61 | 4.2419 | 2020Q3 | https://www.greenelectricalsupply.com/5-watt-essential-series-led-general-purpose-par20-light-bulb-dimmable-500-lumens-80-cri-120v-3000k.aspx | Green Electrical Supply | 2020 | Yes
LED Lighting | Reflector | Manufacturer: Keystone Technologies | True |  | Reflector (Flood/Spot) | PAR20 | E26 (Medium) | Damp Location Rated,Wet Location Rated,Recessed Fixtures Damp Location Rated,Wet Location Rated,Recessed Fixtures Home > LED Light Bulbs > LED PAR Bulbs > LED PAR20 > Flood (40 Degree) > 4000K Cool White > 5 Watt Essential Series LED General Purpose PAR20 Flood Dimmable 500 Lumens 80 CRI 120V 4000K Product Specifications - Quick Reference Lamp Wattage: Working Voltage: 5 Watts 120 Volt Dimensions: Dimmability: 3.15" Dia. x 2.48" MOL YES - Dimmable CRI: Delivered Lumens: 80 CRI 500 Lumens Replaces: Certifications: 50 Watt Halogen ENERGY STAR, UL, RoHS Light Color: 4000K Cool White Warranty: 3 Year Limited Ideal for energy and maintenance savings, Keystone’s LED PAR lights offer a 25,000 hour lifespan and 80% energy savings over halogen equivalents. A U-shaped reflector maximizes brightness while precision crafted, full face optics provide precise beam control. Keystone's Essential Series offers multiple types of LED PAR lights to meet a variety of application needs. Depending on the fixture type, either a short or a long neck LED PAR bulb will be a better fit. Choose between narrow or standard flood options based on the desired beam angle for the application. UL listed for damp and wet locations, and suitable for enclosed fixtures, Keystone's PAR LED Flood Bulbs are ideal for use in indoor or outdoor applications. There is a wide range of wattage and lumen outputs available, as well as both 80 and 90 CRI options for a majority of the line. This Keystone Technologies KT-LED5PAR20-F-840 Essential Series Dimmable LED PAR20 Light Bulb produces a color temperature of 4000K cool white, operates on your existing 120V circuit and consumes just 5 watts of energy. These LED PAR20 lamps 50 watt halogen equivalent retrofit lights generate 500 lumens and have a Color Rendering Index (CRI) of 80. This bulb has a 40 degree beam angle and is considered a flood. Narrow flood options are also available. These 120 volt LED light bulbs fit fixtures with an E26 medium base. These LED PAR20 bulbs are dimmable but are NOT CEC Title 20 Compliant. For Non-Dimmable versions, or CEC compliant versions, please refer to the related products below. Can't find what you are looking for or need a quote for a large job? Give our customer service a call at 248-276-9640. The bulb's dimensions are 3.15 inches in diameter by 2.48 inches in length. The lens conceals the LEDs from sight and evenly distributes the light and with a durable plastic housing that lowers the risk for breakage. These PAR bulbs have full face optics for precise beam angle control. They are rated for use in wet locations. Click here to see the complete Keystone 5 Watt PAR20 Flood General Purpose Dimmable Specification Sheet. These bulbs Energy Star qualified and have a rated life of 25,000 hours or a 3 Year limited warranty. Typical Applications Typical applications for these PAR lamps include track lighting, display lighting, flood and spot lighting, and some outdoor light fixtures with suitable protection from the elements. Keystone Technologies 5 Watt Essential Series LED General Purpose PAR20 Flood Dimmable 500 Lumens 80 CRI 120V 4000K | 4000 | 82 | 500 | 90.9091 | 25000 | 5.5 | 1 | 3.61 | 3.61 | 4.2419 | 2020Q3 | https://www.greenelectricalsupply.com/5-watt-essential-series-led-general-purpose-par20-light-bulb-dimmable-500-lumens-80-cri-120v-4000k.aspx | Green Electrical Supply | 2020 | Yes
LED Lighting | Reflector | Manufacturer: Keystone Technologies | True | Daylighting/Photocell, | Reflector (Flood/Spot) | PAR20 | E26 (Medium) | Damp Location Rated,Wet Location Rated,Recessed Fixtures Damp Location Rated,Wet Location Rated,Recessed Fixtures Home > LED Light Bulbs > LED PAR Bulbs > LED PAR20 > Flood (40 Degree) > 5000K Daylight > 5 Watt Essential Series LED General Purpose PAR20 Flood Dimmable 500 Lumens 80 CRI 120V 5000K Product Specifications - Quick Reference Lamp Wattage: Working Voltage: 5 Watts 120 Volt Dimensions: Dimmability: 3.15" Dia. x 2.48" MOL YES - Dimmable CRI: Delivered Lumens: 80 CRI 500 Lumens Replaces: Certifications: 50 Watt Halogen ENERGY STAR, UL, RoHS Light Color: 5000K Daylight Warranty: 3 Year Limited Ideal for energy and maintenance savings, Keystone’s LED PAR lights offer a 25,000 hour lifespan and 80% energy savings over halogen equivalents. A U-shaped reflector maximizes brightness while precision crafted, full face optics provide precise beam control. Keystone's Essential Series offers multiple types of LED PAR lights to meet a variety of application needs. Depending on the fixture type, either a short or a long neck LED PAR bulb will be a better fit. Choose between narrow or standard flood options based on the desired beam angle for the application. UL listed for damp and wet locations, and suitable for enclosed fixtures, Keystone's PAR LED Flood Bulbs are ideal for use in indoor or outdoor applications. There is a wide range of wattage and lumen outputs available, as well as both 80 and 90 CRI options for a majority of the line. This Keystone Technologies KT-LED5PAR20-F-850 Essential Series Dimmable LED PAR20 Light Bulb produces a color temperature of 5000K daylight, operates on your existing 120V circuit and consumes just 5 watts of energy. These LED PAR20 lamps 50 watt halogen equivalent retrofit lights generate 500 lumens and have a Color Rendering Index (CRI) of 80. This bulb has a 40 degree beam angle and is considered a flood. Narrow flood options are also available. These 120 volt LED light bulbs fit fixtures with an E26 medium base. These LED PAR20 bulbs are dimmable but are NOT CEC Title 20 Compliant. For Non-Dimmable versions, or CEC compliant versions, please refer to the related products below. Can't find what you are looking for or need a quote for a large job? Give our customer service a call at 248-276-9640. The bulb's dimensions are 3.15 inches in diameter by 2.48 inches in length. The lens conceals the LEDs from sight and evenly distributes the light and with a durable plastic housing that lowers the risk for breakage. These PAR bulbs have full face optics for precise beam angle control. They are rated for use in wet locations. Click here to see the complete Keystone 5 Watt PAR20 Flood General Purpose Dimmable Specification Sheet. These bulbs Energy Star qualified and have a rated life of 25,000 hours or a 3 Year limited warranty. Typical Applications Typical applications for these PAR lamps include track lighting, display lighting, flood and spot lighting, and some outdoor light fixtures with suitable protection from the elements. Keystone Technologies 5 Watt Essential Series LED General Purpose PAR20 Flood Dimmable 500 Lumens 80 CRI 120V 5000K | 5000 | 83 | 500 | 90.9091 | 25000 | 5.5 | 1 | 3.61 | 3.61 | 4.2419 | 2020Q3 | https://www.greenelectricalsupply.com/5-watt-essential-series-led-general-purpose-par20-light-bulb-dimmable-500-lumens-80-cri-120v-5000k.aspx | Green Electrical Supply | 2020 | Yes
LED Lighting | Decorative | Manufacturer: TCP | True |  | Other | B11 | E12 (Candelabra) | Damp Location Rated Damp Location Rated Home > LED Light Bulbs > LED Speciality Bulbs > 5W Dim LED E12 Candelabra 3000K Product Specifications - Quick Reference Wattage of Bulb: 5 Watt Dimensions: 1.4" (W) x 3.8" (H) Light Color: Rated Life: 3000K - Warm White 25,000 Hours Certifications: Warranty: UL, cUL TCP 3 Year Limited Lumen Output: Operating Voltage: 300 Lumens 120 Volt Equivalent: Dimmable: 40W Incandescent YES - DIMMABLE A dimmable LED decorative candle for multi-socket ornamental fixtures and decorative chandeliers, the 5-watt LED candelabra base bulbs, in a clear blunt tip (some call a torpedo) shape, replaces up to a 40-watt incandescent bulb. This results in up to 80 percent savings in energy over the 25,000 hour rated life. UL Damp Location rated and uniform, smooth dimming (NOTE: three or more lamps per dimming circuit is recommended for optimal dimming), make this LED Candelabra bulb a great option for chandeliers, ceiling fans and indoor/outdoor fixtures. The TCP LED5E12B1130K consumes just 5 watts of energy and generates 300 lumens (that's 60 lumens/watt). All LEDs are matched for color and CRI. This candelabra bulb is dimmable down to 10 percent, creates a 2700K color temperature and has a CRI of 82. The minimum starting temperature is -30 degrees C and has a maximum operating temperature of 40 degrees C. The physical dimensions are 1.4" wide by 3.8" high. The TCP LED5E12B1130K carries a 5 year limited warranty. TCP 5W Dim LED E12 Candelabra 3000K | 3000 | 83 | 350 | 70 | 25000 | 5 | 1 | 5.3 | 5.3 | 6.2277 | 2020Q3 | https://www.greenelectricalsupply.com/5w-dim-led-e12-candelabra-3000k.aspx | Green Electrical Supply | 2020 | Yes
LED Lighting | Downlight | Manufacturer: Satco | True |  |  |  |  | Downlight Recessed Recessed, 6" Recessed Downlight Recessed Recessed, 6" Recessed Home > LED Indoor Light Fixtures > LED Downlights and Trims > 6 Inch Retrofits > Round > 3000K Warm White > 6 Inch 12 Watt Round Low Profile Edge Lit LED Downlight White Trim 90 CRI 3000K Warm White Product Specifications - Quick Reference Lamp Wattage: Working Voltage: 12 Watts 120 Volt Beam Degree: Rated Life: 108 Degree Beam Angle 50,000 Hours Lumen Output: Dimmable: 850 Lumens Yes Finish Color: Installation: White Direct Wire Light Color: CRI: 3000K Warm White 90 CRI Certifications: Warranty: Title 24, Wet Location 5 Year Limited Founded in 1966, Satco is well known as a premier supplier of a variety of lighting products. Satco's extensive catalog includes nearly everything you may be looking for, including these low profile edge lit LED downlight retrofits. Satco's line of Slim LED downlight retrofits come in 4 inch versions as well as 6 and 8 inch versions, all are available in round or square fixtures. These downlight kits have a slim profile and an external remote driver that offers almost limitless installation options. These are perfect for renovations with tight or hard to reach spaces - as little as 1 inch height clearance is required. This is the Satco S11603 (12WLED/DW/EL/6/930/RND/RD), a round dimmable 6" low profile recessed 3000K Warm White LED Retrofit with a White Baffle and White Trim Ring. Satco's Slim Edge Lit Retrofit LED Downlights are ultra-efficient, super-easy and very affordable. These low profile wafer LED downlight kits provide 850 lumens of brilliant illumination but only requires 12 watts of energy use. These dedicated 120 volt trims meet ENERGY STAR requirements, as well as being Wet Location Rated, and Title 24 certified. The S11603 from Satco does not require a recessed can and are air-tight for safe use with insulated or non-insulated ceilings. The external driver, or j-box, makes for easy placement and installation, as well as easy install spring clips that are included with each fixture. This LED downlight has an incredible CRI of 90! All your colors will stand out under this light. The Satco Low Profile Downlight Retrofit Series has many different application uses including: healthcare, hospitality, office, property management, residential, and retail. Click here to see the complete Satco Low Profile Edge Lit LED Downlight Specification Sheet. Satco 6 Inch 12 Watt Round Low Profile Edge Lit LED Downlight White Trim 90 CRI 3000K Warm White | 4000 | 93 | 850 | 70.8333 | 50000 | 12 | 1 | 34.95 | 34.95 | 41.0676 | 2020Q3 | https://www.greenelectricalsupply.com/6-inch-12-watt-round-low-profile-edge-lit-led-downlight-white-trim-90-cri-3000k-warm-white.aspx | Green Electrical Supply | 2020 | Yes
LED Lighting | Downlight | Manufacturer: Satco | True |  |  |  |  | Downlight Recessed Recessed, 6" Recessed Downlight Recessed Recessed, 6" Recessed Home > LED Indoor Light Fixtures > LED Downlights and Trims > 6 Inch Retrofits > Square > 4000K Cool White > 6 Inch 12 Watt Square Low Profile Edge Lit LED Downlight White Trim 90 CRI 4000K Cool White Product Specifications - Quick Reference Lamp Wattage: Working Voltage: 12 Watts 120 Volt Beam Degree: Rated Life: 108 Degree Beam Angle 50,000 Hours Lumen Output: Dimmable: 820 Lumens Yes Finish Color: Installation: White Direct Wire Light Color: CRI: 4000K Cool White 90 CRI Certifications: Warranty: Title 24, Wet Location 5 Year Limited Founded in 1966, Satco is well known as a premier supplier of a variety of lighting products. Satco's extensive catalog includes nearly everything you may be looking for, including these low profile edge lit LED downlight retrofits. Satco's line of Slim LED downlight retrofits come in 4 inch versions as well as 6 and 8 inch versions, all are available in round or square fixtures. These downlight kits have a slim profile and an external remote driver that offers almost limitless installation options. These are perfect for renovations with tight or hard to reach spaces - as little as 1 inch height clearance is required. This is the Satco S11613 (12WLED/DW/EL/6/940/SQ/RD), a square dimmable 6" low profile recessed 4000K Cool White LED Retrofit with a White Baffle and White Trim Ring. Satco's Slim Edge Lit Retrofit LED Downlights are ultra-efficient, super-easy and very affordable. These low profile wafer LED downlight kits provide 820 lumens of brilliant illumination but only requires 12 watts of energy use. These dedicated 120 volt trims meet ENERGY STAR requirements, as well as being Wet Location Rated, and Title 24 certified. The S11613 from Satco does not require a recessed can and are air-tight for safe use with insulated or non-insulated ceilings. The external driver, or j-box, makes for easy placement and installation, as well as easy install spring clips that are included with each fixture. This LED downlight has an incredible CRI of 90! All your colors will stand out under this light. The Satco Low Profile Downlight Retrofit Series has many different application uses including: healthcare, hospitality, office, property management, residential, and retail. Click here to see the complete Satco Low Profile Edge Lit LED Downlight Specification Sheet. Satco 6 Inch 12 Watt Square Low Profile Edge Lit LED Downlight White Trim 90 CRI 4000K Cool White | 4000 | 92 | 820 | 68.3333 | 50000 | 12 | 1 | 36.95 | 36.95 | 43.4177 | 2020Q3 | https://www.greenelectricalsupply.com/6-inch-12-watt-square-low-profile-edge-lit-led-downlight-white-trim-90-cri-4000k-cool-white-2.aspx | Green Electrical Supply | 2020 | Yes
LED Lighting | Downlight | Manufacturer: Satco | True |  |  |  |  | Downlight Recessed Recessed, 6" Recessed Downlight Recessed Recessed, 6" Recessed Home > LED Indoor Light Fixtures > LED Downlights and Trims > 6 Inch Retrofits > Square > 3000K Warm White > 6 Inch 12 Watt Square Low Profile Edge Lit LED Downlight White Trim 90 CRI 3000K Warm White Product Specifications - Quick Reference Lamp Wattage: Working Voltage: 12 Watts 120 Volt Beam Degree: Rated Life: 108 Degree Beam Angle 50,000 Hours Lumen Output: Dimmable: 820 Lumens Yes Finish Color: Installation: White Direct Wire Light Color: CRI: 3000K Warm White 90 CRI Certifications: Warranty: Title 24, Wet Location 5 Year Limited Founded in 1966, Satco is well known as a premier supplier of a variety of lighting products. Satco's extensive catalog includes nearly everything you may be looking for, including these low profile edge lit LED downlight retrofits. Satco's line of Slim LED downlight retrofits come in 4 inch versions as well as 6 and 8 inch versions, all are available in round or square fixtures. These downlight kits have a slim profile and an external remote driver that offers almost limitless installation options. These are perfect for renovations with tight or hard to reach spaces - as little as 1 inch height clearance is required. This is the Satco S11612 (12WLED/DW/EL/6/930/SQ/RD), a square dimmable 6" low profile recessed 3000K Warm White LED Retrofit with a White Baffle and White Trim Ring. Satco's Slim Edge Lit Retrofit LED Downlights are ultra-efficient, super-easy and very affordable. These low profile wafer LED downlight kits provide 820 lumens of brilliant illumination but only requires 12 watts of energy use. These dedicated 120 volt trims meet ENERGY STAR requirements, as well as being Wet Location Rated, and Title 24 certified. The S11612 from Satco does not require a recessed can and are air-tight for safe use with insulated or non-insulated ceilings. The external driver, or j-box, makes for easy placement and installation, as well as easy install spring clips that are included with each fixture. This LED downlight has an incredible CRI of 90! All your colors will stand out under this light. The Satco Low Profile Downlight Retrofit Series has many different application uses including: healthcare, hospitality, office, property management, residential, and retail. Click here to see the complete Satco Low Profile Edge Lit LED Downlight Specification Sheet. Satco 6 Inch 12 Watt Square Low Profile Edge Lit LED Downlight White Trim 90 CRI 3000K Warm White | 3000 | 92 | 820 | 68.3333 | 50000 | 12 | 1 | 36.95 | 36.95 | 43.4177 | 2020Q3 | https://www.greenelectricalsupply.com/6-inch-12-watt-square-low-profile-edge-lit-led-downlight-white-trim-90-cri-4000k-cool-white.aspx | Green Electrical Supply | 2020 | Yes
LED Lighting | Downlight | Manufacturer: Satco | True | Daylighting/Photocell, |  |  |  | Downlight Recessed Recessed, 6" Recessed Downlight Recessed Recessed, 6" Recessed Home > LED Indoor Light Fixtures > LED Downlights and Trims > 6 Inch Retrofits > Square > 5000K Daylight > 6 Inch 12 Watt Square Low Profile Edge Lit LED Downlight White Trim 90 CRI 5000K Daylight Product Specifications - Quick Reference Lamp Wattage: Working Voltage: 12 Watts 120 Volt Beam Degree: Rated Life: 108 Degree Beam Angle 50,000 Hours Lumen Output: Dimmable: 820 Lumens Yes Finish Color: Installation: White Direct Wire Light Color: CRI: 5000K Daylight 90 CRI Certifications: Warranty: Title 24, Wet Location 5 Year Limited Founded in 1966, Satco is well known as a premier supplier of a variety of lighting products. Satco's extensive catalog includes nearly everything you may be looking for, including these low profile edge lit LED downlight retrofits. Satco's line of Slim LED downlight retrofits come in 4 inch versions as well as 6 and 8 inch versions, all are available in round or square fixtures. These downlight kits have a slim profile and an external remote driver that offers almost limitless installation options. These are perfect for renovations with tight or hard to reach spaces - as little as 1 inch height clearance is required. This is the Satco S11614 (12WLED/DW/EL/6/950/SQ/RD), a square dimmable 6" low profile recessed 5000K Daylight LED Retrofit with a White Baffle and White Trim Ring. Satco's Slim Edge Lit Retrofit LED Downlights are ultra-efficient, super-easy and very affordable. These low profile wafer LED downlight kits provide 820 lumens of brilliant illumination but only requires 12 watts of energy use. These dedicated 120 volt trims meet ENERGY STAR requirements, as well as being Wet Location Rated, and Title 24 certified. The S11614 from Satco does not require a recessed can and are air-tight for safe use with insulated or non-insulated ceilings. The external driver, or j-box, makes for easy placement and installation, as well as easy install spring clips that are included with each fixture. This LED downlight has an incredible CRI of 90! All your colors will stand out under this light. The Satco Low Profile Downlight Retrofit Series has many different application uses including: healthcare, hospitality, office, property management, residential, and retail. Click here to see the complete Satco Low Profile Edge Lit LED Downlight Specification Sheet. Satco 6 Inch 12 Watt Square Low Profile Edge Lit LED Downlight White Trim 90 CRI 5000K Daylight | 5000 | 94 | 820 | 68.3333 | 50000 | 12 | 1 | 36.95 | 36.95 | 43.4177 | 2020Q3 | https://www.greenelectricalsupply.com/6-inch-12-watt-square-low-profile-edge-lit-led-downlight-white-trim-90-cri-5000k-daylight.aspx | Green Electrical Supply | 2020 | Yes
LED Lighting | Downlight | Manufacturer: Satco | True |  |  |  |  | Downlight Solid State Retrofit Recessed, 6" Recessed, 5" Recessed, 5" or 6" Recessed Downlight Solid State Retrofit Recessed, 6" Recessed, 5" Recessed, 5" or 6" Recessed Home > LED Indoor Light Fixtures > LED Downlights and Trims > 6 Inch Retrofits > Round > 2700K Soft White > 5 Inch to 6 Inch 9 Watt 800 Lumen LED Gimbal Retrofit 2700K Product Specifications - Quick Reference Lamp Wattage: Working Voltage: 9 Watts 120 Volt Beam Degree: Rated Life: 90° Beam Angle 50,000 Hours Incandescent Equiv: Dimmable: 65 Watts - 800 Lumens Yes Dimensions: Base Type: 7-13/32" MOD x 3-7/8" MOL Connector (Direct Wire) Light Color: CRI: 2700K Warm White 90 CRI Certifications: Warranty: Energy Star, Title 24 5 Year Limited Founded in 1966, Satco is well known as a premier supplier of a variety of lighting products. Satco's extensive catalog includes nearly everything you may be looking for, including LED downlight retrofits. Satco's line of LED downlight retrofits come in 4 inch versions as well as 5 or 6 inch versions. These downlight kits are ultra-efficient and designed to retrofit into existing incandescent recessed downlights. The integrated LEDs reduce energy consumption up to 80% when compared to 50 Watt incandescent light bulbs and they last 30 times longer! These down light retrofits are installed with a connector and DO NOT include a Medium E26 base option. This is the Satco S39472 (9WLED/DIR/5-6/27K/120V), a replacement for S29472 (13WLED/DIR/5-6/27K/120V), dimmable 5"- 6" directional recessed 2700K Warm White gimbal LED Retrofit with a White Baffle and White Trim Ring. Satco's Retrofit Gimbal LED Downlights are ultra-efficient, super-easy and very affordable. These adjustable LED downlight kits provide 800 lumens of either 2700K, 3000K or 4000K brilliant illumination equivalent to the output of a 65 watt BR30 or 18 watt CFL.but requires just 9 watts of energy use. These dedicated 120 volt trims meet ENERGY STAR requirements, as well as being Damp Location Rated. Furthermore, these retrofits comply to the California Title 24 regulations. The S39472 from Satco fits into many popular 5 or 6 inch recessed down light fixtures. This LED downlight has an incredible CRI of 90! All your colors will stand out under this light. The Satco Downlight Retrofit Series has many different application uses including: healthcare, hospitality, office, property management, residential, and retail. Click here to see the complete Satco S39472 5 or 6 Inch Gimbal LED Downlight Retrofit Specification Sheet. Satco 5 Inch to 6 Inch 9 Watt 800 Lumen LED Gimbal Retrofit 2700K | 2700 | 92 | 800 | 61.5385 | 50000 | 13 | 1 | 26.95 | 26.95 | 31.6673 | 2020Q3 | https://www.greenelectricalsupply.com/6-inch-led-recessed-gimbal-downlight-retrofit-kit-2700k.aspx | Green Electrical Supply | 2020 | Yes
LED Lighting | Downlight | Manufacturer: Satco | True |  |  |  |  | Downlight Solid State Retrofit Recessed, 6" Recessed, 5" Recessed, 5" or 6" Recessed Downlight Solid State Retrofit Recessed, 6" Recessed, 5" Recessed, 5" or 6" Recessed Home > LED Indoor Light Fixtures > LED Downlights and Trims > 6 Inch Retrofits > Round > 3000K Warm White > 5 Inch to 6 Inch 9 Watt 800 Lumen LED Gimbal Retrofit 3000K Product Specifications - Quick Reference Lamp Wattage: Working Voltage: 9 Watts 120 Volt Beam Degree: Rated Life: 90° Beam Angle 50,000 Hours Incandescent Equiv: Dimmable: 65 Watts - 800 Lumens Yes Dimensions: Base Type: 7-13/32" MOD x 3-7/8" MOL Connector (Direct Wire) Light Color: CRI: 3000K Warm White 90 CRI Certifications: Warranty: Energy Star, Title 24 5 Year Limited Founded in 1966, Satco is well known as a premier supplier of a variety of lighting products. Satco's extensive catalog includes nearly everything you may be looking for, including LED downlight retrofits. Satco's line of LED downlight retrofits come in 4 inch versions as well as 5 or 6 inch versions. These downlight kits are ultra-efficient and designed to retrofit into existing incandescent recessed downlights. The inegrated LEDs reduce energy consumption up to 80% when compared to 50 Watt incandescent light bulbs and they last 30 times longer! These downlight retrofits are installed with a connector and DO NOT include a Medium E26 base option. This is the Satco S39473 (9WLED/DIR/5-6/30K/120V), formally S29473, dimmable 5"-6" directional recessed 3000K Warm White gimbal LED Retrofit with a White Baffle and White Trim Ring. Satco's Retrofit Gimbaled LED Downlights are ultra-efficient, super-easy and very affordable. These adjustable LED downlight kits provide 800 lumens of either 2700K, 3000K or 4000K brilliant illumination equivalent to the output of a 65 watt BR30 or 18 watt CFL.but requires just 9 watts of energy use. These dedicated 120 volt trims meet ENERGY STAR requirements, as well as being Damp Location Rated. Furthermore, these retrofits comply to the California Title 24 regulations. The S39473 from Satco fits into many popular 5 or 6 inch recessed downlight fixtures. This LED downlight has an incredible CRI of 90! All your colors will stand out under this light. The Satco Downlight Retrofit Series has many different application uses including: healthcare, hospitality, office, property management, residential, and retail. Click here to see the complete Satco S39473 5 or 6 Inch Gimbal LED Downlight Retrofit Specification Sheet. Satco 5 Inch to 6 Inch 9 Watt 800 Lumen LED Gimbal Retrofit 3000K | 3000 | 93 | 800 | 61.5385 | 50000 | 13 | 1 | 26.95 | 26.95 | 31.6673 | 2020Q3 | https://www.greenelectricalsupply.com/6-inch-recessed-led-gimbal-downlight-retrofit-kit-3000k.aspx | Green Electrical Supply | 2020 | Yes
LED Lighting | Downlight | Manufacturer: Satco | True |  |  |  |  | Downlight Solid State Retrofit Recessed, 6" Recessed, 5" Recessed, 5" or 6" Recessed Downlight Solid State Retrofit Recessed, 6" Recessed, 5" Recessed, 5" or 6" Recessed Home > LED Indoor Light Fixtures > LED Downlights and Trims > 6 Inch Retrofits > Round > 4000K Cool White > 5 Inch to 6 Inch 13 Watt 800 Lumen LED Gimbal Retrofit 4000K Product Specifications - Quick Reference Lamp Wattage: Working Voltage: 13 Watts 120 Volt Beam Degree: Rated Life: 90° Beam Angle 50,000 Hours Incandescent Equiv: Dimmable: 65 Watts - 800 Lumens Yes Dimensions: Base Type: 7-13/32" MOD x 3-7/8" MOL Connector (Direct Wire) Light Color: CRI: 4000K Cool White 90 CRI Certifications: Warranty: Energy Star, Title 24 5 Year Limited Founded in 1966, Satco is well known as a premier supplier of a variety of lighting products. Satco's extensive catalog includes nearly everything you may be looking for, including LED downlight retrofits. Satco's line of LED downlight retrofits come in 4 inch versions as well as 5 or 6 inch versions. These downlight kits are ultra-efficient and designed to retrofit into existing incandescent recessed downlights. The inegrated LEDs reduce energy consumption up to 80% when compared to 50 Watt incandescent light bulbs and they last 30 times longer! These downlight retrofits are installed with a connector and DO NOT include a Medium E26 base option. This is the Satco S29474 (13WLED/DIR/5-6/40K/120V), dimmable 5"-6" directional recessed 4000K Cool White gimbal LED Retrofit with a White Baffle and White Trim Ring. Satco's Retrofit Gimbaled LED Downlights are ultra-efficient, super-easy and very affordable. These adjustable LED downlight kits provide 800 lumens of either 2700K, 3000K or 4000K brilliant illumination equivalent to the output of a 65 watt BR30 or 18 watt CFL.but requires just 13 watts of energy use. These dedicated 120 volt trims meet ENERGY STAR requirements, as well as being Damp Location Rated. Furthermore, these retrofits comply to the California Title 24 regulations. The S29474 from Satco fits into many popular 5 or 6 inch recessed downlight fixtures. This LED downlight has an incredible CRI of 90! All your colors will stand out under this light. The Satco Downlight Retrofit Series has many different application uses including: healthcare, hospitality, office, property management, residential, and retail. Click here to see the complete Satco S29474 5 or 6 Inch Gimbal LED Downlight Retrofit Specification Sheet. Satco 5 Inch to 6 Inch 13 Watt 800 Lumen LED Gimbal Retrofit 4000K | 4000 | 94 | 800 | 61.5385 | 50000 | 13 | 1 | 21.76 | 21.76 | 25.5688 | 2020Q3 | https://www.greenelectricalsupply.com/6-inch-recessed-led-gimbal-downlight-retrofit-kit-4000k.aspx | Green Electrical Supply | 2020 | Yes
LED Lighting | Downlight | Manufacturer: Satco | True | Daylighting/Photocell, |  |  |  | Downlight Recessed Recessed, 6" Recessed Downlight Recessed Recessed, 6" Recessed Home > LED Indoor Light Fixtures > LED Downlights and Trims > 6 Inch Retrofits > Round > Color Selectable > 6 Inch Sliver Commercial LED Wattage and Color Selectable Downlight 120-277V Product Specifications - Quick Reference Lamp Wattage: Working Voltage: 11/16/23 Watts 120-277 Volt Dimensions: Rated Life: 4.65" W x 2.69" H 50,000 Hours Lumens: 900/1200/1750 Lumens Dimmable: Yes - 0-10V Dimming Color Temperature: CRI: 27K/3K/35K/4K/5K 80 CRI Certifications: Warranty: RoHS, Damp Location 5 Year Limited Satco's commercial LED downlights have Color Quick technology, or selectable color temperature, as well as selectable wattage and lumen output. These LED downlights feature a remote driver and J box with knockouts as well as a quick connect feature for easy installation. These downlights can switch between 5 different color temperatures as well as three different wattages or lumen outputs per downlight. They come in either a 4 inch, 6 inch, 8 inch, or 10 inch version to fit nearly every application. They are also featured in a white finish for residential applications or a silver finish for more commercial applications. New construction is also easy with the available mounting plate. Please see related products for different options. The 4 inch LED Downlight Satco S11815 (23WLED/CDL/6/ADJ-CCT/40D) is color selectable and can switch between five different color temperatures including: 2700K Soft White, 3000K Warm White, 3500K Bright White, 4000K Cool White and 5000K Daylight with a CCT selection switch located on the remote driver. This LED downlight operates on the universal voltage of 120-277V and is also wattage/lumen adjustable controlled by the same switch on the driver. The S11815 can switch between 11 watts, 16 watts, and 23 watts, for 900 lumens, 1200 lumens, and 1750 lumens respectively and has a Color Rendering Index (CRI) of 80. The Satco 6 inch LED downlight fixture is dimmable via 0-10v dimming and is suitable for damp locations. This LED Downlight has a silver finish. These LED lights carry a 5 year limited warranty. Click here to see the complete Satco 6 Inch Color and Wattage Selectable LED Downlight Specification Sheet. Instant on at full brightness and mercury free - environmentally positive - generates no IR or UV - protects valuable objects - these 4 inch recessed can retrofit LED fixtures are rated for 50,000 hours and lawful for sale in California. Typical applications for the Satco commercial LED downlights with Color Quick technology include retrofit or new construction applications, office lighting, retail fixtures, hospitality buildings, and healthcare buildings. Have a large job or can't find what you are looking for? Contact our customer service at 248-276-9640 and we will be happy to help. Satco 6 Inch Sliver Commercial LED Wattage and Color Selectable Downlight 120-277V | 2700 | 84 | 1750 | 76.087 | 50000 | 23 | 1 | 62.95 | 62.95 | 73.9687 | 2020Q3 | https://www.greenelectricalsupply.com/6-led-selectable-downlight-slv.aspx | Green Electrical Supply | 2020 | Yes
LED Lighting | Downlight | Manufacturer: Satco | True | Daylighting/Photocell, |  |  |  | Downlight Recessed Recessed, 6" Recessed Downlight Recessed Recessed, 6" Recessed Home > LED Indoor Light Fixtures > LED Downlights and Trims > 6 Inch Retrofits > Round > Color Selectable > 6 Inch White Commercial LED Wattage and Color Selectable Downlight 120-277V Product Specifications - Quick Reference Lamp Wattage: Working Voltage: 11/16/23 Watts 120-277 Volt Dimensions: Rated Life: 4.65" W x 2.69" H 50,000 Hours Lumens: 900/1200/1750 Lumens Dimmable: Yes - 0-10V Dimming Color Temperature: CRI: 27K/3K/35K/4K/5K 80 CRI Certifications: Warranty: RoHS, Damp Location 5 Year Limited Satco's commercial LED downlights have Color Quick technology, or selectable color temperature, as well as selectable wattage and lumen output. These LED downlights feature a remote driver and J box with knockouts as well as a quick connect feature for easy installation. These downlights can switch between 5 different color temperatures as well as three different wattages or lumen outputs per downlight. They come in either a 4 inch, 6 inch, 8 inch, or 10 inch version to fit nearly every application. They are also featured in a white finish for residential applications or a silver finish for more commercial applications. New construction is also easy with the available mounting plate. Please see related products for different options. The 4 inch LED Downlight Satco S11811 (23WLED/CDL/6/ADJ-CCT/80D) is color selectable and can switch between five different color temperatures including: 2700K Soft White, 3000K Warm White, 3500K Bright White, 4000K Cool White and 5000K Daylight with a CCT selection switch located on the remote driver. This LED downlight operates on the universal voltage of 120-277V and is also wattage/lumen adjustable controlled by the same switch on the driver. The S11811 can switch between 11 watts, 16 watts, and 23 watts, for 900 lumens, 1200 lumens, and 1750 lumens respectively and has a Color Rendering Index (CRI) of 80. The Satco 6 inch LED downlight fixture is dimmable via 0-10v dimming and is suitable for damp locations. This LED Downlight has a white finish. These LED lights carry a 5 year limited warranty. Click here to see the complete Satco 6 Inch Color and Wattage Selectable LED Downlight Specification Sheet. Instant on at full brightness and mercury free - environmentally positive - generates no IR or UV - protects valuable objects - these 4 inch recessed can retrofit LED fixtures are rated for 50,000 hours and lawful for sale in California. Typical applications for the Satco commercial LED downlights with Color Quick technology include retrofit or new construction applications, office lighting, retail fixtures, hospitality buildings, and healthcare buildings. Have a large job or can't find what you are looking for? Contact our customer service at 248-276-9640 and we will be happy to help. Satco 6 Inch White Commercial LED Wattage and Color Selectable Downlight 120-277V | 2700 | 85 | 1750 | 76.087 | 50000 | 23 | 1 | 50.95 | 50.95 | 59.8682 | 2020Q3 | https://www.greenelectricalsupply.com/6-led-selectable-downlight-wh.aspx | Green Electrical Supply | 2020 | Yes
LED Lighting | A-Type | Maxlite | True |  | General Purpose Replacement | A19 | GU24 | Damp Location Rated,Recessed Fixtures Damp Location Rated,Recessed Fixtures Home / Light Bulbs / LED / LED A-Line / Maxlite - 14009413 - E11A19GUDLED40/G7 Enclosed Rated; Suitable for Damp Locations 11W A19 LED Lamp - Universal - 1100 Lumens - Cool White (4000K) - 80 CRI - 25000 Hours - GU24 (Bi-Pin / Twist & Lock) - 120 to 130V Maxlite - 14009413 - E11A19GUDLED40/G7 | 4000 | 84 | 1100 | 100 | 25000 | 11 | 1 | 5.75 | 5.75 | 6.7565 | 2020Q3 | https://shop.regencylighting.com/lamps/led/a-line/e11a19gudled40-g7-mxt.html | Regency Lighting | 2020 | Yes
LED Lighting | A-Type | TCP | False |  | General Purpose Replacement | A19 | E26 (Medium) | Damp Location Rated Damp Location Rated Home / Light Bulbs / LED / LED A-Line / TCP - L11A19N1527K Energy Star; Durable Plastic Housing; Enclosed Fixture Rated; Damp Location Rated 13.5W A19 LED Lamp - Universal - 1100 Lumens - Warm White (2700K) - 80 CRI - 15000 Hours - E26 (Medium) - 120 to 130V TCP - L11A19N1527K | 2700 | 83 | 1100 | 100 | 15000 | 11 | 1 | 3.84 | 3.84 | 4.5121 | 2020Q3 | https://shop.regencylighting.com/lamps/led/a-line/l11a19n1527k-tcp.html | Regency Lighting | 2020 | Yes
LED Lighting | A-Type | Maxlite | True | Daylighting/Photocell, | General Purpose Replacement | A19 | E26 (Medium) | Damp Location Rated,Use With Timers,Use With Photo and/or Motion Sensors,Recessed Fixtures,Shatter Resistant Damp Location Rated,Use With Timers,Use With Photo and/or Motion Sensors,Recessed Fixtures,Shatter Resistant Home / Light Bulbs / LED / Maxlite - 14099399 - E11A19DLED27/G6 Enclosed Rated 11W A19 LED Lamp - Universal - 1100 Lumens - Warm White (2700K) - 82 CRI - 25000 Hours - E26 (Medium) - 120 to 130V Maxlite - 14099399 - E11A19DLED27/G6 | 2700 | 82 | 1100 | 100 | 25000 | 11 | 1 | 5.08 | 5.08 | 5.9692 | 2020Q3 | https://shop.regencylighting.com/lamps/led/e11a19dled27-g6-mxt.html | Regency Lighting | 2020 | Yes
LED Lighting | A-Type | Maxlite | True |  | General Purpose Replacement | A19 | E26 (Medium) | Damp Location Rated,Recessed Fixtures Damp Location Rated,Recessed Fixtures Home / Light Bulbs / LED / Maxlite - 14099399 - E11A19DLED27/G7 Enclosed Rated; Damp Location Rated; Energy Star Certified 11W A19 LED Lamp - Universal - 1100 Lumens - Warm White (2700K) - 80 CRI - 25000 hrs. - E26 (Medium) - 120 to 130V - Frost Maxlite - 14099399 - E11A19DLED27/G7 | 2700 | 82 | 1100 | 100 | 25000 | 11 | 1 | 5.37 | 5.37 | 6.31 | 2020Q3 | https://shop.regencylighting.com/lamps/led/e11a19dled27-g7-mxt.html | Regency Lighting | 2020 | Yes
LED Lighting | A-Type | Maxlite | True |  | General Purpose Replacement | A19 | E26 (Medium) | Damp Location Rated,Recessed Fixtures Damp Location Rated,Recessed Fixtures Home / Light Bulbs / LED / Maxlite - 14099399 - E11A19DLED27/G8 Suitable for Enclosed Fixtures; Suitable for Damp Locations; Energy Star Certified 11W A19 LED Lamp - Universal - 1100 Lumens - Warm White (2700K) - 80 CRI - 25000 hrs. - E26 (Medium) - 120 to 130V - Frost Maxlite - 14099399 - E11A19DLED27/G8 | 2700 | 82 | 1100 | 100 | 25000 | 11 | 1 | 5.37 | 5.37 | 6.31 | 2020Q3 | https://shop.regencylighting.com/lamps/led/e11a19dled27-g8-mxt.html | Regency Lighting | 2020 | Yes
LED Lighting | A-Type | Maxlite | True |  | General Purpose Replacement | A19 | E26 (Medium) | Damp Location Rated,Recessed Fixtures Damp Location Rated,Recessed Fixtures Home / Light Bulbs / LED / Maxlite - 14099400 - E11A19DLED30/G8 Suitable for Enclosed Fixtures; Suitable for Damp Locations; Energy Star Certified 11W A19 LED Lamp - Universal - 1100 Lumens - Warm White (3000K) - 80 CRI - 25000 hrs. - E26 (Medium) - 120 to 130V - Frost Maxlite - 14099400 - E11A19DLED30/G8 | 3000 | 83 | 1100 | 100 | 25000 | 11 | 1 | 5.37 | 5.37 | 6.31 | 2020Q3 | https://shop.regencylighting.com/lamps/led/e11a19dled30-g8-mxt.html | Regency Lighting | 2020 | Yes
LED Lighting | A-Type | Maxlite | True | Daylighting/Photocell, | General Purpose Replacement | A19 | E26 (Medium) | Use With Timers,Damp Location Rated,Use With Photo and/or Motion Sensors,Recessed Fixtures,Shatter Resistant Use With Timers,Damp Location Rated,Use With Photo and/or Motion Sensors,Recessed Fixtures,Shatter Resistant Home / Light Bulbs / LED / Maxlite - 11499401 - E11A19DLED40/G6 Enclosed Rated 11W A19 LED Lamp - Universal - 1100 Lumens - Cool White (4000K) - 84 CRI - 25000 Hours - E26 (Medium) - 120 to 130V Maxlite - 11499401 - E11A19DLED40/G6 | 4000 | 84 | 1100 | 100 | 25000 | 11 | 1 | 5.08 | 5.08 | 5.9692 | 2020Q3 | https://shop.regencylighting.com/lamps/led/e11a19dled40-g6-mxt.html | Regency Lighting | 2020 | Yes
LED Lighting | A-Type | Maxlite | True |  | General Purpose Replacement | A19 | E26 (Medium) | Damp Location Rated,Recessed Fixtures Damp Location Rated,Recessed Fixtures Home / Light Bulbs / LED / Maxlite - 14099401 - E11A19DLED40/G8 Suitable for Enclosed Fixtures; Suitable for Damp Locations; Energy Star Certified 11W A19 LED Lamp - Universal - 1100 Lumens - Cool White (4000K) - 80 CRI - 25000 hrs. - E26 (Medium) - 120 to 130V Maxlite - 14099401 - E11A19DLED40/G8 | 4000 | 83 | 1100 | 100 | 25000 | 11 | 1 | 5.37 | 5.37 | 6.31 | 2020Q3 | https://shop.regencylighting.com/lamps/led/e11a19dled40-g8-mxt.html | Regency Lighting | 2020 | Yes
LED Lighting | A-Type | Maxlite | True | Daylighting/Photocell, | General Purpose Replacement | A19 | GU24 | Damp Location Rated,Use With Timers,Use With Photo and/or Motion Sensors,Recessed Fixtures,Shatter Resistant Damp Location Rated,Use With Timers,Use With Photo and/or Motion Sensors,Recessed Fixtures,Shatter Resistant Home / Light Bulbs / LED / Maxlite - 14099411 - E11A19GUDLED27/G6 Enclosed Rated 11W A19 LED Lamp - Universal - 1100 Lumens - Warm White (2700K) - 82 CRI - 25000 Hours - GU24 (Bi-Pin / Twist & Lock) - 120 to 130V Maxlite - 14099411 - E11A19GUDLED27/G6 | 2700 | 82 | 1100 | 100 | 25000 | 11 | 1 | 5.46 | 5.46 | 6.4157 | 2020Q3 | https://shop.regencylighting.com/lamps/led/e11a19gudled27-g6-mxt.html | Regency Lighting | 2020 | Yes
LED Lighting | A-Type | Maxlte | True |  | General Purpose Replacement | A19 | GU24 | Damp Location Rated,Recessed Fixtures Damp Location Rated,Recessed Fixtures Home / Light Bulbs / LED / Maxlite - 14099411 - E11A19GUDLED27/G6 Suitable for Damp Locations; Suitable for Fully Enclosed Fixtures; Energy Star Qualified 11W A19 LED Lamp - Universal - 1100 Lumens - Warm White (2700K) - 80 CRI - 25000 hrs. - GU24 (Bi-Pin / Twist & Lock) - 120 to 130V Maxlite - 14099411 - E11A19GUDLED27/G6 | 2700 | 82 | 1100 | 100 | 25000 | 11 | 1 | 5.46 | 5.46 | 6.4157 | 2020Q3 | https://shop.regencylighting.com/lamps/led/e11a19gudled27-g7-mxt.html | Regency Lighting | 2020 | Yes
LED Lighting | A-Type | Maxlite | True | Daylighting/Photocell, | General Purpose Replacement | A19 | GU24 | Damp Location Rated,Use With Timers,Use With Photo and/or Motion Sensors,Recessed Fixtures,Shatter Resistant Damp Location Rated,Use With Timers,Use With Photo and/or Motion Sensors,Recessed Fixtures,Shatter Resistant Home / Light Bulbs / LED / Maxlite - 14099413 - E11A19GUDLED40/G6 Enclosed Rated 11W A19 LED Lamp - Universal - 1100 Lumens - Cool White (4000K) - 84 CRI - 25000 Hours - GU24 (Bi-Pin / Twist & Lock) - 120 to 130V Maxlite - 14099413 - E11A19GUDLED40/G6 | 4000 | 84 | 1100 | 100 | 25000 | 11 | 1 | 5.46 | 5.46 | 6.4157 | 2020Q3 | https://shop.regencylighting.com/lamps/led/e11a19gudled40-g6-mxt.html | Regency Lighting | 2020 | Yes
LED Lighting | A-Type | Maxlite | True |  | General Purpose Replacement | A19 | GU24 | Damp Location Rated,Recessed Fixtures Damp Location Rated,Recessed Fixtures Home / Light Bulbs / LED / Maxlite - 14009413 - E11A19GUDLED40/G7 Enclosed Rated; Suitable for Damp Locations 11W A19 LED Lamp - Universal - 1100 Lumens - Cool White (4000K) - 80 CRI - 25000 Hours - GU24 (Bi-Pin / Twist & Lock) - 120 to 130V Maxlite - 14009413 - E11A19GUDLED40/G7 | 4000 | 84 | 1100 | 100 | 25000 | 11 | 1 | 5.75 | 5.75 | 6.7565 | 2020Q3 | https://shop.regencylighting.com/lamps/led/e11a19gudled40-g7-mxt.html | Regency Lighting | 2020 | Yes
LED Lighting | A-Type | TCP | False |  | General Purpose Replacement | A19 | E26 (Medium) | Damp Location Rated Damp Location Rated Home / Light Bulbs / LED / TCP - L11A19N1527K Energy Star; Durable Plastic Housing; Enclosed Fixture Rated; Damp Location Rated 13.5W A19 LED Lamp - Universal - 1100 Lumens - Warm White (2700K) - 80 CRI - 15000 Hours - E26 (Medium) - 120 to 130V TCP - L11A19N1527K | 2700 | 83 | 1100 | 100 | 15000 | 11 | 1 | 3.84 | 3.84 | 4.5121 | 2020Q3 | https://shop.regencylighting.com/lamps/led/l11a19n1527k-tcp.html | Regency Lighting | 2020 | Yes
LED Lighting | A-Type | TCP |  |  | General Purpose Replacement | A19 | E26 (Medium) | Damp Location Rated Damp Location Rated Description This LED A19 is a 75-Watt incandescent equivalent that will slash energy consumption by up to 80 percent and is an excellent choice for many areas of your home. Great for ceiling fans, wall sconces, floor and table lamps Delivers a uniform, multi-directional light Soft white color for a cozy atmosphere Shatter-resistant 1100 Lumens - 2700 Kelvin - Medium Base - 120 Volt - TCP L11A19N1527K LED A19 - 13.5 Watt - 75 Watt Equal - Incandescent Match | 2700 | 83 | 1100 | 100 | 15000 | 11 | 12 | 35.28 | 2.94 | 3.4546 | 2020Q3 | https://www.1000bulbs.com/product/203459/TCP-10127.html | 1000bulbs.com | 2020 | Yes
LED Lighting | A-Type | Satco | True |  | General Purpose Replacement | A19 | E26 (Medium) | Damp Location Rated,Recessed Fixtures Damp Location Rated,Recessed Fixtures Description Upgrade the quality of light in your home or business while cutting energy costs by up to 80 percent by using this LED A19 bulb. Excellent for overhead lighting applications Dimmable for adjustable brightness Shatter-resistant plastic 1100 Lumens - 3000 Kelvin - Medium Base - 120 Volt - Satco S29811 LED A19 - 11 Watt - 75 Watt Equal - Halogen Match | 3000 | 83 | 1100 | 100 | 25000 | 11 | 6 | 22.98 | 3.83 | 4.5004 | 2020Q3 | https://www.1000bulbs.com/product/203586/SATCO-S29811.html | 1000bulbs.com | 2020 | Yes
LED Lighting | A-Type | Satco | True | Daylighting/Photocell, | General Purpose Replacement | A19 | E26 (Medium) | Damp Location Rated,Recessed Fixtures Damp Location Rated,Recessed Fixtures Description With a frosted finish that helps reduce glare, this dimmable LED bulb is ideal for illuminating residential areas, work spaces, or outside applications. Lasts 10 times longer than incandescents Durable and long-lasting Dims to desired output Daylight white color 1100 Lumens - 5000 Kelvin - Medium Base - 120 Volt - Satco S29813 LED A19 - 11 Watt - 75 Watt Equal - Daylight White | 5000 | 86 | 1100 | 100 | 25000 | 11 | 6 | 22.98 | 3.83 | 4.5004 | 2020Q3 | https://www.1000bulbs.com/product/203592/SATCO-S29813.html | 1000bulbs.com | 2020 | Yes
LED Lighting | Reflector | Manufacturer: Keystone Technologies | True |  | Reflector (Flood/Spot) | PAR20 | E26 (Medium) | Damp Location Rated,Wet Location Rated,Recessed Fixtures Damp Location Rated,Wet Location Rated,Recessed Fixtures Home > LED Light Bulbs > LED PAR Bulbs > LED PAR20 > Flood (40 Degree) > 2700K Warm White > 6 Watt Essential Series LED General Purpose PAR20 Flood Dimmable 500 Lumens 90 CRI 120V 2700K Product Specifications - Quick Reference Lamp Wattage: Working Voltage: 6 Watts 120 Volt Dimensions: Dimmability: 3.15" Dia. x 2.48" MOL YES - Dimmable CRI: Delivered Lumens: 90 CRI 500 Lumens Replaces: Certifications: 50 Watt Halogen ENERGY STAR, UL, RoHS Light Color: 2700K Warm White Warranty: 3 Year Limited Ideal for energy and maintenance savings, Keystone’s LED PAR lights offer a 25,000 hour lifespan and 80% energy savings over halogen equivalents. A U-shaped reflector maximizes brightness while precision crafted, full face optics provide precise beam control. Keystone's Essential Series offers multiple types of LED PAR lights to meet a variety of application needs. Depending on the fixture type, either a short or a long neck LED PAR bulb will be a better fit. Choose between narrow or standard flood options based on the desired beam angle for the application. UL listed for damp and wet locations, and suitable for enclosed fixtures, Keystone's PAR LED Flood Bulbs are ideal for use in indoor or outdoor applications. There is a wide range of wattage and lumen outputs available, as well as both 80 and 90 CRI options for a majority of the line. This Keystone Technologies KT-LED6PAR20-F-927 Essential Series Dimmable LED PAR20 Light Bulb produces a color temperature of 2700K warm white, operates on your existing 120V circuit and consumes just 6 watts of energy. These LED PAR20 lamps 50 watt halogen equivalent retrofit lights generate 500 lumens and have a Color Rendering Index (CRI) of 90. This bulb has a 40 degree beam angle and is considered a flood. Narrow flood options are also available. These 120 volt LED light bulbs fit fixtures with an E26 medium base. These LED PAR20 bulbs are dimmable but are CEC Title 20 Compliant. For Non-Dimmable versions, or NOT CEC compliant versions, please refer to the related products below. Can't find what you are looking for or need a quote for a large job? Give our customer service a call at 248-276-9640. The bulb's dimensions are 3.15 inches in diameter by 2.48 inches in length. The lens conceals the LEDs from sight and evenly distributes the light and with a durable plastic housing that lowers the risk for breakage. These PAR bulbs have full face optics for precise beam angle control. They are rated for use in wet locations. Click here to see the complete Keystone 6 Watt PAR20 Flood General Purpose Dimmable Specification Sheet. These bulbs Energy Star qualified and have a rated life of 25,000 hours or a 3 Year limited warranty. Typical Applications Typical applications for these PAR lamps include track lighting, display lighting, flood and spot lighting, and some outdoor light fixtures with suitable protection from the elements. Keystone Technologies 6 Watt Essential Series LED General Purpose PAR20 Flood Dimmable 500 Lumens 90 CRI 120V 2700K | 2700 | 94 | 500 | 83.3333 | 25000 | 6 | 1 | 6.07 | 6.07 | 7.1325 | 2020Q3 | https://www.greenelectricalsupply.com/6-watt-essential-series-led-general-purpose-par20-light-bulb-dimmable-500-lumens-90-cri-120v-2700k.aspx | Green Electrical Supply | 2020 | Yes
LED Lighting | Reflector | Manufacturer: Keystone Technologies | True |  | Reflector (Flood/Spot) | PAR20 | E26 (Medium) | Wet Location Rated,Damp Location Rated,Recessed Fixtures Wet Location Rated,Damp Location Rated,Recessed Fixtures Home > LED Light Bulbs > LED PAR Bulbs > LED PAR20 > Flood (40 Degree) > 3000K Warm White > 6 Watt Essential Series LED General Purpose PAR20 Flood Dimmable 500 Lumens 90 CRI 120V 3000K Product Specifications - Quick Reference Lamp Wattage: Working Voltage: 6 Watts 120 Volt Dimensions: Dimmability: 3.15" Dia. x 2.48" MOL YES - Dimmable CRI: Delivered Lumens: 90 CRI 500 Lumens Replaces: Certifications: 50 Watt Halogen ENERGY STAR, UL, RoHS Light Color: 3000K Warm White Warranty: 3 Year Limited Ideal for energy and maintenance savings, Keystone’s LED PAR lights offer a 25,000 hour lifespan and 80% energy savings over halogen equivalents. A U-shaped reflector maximizes brightness while precision crafted, full face optics provide precise beam control. Keystone's Essential Series offers multiple types of LED PAR lights to meet a variety of application needs. Depending on the fixture type, either a short or a long neck LED PAR bulb will be a better fit. Choose between narrow or standard flood options based on the desired beam angle for the application. UL listed for damp and wet locations, and suitable for enclosed fixtures, Keystone's PAR LED Flood Bulbs are ideal for use in indoor or outdoor applications. There is a wide range of wattage and lumen outputs available, as well as both 80 and 90 CRI options for a majority of the line. This Keystone Technologies KT-LED6PAR20-F-930 Essential Series Dimmable LED PAR20 Light Bulb produces a color temperature of 3000K warm white, operates on your existing 120V circuit and consumes just 6 watts of energy. These LED PAR20 lamps 50 watt halogen equivalent retrofit lights generate 500 lumens and have a Color Rendering Index (CRI) of 90. This bulb has a 40 degree beam angle and is considered a flood. Narrow flood options are also available. These 120 volt LED light bulbs fit fixtures with an E26 medium base. These LED PAR20 bulbs are dimmable but are CEC Title 20 Compliant. For Non-Dimmable versions, or NOT CEC compliant versions, please refer to the related products below. Can't find what you are looking for or need a quote for a large job? Give our customer service a call at 248-276-9640. The bulb's dimensions are 3.15 inches in diameter by 2.48 inches in length. The lens conceals the LEDs from sight and evenly distributes the light and with a durable plastic housing that lowers the risk for breakage. These PAR bulbs have full face optics for precise beam angle control. They are rated for use in wet locations. Click here to see the complete Keystone 6 Watt PAR20 Flood General Purpose Dimmable Specification Sheet. These bulbs Energy Star qualified and have a rated life of 25,000 hours or a 3 Year limited warranty. Typical Applications Typical applications for these PAR lamps include track lighting, display lighting, flood and spot lighting, and some outdoor light fixtures with suitable protection from the elements. Keystone Technologies 6 Watt Essential Series LED General Purpose PAR20 Flood Dimmable 500 Lumens 90 CRI 120V 3000K | 3000 | 91 | 500 | 83.3333 | 25000 | 6 | 1 | 6.07 | 6.07 | 7.1325 | 2020Q3 | https://www.greenelectricalsupply.com/6-watt-essential-series-led-general-purpose-par20-light-bulb-dimmable-500-lumens-90-cri-120v-3000k.aspx | Green Electrical Supply | 2020 | Yes
LED Lighting | Reflector | Manufacturer: Keystone Technologies | True |  | Reflector (Flood/Spot) | PAR20 | E26 (Medium) | Damp Location Rated,Wet Location Rated,Recessed Fixtures Damp Location Rated,Wet Location Rated,Recessed Fixtures Home > LED Light Bulbs > LED PAR Bulbs > LED PAR20 > Flood (40 Degree) > 4000K Cool White > 6 Watt Essential Series LED General Purpose PAR20 Flood Dimmable 500 Lumens 90 CRI 120V 4000K Product Specifications - Quick Reference Lamp Wattage: Working Voltage: 6 Watts 120 Volt Dimensions: Dimmability: 3.15" Dia. x 2.48" MOL YES - Dimmable CRI: Delivered Lumens: 90 CRI 500 Lumens Replaces: Certifications: 50 Watt Halogen ENERGY STAR, UL, RoHS Light Color: 4000K Cool White Warranty: 3 Year Limited Ideal for energy and maintenance savings, Keystone’s LED PAR lights offer a 25,000 hour lifespan and 80% energy savings over halogen equivalents. A U-shaped reflector maximizes brightness while precision crafted, full face optics provide precise beam control. Keystone's Essential Series offers multiple types of LED PAR lights to meet a variety of application needs. Depending on the fixture type, either a short or a long neck LED PAR bulb will be a better fit. Choose between narrow or standard flood options based on the desired beam angle for the application. UL listed for damp and wet locations, and suitable for enclosed fixtures, Keystone's PAR LED Flood Bulbs are ideal for use in indoor or outdoor applications. There is a wide range of wattage and lumen outputs available, as well as both 80 and 90 CRI options for a majority of the line. This Keystone Technologies KT-LED6PAR20-F-940 Essential Series Dimmable LED PAR20 Light Bulb produces a color temperature of 4000K cool white, operates on your existing 120V circuit and consumes just 6 watts of energy. These LED PAR20 lamps 50 watt halogen equivalent retrofit lights generate 500 lumens and have a Color Rendering Index (CRI) of 90. This bulb has a 40 degree beam angle and is considered a flood. Narrow flood options are also available. These 120 volt LED light bulbs fit fixtures with an E26 medium base. These LED PAR20 bulbs are dimmable but are CEC Title 20 Compliant. For Non-Dimmable versions, or NOT CEC compliant versions, please refer to the related products below. Can't find what you are looking for or need a quote for a large job? Give our customer service a call at 248-276-9640. The bulb's dimensions are 3.15 inches in diameter by 2.48 inches in length. The lens conceals the LEDs from sight and evenly distributes the light and with a durable plastic housing that lowers the risk for breakage. These PAR bulbs have full face optics for precise beam angle control. They are rated for use in wet locations. Click here to see the complete Keystone 6 Watt PAR20 Flood General Purpose Dimmable Specification Sheet. These bulbs Energy Star qualified and have a rated life of 25,000 hours or a 3 Year limited warranty. Typical Applications Typical applications for these PAR lamps include track lighting, display lighting, flood and spot lighting, and some outdoor light fixtures with suitable protection from the elements. Keystone Technologies 6 Watt Essential Series LED General Purpose PAR20 Flood Dimmable 500 Lumens 90 CRI 120V 4000K | 4000 | 92 | 525 | 87.5 | 25000 | 6 | 1 | 6.07 | 6.07 | 7.1325 | 2020Q3 | https://www.greenelectricalsupply.com/6-watt-essential-series-led-general-purpose-par20-light-bulb-dimmable-500-lumens-90-cri-120v-4000k.aspx | Green Electrical Supply | 2020 | Yes
LED Lighting | Reflector | Manufacturer: Keystone Technologies | True | Daylighting/Photocell, | Reflector (Flood/Spot) | PAR20 | E26 (Medium) | Damp Location Rated,Wet Location Rated,Recessed Fixtures Damp Location Rated,Wet Location Rated,Recessed Fixtures Home > LED Light Bulbs > LED PAR Bulbs > LED PAR20 > Flood (40 Degree) > 5000K Daylight > 6 Watt Essential Series LED General Purpose PAR20 Flood Dimmable 500 Lumens 90 CRI 120V 5000K Product Specifications - Quick Reference Lamp Wattage: Working Voltage: 6 Watts 120 Volt Dimensions: Dimmability: 3.15" Dia. x 2.48" MOL YES - Dimmable CRI: Delivered Lumens: 90 CRI 500 Lumens Replaces: Certifications: 50 Watt Halogen ENERGY STAR, UL, RoHS Light Color: 5000K Daylight Warranty: 3 Year Limited Ideal for energy and maintenance savings, Keystone’s LED PAR lights offer a 25,000 hour lifespan and 80% energy savings over halogen equivalents. A U-shaped reflector maximizes brightness while precision crafted, full face optics provide precise beam control. Keystone's Essential Series offers multiple types of LED PAR lights to meet a variety of application needs. Depending on the fixture type, either a short or a long neck LED PAR bulb will be a better fit. Choose between narrow or standard flood options based on the desired beam angle for the application. UL listed for damp and wet locations, and suitable for enclosed fixtures, Keystone's PAR LED Flood Bulbs are ideal for use in indoor or outdoor applications. There is a wide range of wattage and lumen outputs available, as well as both 80 and 90 CRI options for a majority of the line. This Keystone Technologies KT-LED6PAR20-F-950 Essential Series Dimmable LED PAR20 Light Bulb produces a color temperature of 5000K daylight, operates on your existing 120V circuit and consumes just 6 watts of energy. These LED PAR20 lamps 50 watt halogen equivalent retrofit lights generate 500 lumens and have a Color Rendering Index (CRI) of 90. This bulb has a 40 degree beam angle and is considered a flood. Narrow flood options are also available. These 120 volt LED light bulbs fit fixtures with an E26 medium base. These LED PAR20 bulbs are dimmable but are CEC Title 20 Compliant. For Non-Dimmable versions, or NOT CEC compliant versions, please refer to the related products below. Can't find what you are looking for or need a quote for a large job? Give our customer service a call at 248-276-9640. The bulb's dimensions are 3.15 inches in diameter by 2.48 inches in length. The lens conceals the LEDs from sight and evenly distributes the light and with a durable plastic housing that lowers the risk for breakage. These PAR bulbs have full face optics for precise beam angle control. They are rated for use in wet locations. Click here to see the complete Keystone 6 Watt PAR20 Flood General Purpose Dimmable Specification Sheet. These bulbs Energy Star qualified and have a rated life of 25,000 hours or a 3 Year limited warranty. Typical Applications Typical applications for these PAR lamps include track lighting, display lighting, flood and spot lighting, and some outdoor light fixtures with suitable protection from the elements. Keystone Technologies 6 Watt Essential Series LED General Purpose PAR20 Flood Dimmable 500 Lumens 90 CRI 120V 5000K | 5000 | 95 | 525 | 87.5 | 25000 | 6 | 1 | 6.07 | 6.07 | 7.1325 | 2020Q3 | https://www.greenelectricalsupply.com/6-watt-essential-series-led-general-purpose-par20-light-bulb-dimmable-500-lumens-90-cri-120v-5000k.aspx | Green Electrical Supply | 2020 | Yes
LED Lighting | Downlight | Manufacturer: Satco | True |  |  |  |  | Downlight Recessed Recessed, 8" Recessed Downlight Recessed Recessed, 8" Recessed Home > Closeout Fixtures and Light Bulbs > 8 Inch 20 Watt 1500 Lumen 120-277V Commercial High Hat Retrofit 3000K Product Specifications - Quick Reference Input Voltage: Wattage: 120-277 Volt AC 20 Watts Dimensions: Dimming: 7.75" Inside x 9.25" Outside 0-10V Dimming LED Color: 3000K Warm White Rated Life Span: Up To 50,000 Hours Initial Lumens: Lumens per Watt: 1500 Lumens 75 Lumens/Watt CRI: Certifications: 90 CRI UL, ENERGY STAR, RoHS Satco's commercial downlight high hat retrofits are a perfect choice for use in your existing 8 inch fluorescent recessed can applications. They are a convenient and energy-efficient solution for replacing traditional compact fluorescent commercial downlight light sources. Satco is integrating their solid state LED lighting within these commercial downlight high hat retrofits. This technology is able to offer the LEDs a longer life and a brighter light output with a high CRI. These LED retrofit cans offer a low up-front cost, and a quality light source to deliver an exceptional value for all your retrofit projects. This Satco S9796 (20WLED/CDL/8/30K/120-277) 3000 Kelvin (K) warm white LED light operates on the universal voltage of 120-277V and consumes just 20 watts. These LED retrofit commercial downlights generate 1,500 delivered lumens (or 75 Lumens Per Watt) and has a very high Color Rendering Index (CRI) of 90. This high CRI means that your colors are going to be more vibrant and true. The Satco S9796 8" commercial LED downlight retrofit (also called a commercial LED high hat retrofit) offers out-of-the-box dimming compatibility using 0-10 volt controls and is suitable for damp locations. These LED bulbs carry a 5 year limited warranty. For a full length of dimmer compatibility, please refer to the Satco Commercial Recessed Retrofit LED Downlight Specification Sheet. Instant on at full brightness and mercury free - environmentally positive - generates no IR or UV - protects valuable objects - these 8" recessed can retrofit LED fixtures are rated for 50,000 hours based on the L70 Standard. This commercial grade LED retrofit trim module is ENERGY STAR rated and supplied with optional retaining clips (part number 80-2674) in case the existing frame does not have adequate springs to secure the reflector. This quality retrofit is supplied with an external driver, for easy retrofit and maintenance, and the power supply features integral thermal protection. The one-piece design is quick and easy to install into existing recessed frames. Satco 8 Inch 20 Watt 1500 Lumen 120-277V Commercial High Hat Retrofit 3000K | 3000 | 93 | 1240 | 62 | 50000 | 20 | 1 | 79.34 | 79.34 | 93.2276 | 2020Q3 | https://www.greenelectricalsupply.com/8-inch-20-watt-high-hat-led-downlight-retrofit-3000k.aspx | Green Electrical Supply | 2020 | Yes
LED Lighting | Downlight | Manufacturer: MaxLite | True |  |  | LED Retrofit Kit | LED Retrofit Kit | Downlight Solid State Retrofit Recessed, 8" Recessed Downlight Solid State Retrofit Recessed, 8" Recessed Home > LED Indoor Light Fixtures > LED Downlights and Trims > 8 Inch Retrofits > Round > Color Selectable > 8 Inch 22 Watt Color Selectable LED Universal Downlight Fixture and Retrofit 3000K/3500K/4000K Product Specifications - Quick Reference Lamp Wattage: Working Voltage: 22 Watts 120-277 Volt Dimensions: Rated Life: 7.5" Inner Dia x 4.43" H 50,000 Hours Delivered Lumens: 2,120 Lumens Dimmable: YES: TRIAC (120V Only) Light Color: CRI: 3000/3500/4000K 80 CRI Certifications: Warranty: RoHS, ENERGY STAR 5 Year Limited The Color Selectable Universal Downlight Fixture and Retrofit from MaxLite is an economical, all-in-one solution for adding recessed downlighting to hospitality, retail, office and other commercial lighting applications. The downlight is designed with an integral whip, which connects directly to a junction box (existing or independently mounted), and a universal driver that eliminates the need for a traditional recessed housing, saving installers time and money. Simply connect the light and use the incorporated spring mounting to place it into the ceiling - no can, bulb or extra labor required! This downlight is easy to install for new construction, remodel, and retrofit projects. The downlight has a slim body that fits into shallow ceilings. Its white baffle trim blends seamlessly into interiors. The newest generation further simplifies product choice by combining 3 CCTs in one product. The MaxLite RCF822CSW (14099881) is color selectable and can switch between 3000K Warm White, 3500K Bright White, and 4000K Cool White with a CCT selection switch located on top of the fixture. This LED downlight operates on the universal voltage of 120-277V and consumes just 22 watts while generating 2120 delivered lumens (or 97 Lumens Per Watt) and has a Color Rendering Index (CRI) of 80. The MaxLite RCF822CSW 8 inch LED downlight fixture offers out-of-the-box dimming compatibility using TRIAC controls, on the 120V only, and is suitable for damp locations. These LED lights carry a 5 year limited warranty. Click here to see the complete MaxLite Color Selectable RCF Universal LED Downlight Specification Sheet. Instant on at full brightness and mercury free - environmentally positive - generates no IR or UV - protects valuable objects - these 8 inch recessed can retrofit LED fixtures are rated for 50,000 hours based on the L70 Standard. Typical applications for the MaxLite RCF822CSW 22 watt 8" LED down light retrofit fixtures include commercial atriums, soffets, living room, and general decorative indoor lighting in residential, office, retail, restaurant, school, hospital and hotel/motel locations. Click here to see the complete MaxLite Color Selectable RCF Universal LED Downlight Installation Instructions. MaxLite 8 Inch 22 Watt Color Selectable LED Universal Downlight Fixture and Retrofit 3000K/3500K/4000K | 2700 | 83 | 1250 | 83.3333 | 40000 | 15 | 1 | 44.61 | 44.61 | 52.4185 | 2020Q3 | https://www.greenelectricalsupply.com/8-inch-22w-color-selectable-led-downlight-retrofit-3000k-3500k-4000k.aspx | Green Electrical Supply | 2020 | Yes
LED Lighting | Downlight | Manufacturer: Satco | True |  |  |  |  | Downlight Recessed Recessed, 8" Recessed Downlight Recessed Recessed, 8" Recessed Home > LED Indoor Light Fixtures > LED Downlights and Trims > 8 Inch Retrofits > Round > 3000K Warm White > 8 Inch 24 Watt Round Low Profile Edge Lit LED Downlight White Trim 90 CRI 3000K Warm White Product Specifications - Quick Reference Lamp Wattage: Working Voltage: 24 Watts 120 Volt Beam Degree: Rated Life: 108 Degree Beam Angle 50,000 Hours Lumen Output: Dimmable: 1800 Lumens Yes Finish Color: Installation: White Direct Wire Light Color: CRI: 3000K Warm White 90 CRI Certifications: Warranty: Title 24, Wet Location 5 Year Limited Founded in 1966, Satco is well known as a premier supplier of a variety of lighting products. Satco's extensive catalog includes nearly everything you may be looking for, including these low profile edge lit LED downlight retrofits. Satco's line of Slim LED downlight retrofits come in 4 inch versions as well as 6 and 8 inch versions, all are available in round or square fixtures. These downlight kits have a slim profile and an external remote driver that offers almost limitless installation options. These are perfect for renovations with tight or hard to reach spaces - as little as 1 inch height clearance is required. This is the Satco S11606 (24WLED/DW/EL/8/930/RND/RD), a round dimmable 8" low profile recessed 3000K Warm White LED Retrofit with a White Baffle and White Trim Ring. Satco's Slim Edge Lit Retrofit LED Downlights are ultra-efficient, super-easy and very affordable. These low profile wafer LED downlight kits provide 1800 lumens of brilliant illumination but only requires 24 watts of energy use. These dedicated 120 volt trims meet ENERGY STAR requirements, as well as being Wet Location Rated, and Title 24 certified. The S11606 from Satco does not require a recessed can and are air-tight for safe use with insulated or non-insulated ceilings. The external driver, or j-box, makes for easy placement and installation, as well as easy install spring clips that are included with each fixture. This LED downlight has an incredible CRI of 90! All your colors will stand out under this light. The Satco Low Profile Downlight Retrofit Series has many different application uses including: healthcare, hospitality, office, property management, residential, and retail. Click here to see the complete Satco Low Profile Edge Lit LED Downlight Specification Sheet. Satco 8 Inch 24 Watt Round Low Profile Edge Lit LED Downlight White Trim 90 CRI 3000K Warm White | 4000 | 93 | 1800 | 75 | 50000 | 24 | 1 | 40.95 | 40.95 | 48.1178 | 2020Q3 | https://www.greenelectricalsupply.com/8-inch-24-watt-round-low-profile-edge-lit-led-downlight-white-trim-90-cri-3000k-warm-white.aspx | Green Electrical Supply | 2020 | Yes
LED Lighting | Downlight | Manufacturer: Satco | True |  |  |  |  | Downlight Recessed Recessed, 8" Recessed Downlight Recessed Recessed, 8" Recessed Home > LED Indoor Light Fixtures > LED Downlights and Trims > 8 Inch Retrofits > Square > 3000K Warm White > 8 Inch 24 Watt Square Low Profile Edge Lit LED Downlight White Trim 90 CRI 3000K Warm White Product Specifications - Quick Reference Lamp Wattage: Working Voltage: 24 Watts 120 Volt Beam Degree: Rated Life: 108 Degree Beam Angle 50,000 Hours Lumen Output: Dimmable: 1700 Lumens Yes Finish Color: Installation: White Direct Wire Light Color: CRI: 3000K Warm White 90 CRI Certifications: Warranty: Title 24, Wet Location 5 Year Limited Founded in 1966, Satco is well known as a premier supplier of a variety of lighting products. Satco's extensive catalog includes nearly everything you may be looking for, including these low profile edge lit LED downlight retrofits. Satco's line of Slim LED downlight retrofits come in 4 inch versions as well as 6 and 8 inch versions, all are available in round or square fixtures. These downlight kits have a slim profile and an external remote driver that offers almost limitless installation options. These are perfect for renovations with tight or hard to reach spaces - as little as 1 inch height clearance is required. This is the Satco S11615 (24WLED/DW/EL/8/930/SQ/RD), a square dimmable 8" low profile recessed 3000K Warm White LED Retrofit with a White Baffle and White Trim Ring. Satco's Slim Edge Lit Retrofit LED Downlights are ultra-efficient, super-easy and very affordable. These low profile wafer LED downlight kits provide 1700 lumens of brilliant illumination but only requires 24 watts of energy use. These dedicated 120 volt trims meet ENERGY STAR requirements, as well as being Wet Location Rated, and Title 24 certified. The S11615 from Satco does not require a recessed can and are air-tight for safe use with insulated or non-insulated ceilings. The external driver, or j-box, makes for easy placement and installation, as well as easy install spring clips that are included with each fixture. This LED downlight has an incredible CRI of 90! All your colors will stand out under this light. The Satco Low Profile Downlight Retrofit Series has many different application uses including: healthcare, hospitality, office, property management, residential, and retail. Click here to see the complete Satco Low Profile Edge Lit LED Downlight Specification Sheet. Satco 8 Inch 24 Watt Square Low Profile Edge Lit LED Downlight White Trim 90 CRI 3000K Warm White | 3000 | 91 | 1700 | 70.8333 | 50000 | 24 | 1 | 42.95 | 42.95 | 50.4679 | 2020Q3 | https://www.greenelectricalsupply.com/8-inch-24-watt-square-low-profile-edge-lit-led-downlight-white-trim-90-cri-3000k-warm-white.aspx | Green Electrical Supply | 2020 | Yes
LED Lighting | Downlight | Manufacturer: Satco | True |  |  |  |  | Downlight Recessed Recessed, 8" Recessed Downlight Recessed Recessed, 8" Recessed Home > LED Indoor Light Fixtures > LED Downlights and Trims > 8 Inch Retrofits > Square > 4000K Cool White > 8 Inch 24 Watt Square Low Profile Edge Lit LED Downlight White Trim 90 CRI 4000K Cool White Product Specifications - Quick Reference Lamp Wattage: Working Voltage: 24 Watts 120 Volt Beam Degree: Rated Life: 108 Degree Beam Angle 50,000 Hours Lumen Output: Dimmable: 1700 Lumens Yes Finish Color: Installation: White Direct Wire Light Color: CRI: 4000K Cool White 90 CRI Certifications: Warranty: Title 24, Wet Location 5 Year Limited Founded in 1966, Satco is well known as a premier supplier of a variety of lighting products. Satco's extensive catalog includes nearly everything you may be looking for, including these low profile edge lit LED downlight retrofits. Satco's line of Slim LED downlight retrofits come in 4 inch versions as well as 6 and 8 inch versions, all are available in round or square fixtures. These downlight kits have a slim profile and an external remote driver that offers almost limitless installation options. These are perfect for renovations with tight or hard to reach spaces - as little as 1 inch height clearance is required. This is the Satco S11616 (24WLED/DW/EL/8/940/SQ/RD), a square dimmable 8" low profile recessed 4000K Cool White LED Retrofit with a White Baffle and White Trim Ring. Satco's Slim Edge Lit Retrofit LED Downlights are ultra-efficient, super-easy and very affordable. These low profile wafer LED downlight kits provide 1700 lumens of brilliant illumination but only requires 24 watts of energy use. These dedicated 120 volt trims meet ENERGY STAR requirements, as well as being Wet Location Rated, and Title 24 certified. The S11616 from Satco does not require a recessed can and are air-tight for safe use with insulated or non-insulated ceilings. The external driver, or j-box, makes for easy placement and installation, as well as easy install spring clips that are included with each fixture. This LED downlight has an incredible CRI of 90! All your colors will stand out under this light. The Satco Low Profile Downlight Retrofit Series has many different application uses including: healthcare, hospitality, office, property management, residential, and retail. Click here to see the complete Satco Low Profile Edge Lit LED Downlight Specification Sheet. Satco 8 Inch 24 Watt Square Low Profile Edge Lit LED Downlight White Trim 90 CRI 4000K Cool White | 4000 | 92 | 1700 | 70.8333 | 50000 | 24 | 1 | 42.95 | 42.95 | 50.4679 | 2020Q3 | https://www.greenelectricalsupply.com/8-inch-24-watt-square-low-profile-edge-lit-led-downlight-white-trim-90-cri-4000k-cool-white.aspx | Green Electrical Supply | 2020 | Yes
LED Lighting | Downlight | Manufacturer: Satco | True | Daylighting/Photocell, |  |  |  | Downlight Recessed Recessed, 8" Recessed Downlight Recessed Recessed, 8" Recessed Home > LED Indoor Light Fixtures > LED Downlights and Trims > 8 Inch Retrofits > Square > 5000K Daylight > 8 Inch 24 Watt Square Low Profile Edge Lit LED Downlight White Trim 90 CRI 5000K Daylight Product Specifications - Quick Reference Lamp Wattage: Working Voltage: 24 Watts 120 Volt Beam Degree: Rated Life: 108 Degree Beam Angle 50,000 Hours Lumen Output: Dimmable: 1700 Lumens Yes Finish Color: Installation: White Direct Wire Light Color: CRI: 5000K Daylight 90 CRI Certifications: Warranty: Title 24, Wet Location 5 Year Limited Founded in 1966, Satco is well known as a premier supplier of a variety of lighting products. Satco's extensive catalog includes nearly everything you may be looking for, including these low profile edge lit LED downlight retrofits. Satco's line of Slim LED downlight retrofits come in 4 inch versions as well as 6 and 8 inch versions, all are available in round or square fixtures. These downlight kits have a slim profile and an external remote driver that offers almost limitless installation options. These are perfect for renovations with tight or hard to reach spaces - as little as 1 inch height clearance is required. This is the Satco S11617 (24WLED/DW/EL/8/950/SQ/RD), a square dimmable 8" low profile recessed 5000K Daylight LED Retrofit with a White Baffle and White Trim Ring. Satco's Slim Edge Lit Retrofit LED Downlights are ultra-efficient, super-easy and very affordable. These low profile wafer LED downlight kits provide 1700 lumens of brilliant illumination but only requires 24 watts of energy use. These dedicated 120 volt trims meet ENERGY STAR requirements, as well as being Wet Location Rated, and Title 24 certified. The S11617 from Satco does not require a recessed can and are air-tight for safe use with insulated or non-insulated ceilings. The external driver, or j-box, makes for easy placement and installation, as well as easy install spring clips that are included with each fixture. This LED downlight has an incredible CRI of 90! All your colors will stand out under this light. The Satco Low Profile Downlight Retrofit Series has many different application uses including: healthcare, hospitality, office, property management, residential, and retail. Click here to see the complete Satco Low Profile Edge Lit LED Downlight Specification Sheet. Satco 8 Inch 24 Watt Square Low Profile Edge Lit LED Downlight White Trim 90 CRI 5000K Daylight | 5000 | 94 | 1700 | 70.8333 | 50000 | 24 | 1 | 42.95 | 42.95 | 50.4679 | 2020Q3 | https://www.greenelectricalsupply.com/8-inch-24-watt-square-low-profile-edge-lit-led-downlight-white-trim-90-cri-5000k-daylight.aspx | Green Electrical Supply | 2020 | Yes
LED Lighting | Downlight | Manufacturer: Satco | True |  |  |  |  | Downlight Recessed Recessed, 8" Recessed Downlight Recessed Recessed, 8" Recessed Home > Closeout Fixtures and Light Bulbs > 8 Inch 30 Watt 2000 Lumen 120-277V Commercial High Hat Retrofit 3000K Product Specifications - Quick Reference Input Voltage: Wattage: 120-277 Volt AC 30 Watts Dimensions: Dimming: 7.75" Inside x 9.25" Outside 0-10V Dimming LED Color: 3000K Warm White Rated Life Span: Up To 50,000 Hours Initial Lumens: Lumens per Watt: 2000 Lumens 66 Lumens/Watt CRI: Certifications: 90 CRI UL, ENERGY STAR, RoHS Satco's commercial downlight high hat retrofits are a perfect choice for use in your existing 8 inch fluorescent recessed can applications. They are a convenient and energy-efficient solution for replacing traditional compact fluorescent commercial downlight light sources. Satco is integrating their solid state LED lighting within these commercial downlight high hat retrofits. This technology is able to offer the LEDs a longer life and a brighter light output with a high CRI. These LED retrofit cans offer a low up-front cost, and a quality light source to deliver an exceptional value for all your retrofit projects. This Satco S9797 (30WLED/CDL/8/30K/120-277) 3000 Kelvin (K) warm white LED light operates on the universal voltage of 120-277V and consumes just 30 watts. These LED retrofit commercial downlights generate 2,000 delivered lumens (or 66 Lumens Per Watt) and has a very high Color Rendering Index (CRI) of 90. This high CRI means that your colors are going to be more vibrant and true. The Satco S9797 8" commercial LED downlight retrofit (also called a commercial LED high hat retrofit) offers out-of-the-box dimming compatibility using 0-10 volt controls and is suitable for damp locations. These LED bulbs carry a 5 year limited warranty. For a full length of dimmer compatibility, please refer to the Satco Commercial Recessed Retrofit LED Downlight Specification Sheet. Instant on at full brightness and mercury free - environmentally positive - generates no IR or UV - protects valuable objects - these 8" recessed can retrofit LED fixtures are rated for 50,000 hours based on the L70 Standard. This commercial grade LED retrofit trim module is ENERGY STAR rated and supplied with optional retaining clips (part number 80-2674) in case the existing frame does not have adequate springs to secure the reflector. This quality retrofit is supplied with an external driver, for easy retrofit and maintenance, and the power supply features integral thermal protection. The one-piece design is quick and easy to install into existing recessed frames. Satco 8 Inch 30 Watt 2000 Lumen 120-277V Commercial High Hat Retrofit 3000K | 3000 | 92 | 1680 | 60 | 50000 | 28 | 1 | 79.82 | 79.82 | 93.7916 | 2020Q3 | https://www.greenelectricalsupply.com/8-inch-30-watt-high-hat-led-downlight-retrofit-3000k.aspx | Green Electrical Supply | 2020 | Yes
LED Lighting | Downlight | Manufacturer: Satco | True | Daylighting/Photocell, |  |  |  | Downlight Recessed Recessed, 8" Recessed Downlight Recessed Recessed, 8" Recessed Home > LED Indoor Light Fixtures > LED Downlights and Trims > 8 Inch Retrofits > Round > Color Selectable > 8 Inch Silver Commercial LED Wattage and Color Selectable Downlight 120-277V Product Specifications - Quick Reference Lamp Wattage: Working Voltage: 19/26/32 Watts 120-277 Volt Dimensions: Rated Life: 4.65" W x 2.69" H 50,000 Hours Lumens: 1600/2000/2450 Lumens Dimmable: Yes - 0-10V Dimming Color Temperature: CRI: 27K/3K/35K/4K/5K 80 CRI Certifications: Warranty: RoHS, Damp Location 5 Year Limited Satco's commercial LED downlights have Color Quick technology, or selectable color temperature, as well as selectable wattage and lumen output. These LED downlights feature a remote driver and J box with knockouts as well as a quick connect feature for easy installation. These downlights can switch between 5 different color temperatures as well as three different wattages or lumen outputs per downlight. They come in either a 4 inch, 6 inch, 8 inch, or 10 inch version to fit nearly every application. They are also featured in a white finish for residential applications or a silver finish for more commercial applications. New construction is also easy with the available mounting plate. Please see related products for different options. The 4 inch LED Downlight Satco S11816 (32WLED/CDL/8/ADJ-CCT/40D) is color selectable and can switch between five different color temperatures including: 2700K Soft White, 3000K Warm White, 3500K Bright White, 4000K Cool White and 5000K Daylight with a CCT selection switch located on the remote driver. This LED downlight operates on the universal voltage of 120-277V and is also wattage/lumen adjustable controlled by the same switch on the driver. The S11816 can switch between 19 watts, 26 watts, and 32 watts, for 1600 lumens, 2000 lumens, and 2450 lumens respectively and has a Color Rendering Index (CRI) of 80. The Satco 8 inch LED downlight fixture is dimmable via 0-10v dimming and is suitable for damp locations. This LED Downlight has a silver finish. These LED lights carry a 5 year limited warranty. Click here to see the complete Satco 8 Inch Color and Wattage Selectable LED Downlight Specification Sheet. Instant on at full brightness and mercury free - environmentally positive - generates no IR or UV - protects valuable objects - these 4 inch recessed can retrofit LED fixtures are rated for 50,000 hours and lawful for sale in California. Typical applications for the Satco commercial LED downlights with Color Quick technology include retrofit or new construction applications, office lighting, retail fixtures, hospitality buildings, and healthcare buildings. Have a large job or can't find what you are looking for? Contact our customer service at 248-276-9640 and we will be happy to help. Satco 8 Inch Silver Commercial LED Wattage and Color Selectable Downlight 120-277V | 2700 | 85 | 2450 | 76.5625 | 50000 | 32 | 1 | 84.95 | 84.95 | 99.8195 | 2020Q3 | https://www.greenelectricalsupply.com/8-led-selectable-downlight-slv.aspx | Green Electrical Supply | 2020 | Yes
LED Lighting | Downlight | Manufacturer: Satco | True | Daylighting/Photocell, |  |  |  | Downlight Recessed Recessed, 8" Recessed Downlight Recessed Recessed, 8" Recessed Home > LED Indoor Light Fixtures > LED Downlights and Trims > 8 Inch Retrofits > Round > Color Selectable > 8 Inch White Commercial LED Wattage and Color Selectable Downlight 120-277V Product Specifications - Quick Reference Lamp Wattage: Working Voltage: 19/26/32 Watts 120-277 Volt Dimensions: Rated Life: 4.65" W x 2.69" H 50,000 Hours Lumens: 1600/2000/2450 Lumens Dimmable: Yes - 0-10V Dimming Color Temperature: CRI: 27K/3K/35K/4K/5K 80 CRI Certifications: Warranty: RoHS, Damp Location 5 Year Limited Satco's commercial LED downlights have Color Quick technology, or selectable color temperature, as well as selectable wattage and lumen output. These LED downlights feature a remote driver and J box with knockouts as well as a quick connect feature for easy installation. These downlights can switch between 5 different color temperatures as well as three different wattages or lumen outputs per downlight. They come in either a 4 inch, 6 inch, 8 inch, or 10 inch version to fit nearly every application. They are also featured in a white finish for residential applications or a silver finish for more commercial applications. New construction is also easy with the available mounting plate. Please see related products for different options. The 4 inch LED Downlight Satco S11812 (32WLED/CDL/8/ADJ-CCT/80D) is color selectable and can switch between five different color temperatures including: 2700K Soft White, 3000K Warm White, 3500K Bright White, 4000K Cool White and 5000K Daylight with a CCT selection switch located on the remote driver. This LED downlight operates on the universal voltage of 120-277V and is also wattage/lumen adjustable controlled by the same switch on the driver. The S11812 can switch between 19 watts, 26 watts, and 32 watts, for 1600 lumens, 2000 lumens, and 2450 lumens respectively and has a Color Rendering Index (CRI) of 80. The Satco 8 inch LED downlight fixture is dimmable via 0-10v dimming and is suitable for damp locations. This LED Downlight has a white finish. These LED lights carry a 5 year limited warranty. Click here to see the complete Satco 8 Inch Color and Wattage Selectable LED Downlight Specification Sheet. Instant on at full brightness and mercury free - environmentally positive - generates no IR or UV - protects valuable objects - these 4 inch recessed can retrofit LED fixtures are rated for 50,000 hours and lawful for sale in California. Typical applications for the Satco commercial LED downlights with Color Quick technology include retrofit or new construction applications, office lighting, retail fixtures, hospitality buildings, and healthcare buildings. Have a large job or can't find what you are looking for? Contact our customer service at 248-276-9640 and we will be happy to help. Satco 8 Inch White Commercial LED Wattage and Color Selectable Downlight 120-277V | 2700 | 85 | 2450 | 76.5625 | 50000 | 32 | 1 | 72.95 | 72.95 | 85.7191 | 2020Q3 | https://www.greenelectricalsupply.com/8-led-selectable-downlight-wh.aspx | Green Electrical Supply | 2020 | Yes
LED Lighting | Reflector | Manufacturer: Keystone Technologies | True |  | Reflector (Flood/Spot) | BR30 | E26 (Medium) | Damp Location Rated,Recessed Fixtures Damp Location Rated,Recessed Fixtures Home > LED Light Bulbs > LED Reflector Bulbs > LED BR30 > 2700K Warm White > 8 Watt Essential Series LED Reflector BR30 Light Bulb Dimmable 700 Lumens 90 CRI Base 120V 2700K Product Specifications - Quick Reference Lamp Wattage: Working Voltage: 8 Watts 120 Volt Dimensions: Dimmability: 3.78" Dia. x 5.28" MOL YES - Dimmable CRI: Delivered Lumens: 90 CRI 700 Lumens Replaces: Certifications: 65 Watt Halogen ENERGY STAR, UL, RoHS Light Color: 2700K Warm White Warranty: 2 Year Limited Keystone Technologies flood reflector LED bulbs are ideal for replacing halogen equivalents, offering a longer lifespan of 15,000 hours and up to 80% energy savings. Keystone’s Reflector LED Flood Bulbs feature a long neck and wide beam angle, producing soft-edged, directional lighting with minimal shadowing. With smooth, uniform dimming, the Essential Series LED reflectors are a great choice for use with indoor recessed downlights and other indoor applications. This Keystone Technologies KT-LED8BR30-927 Essential Series Dimmable LED BR30 Light Bulb produces a color temperature of 2700K warm white, operates on your existing 120V circuit and consumes just 8 watts of energy. These LED BR30 lamps 65 watt halogen equivalent retrofit lights generate 700 lumens and have a Color Rendering Index (CRI) of 90. They are energy efficient and have 80% energy savings over legacy equivalents, as well as a lower heat generation. This bulb has a 120 degree beam angle with a smooth diffused lens for a comfortable glare free performance. These 120 volt LED light bulbs fit fixtures with an E26 medium base. These LED BR30 bulbs are dimmable and are CEC Title 20 Compliant. For Non CEC compliant versions, please refer to the related products below. Can't find what you are looking for or need a quote for a large job? Give our customer service a call at 248-276-9640. The bulb's dimensions are 3.78 inches in diameter by 5.28 inches in length. The lens conceals the LEDs from sight and evenly distributes the light and with a durable plastic housing that lowers the risk for breakage. These reflector bulbs have a long life that minimizes replacement and maintenance costs. The operating temperature range is -4 degrees F to 95 degrees F. Click here to see the complete Keystone 8 Watt BR30 General Purpose Dimmable Specification Sheet. These bulbs Energy Star qualified and have a rated life of 15,000 hours or a 2 Year limited warranty. Typical Applications Typical applications for these reflector lamps include track lighting, recessed downlights, pendant lighting, and surface mount ceiling fixtures. They are rated for use in enclosed fixtures. Keystone Technologies 8 Watt Essential Series LED Reflector BR30 Light Bulb Dimmable 700 Lumens 90 CRI Base 120V 2700K | 2700 | 92 | 700 | 87.5 | 25000 | 8 | 1 | 6.97 | 6.97 | 8.19 | 2020Q3 | https://www.greenelectricalsupply.com/8-watt-essential-series-led-reflector-br30-light-bulb-dimmable-700-lumens-90-cri-base-120v-2700k.aspx | Green Electrical Supply | 2020 | Yes
LED Lighting | Reflector | Manufacturer: Keystone Technologies | True |  | Reflector (Flood/Spot) | BR30 | E26 (Medium) | Damp Location Rated,Recessed Fixtures Damp Location Rated,Recessed Fixtures Home > LED Light Bulbs > LED Reflector Bulbs > LED BR30 > 3000K Warm White > 8 Watt Essential Series LED Reflector BR30 Light Bulb Dimmable 700 Lumens 90 CRI Base 120V 3000K Product Specifications - Quick Reference Lamp Wattage: Working Voltage: 8 Watts 120 Volt Dimensions: Dimmability: 3.78" Dia. x 5.28" MOL YES - Dimmable CRI: Delivered Lumens: 90 CRI 700 Lumens Replaces: Certifications: 65 Watt Halogen ENERGY STAR, UL, RoHS Light Color: 3000K Warm White Warranty: 2 Year Limited Keystone Technologies flood reflector LED bulbs are ideal for replacing halogen equivalents, offering a longer lifespan of 15,000 hours and up to 80% energy savings. Keystone’s Reflector LED Flood Bulbs feature a long neck and wide beam angle, producing soft-edged, directional lighting with minimal shadowing. With smooth, uniform dimming, the Essential Series LED reflectors are a great choice for use with indoor recessed downlights and other indoor applications. This Keystone Technologies KT-LED8BR30-930 Essential Series Dimmable LED BR30 Light Bulb produces a color temperature of 3000K warm white, operates on your existing 120V circuit and consumes just 8 watts of energy. These LED BR30 lamps 65 watt halogen equivalent retrofit lights generate 700 lumens and have a Color Rendering Index (CRI) of 90. They are energy efficient and have 80% energy savings over legacy equivalents, as well as a lower heat generation. This bulb has a 120 degree beam angle with a smooth diffused lens for a comfortable glare free performance. These 120 volt LED light bulbs fit fixtures with an E26 medium base. These LED BR30 bulbs are dimmable and are CEC Title 20 Compliant. For Non CEC compliant versions, please refer to the related products below. Can't find what you are looking for or need a quote for a large job? Give our customer service a call at 248-276-9640. The bulb's dimensions are 3.78 inches in diameter by 5.28 inches in length. The lens conceals the LEDs from sight and evenly distributes the light and with a durable plastic housing that lowers the risk for breakage. These reflector bulbs have a long life that minimizes replacement and maintenance costs. The operating temperature range is -4 degrees F to 95 degrees F. Click here to see the complete Keystone 8 Watt BR30 General Purpose Dimmable Specification Sheet. These bulbs Energy Star qualified and have a rated life of 15,000 hours or a 2 Year limited warranty. Typical Applications Typical applications for these reflector lamps include track lighting, recessed downlights, pendant lighting, and surface mount ceiling fixtures. They are rated for use in enclosed fixtures. Keystone Technologies 8 Watt Essential Series LED Reflector BR30 Light Bulb Dimmable 700 Lumens 90 CRI Base 120V 3000K | 3000 | 94 | 700 | 87.5 | 25000 | 8 | 1 | 6.97 | 6.97 | 8.19 | 2020Q3 | https://www.greenelectricalsupply.com/8-watt-essential-series-led-reflector-br30-light-bulb-dimmable-700-lumens-90-cri-base-120v-3000k.aspx | Green Electrical Supply | 2020 | Yes
LED Lighting | Reflector | Manufacturer: Keystone Technologies | True |  | Reflector (Flood/Spot) | BR30 | E26 (Medium) | Damp Location Rated,Recessed Fixtures Damp Location Rated,Recessed Fixtures Home > LED Light Bulbs > LED Reflector Bulbs > LED BR30 > 4000K Cool White > 8 Watt Essential Series LED Reflector BR30 Light Bulb Dimmable 700 Lumens 90 CRI Base 120V 4000K Product Specifications - Quick Reference Lamp Wattage: Working Voltage: 8 Watts 120 Volt Dimensions: Dimmability: 3.78" Dia. x 5.28" MOL YES - Dimmable CRI: Delivered Lumens: 90 CRI 700 Lumens Replaces: Certifications: 65 Watt Halogen ENERGY STAR, UL, RoHS Light Color: 4000K Cool White Warranty: 2 Year Limited Keystone Technologies flood reflector LED bulbs are ideal for replacing halogen equivalents, offering a longer lifespan of 15,000 hours and up to 80% energy savings. Keystone’s Reflector LED Flood Bulbs feature a long neck and wide beam angle, producing soft-edged, directional lighting with minimal shadowing. With smooth, uniform dimming, the Essential Series LED reflectors are a great choice for use with indoor recessed downlights and other indoor applications. This Keystone Technologies KT-LED8BR30-940 Essential Series Dimmable LED BR30 Light Bulb produces a color temperature of 4000K cool white, operates on your existing 120V circuit and consumes just 8 watts of energy. These LED BR30 lamps 65 watt halogen equivalent retrofit lights generate 700 lumens and have a Color Rendering Index (CRI) of 90. They are energy efficient and have 80% energy savings over legacy equivalents, as well as a lower heat generation. This bulb has a 120 degree beam angle with a smooth diffused lens for a comfortable glare free performance. These 120 volt LED light bulbs fit fixtures with an E26 medium base. These LED BR30 bulbs are dimmable and are CEC Title 20 Compliant. For Non CEC compliant versions, please refer to the related products below. Can't find what you are looking for or need a quote for a large job? Give our customer service a call at 248-276-9640. The bulb's dimensions are 3.78 inches in diameter by 5.28 inches in length. The lens conceals the LEDs from sight and evenly distributes the light and with a durable plastic housing that lowers the risk for breakage. These reflector bulbs have a long life that minimizes replacement and maintenance costs. The operating temperature range is -4 degrees F to 95 degrees F. Click here to see the complete Keystone 8 Watt BR30 General Purpose Dimmable Specification Sheet. These bulbs Energy Star qualified and have a rated life of 15,000 hours or a 2 Year limited warranty. Typical Applications Typical applications for these reflector lamps include track lighting, recessed downlights, pendant lighting, and surface mount ceiling fixtures. They are rated for use in enclosed fixtures. Keystone Technologies 8 Watt Essential Series LED Reflector BR30 Light Bulb Dimmable 700 Lumens 90 CRI Base 120V 4000K | 4000 | 92 | 700 | 87.5 | 25000 | 8 | 1 | 6.97 | 6.97 | 8.19 | 2020Q3 | https://www.greenelectricalsupply.com/8-watt-essential-series-led-reflector-br30-light-bulb-dimmable-700-lumens-90-cri-base-120v-4000k.aspx | Green Electrical Supply | 2020 | Yes
LED Lighting | Reflector | Manufacturer: Keystone Technologies | True | Daylighting/Photocell, | Reflector (Flood/Spot) | BR30 | E26 (Medium) | Damp Location Rated,Recessed Fixtures Damp Location Rated,Recessed Fixtures Home > LED Light Bulbs > LED Reflector Bulbs > LED BR30 > 5000K Daylight > 8 Watt Essential Series LED Reflector BR30 Light Bulb Dimmable 700 Lumens 90 CRI Base 120V 5000K Product Specifications - Quick Reference Lamp Wattage: Working Voltage: 8 Watts 120 Volt Dimensions: Dimmability: 3.78" Dia. x 5.28" MOL YES - Dimmable CRI: Delivered Lumens: 90 CRI 700 Lumens Replaces: Certifications: 65 Watt Halogen ENERGY STAR, UL, RoHS Light Color: 5000K Daylight Warranty: 2 Year Limited Keystone Technologies flood reflector LED bulbs are ideal for replacing halogen equivalents, offering a longer lifespan of 15,000 hours and up to 80% energy savings. Keystone’s Reflector LED Flood Bulbs feature a long neck and wide beam angle, producing soft-edged, directional lighting with minimal shadowing. With smooth, uniform dimming, the Essential Series LED reflectors are a great choice for use with indoor recessed downlights and other indoor applications. This Keystone Technologies KT-LED8BR30-950 Essential Series Dimmable LED BR30 Light Bulb produces a color temperature of 5000K daylight, operates on your existing 120V circuit and consumes just 8 watts of energy. These LED BR30 lamps 65 watt halogen equivalent retrofit lights generate 700 lumens and have a Color Rendering Index (CRI) of 90. They are energy efficient and have 80% energy savings over legacy equivalents, as well as a lower heat generation. This bulb has a 120 degree beam angle with a smooth diffused lens for a comfortable glare free performance. These 120 volt LED light bulbs fit fixtures with an E26 medium base. These LED BR30 bulbs are dimmable and are CEC Title 20 Compliant. For Non CEC compliant versions, please refer to the related products below. Can't find what you are looking for or need a quote for a large job? Give our customer service a call at 248-276-9640. The bulb's dimensions are 3.78 inches in diameter by 5.28 inches in length. The lens conceals the LEDs from sight and evenly distributes the light and with a durable plastic housing that lowers the risk for breakage. These reflector bulbs have a long life that minimizes replacement and maintenance costs. The operating temperature range is -4 degrees F to 95 degrees F. Click here to see the complete Keystone 8 Watt BR30 General Purpose Dimmable Specification Sheet. These bulbs Energy Star qualified and have a rated life of 15,000 hours or a 2 Year limited warranty. Typical Applications Typical applications for these reflector lamps include track lighting, recessed downlights, pendant lighting, and surface mount ceiling fixtures. They are rated for use in enclosed fixtures. Keystone Technologies 8 Watt Essential Series LED Reflector BR30 Light Bulb Dimmable 700 Lumens 90 CRI Base 120V 5000K | 5000 | 94 | 700 | 87.5 | 25000 | 8 | 1 | 6.97 | 6.97 | 8.19 | 2020Q3 | https://www.greenelectricalsupply.com/8-watt-essential-series-led-reflector-br30-light-bulb-dimmable-700-lumens-90-cri-base-120v-5000k.aspx | Green Electrical Supply | 2020 | Yes
LED Lighting | Reflector | Manufacturer: Keystone Technologies | True |  | Reflector (Flood/Spot) | R20 | E26 (Medium) | Damp Location Rated,Recessed Fixtures Damp Location Rated,Recessed Fixtures Home > LED Light Bulbs > LED Reflector Bulbs > LED R20 > 8 Watt Essential Series LED Reflector R20 Light Bulb Dimmable 525 Lumens 90 CRI Base 120V 2700K Product Specifications - Quick Reference Lamp Wattage: Working Voltage: 7.5 Watts 120 Volt Dimensions: Dimmability: 2.48" Dia. x 3.78" MOL YES - Dimmable CRI: Delivered Lumens: 90 CRI 525 Lumens Replaces: Certifications: 50 Watt Halogen ENERGY STAR, UL, RoHS Light Color: 2700K Warm White Warranty: 2 Year Limited Keystone Technologies flood reflector LED bulbs are ideal for replacing halogen equivalents, offering a longer lifespan of 15,000 hours and up to 80% energy savings. Keystone’s Reflector LED Flood Bulbs feature a long neck and wide beam angle, producing soft-edged, directional lighting with minimal shadowing. With smooth, uniform dimming, the Essential Series LED reflectors are a great choice for use with indoor recessed downlights and other indoor applications. This Keystone Technologies KT-LED7.5R20-927 Essential Series Dimmable LED R20 Light Bulb produces a color temperature of 2700K warm white, operates on your existing 120V circuit and consumes just 7.5 watts of energy. These LED R20 lamps 50 watt halogen equivalent retrofit lights generate 525 lumens and have a Color Rendering Index (CRI) of 90. They are energy efficient and have 80% energy savings over legacy equivalents, as well as a lower heat generation. This bulb has a 120 degree beam angle with a smooth diffused lens for a comfortable glare free performance. These 120 volt LED light bulbs fit fixtures with an E26 medium base. These LED R20 bulbs are dimmable but are CEC Title 20 Compliant. For NON-CEC compliant versions, please refer to the related products below. Can't find what you are looking for or need a quote for a large job? Give our customer service a call at 248-276-9640. The bulb's dimensions are 2.48 inches in diameter by 3.78 inches in length. The lens conceals the LEDs from sight and evenly distributes the light and with a durable plastic housing that lowers the risk for breakage. These reflector bulbs have a long life that minimizes replacement and maintenance costs. The operating temperature range is -4 degrees F to 95 degrees F. Click here to see the complete Keystone 7.5 Watt R20 General Purpose Dimmable Specification Sheet. These bulbs Energy Star qualified and have a rated life of 15,000 hours or a 2 Year limited warranty. Typical Applications Typical applications for these reflector lamps include track lighting, recessed downlights, pendant lighting, and surface mount ceiling fixtures. They are rated for use in enclosed fixtures. Keystone Technologies 8 Watt Essential Series LED Reflector R20 Light Bulb Dimmable 525 Lumens 90 CRI Base 120V 2700K | 2700 | 92 | 525 | 70 | 15000 | 7.5 | 1 | 5.38 | 5.38 | 6.3217 | 2020Q3 | https://www.greenelectricalsupply.com/8-watt-essential-series-led-reflector-r20-light-bulb-dimmable-525-lumens-90-cri-base-120v-2700k.aspx | Green Electrical Supply | 2020 | Yes
LED Lighting | Reflector | Manufacturer: Keystone Technologies | True |  | Reflector (Flood/Spot) | R20 | E26 (Medium) | Damp Location Rated,Recessed Fixtures Damp Location Rated,Recessed Fixtures Home > LED Light Bulbs > LED Reflector Bulbs > LED R20 > 8 Watt Essential Series LED Reflector R20 Light Bulb Dimmable 525 Lumens 90 CRI Base 120V 3000K Product Specifications - Quick Reference Lamp Wattage: Working Voltage: 7.5 Watts 120 Volt Dimensions: Dimmability: 2.48" Dia. x 3.78" MOL YES - Dimmable CRI: Delivered Lumens: 90 CRI 525 Lumens Replaces: Certifications: 50 Watt Halogen ENERGY STAR, UL, RoHS Light Color: 3000K Warm White Warranty: 2 Year Limited Keystone Technologies flood reflector LED bulbs are ideal for replacing halogen equivalents, offering a longer lifespan of 15,000 hours and up to 80% energy savings. Keystone’s Reflector LED Flood Bulbs feature a long neck and wide beam angle, producing soft-edged, directional lighting with minimal shadowing. With smooth, uniform dimming, the Essential Series LED reflectors are a great choice for use with indoor recessed downlights and other indoor applications. This Keystone Technologies KT-LED7.5R20-930 Essential Series Dimmable LED R20 Light Bulb produces a color temperature of 3000K warm white, operates on your existing 120V circuit and consumes just 7.5 watts of energy. These LED R20 lamps 50 watt halogen equivalent retrofit lights generate 525 lumens and have a Color Rendering Index (CRI) of 90. They are energy efficient and have 80% energy savings over legacy equivalents, as well as a lower heat generation. This bulb has a 120 degree beam angle with a smooth diffused lens for a comfortable glare free performance. These 120 volt LED light bulbs fit fixtures with an E26 medium base. These LED R20 bulbs are dimmable but are CEC Title 20 Compliant. For NON-CEC compliant versions, please refer to the related products below. Can't find what you are looking for or need a quote for a large job? Give our customer service a call at 248-276-9640. The bulb's dimensions are 2.48 inches in diameter by 3.78 inches in length. The lens conceals the LEDs from sight and evenly distributes the light and with a durable plastic housing that lowers the risk for breakage. These reflector bulbs have a long life that minimizes replacement and maintenance costs. The operating temperature range is -4 degrees F to 95 degrees F. Click here to see the complete Keystone 7.5 Watt R20 General Purpose Dimmable Specification Sheet. These bulbs Energy Star qualified and have a rated life of 15,000 hours or a 2 Year limited warranty. Typical Applications Typical applications for these reflector lamps include track lighting, recessed downlights, pendant lighting, and surface mount ceiling fixtures. They are rated for use in enclosed fixtures. Keystone Technologies 8 Watt Essential Series LED Reflector R20 Light Bulb Dimmable 525 Lumens 90 CRI Base 120V 3000K | 3000 | 93 | 525 | 70 | 15000 | 7.5 | 1 | 5.38 | 5.38 | 6.3217 | 2020Q3 | https://www.greenelectricalsupply.com/8-watt-essential-series-led-reflector-r20-light-bulb-dimmable-525-lumens-90-cri-base-120v-3000k.aspx | Green Electrical Supply | 2020 | Yes
LED Lighting | Reflector | Manufacturer: Keystone Technologies | True |  | Reflector (Flood/Spot) | R20 | E26 (Medium) | Damp Location Rated,Recessed Fixtures Damp Location Rated,Recessed Fixtures Home > LED Light Bulbs > LED Reflector Bulbs > LED R20 > 8 Watt Essential Series LED Reflector R20 Light Bulb Dimmable 525 Lumens 90 CRI Base 120V 4000K Product Specifications - Quick Reference Lamp Wattage: Working Voltage: 7.5 Watts 120 Volt Dimensions: Dimmability: 2.48" Dia. x 3.78" MOL YES - Dimmable CRI: Delivered Lumens: 90 CRI 525 Lumens Replaces: Certifications: 50 Watt Halogen ENERGY STAR, UL, RoHS Light Color: 4000K Cool White Warranty: 2 Year Limited Keystone Technologies flood reflector LED bulbs are ideal for replacing halogen equivalents, offering a longer lifespan of 15,000 hours and up to 80% energy savings. Keystone’s Reflector LED Flood Bulbs feature a long neck and wide beam angle, producing soft-edged, directional lighting with minimal shadowing. With smooth, uniform dimming, the Essential Series LED reflectors are a great choice for use with indoor recessed downlights and other indoor applications. This Keystone Technologies KT-LED7.5R20-940 Essential Series Dimmable LED R20 Light Bulb produces a color temperature of 4000K cool white, operates on your existing 120V circuit and consumes just 7.5 watts of energy. These LED R20 lamps 50 watt halogen equivalent retrofit lights generate 525 lumens and have a Color Rendering Index (CRI) of 90. They are energy efficient and have 80% energy savings over legacy equivalents, as well as a lower heat generation. This bulb has a 120 degree beam angle with a smooth diffused lens for a comfortable glare free performance. These 120 volt LED light bulbs fit fixtures with an E26 medium base. These LED R20 bulbs are dimmable but are CEC Title 20 Compliant. For NON-CEC compliant versions, please refer to the related products below. Can't find what you are looking for or need a quote for a large job? Give our customer service a call at 248-276-9640. The bulb's dimensions are 2.48 inches in diameter by 3.78 inches in length. The lens conceals the LEDs from sight and evenly distributes the light and with a durable plastic housing that lowers the risk for breakage. These reflector bulbs have a long life that minimizes replacement and maintenance costs. The operating temperature range is -4 degrees F to 95 degrees F. Click here to see the complete Keystone 7.5 Watt R20 General Purpose Dimmable Specification Sheet. These bulbs Energy Star qualified and have a rated life of 15,000 hours or a 2 Year limited warranty. Typical Applications Typical applications for these reflector lamps include track lighting, recessed downlights, pendant lighting, and surface mount ceiling fixtures. They are rated for use in enclosed fixtures. Keystone Technologies 8 Watt Essential Series LED Reflector R20 Light Bulb Dimmable 525 Lumens 90 CRI Base 120V 4000K | 4000 | 93 | 525 | 70 | 15000 | 7.5 | 1 | 5.38 | 5.38 | 6.3217 | 2020Q3 | https://www.greenelectricalsupply.com/8-watt-essential-series-led-reflector-r20-light-bulb-dimmable-525-lumens-90-cri-base-120v-4000k.aspx | Green Electrical Supply | 2020 | Yes
LED Lighting | Reflector | Manufacturer: Keystone Technologies | True | Daylighting/Photocell, | Reflector (Flood/Spot) | R20 | E26 (Medium) | Damp Location Rated,Recessed Fixtures Damp Location Rated,Recessed Fixtures Home > LED Light Bulbs > LED Reflector Bulbs > LED R20 > 8 Watt Essential Series LED Reflector R20 Light Bulb Dimmable 525 Lumens 90 CRI Base 120V 5000K Product Specifications - Quick Reference Lamp Wattage: Working Voltage: 7.5 Watts 120 Volt Dimensions: Dimmability: 2.48" Dia. x 3.78" MOL YES - Dimmable CRI: Delivered Lumens: 90 CRI 525 Lumens Replaces: Certifications: 50 Watt Halogen ENERGY STAR, UL, RoHS Light Color: 5000K Daylight Warranty: 2 Year Limited Keystone Technologies flood reflector LED bulbs are ideal for replacing halogen equivalents, offering a longer lifespan of 15,000 hours and up to 80% energy savings. Keystone’s Reflector LED Flood Bulbs feature a long neck and wide beam angle, producing soft-edged, directional lighting with minimal shadowing. With smooth, uniform dimming, the Essential Series LED reflectors are a great choice for use with indoor recessed downlights and other indoor applications. This Keystone Technologies KT-LED7.5R20-950 Essential Series Dimmable LED R20 Light Bulb produces a color temperature of 5000K daylight, operates on your existing 120V circuit and consumes just 7.5 watts of energy. These LED R20 lamps 50 watt halogen equivalent retrofit lights generate 525 lumens and have a Color Rendering Index (CRI) of 90. They are energy efficient and have 80% energy savings over legacy equivalents, as well as a lower heat generation. This bulb has a 120 degree beam angle with a smooth diffused lens for a comfortable glare free performance. These 120 volt LED light bulbs fit fixtures with an E26 medium base. These LED R20 bulbs are dimmable but are CEC Title 20 Compliant. For NON-CEC compliant versions, please refer to the related products below. Can't find what you are looking for or need a quote for a large job? Give our customer service a call at 248-276-9640. The bulb's dimensions are 2.48 inches in diameter by 3.78 inches in length. The lens conceals the LEDs from sight and evenly distributes the light and with a durable plastic housing that lowers the risk for breakage. These reflector bulbs have a long life that minimizes replacement and maintenance costs. The operating temperature range is -4 degrees F to 95 degrees F. Click here to see the complete Keystone 7.5 Watt R20 General Purpose Dimmable Specification Sheet. These bulbs Energy Star qualified and have a rated life of 15,000 hours or a 2 Year limited warranty. Typical Applications Typical applications for these reflector lamps include track lighting, recessed downlights, pendant lighting, and surface mount ceiling fixtures. They are rated for use in enclosed fixtures. Keystone Technologies 8 Watt Essential Series LED Reflector R20 Light Bulb Dimmable 525 Lumens 90 CRI Base 120V 5000K | 5000 | 95 | 525 | 70 | 15000 | 7.5 | 1 | 5.38 | 5.38 | 6.3217 | 2020Q3 | https://www.greenelectricalsupply.com/8-watt-essential-series-led-reflector-r20-light-bulb-dimmable-525-lumens-90-cri-base-120v-5000k.aspx | Green Electrical Supply | 2020 | Yes
LED Lighting | Reflector | Manufacturer: Keystone Technologies | True |  | Reflector (Flood/Spot) | R20 | E26 (Medium) | Damp Location Rated,Recessed Fixtures Damp Location Rated,Recessed Fixtures Home > LED Light Bulbs > LED Reflector Bulbs > LED R20 > 8 Watt Essential Series LED Reflector R20 Light Bulb Dimmable 525 Lumens 80 CRI Base 120V 2700K Product Specifications - Quick Reference Lamp Wattage: Working Voltage: 7.5 Watts 120 Volt Dimensions: Dimmability: 2.48" Dia. x 3.78" MOL YES - Dimmable CRI: Delivered Lumens: 80 CRI 525 Lumens Replaces: Certifications: 50 Watt Halogen ENERGY STAR, UL, RoHS Light Color: 2700K Warm White Warranty: 2 Year Limited Keystone Technologies flood reflector LED bulbs are ideal for replacing halogen equivalents, offering a longer lifespan of 15,000 hours and up to 80% energy savings. Keystone’s Reflector LED Flood Bulbs feature a long neck and wide beam angle, producing soft-edged, directional lighting with minimal shadowing. With smooth, uniform dimming, the Essential Series LED reflectors are a great choice for use with indoor recessed downlights and other indoor applications. This Keystone Technologies KT-LED7.5R20-827 Essential Series Dimmable LED R20 Light Bulb produces a color temperature of 2700K warm white, operates on your existing 120V circuit and consumes just 7.5 watts of energy. These LED R20 lamps 50 watt halogen equivalent retrofit lights generate 525 lumens and have a Color Rendering Index (CRI) of 80. They are energy efficient and have 80% energy savings over legacy equivalents, as well as a lower heat generation. This bulb has a 120 degree beam angle with a smooth diffused lens for a comfortable glare free performance. These 120 volt LED light bulbs fit fixtures with an E26 medium base. These LED R20 bulbs are dimmable but are NOT CEC Title 20 Compliant. For CEC compliant versions, please refer to the related products below. Can't find what you are looking for or need a quote for a large job? Give our customer service a call at 248-276-9640. The bulb's dimensions are 2.48 inches in diameter by 3.78 inches in length. The lens conceals the LEDs from sight and evenly distributes the light and with a durable plastic housing that lowers the risk for breakage. These reflector bulbs have a long life that minimizes replacement and maintenance costs. The operating temperature range is -4 degrees F to 95 degrees F. Click here to see the complete Keystone 7.5 Watt R20 General Purpose Dimmable Specification Sheet. These bulbs Energy Star qualified and have a rated life of 15,000 hours or a 2 Year limited warranty. Typical Applications Typical applications for these reflector lamps include track lighting, recessed downlights, pendant lighting, and surface mount ceiling fixtures. They are rated for use in enclosed fixtures. Keystone Technologies 8 Watt Essential Series LED Reflector R20 Light Bulb Dimmable 525 Lumens 80 CRI Base 120V 2700K | 2700 | 81 | 525 | 70 | 15000 | 7.5 | 1 | 2.97 | 2.97 | 3.4899 | 2020Q3 | https://www.greenelectricalsupply.com/8-watt-essential-series-led-reflector-r20-light-bulb-dimmable-650-lumens-80-cri-base-120v-2700k.aspx | Green Electrical Supply | 2020 | Yes
LED Lighting | Reflector | Manufacturer: Keystone Technologies | True |  | Reflector (Flood/Spot) | R20 | E26 (Medium) | Damp Location Rated,Recessed Fixtures Damp Location Rated,Recessed Fixtures Home > LED Light Bulbs > LED Reflector Bulbs > LED R20 > 8 Watt Essential Series LED Reflector R20 Light Bulb Dimmable 525 Lumens 80 CRI Base 120V 3000K Product Specifications - Quick Reference Lamp Wattage: Working Voltage: 7.5 Watts 120 Volt Dimensions: Dimmability: 2.48" Dia. x 3.78" MOL YES - Dimmable CRI: Delivered Lumens: 80 CRI 525 Lumens Replaces: Certifications: 50 Watt Halogen ENERGY STAR, UL, RoHS Light Color: 3000K Warm White Warranty: 2 Year Limited Keystone Technologies flood reflector LED bulbs are ideal for replacing halogen equivalents, offering a longer lifespan of 15,000 hours and up to 80% energy savings. Keystone’s Reflector LED Flood Bulbs feature a long neck and wide beam angle, producing soft-edged, directional lighting with minimal shadowing. With smooth, uniform dimming, the Essential Series LED reflectors are a great choice for use with indoor recessed downlights and other indoor applications. This Keystone Technologies KT-LED7.5R20-830 Essential Series Dimmable LED R20 Light Bulb produces a color temperature of 3000K warm white, operates on your existing 120V circuit and consumes just 7.5 watts of energy. These LED R20 lamps 50 watt halogen equivalent retrofit lights generate 525 lumens and have a Color Rendering Index (CRI) of 80. They are energy efficient and have 80% energy savings over legacy equivalents, as well as a lower heat generation. This bulb has a 120 degree beam angle with a smooth diffused lens for a comfortable glare free performance. These 120 volt LED light bulbs fit fixtures with an E26 medium base. These LED R20 bulbs are dimmable but are NOT CEC Title 20 Compliant. For CEC compliant versions, please refer to the related products below. Can't find what you are looking for or need a quote for a large job? Give our customer service a call at 248-276-9640. The bulb's dimensions are 2.48 inches in diameter by 3.78 inches in length. The lens conceals the LEDs from sight and evenly distributes the light and with a durable plastic housing that lowers the risk for breakage. These reflector bulbs have a long life that minimizes replacement and maintenance costs. The operating temperature range is -4 degrees F to 95 degrees F. Click here to see the complete Keystone 7.5 Watt R20 General Purpose Dimmable Specification Sheet. These bulbs Energy Star qualified and have a rated life of 15,000 hours or a 2 Year limited warranty. Typical Applications Typical applications for these reflector lamps include track lighting, recessed downlights, pendant lighting, and surface mount ceiling fixtures. They are rated for use in enclosed fixtures. Keystone Technologies 8 Watt Essential Series LED Reflector R20 Light Bulb Dimmable 525 Lumens 80 CRI Base 120V 3000K | 3000 | 81 | 525 | 70 | 15000 | 7.5 | 1 | 2.97 | 2.97 | 3.4899 | 2020Q3 | https://www.greenelectricalsupply.com/8-watt-essential-series-led-reflector-r20-light-bulb-dimmable-650-lumens-80-cri-base-120v-3000k.aspx | Green Electrical Supply | 2020 | Yes
LED Lighting | Reflector | Manufacturer: Keystone Technologies | True |  | Reflector (Flood/Spot) | R20 | E26 (Medium) | Damp Location Rated,Recessed Fixtures Damp Location Rated,Recessed Fixtures Home > LED Light Bulbs > LED Reflector Bulbs > LED R20 > 8 Watt Essential Series LED Reflector R20 Light Bulb Dimmable 525 Lumens 80 CRI Base 120V 4000K Product Specifications - Quick Reference Lamp Wattage: Working Voltage: 7.5 Watts 120 Volt Dimensions: Dimmability: 2.48" Dia. x 3.78" MOL YES - Dimmable CRI: Delivered Lumens: 80 CRI 525 Lumens Replaces: Certifications: 50 Watt Halogen ENERGY STAR, UL, RoHS Light Color: 4000K Cool White Warranty: 2 Year Limited Keystone Technologies flood reflector LED bulbs are ideal for replacing halogen equivalents, offering a longer lifespan of 15,000 hours and up to 80% energy savings. Keystone’s Reflector LED Flood Bulbs feature a long neck and wide beam angle, producing soft-edged, directional lighting with minimal shadowing. With smooth, uniform dimming, the Essential Series LED reflectors are a great choice for use with indoor recessed downlights and other indoor applications. This Keystone Technologies KT-LED7.5R20-840 Essential Series Dimmable LED R20 Light Bulb produces a color temperature of 4000K cool white, operates on your existing 120V circuit and consumes just 7.5 watts of energy. These LED R20 lamps 50 watt halogen equivalent retrofit lights generate 525 lumens and have a Color Rendering Index (CRI) of 80. They are energy efficient and have 80% energy savings over legacy equivalents, as well as a lower heat generation. This bulb has a 120 degree beam angle with a smooth diffused lens for a comfortable glare free performance. These 120 volt LED light bulbs fit fixtures with an E26 medium base. These LED R20 bulbs are dimmable but are NOT CEC Title 20 Compliant. For CEC compliant versions, please refer to the related products below. Can't find what you are looking for or need a quote for a large job? Give our customer service a call at 248-276-9640. The bulb's dimensions are 2.48 inches in diameter by 3.78 inches in length. The lens conceals the LEDs from sight and evenly distributes the light and with a durable plastic housing that lowers the risk for breakage. These reflector bulbs have a long life that minimizes replacement and maintenance costs. The operating temperature range is -4 degrees F to 95 degrees F. Click here to see the complete Keystone 7.5 Watt R20 General Purpose Dimmable Specification Sheet. These bulbs Energy Star qualified and have a rated life of 15,000 hours or a 2 Year limited warranty. Typical Applications Typical applications for these reflector lamps include track lighting, recessed downlights, pendant lighting, and surface mount ceiling fixtures. They are rated for use in enclosed fixtures. Keystone Technologies 8 Watt Essential Series LED Reflector R20 Light Bulb Dimmable 525 Lumens 80 CRI Base 120V 4000K | 4000 | 83 | 525 | 70 | 15000 | 7.5 | 1 | 2.97 | 2.97 | 3.4899 | 2020Q3 | https://www.greenelectricalsupply.com/8-watt-essential-series-led-reflector-r20-light-bulb-dimmable-650-lumens-80-cri-base-120v-4000k.aspx | Green Electrical Supply | 2020 | Yes
LED Lighting | Reflector | Manufacturer: Keystone Technologies | True | Daylighting/Photocell, | Reflector (Flood/Spot) | R20 | E26 (Medium) | Damp Location Rated,Recessed Fixtures Damp Location Rated,Recessed Fixtures Home > LED Light Bulbs > LED Reflector Bulbs > LED R20 > 8 Watt Essential Series LED Reflector R20 Light Bulb Dimmable 525 Lumens 80 CRI Base 120V 5000K Product Specifications - Quick Reference Lamp Wattage: Working Voltage: 7.5 Watts 120 Volt Dimensions: Dimmability: 2.48" Dia. x 3.78" MOL YES - Dimmable CRI: Delivered Lumens: 80 CRI 525 Lumens Replaces: Certifications: 50 Watt Halogen ENERGY STAR, UL, RoHS Light Color: 5000K Daylight Warranty: 2 Year Limited Keystone Technologies flood reflector LED bulbs are ideal for replacing halogen equivalents, offering a longer lifespan of 15,000 hours and up to 80% energy savings. Keystone’s Reflector LED Flood Bulbs feature a long neck and wide beam angle, producing soft-edged, directional lighting with minimal shadowing. With smooth, uniform dimming, the Essential Series LED reflectors are a great choice for use with indoor recessed downlights and other indoor applications. This Keystone Technologies KT-LED7.5R20-850 Essential Series Dimmable LED R20 Light Bulb produces a color temperature of 5000K daylight, operates on your existing 120V circuit and consumes just 7.5 watts of energy. These LED R20 lamps 50 watt halogen equivalent retrofit lights generate 525 lumens and have a Color Rendering Index (CRI) of 80. They are energy efficient and have 80% energy savings over legacy equivalents, as well as a lower heat generation. This bulb has a 120 degree beam angle with a smooth diffused lens for a comfortable glare free performance. These 120 volt LED light bulbs fit fixtures with an E26 medium base. These LED R20 bulbs are dimmable but are NOT CEC Title 20 Compliant. For CEC compliant versions, please refer to the related products below. Can't find what you are looking for or need a quote for a large job? Give our customer service a call at 248-276-9640. The bulb's dimensions are 2.48 inches in diameter by 3.78 inches in length. The lens conceals the LEDs from sight and evenly distributes the light and with a durable plastic housing that lowers the risk for breakage. These reflector bulbs have a long life that minimizes replacement and maintenance costs. The operating temperature range is -4 degrees F to 95 degrees F. Click here to see the complete Keystone 7.5 Watt R20 General Purpose Dimmable Specification Sheet. These bulbs Energy Star qualified and have a rated life of 15,000 hours or a 2 Year limited warranty. Typical Applications Typical applications for these reflector lamps include track lighting, recessed downlights, pendant lighting, and surface mount ceiling fixtures. They are rated for use in enclosed fixtures. Keystone Technologies 8 Watt Essential Series LED Reflector R20 Light Bulb Dimmable 525 Lumens 80 CRI Base 120V 5000K | 5000 | 82 | 525 | 70 | 15000 | 7.5 | 1 | 2.97 | 2.97 | 3.4899 | 2020Q3 | https://www.greenelectricalsupply.com/8-watt-essential-series-led-reflector-r20-light-bulb-dimmable-650-lumens-80-cri-base-120v-5000k.aspx | Green Electrical Supply | 2020 | Yes
LED Lighting | A-Type | EIKO | True |  | General Purpose Replacement | A19 | E26 (Medium) | Damp Location Rated Damp Location Rated Product Description SOLD IN MINIMUM QUANTITY OF 115 The EiKO LED11WA19/OMN/840-DIM-G8 09943 is A19 omni-directional LED bulb that's cost-saving alternative to incandescent bulbs. The 11W LED A19 can be used in any lamp or light fixture that uses medium base bulbs. Using only 11 watts, the bright 4000K cool white light is equivalent to the light produced by a 75 watt incandescent bulb. The bulb has a color rendering index rating of 80 plus for good color accuracy. EiKO 09943 Features: Shatter resistant with smooth housing Compatible with a wide array of dimmers Instant-on and no warm up 25,000 hour life with 5 years warranty EiKO 09943 Applications: Table lamps and wall sconces Restaurants and retail Residential, hospitality, and healthcare Accent / display lighting Medium (E26) LED11WA19/OMN/840-DIM-G8 - 75W Incandescent Equivalent - 1100 Lumens - 80 CRI - 120V - SOLD IN MINIMUM QUANTITY OF 115 EiKO 09943 - 11W LED A19 - 4000K - E26 | 4000 | 85 | 1100 | 100 | 25000 | 11 | 1 | 2.85 | 2.85 | 3.3489 | 2020Q3 | https://www.energyavenue.com/EIKO/09943 | Energy Avenue | 2020 | Yes
LED Lighting | A-Type | MaxLite | True |  | General Purpose Replacement | A19 | E26 (Medium) | Damp Location Rated,Recessed Fixtures Damp Location Rated,Recessed Fixtures Base TypeGU24Medium (E26) Wattage11 Watt15 Watt6 Watt9 Watt Color Temp.2700K3000K4000K Product Description The Maxlite E11A19DLED40/G8 bulb replicates traditional A19 bulbs while being Energy Star certified. The LED A19 is a 75W incandescent replacement with a standard E26 base. It illuminates 4000K cool white radiance through omni-directional beams with a dimming feature. It operates efficiently in general, decorative, and architectural lighting environments. Maxlite 14099401 Features: Dimmable down to 10% 25,000 life hours 5-year warranty Maxlite 14099401 Applications: Dry and damp locations Open and enclosed fixtures Residential and commercial use Alternate Product Versions $3.75 add Maxlite 14099413 - 11W LED A19 - 4000K E11A19GUDLED40/G7 - 1,100 Lumens - 80 CRI - 75W Incandescent Equivalent - 120V $2.20 add Maxlite 14099390 - 6W LED A19 - 2700K E6A19DLED27/G8 - 480 Lumens - 80 CRI - 40W Incandescent Equivalent - 220° - 120V $2.80 add Maxlite 14099410 - 9W LED A19 - 4000K E9A19GUDLED40/G7 - 800 Lumens - 80 CRI - 60W Incandescent Equivalent - 120V $4.10 add Maxlite 14099402 - 15W LED A19 Bulb - 2700K - E26 Base E15A19DLED27/G8 - 1,600 Lumens - 82 CRI - 100W Incandescent Equivalent - 300° - 120V $3.65 add Maxlite 14099399 - 11W LED A19 Bulb - 2700K - E26 Base E11A19DLED27/G6 - 1,100 Lumens - 82 CRI - 75W Incandescent Equivalent - 300° - 120V $2.40 add Maxlite 14099407 - 6W LED A19 Bulb - 4000K E6A19GUDLED40/G6 - 480 Lumens - 83 CRI - 40W Incandescent Equivalent - 300° - 120V $3.70 add Maxlite 14099400 - 11W LED A19 Bulb - 3000K E11A19DLED30/G6 - 1,100 Lumens - 80 CRI - 75W Incandescent Equivalent - 300° - 120V $4.15 add Maxlite 14099415 - 15W LED A19 Bulb - 3000K E15A19GUDLED30/G7 - 1,600 Lumens - 80 CRI - 100W Incandescent Equivalent - 120V $4.70 add Maxlite 14099416 - 15W LED A19 Bulb - 4000K E15A19GUDLED40/G7 - 1,600 Lumens - 80 CRI - 100W Incandescent Equivalent - 120V - OUT OF STOCK UNTIL EARLY OCTOBER 2020 $2.45 add Maxlite 14099405 - 6W LED A19 Bulb - 2700K E6A19GUDLED27/G7 - 480 Lumens - 80 CRI - 40W Incandescent Equivalent - 120V $3.90 add Maxlite 14099412 - 11W LED A19 - 3000K E11A19GUDLED30/G7 - 1,100 Lumens - 80 CRI - 75W Incandescent Equivalent - 120V $3.75 add Maxlite 14099411 - 11W LED A19 - 2700K E11A19GUDLED27/G6 - 75W Incandescent Equivalent - GU24 - 1100 Lumens - 120V $2.23 add Maxlite 14099392 - 6W LED A19 - 3000K - E26 E6A19DLED30/G6 - 40W Incandescent Equivalent - 480 Lumens - 80 CRI - 120V $2.40 add Maxlite 14099406 - 6W LED A19 - 3000K E6A19GUDLED30/G6 - 40W Incandescent Equivalent - GU24 - 480 Lumens - 120V $4.13 add Maxlite 14099397 - 9W LED A19 - 3000K - A19 E9A19DLED30/G6 - 60W Incandescent Equivalent - 800 Lumens - 82 CRI - 300° Beam Angle - 120V $2.70 add Maxlite 14099408 - 9W LED A19 - 2700K E9A19GUDLED27/G6 - 60W Incandescent Equivalent - GU24 - 800 Lumens - 120V $2.75 add Maxlite 14099409 - 9W LED A19 - 3000K E9A19GUDLED30/G6 - 60W Incandescent Equivalent - GU24 - 800 Lumens - 120V Medium (E26) E11A19DLED40/G8 - 1,100 Lumens - 80 CRI - 75W Incandescent Equivalent - 220° - 120V Maxlite 14099401 - 11W LED A19 - 4000K | 4000 | 83 | 1100 | 100 | 25000 | 11 | 1 | 3.65 | 3.65 | 4.2889 | 2020Q3 | https://www.energyavenue.com/MaxLite/14099401 | Energy Avenue | 2020 | Yes
LED Lighting | A-Type | MaxLite | True | Daylighting/Photocell, | General Purpose Replacement | A19 | GU24 | Damp Location Rated,Use With Timers,Use With Photo and/or Motion Sensors,Recessed Fixtures,Shatter Resistant Damp Location Rated,Use With Timers,Use With Photo and/or Motion Sensors,Recessed Fixtures,Shatter Resistant Base TypeGU24Medium (E26) Wattage11 Watt15 Watt6 Watt9 Watt Color Temp.2700K3000K4000K Product Description The Maxlite 14099411 is an energy-saving LED Enclosed Omni A-Lamp offering crisp illumination that warms the room. Its warm illumination comes from the yellowish-white shade of the 11w LED A lamp 2700K bulb. It is available in both the E26 and the GU24 base and comes with a 5-year warranty. Maxlite 14099411 Features: Five year limited warranty 15,000-25,000 life hours Dims down to 10% 300-degree beam angle Maxlite 14099411 Applications: Indoor use Residential use Commercial use Alternate Product Versions $3.75 add Maxlite 14099413 - 11W LED A19 - 4000K E11A19GUDLED40/G7 - 1,100 Lumens - 80 CRI - 75W Incandescent Equivalent - 120V $2.20 add Maxlite 14099390 - 6W LED A19 - 2700K E6A19DLED27/G8 - 480 Lumens - 80 CRI - 40W Incandescent Equivalent - 220° - 120V $2.80 add Maxlite 14099410 - 9W LED A19 - 4000K E9A19GUDLED40/G7 - 800 Lumens - 80 CRI - 60W Incandescent Equivalent - 120V $3.65 add Maxlite 14099401 - 11W LED A19 - 4000K E11A19DLED40/G8 - 1,100 Lumens - 80 CRI - 75W Incandescent Equivalent - 220° - 120V $4.10 add Maxlite 14099402 - 15W LED A19 Bulb - 2700K - E26 Base E15A19DLED27/G8 - 1,600 Lumens - 82 CRI - 100W Incandescent Equivalent - 300° - 120V $3.65 add Maxlite 14099399 - 11W LED A19 Bulb - 2700K - E26 Base E11A19DLED27/G6 - 1,100 Lumens - 82 CRI - 75W Incandescent Equivalent - 300° - 120V $2.40 add Maxlite 14099407 - 6W LED A19 Bulb - 4000K E6A19GUDLED40/G6 - 480 Lumens - 83 CRI - 40W Incandescent Equivalent - 300° - 120V $3.70 add Maxlite 14099400 - 11W LED A19 Bulb - 3000K E11A19DLED30/G6 - 1,100 Lumens - 80 CRI - 75W Incandescent Equivalent - 300° - 120V $4.15 add Maxlite 14099415 - 15W LED A19 Bulb - 3000K E15A19GUDLED30/G7 - 1,600 Lumens - 80 CRI - 100W Incandescent Equivalent - 120V $4.70 add Maxlite 14099416 - 15W LED A19 Bulb - 4000K E15A19GUDLED40/G7 - 1,600 Lumens - 80 CRI - 100W Incandescent Equivalent - 120V - OUT OF STOCK UNTIL EARLY OCTOBER 2020 $2.45 add Maxlite 14099405 - 6W LED A19 Bulb - 2700K E6A19GUDLED27/G7 - 480 Lumens - 80 CRI - 40W Incandescent Equivalent - 120V $3.90 add Maxlite 14099412 - 11W LED A19 - 3000K E11A19GUDLED30/G7 - 1,100 Lumens - 80 CRI - 75W Incandescent Equivalent - 120V $2.23 add Maxlite 14099392 - 6W LED A19 - 3000K - E26 E6A19DLED30/G6 - 40W Incandescent Equivalent - 480 Lumens - 80 CRI - 120V $2.40 add Maxlite 14099406 - 6W LED A19 - 3000K E6A19GUDLED30/G6 - 40W Incandescent Equivalent - GU24 - 480 Lumens - 120V $4.13 add Maxlite 14099397 - 9W LED A19 - 3000K - A19 E9A19DLED30/G6 - 60W Incandescent Equivalent - 800 Lumens - 82 CRI - 300° Beam Angle - 120V $2.70 add Maxlite 14099408 - 9W LED A19 - 2700K E9A19GUDLED27/G6 - 60W Incandescent Equivalent - GU24 - 800 Lumens - 120V $2.75 add Maxlite 14099409 - 9W LED A19 - 3000K E9A19GUDLED30/G6 - 60W Incandescent Equivalent - GU24 - 800 Lumens - 120V GU24 E11A19GUDLED27/G6 - 75W Incandescent Equivalent - GU24 - 1100 Lumens - 120V Maxlite 14099411 - 11W LED A19 - 2700K | 2700 | 82 | 1100 | 100 | 25000 | 11 | 1 | 3.75 | 3.75 | 4.4064 | 2020Q3 | https://www.energyavenue.com/MaxLite/14099411 | Energy Avenue | 2020 | Yes
LED Lighting | A-Type | MaxLite | True |  | General Purpose Replacement | A19 | GU24 | Damp Location Rated,Recessed Fixtures Damp Location Rated,Recessed Fixtures Base TypeGU24Medium (E26) Wattage11 Watt15 Watt6 Watt9 Watt Color Temp.2700K3000K4000K Product Description The Maxlite E11A19GUDLED30/G7 A-line bulb is a 75W incandescent equivalent bulb with Energy Star benefits. While using less energy than its counterparts, the LED A19 radiates maximum 3000K warm white illumination for 25,000 life hours. The bulb also has a dimming feature to set the right ambiance in the room. Maxlite 14099412 Features: Omni-directional beam Dims down to 10% 5-year warranty Maxlite 14099412 Applications: Dry and damp locations Open and enclosed fixtures Residential and commercial use Alternate Product Versions $3.75 add Maxlite 14099413 - 11W LED A19 - 4000K E11A19GUDLED40/G7 - 1,100 Lumens - 80 CRI - 75W Incandescent Equivalent - 120V $2.20 add Maxlite 14099390 - 6W LED A19 - 2700K E6A19DLED27/G8 - 480 Lumens - 80 CRI - 40W Incandescent Equivalent - 220° - 120V $2.80 add Maxlite 14099410 - 9W LED A19 - 4000K E9A19GUDLED40/G7 - 800 Lumens - 80 CRI - 60W Incandescent Equivalent - 120V $3.65 add Maxlite 14099401 - 11W LED A19 - 4000K E11A19DLED40/G8 - 1,100 Lumens - 80 CRI - 75W Incandescent Equivalent - 220° - 120V $4.10 add Maxlite 14099402 - 15W LED A19 Bulb - 2700K - E26 Base E15A19DLED27/G8 - 1,600 Lumens - 82 CRI - 100W Incandescent Equivalent - 300° - 120V $3.65 add Maxlite 14099399 - 11W LED A19 Bulb - 2700K - E26 Base E11A19DLED27/G6 - 1,100 Lumens - 82 CRI - 75W Incandescent Equivalent - 300° - 120V $2.40 add Maxlite 14099407 - 6W LED A19 Bulb - 4000K E6A19GUDLED40/G6 - 480 Lumens - 83 CRI - 40W Incandescent Equivalent - 300° - 120V $3.70 add Maxlite 14099400 - 11W LED A19 Bulb - 3000K E11A19DLED30/G6 - 1,100 Lumens - 80 CRI - 75W Incandescent Equivalent - 300° - 120V $4.15 add Maxlite 14099415 - 15W LED A19 Bulb - 3000K E15A19GUDLED30/G7 - 1,600 Lumens - 80 CRI - 100W Incandescent Equivalent - 120V $4.70 add Maxlite 14099416 - 15W LED A19 Bulb - 4000K E15A19GUDLED40/G7 - 1,600 Lumens - 80 CRI - 100W Incandescent Equivalent - 120V - OUT OF STOCK UNTIL EARLY OCTOBER 2020 $2.45 add Maxlite 14099405 - 6W LED A19 Bulb - 2700K E6A19GUDLED27/G7 - 480 Lumens - 80 CRI - 40W Incandescent Equivalent - 120V $3.75 add Maxlite 14099411 - 11W LED A19 - 2700K E11A19GUDLED27/G6 - 75W Incandescent Equivalent - GU24 - 1100 Lumens - 120V $2.23 add Maxlite 14099392 - 6W LED A19 - 3000K - E26 E6A19DLED30/G6 - 40W Incandescent Equivalent - 480 Lumens - 80 CRI - 120V $2.40 add Maxlite 14099406 - 6W LED A19 - 3000K E6A19GUDLED30/G6 - 40W Incandescent Equivalent - GU24 - 480 Lumens - 120V $4.13 add Maxlite 14099397 - 9W LED A19 - 3000K - A19 E9A19DLED30/G6 - 60W Incandescent Equivalent - 800 Lumens - 82 CRI - 300° Beam Angle - 120V $2.70 add Maxlite 14099408 - 9W LED A19 - 2700K E9A19GUDLED27/G6 - 60W Incandescent Equivalent - GU24 - 800 Lumens - 120V $2.75 add Maxlite 14099409 - 9W LED A19 - 3000K E9A19GUDLED30/G6 - 60W Incandescent Equivalent - GU24 - 800 Lumens - 120V GU24 E11A19GUDLED30/G7 - 1,100 Lumens - 80 CRI - 75W Incandescent Equivalent - 120V Maxlite 14099412 - 11W LED A19 - 3000K | 3000 | 82 | 1100 | 100 | 25000 | 11 | 1 | 3.9 | 3.9 | 4.5827 | 2020Q3 | https://www.energyavenue.com/MaxLite/14099412 | Energy Avenue | 2020 | Yes
LED Lighting | A-Type | MaxLite | True |  | General Purpose Replacement | A19 | GU24 | Damp Location Rated,Recessed Fixtures Damp Location Rated,Recessed Fixtures Base TypeGU24Medium (E26) Wattage11 Watt15 Watt6 Watt9 Watt Color Temp.2700K3000K4000K Product Description The Maxlite E11A19GUDLED40/G7 bulb works great indoors in dry locations. Once on, the LED A19 illuminates 4000K cool white radiance. While saving at least 85% of energy, the 75W incandescent equivalent bulb lasts 25,000 life hours. A five-year warranty is available with the 11W bulb in case of defects. Maxlite 14099413 Features: 75W incandescent replacement Dims down to 10% Energy Star certified Maxlite 14099413 Applications: Residential use Commercial use Dry and damp locations Alternate Product Versions $2.20 add Maxlite 14099390 - 6W LED A19 - 2700K E6A19DLED27/G8 - 480 Lumens - 80 CRI - 40W Incandescent Equivalent - 220° - 120V $2.80 add Maxlite 14099410 - 9W LED A19 - 4000K E9A19GUDLED40/G7 - 800 Lumens - 80 CRI - 60W Incandescent Equivalent - 120V $3.65 add Maxlite 14099401 - 11W LED A19 - 4000K E11A19DLED40/G8 - 1,100 Lumens - 80 CRI - 75W Incandescent Equivalent - 220° - 120V $4.10 add Maxlite 14099402 - 15W LED A19 Bulb - 2700K - E26 Base E15A19DLED27/G8 - 1,600 Lumens - 82 CRI - 100W Incandescent Equivalent - 300° - 120V $3.65 add Maxlite 14099399 - 11W LED A19 Bulb - 2700K - E26 Base E11A19DLED27/G6 - 1,100 Lumens - 82 CRI - 75W Incandescent Equivalent - 300° - 120V $2.40 add Maxlite 14099407 - 6W LED A19 Bulb - 4000K E6A19GUDLED40/G6 - 480 Lumens - 83 CRI - 40W Incandescent Equivalent - 300° - 120V $3.70 add Maxlite 14099400 - 11W LED A19 Bulb - 3000K E11A19DLED30/G6 - 1,100 Lumens - 80 CRI - 75W Incandescent Equivalent - 300° - 120V $4.15 add Maxlite 14099415 - 15W LED A19 Bulb - 3000K E15A19GUDLED30/G7 - 1,600 Lumens - 80 CRI - 100W Incandescent Equivalent - 120V $4.70 add Maxlite 14099416 - 15W LED A19 Bulb - 4000K E15A19GUDLED40/G7 - 1,600 Lumens - 80 CRI - 100W Incandescent Equivalent - 120V - OUT OF STOCK UNTIL EARLY OCTOBER 2020 $2.45 add Maxlite 14099405 - 6W LED A19 Bulb - 2700K E6A19GUDLED27/G7 - 480 Lumens - 80 CRI - 40W Incandescent Equivalent - 120V $3.90 add Maxlite 14099412 - 11W LED A19 - 3000K E11A19GUDLED30/G7 - 1,100 Lumens - 80 CRI - 75W Incandescent Equivalent - 120V $3.75 add Maxlite 14099411 - 11W LED A19 - 2700K E11A19GUDLED27/G6 - 75W Incandescent Equivalent - GU24 - 1100 Lumens - 120V $2.23 add Maxlite 14099392 - 6W LED A19 - 3000K - E26 E6A19DLED30/G6 - 40W Incandescent Equivalent - 480 Lumens - 80 CRI - 120V $2.40 add Maxlite 14099406 - 6W LED A19 - 3000K E6A19GUDLED30/G6 - 40W Incandescent Equivalent - GU24 - 480 Lumens - 120V $4.13 add Maxlite 14099397 - 9W LED A19 - 3000K - A19 E9A19DLED30/G6 - 60W Incandescent Equivalent - 800 Lumens - 82 CRI - 300° Beam Angle - 120V $2.70 add Maxlite 14099408 - 9W LED A19 - 2700K E9A19GUDLED27/G6 - 60W Incandescent Equivalent - GU24 - 800 Lumens - 120V $2.75 add Maxlite 14099409 - 9W LED A19 - 3000K E9A19GUDLED30/G6 - 60W Incandescent Equivalent - GU24 - 800 Lumens - 120V GU24 E11A19GUDLED40/G7 - 1,100 Lumens - 80 CRI - 75W Incandescent Equivalent - 120V Maxlite 14099413 - 11W LED A19 - 4000K | 4000 | 84 | 1100 | 100 | 25000 | 11 | 1 | 3.75 | 3.75 | 4.4064 | 2020Q3 | https://www.energyavenue.com/MaxLite/14099413 | Energy Avenue | 2020 | Yes
LED Lighting | A-Type | Manufacturer: Satco | True | Daylighting/Photocell, | General Purpose Replacement | A19 | E26 (Medium) | Damp Location Rated,Recessed Fixtures Damp Location Rated,Recessed Fixtures Home > Energy Star Qualified Products > 11 Watt 1100 Lumen Enclosed Fixture Rated Dimmable LED A19 Light Bulb 5000K ** Non-CEC Compliant - NOT Lawful for Sale in California ** Product Specifications - Quick Reference Input Voltage: Lumens: 120 Volt 1100 Lumens Dimensions: Dimmable: 4-3/8" (MOL) x 2-3/8" (MOD) Yes LED Color: 5000K Daylight Life Time: 25,000 Hours Power Consumption: Luminous Efficacy: 11 Watts 100 lm/W CRI: Certifications: 80 CRI Energy Star, Enclosed, Damp Satco's LED series of omni-directional LED A19 Lamps are here to replace your 75 watt incandescent light bulbs. Within this series, Satco is exhibiting their Solid State LED Lighting for these A shaped replacement lamps. This series of A19 LED lights bulbs are not only dimmable, but also are approved for totally enclosed fixtures. They have a long life of 25,000 hours and possess a 3 Year Limited Warranty. This series comes in an 11 watt model and the following color temperatures: 2700K, 3000K, 4000K and 5000K. This model is part number S29813, (a replacement of item S9813) which produces 1100 lumens of a 5000K daylight color. This bulb consumes just 11 watts of 120 volt energy. This bulb is Energy Star certified, cULus - damp location rated, and enclosed fixture rated. This led light bulb is dimmable and has a CRI of 80. The innovative design of this A19 bulb features a smooth heat sink design to resemble traditional incandescent lamps. When you replace your 75A19 bulbs with these 11 watt A19 LED bulbs, your energy use decreases significantly while keeping the same look and feel of your old A19 bulbs. Typical applications include: commercial, residential, down lighting, accent lighting, display lighting, and more. Click here for the complete Satco S29813 LED A19 Light Bulb Specification Sheet. Satco 11 Watt 1100 Lumen Enclosed Fixture Rated Dimmable LED A19 Light Bulb 5000K | 5000 | 86 | 1100 | 100 | 25000 | 11 | 1 | 5.95 | 5.95 | 6.9915 | 2020Q3 | https://www.greenelectricalsupply.com/11-watt-enclosed-fixture-rated-e26-a19-led-light-bulbs-5000k-2.aspx | Green Electrical Supply | 2020 | Yes
LED Lighting | A-Type | Manufacturer: Satco | True |  | General Purpose Replacement | A19 | E26 (Medium) | Damp Location Rated,Recessed Fixtures Damp Location Rated,Recessed Fixtures Home > Energy Star Qualified Products > 11 Watt 1100 Lumen Enclosed Fixture Rated Dimmable LED A19 Light Bulb 2700K ** Non-CEC Compliant - NOT Lawful for Sale in California ** Product Specifications - Quick Reference Input Voltage: Lumens: 120 Volt 1100 Lumens Dimensions: Dimmable: 4-3/8" (MOL) x 2-3/8" (MOD) Yes LED Color: 2700K Warm White Life Time: 25,000 Hours Power Consumption: Luminous Efficacy: 11 Watts 100 lm/W CRI: Certifications: 80 CRI Energy Star, RoHS, Damp Satco's LED series of omni-directional LED A19 Lamps are here to replace your 75 watt incandescent light bulbs. Within this series, Satco is exhibiting their Solid State LED Lighting for these A shaped replacement lamps. This series of A19 LED lights bulbs are not only dimmable, but also are approved for totally enclosed fixtures. They have a long life of 25,000 hours and possess a 5 Year Limited Warranty (based on 10 hour use per day). This series comes in 11 watt model and the following color temperatures: 2700K, 3000K, 4000K and 5000K. This model is part number S29810, a replacement of S9810, which produces 1100 lumens of a 2700K warm white color. This bulb consumes just 11 watts of 120 volt energy. This bulb is Energy Star certified, RoHS compliant, cULus - damp location rated, and enclosed fixture rated. This led light bulb is dimmable and has a CRI of 80, while producing zero UV or IR radiation. The innovative design of this A19 bulb features a smooth heat sink design to resemble traditional incandescent lamps. When you replace your 75A19 bulbs with these 11 watt A19 LED bulbs, your energy use decreases significantly while keeping the same look and feel of your old A19 bulbs. Typical applications include: commercial, residential, down lighting, accent lighting, display lighting, and more. Click here for the complete Satco S29810 LED A19 Light Bulb Specification Sheet. Satco 11 Watt 1100 Lumen Enclosed Fixture Rated Dimmable LED A19 Light Bulb 2700K | 2700 | 81 | 1100 | 100 | 25000 | 11 | 1 | 5.95 | 5.95 | 6.9915 | 2020Q3 | https://www.greenelectricalsupply.com/11-watt-enclosed-rated-led-a19-light-bulbs-2700k.aspx | Green Electrical Supply | 2020 | Yes
LED Lighting | A-Type | Manufacturer: Satco | True |  | General Purpose Replacement | A19 | E26 (Medium) | Damp Location Rated,Recessed Fixtures Damp Location Rated,Recessed Fixtures Home > Energy Star Qualified Products > 11 Watt 1100 Lumen Enclosed Fixture Rated Dimmable LED A19 Light Bulb 3000K ** Non-CEC Compliant - NOT Lawful for Sale in California ** Product Specifications - Quick Reference Input Voltage: Lumens: 120 Volt 1100 Lumens Dimensions: Dimmable: 4-3/8" (MOL) x 2-3/8" (MOD) Yes LED Color: 3000K Warm White Life Time: 25,000 Hours Power Consumption: Luminous Efficacy: 11 Watts 100 lm/W CRI: Certifications: 80 CRI Energy Star, RoHS, Damp Satco's LED series of omni-directional LED A19 Lamps are here to replace your 75 watt incandescent light bulbs. Within this series, Satco is exhibiting their Solid State LED Lighting for these A shaped replacement lamps. This series of A19 LED lights bulbs are not only dimmable, but also are approved for totally enclosed fixtures. They have a long life of 25,000 hours and possess a 5 Year Limited Warranty. This series comes in 11 watt model and the following color temperatures: 2700K, 3000K, 4000K and 5000K. This model is part number S29811, a replacement of S9811, which produces 1100 lumens of a 3000K warm white color. This bulb consumes just 11 watts of 120 volt energy. This bulb is Energy Star certified, RoHS compliant, cULus - damp location rated, and enclosed fixture rated. This led light bulb is dimmable and has a CRI of 80, while producing zero UV or IR radiation. The innovative design of this A19 bulb features a smooth heat sink design to resemble traditional incandescent lamps. When you replace your 75A19 bulbs with these 11 watt A19 LED bulbs, your energy use decreases significantly while keeping the same look and feel of your old A19 bulbs. Typical applications include: commercial, residential, down lighting, accent lighting, display lighting, and more. Click here for the complete Satco S29811 LED A19 Light Bulb Specification Sheet. Satco 11 Watt 1100 Lumen Enclosed Fixture Rated Dimmable LED A19 Light Bulb 3000K | 3000 | 83 | 1100 | 100 | 25000 | 11 | 1 | 5.95 | 5.95 | 6.9915 | 2020Q3 | https://www.greenelectricalsupply.com/11-watt-enclosed-rated-led-a19-light-bulbs-3000k.aspx | Green Electrical Supply | 2020 | Yes
LED Lighting | A-Type | Manufacturer: Satco | True |  | General Purpose Replacement | A19 | E26 (Medium) | Damp Location Rated,Recessed Fixtures Damp Location Rated,Recessed Fixtures Home > Energy Star Qualified Products > 11 Watt 1100 Lumen Enclosed Fixture Rated Dimmable LED A19 Light Bulb 4000K ** Non-CEC Compliant - NOT Lawful for Sale in California ** Product Specifications - Quick Reference Input Voltage: Lumens: 120 Volt 1100 Lumens Dimensions: Dimmable: 4-3/8" (MOL) x 2-3/8" (MOD) Yes LED Color: 4000K Cool White Life Time: 25,000 Hours Power Consumption: Luminous Efficacy: 11 Watts 100 lm/W CRI: Certifications: 80 CRI Energy Star, RoHS, Damp Satco's LED series of omni-directional LED A19 Lamps are here to replace your 75 watt incandescent light bulbs. Within this series, Satco is exhibiting their Solid State LED Lighting for these A shaped replacement lamps. This series of A19 LED lights bulbs are not only dimmable, but also are approved for totally enclosed fixtures. They have a long life of 25,000 hours and possess a 5 Year Limited Warranty. This series comes in 11 watt model and the following color temperatures: 2700K, 3000K, 4000K and 5000K. This model is part number S29812, (a replacement of item S9812) which produces 1100 lumens of a 4000K cool white color. This bulb consumes just 11 watts of 120 volt energy. This bulb is Energy Star certified, RoHS compliant, cULus - damp location rated, and enclosed fixture rated. This led light bulb is dimmable and has a CRI of 80, while producing zero UV or IR radiation. The innovative design of this A19 bulb features a smooth heat sink design to resemble traditional incandescent lamps. When you replace your 75A19 bulbs with these 11 watt A19 LED bulbs, your energy use decreases significantly while keeping the same look and feel of your old A19 bulbs. Typical applications include: commercial, residential, down lighting, accent lighting, display lighting, and more. Click here for the complete Satco S29812 LED A19 Light Bulb Specification Sheet. Satco 11 Watt 1100 Lumen Enclosed Fixture Rated Dimmable LED A19 Light Bulb 4000K | 4000 | 85 | 1100 | 100 | 25000 | 11 | 1 | 5.95 | 5.95 | 6.9915 | 2020Q3 | https://www.greenelectricalsupply.com/11-watt-enclosed-rated-led-a19-light-bulbs-4000k.aspx | Green Electrical Supply | 2020 | Yes
LED Lighting | A-Type | Manufacturer: Keystone Technologies | True |  | General Purpose Replacement | A19 | E26 (Medium) | Damp Location Rated,Not for Use in Recessed Fixtures Damp Location Rated,Not for Use in Recessed Fixtures Home > LED Light Bulbs > LED A19 Bulbs > 1000-1500 Lumens (75W Equal) > 2700K Warm White > 11 Watt Essential Series LED General Purpose A19 Light Bulb Dimmable 1100 Lumens 80 CRI 120V 2700K Product Specifications - Quick Reference Lamp Wattage: Working Voltage: 11 Watts 120 Volt Dimensions: Dimmability: 2.36" W x 4.33" (MOL) YES - Dimmable CRI: Delivered Lumens: 80 CRI 1100 Lumens Replaces: Certifications: 75 Watt Incandescent ENERGY STAR, UL, RoHS Light Color: 2700K Warm White Warranty: 2 Year Limited Keystone’s Essential Series A Shape Bulbs are designed for general purpose lighting needs. They’re suitable for new construction applications or replacing incandescent and halogen bulbs. Offering substantially longer lifespans and higher efficiencies, our A Shape Bulbs minimize energy and replacement costs. Keystone’s extensive line of Essential Series omnidirectional LED bulbs provide solutions for a variety of application needs. There is a wide range of wattage and lumen outputs available, as well as both 80 and 90 CRI options for a majority of the line. Color temperature choices include 2700K, 3000K, and 5000K, offering more aesthetic flexibility over incandescent bulbs. This Keystone Technologies KT-LED11A19-O-827 Essential Series Dimmable LED A19 Light Bulb produces a color temperature of 2700K warm white, operates on your existing 120V circuit and consumes just 11 watts of energy. These LED A19 A lamps 75 watt incandescent equivalent retrofit lights generate 1100 lumens and have a Color Rendering Index (CRI) of 80. These 120 volt LED light bulbs fit fixtures with an E26 medium base. These LED A19 bulbs are dimmable but are NOT CEC Title 20 Compliant. For Non-Dimmable versions, or CEC compliant versions, please refer to the related products below. Can't find what you are looking for or need a quote for a large job? Give our customer service a call at 248-276-9640. The bulb's dimensions are 2.36 inches wide by 4.33 inches MOL. The lens conceals the LEDs from sight and evenly distributes the light and with a durable plastic housing that lowers the risk for breakage. They can be used with LED compatible controls and dimmers and are also rated for use in enclosed fixtures. Click here to see the complete Keystone 11 Watt 80CRI General Purpose Dimmable A19 Specification Sheet. These bulbs are damp location rated, Energy Star qualified, and have a rated life of 15,000 hours or a 2 Year limited warranty. Typical Applications Typical applications for these omni-directional LED A19 lamps include table and floor lamps, chandeliers, pendants, corridor light and sconce fixtures and general decorative outdoor lighting in residential, office, retail, restaurant, school, hospital and hotel/motel locations. Keystone Technologies 11 Watt Essential Series LED General Purpose A19 Light Bulb Dimmable 1100 Lumens 80 CRI 120V 2700K | 2700 | 82 | 1100 | 100 | 15000 | 11 | 1 | 3.23 | 3.23 | 3.7954 | 2020Q3 | https://www.greenelectricalsupply.com/11-watt-essential-series-led-general-purpose-a19-light-bulb-dimmable-1100-lumens-80-cri-120v-2700k.aspx | Green Electrical Supply | 2020 | Yes
LED Lighting | A-Type | Manufacturer: Keystone Technologies | True |  | General Purpose Replacement | A19 | E26 (Medium) | Damp Location Rated,Not for Use in Recessed Fixtures Damp Location Rated,Not for Use in Recessed Fixtures Home > LED Light Bulbs > LED A19 Bulbs > 1000-1500 Lumens (75W Equal) > 3000K Warm White > 11 Watt Essential Series LED General Purpose A19 Light Bulb Dimmable 1100 Lumens 80 CRI 120V 3000K Product Specifications - Quick Reference Lamp Wattage: Working Voltage: 11 Watts 120 Volt Dimensions: Dimmability: 2.36" W x 4.33" (MOL) YES - Dimmable CRI: Delivered Lumens: 80 CRI 1100 Lumens Replaces: Certifications: 75 Watt Incandescent ENERGY STAR, UL, RoHS Light Color: 3000K Warm White Warranty: 2 Year Limited Keystone’s Essential Series A Shape Bulbs are designed for general purpose lighting needs. They’re suitable for new construction applications or replacing incandescent and halogen bulbs. Offering substantially longer lifespans and higher efficiencies, our A Shape Bulbs minimize energy and replacement costs. Keystone’s extensive line of Essential Series omnidirectional LED bulbs provide solutions for a variety of application needs. There is a wide range of wattage and lumen outputs available, as well as both 80 and 90 CRI options for a majority of the line. Color temperature choices include 2700K, 3000K, and 5000K, offering more aesthetic flexibility over incandescent bulbs. This Keystone Technologies KT-LED11A19-O-830 Essential Series Dimmable LED A19 Light Bulb produces a color temperature of 3000K warm white, operates on your existing 120V circuit and consumes just 11 watts of energy. These LED A19 A lamps 75 watt incandescent equivalent retrofit lights generate 1100 lumens and have a Color Rendering Index (CRI) of 80. These 120 volt LED light bulbs fit fixtures with an E26 medium base. These LED A19 bulbs are dimmable but are NOT CEC Title 20 Compliant. For Non-Dimmable versions, or CEC compliant versions, please refer to the related products below. Can't find what you are looking for or need a quote for a large job? Give our customer service a call at 248-276-9640. The bulb's dimensions are 2.36 inches wide by 4.33 inches MOL. The lens conceals the LEDs from sight and evenly distributes the light and with a durable plastic housing that lowers the risk for breakage. They can be used with LED compatible controls and dimmers and are also rated for use in enclosed fixtures. Click here to see the complete Keystone 11 Watt 80CRI General Purpose Dimmable A19 Specification Sheet. These bulbs are damp location rated, Energy Star qualified, and have a rated life of 15,000 hours or a 2 Year limited warranty. Typical Applications Typical applications for these omni-directional LED A19 lamps include table and floor lamps, chandeliers, pendants, corridor light and sconce fixtures and general decorative outdoor lighting in residential, office, retail, restaurant, school, hospital and hotel/motel locations. Keystone Technologies 11 Watt Essential Series LED General Purpose A19 Light Bulb Dimmable 1100 Lumens 80 CRI 120V 3000K | 3000 | 84 | 1100 | 100 | 15000 | 11 | 1 | 3.23 | 3.23 | 3.7954 | 2020Q3 | https://www.greenelectricalsupply.com/11-watt-essential-series-led-general-purpose-a19-light-bulb-dimmable-1100-lumens-80-cri-120v-3000k.aspx | Green Electrical Supply | 2020 | Yes
LED Lighting | A-Type | Manufacturer: Keystone Technologies | True |  | General Purpose Replacement | A19 | E26 (Medium) | Damp Location Rated,Not for Use in Recessed Fixtures Damp Location Rated,Not for Use in Recessed Fixtures Home > LED Light Bulbs > LED A19 Bulbs > 1000-1500 Lumens (75W Equal) > 4000K Cool White > 11 Watt Essential Series LED General Purpose A19 Light Bulb Dimmable 1100 Lumens 80 CRI 120V 4000K Product Specifications - Quick Reference Lamp Wattage: Working Voltage: 11 Watts 120 Volt Dimensions: Dimmability: 2.36" W x 4.33" (MOL) YES - Dimmable CRI: Delivered Lumens: 80 CRI 1100 Lumens Replaces: Certifications: 75 Watt Incandescent ENERGY STAR, UL, RoHS Light Color: 4000K Cool White Warranty: 2 Year Limited Keystone’s Essential Series A Shape Bulbs are designed for general purpose lighting needs. They’re suitable for new construction applications or replacing incandescent and halogen bulbs. Offering substantially longer lifespans and higher efficiencies, our A Shape Bulbs minimize energy and replacement costs. Keystone’s extensive line of Essential Series omnidirectional LED bulbs provide solutions for a variety of application needs. There is a wide range of wattage and lumen outputs available, as well as both 80 and 90 CRI options for a majority of the line. Color temperature choices include 2700K, 3000K, and 5000K, offering more aesthetic flexibility over incandescent bulbs. This Keystone Technologies KT-LED11A19-O-840 Essential Series Dimmable LED A19 Light Bulb produces a color temperature of 4000K warm white, operates on your existing 120V circuit and consumes just 11 watts of energy. These LED A19 A lamps 75 watt incandescent equivalent retrofit lights generate 1100 lumens and have a Color Rendering Index (CRI) of 80. These 120 volt LED light bulbs fit fixtures with an E26 medium base. These LED A19 bulbs are dimmable but are NOT CEC Title 20 Compliant. For Non-Dimmable versions, or CEC compliant versions, please refer to the related products below. Can't find what you are looking for or need a quote for a large job? Give our customer service a call at 248-276-9640. The bulb's dimensions are 2.36 inches wide by 4.33 inches MOL. The lens conceals the LEDs from sight and evenly distributes the light and with a durable plastic housing that lowers the risk for breakage. They can be used with LED compatible controls and dimmers and are also rated for use in enclosed fixtures. Click here to see the complete Keystone 11 Watt 80CRI General Purpose Dimmable A19 Specification Sheet. These bulbs are damp location rated, Energy Star qualified, and have a rated life of 15,000 hours or a 2 Year limited warranty. Typical Applications Typical applications for these omni-directional LED A19 lamps include table and floor lamps, chandeliers, pendants, corridor light and sconce fixtures and general decorative outdoor lighting in residential, office, retail, restaurant, school, hospital and hotel/motel locations. Keystone Technologies 11 Watt Essential Series LED General Purpose A19 Light Bulb Dimmable 1100 Lumens 80 CRI 120V 4000K | 4000 | 84 | 1100 | 100 | 15000 | 11 | 1 | 3.23 | 3.23 | 3.7954 | 2020Q3 | https://www.greenelectricalsupply.com/11-watt-essential-series-led-general-purpose-a19-light-bulb-dimmable-1100-lumens-80-cri-120v-4000k.aspx | Green Electrical Supply | 2020 | Yes
LED Lighting | A-Type | Manufacturer: Keystone Technologies | True | Daylighting/Photocell, | General Purpose Replacement | A19 | E26 (Medium) | Damp Location Rated,Not for Use in Recessed Fixtures Damp Location Rated,Not for Use in Recessed Fixtures Home > LED Light Bulbs > LED A19 Bulbs > 1000-1500 Lumens (75W Equal) > 5000K Daylight > 11 Watt Essential Series LED General Purpose A19 Light Bulb Dimmable 1100 Lumens 80 CRI 120V 5000K Product Specifications - Quick Reference Lamp Wattage: Working Voltage: 11 Watts 120 Volt Dimensions: Dimmability: 2.36" W x 4.33" (MOL) YES - Dimmable CRI: Delivered Lumens: 80 CRI 1100 Lumens Replaces: Certifications: 75 Watt Incandescent ENERGY STAR, UL, RoHS Light Color: 5000K Daylight Warranty: 2 Year Limited Keystone’s Essential Series A Shape Bulbs are designed for general purpose lighting needs. They’re suitable for new construction applications or replacing incandescent and halogen bulbs. Offering substantially longer lifespans and higher efficiencies, our A Shape Bulbs minimize energy and replacement costs. Keystone’s extensive line of Essential Series omnidirectional LED bulbs provide solutions for a variety of application needs. There is a wide range of wattage and lumen outputs available, as well as both 80 and 90 CRI options for a majority of the line. Color temperature choices include 2700K, 3000K, and 5000K, offering more aesthetic flexibility over incandescent bulbs. This Keystone Technologies KT-LED11A19-O-850 Essential Series Dimmable LED A19 Light Bulb produces a color temperature of 5000K daylight, operates on your existing 120V circuit and consumes just 11 watts of energy. These LED A19 A lamps 75 watt incandescent equivalent retrofit lights generate 1100 lumens and have a Color Rendering Index (CRI) of 80. These 120 volt LED light bulbs fit fixtures with an E26 medium base. These LED A19 bulbs are dimmable but are NOT CEC Title 20 Compliant. For Non-Dimmable versions, or CEC compliant versions, please refer to the related products below. Can't find what you are looking for or need a quote for a large job? Give our customer service a call at 248-276-9640. The bulb's dimensions are 2.36 inches wide by 4.33 inches MOL. The lens conceals the LEDs from sight and evenly distributes the light and with a durable plastic housing that lowers the risk for breakage. They can be used with LED compatible controls and dimmers and are also rated for use in enclosed fixtures. Click here to see the complete Keystone 11 Watt 80CRI General Purpose Dimmable A19 Specification Sheet. These bulbs are damp location rated, Energy Star qualified, and have a rated life of 15,000 hours or a 2 Year limited warranty. Typical Applications Typical applications for these omni-directional LED A19 lamps include table and floor lamps, chandeliers, pendants, corridor light and sconce fixtures and general decorative outdoor lighting in residential, office, retail, restaurant, school, hospital and hotel/motel locations. Keystone Technologies 11 Watt Essential Series LED General Purpose A19 Light Bulb Dimmable 1100 Lumens 80 CRI 120V 5000K | 5000 | 86 | 1100 | 100 | 15000 | 11 | 1 | 3.23 | 3.23 | 3.7954 | 2020Q3 | https://www.greenelectricalsupply.com/11-watt-essential-series-led-general-purpose-a19-light-bulb-dimmable-1100-lumens-80-cri-120v-5000k.aspx | Green Electrical Supply | 2020 | Yes
LED Lighting | A-Type | Manufacturer: Satco | True |  | General Purpose Replacement | A19 | GU24 | Damp Location Rated,Recessed Fixtures Damp Location Rated,Recessed Fixtures Home > Energy Star Qualified Products > 11 Watt 1100 Lumen GU24 Base Enclosed Fixture Rated Dimmable LED A19 Light Bulb 2700K ** Non-CEC Compliant - NOT Lawful for Sale in California ** Product Specifications - Quick Reference Input Voltage: Lumens: 120 Volt 1100 Lumens Dimensions: Dimmable: 4-3/8" (MOL) x 2-3/8" (MOD) Yes LED Color: 2700K Warm White Life Time: 25,000 Hours Power Consumption: Luminous Efficacy: 11 Watts 100 lm/W CRI: Certifications: 80 CRI Energy Star, RoHS, Damp Satco's LED series of omni-directional LED A19 Lamps are here to replace your 75 watt incandescent light bulbs. Within this series, Satco is exhibiting their Solid State LED Lighting for these A shaped replacement lamps featuring a GU24 base. This series of A19 LED lights bulbs are not only dimmable, but also are approved for totally enclosed fixtures. They have a long life of 25,000 hours and possess a 5 Year Limited Warranty. This series comes in 11 watt model and the following color temperatures: 2700K, 3000K, 4000K and 5000K. This model is part number S29814, a replacement of S9814, which produces 1100 lumens of a 2700K warm white color. This bulb consumes just 11 watts of 120 volt energy. This bulb is Energy Star certified, RoHS compliant, cULus - damp location rated, and enclosed fixture rated. This led light bulb is dimmable and has a CRI of 80, while producing zero UV or IR radiation. The innovative design of this A19 bulb features a smooth heat sink design to resemble traditional incandescent lamps with a GU24 base to meet all your needs. When you replace your 75A19 bulbs with these 11 watt A19 LED bulbs, your energy use decreases significantly while keeping the same look and feel of your old A19 bulbs. Typical applications include: commercial, residential, down lighting, accent lighting, display lighting, and more. Click here for the complete Satco S29814 LED A19 Light Bulb Specification Sheet. Satco 11 Watt 1100 Lumen GU24 Base Enclosed Fixture Rated Dimmable LED A19 Light Bulb 2700K | 2700 | 81 | 1100 | 100 | 25000 | 11 | 1 | 5.95 | 5.95 | 6.9915 | 2020Q3 | https://www.greenelectricalsupply.com/11-watt-gu24-base-led-a19-light-bulbs-2700k.aspx | Green Electrical Supply | 2020 | Yes
LED Lighting | Reflector | Manufacturer: Keystone Technologies | True |  | Reflector (Flood/Spot) | BR30 | E26 (Medium) | Damp Location Rated,Recessed Fixtures Damp Location Rated,Recessed Fixtures Home > LED Light Bulbs > LED Reflector Bulbs > LED BR30 > 2700K Warm White > 9 Watt Essential Series LED Reflector BR30 Light Bulb Dimmable 650 Lumens 80 CRI Base 120V 2700K Product Specifications - Quick Reference Lamp Wattage: Working Voltage: 9 Watts 120 Volt Dimensions: Dimmability: 3.78" Dia. x 5.28" MOL YES - Dimmable CRI: Delivered Lumens: 80 CRI 650 Lumens Replaces: Certifications: 65 Watt Halogen ENERGY STAR, UL, RoHS Light Color: 2700K Warm White Warranty: 2 Year Limited Keystone Technologies flood reflector LED bulbs are ideal for replacing halogen equivalents, offering a longer lifespan of 15,000 hours and up to 80% energy savings. Keystone’s Reflector LED Flood Bulbs feature a long neck and wide beam angle, producing soft-edged, directional lighting with minimal shadowing. With smooth, uniform dimming, the Essential Series LED reflectors are a great choice for use with indoor recessed downlights and other indoor applications. This Keystone Technologies KT-LED9BR30-827 Essential Series Dimmable LED BR30 Light Bulb produces a color temperature of 2700K warm white, operates on your existing 120V circuit and consumes just 9 watts of energy. These LED BR30 lamps 65 watt halogen equivalent retrofit lights generate 650 lumens and have a Color Rendering Index (CRI) of 80. They are energy efficient and have 80% energy savings over legacy equivalents, as well as a lower heat generation. This bulb has a 120 degree beam angle with a smooth diffused lens for a comfortable glare free performance. These 120 volt LED light bulbs fit fixtures with an E26 medium base. These LED BR30 bulbs are dimmable but are NOT CEC Title 20 Compliant. For CEC compliant versions, please refer to the related products below. Can't find what you are looking for or need a quote for a large job? Give our customer service a call at 248-276-9640. The bulb's dimensions are 3.78 inches in diameter by 5.28 inches in length. The lens conceals the LEDs from sight and evenly distributes the light and with a durable plastic housing that lowers the risk for breakage. These reflector bulbs have a long life that minimizes replacement and maintenance costs. The operating temperature range is -4 degrees F to 95 degrees F. Click here to see the complete Keystone 9 Watt BR30 General Purpose Dimmable Specification Sheet. These bulbs Energy Star qualified and have a rated life of 15,000 hours or a 2 Year limited warranty. Typical Applications Typical applications for these reflector lamps include track lighting, recessed downlights, pendant lighting, and surface mount ceiling fixtures. They are rated for use in enclosed fixtures. Keystone Technologies 9 Watt Essential Series LED Reflector BR30 Light Bulb Dimmable 650 Lumens 80 CRI Base 120V 2700K | 2700 | 83 | 650 | 72.2222 | 15000 | 9 | 1 | 3.46 | 3.46 | 4.0656 | 2020Q3 | https://www.greenelectricalsupply.com/9-watt-essential-series-led-reflector-br30-light-bulb-dimmable-650-lumens-80-cri-base-120v-2700k.aspx | Green Electrical Supply | 2020 | Yes
LED Lighting | Reflector | Manufacturer: Keystone Technologies | True |  | Reflector (Flood/Spot) | BR30 | E26 (Medium) | Damp Location Rated,Recessed Fixtures Damp Location Rated,Recessed Fixtures Home > LED Light Bulbs > LED Reflector Bulbs > LED BR30 > 3000K Warm White > 9 Watt Essential Series LED Reflector BR30 Light Bulb Dimmable 650 Lumens 80 CRI Base 120V 3000K Product Specifications - Quick Reference Lamp Wattage: Working Voltage: 9 Watts 120 Volt Dimensions: Dimmability: 3.78" Dia. x 5.28" MOL YES - Dimmable CRI: Delivered Lumens: 80 CRI 650 Lumens Replaces: Certifications: 65 Watt Halogen ENERGY STAR, UL, RoHS Light Color: 3000K Warm White Warranty: 2 Year Limited Keystone Technologies flood reflector LED bulbs are ideal for replacing halogen equivalents, offering a longer lifespan of 15,000 hours and up to 80% energy savings. Keystone’s Reflector LED Flood Bulbs feature a long neck and wide beam angle, producing soft-edged, directional lighting with minimal shadowing. With smooth, uniform dimming, the Essential Series LED reflectors are a great choice for use with indoor recessed downlights and other indoor applications. This Keystone Technologies KT-LED9BR30-830 Essential Series Dimmable LED BR30 Light Bulb produces a color temperature of 3000K warm white, operates on your existing 120V circuit and consumes just 9 watts of energy. These LED BR30 lamps 65 watt halogen equivalent retrofit lights generate 650 lumens and have a Color Rendering Index (CRI) of 80. They are energy efficient and have 80% energy savings over legacy equivalents, as well as a lower heat generation. This bulb has a 120 degree beam angle with a smooth diffused lens for a comfortable glare free performance. These 120 volt LED light bulbs fit fixtures with an E26 medium base. These LED BR30 bulbs are dimmable but are NOT CEC Title 20 Compliant. For CEC compliant versions, please refer to the related products below. Can't find what you are looking for or need a quote for a large job? Give our customer service a call at 248-276-9640. The bulb's dimensions are 3.78 inches in diameter by 5.28 inches in length. The lens conceals the LEDs from sight and evenly distributes the light and with a durable plastic housing that lowers the risk for breakage. These reflector bulbs have a long life that minimizes replacement and maintenance costs. The operating temperature range is -4 degrees F to 95 degrees F. Click here to see the complete Keystone 9 Watt BR30 General Purpose Dimmable Specification Sheet. These bulbs Energy Star qualified and have a rated life of 15,000 hours or a 2 Year limited warranty. Typical Applications Typical applications for these reflector lamps include track lighting, recessed downlights, pendant lighting, and surface mount ceiling fixtures. They are rated for use in enclosed fixtures. Keystone Technologies 9 Watt Essential Series LED Reflector BR30 Light Bulb Dimmable 650 Lumens 80 CRI Base 120V 3000K | 3000 | 83 | 650 | 72.2222 | 15000 | 9 | 1 | 3.46 | 3.46 | 4.0656 | 2020Q3 | https://www.greenelectricalsupply.com/9-watt-essential-series-led-reflector-br30-light-bulb-dimmable-650-lumens-80-cri-base-120v-3000k.aspx | Green Electrical Supply | 2020 | Yes
LED Lighting | Reflector | Manufacturer: Keystone Technologies | True |  | Reflector (Flood/Spot) | BR30 | E26 (Medium) | Damp Location Rated,Recessed Fixtures Damp Location Rated,Recessed Fixtures Home > LED Light Bulbs > LED Reflector Bulbs > LED BR30 > 9 Watt Essential Series LED Reflector BR30 Light Bulb Dimmable 650 Lumens 80 CRI Base 120V 3500K Product Specifications - Quick Reference Lamp Wattage: Working Voltage: 9 Watts 120 Volt Dimensions: Dimmability: 3.78" Dia. x 5.28" MOL YES - Dimmable CRI: Delivered Lumens: 80 CRI 650 Lumens Replaces: Certifications: 65 Watt Halogen ENERGY STAR, UL, RoHS Light Color: 3500K Bright White Warranty: 2 Year Limited Keystone Technologies flood reflector LED bulbs are ideal for replacing halogen equivalents, offering a longer lifespan of 15,000 hours and up to 80% energy savings. Keystone’s Reflector LED Flood Bulbs feature a long neck and wide beam angle, producing soft-edged, directional lighting with minimal shadowing. With smooth, uniform dimming, the Essential Series LED reflectors are a great choice for use with indoor recessed downlights and other indoor applications. This Keystone Technologies KT-LED9BR30-835 Essential Series Dimmable LED BR30 Light Bulb produces a color temperature of 3500K bright white, operates on your existing 120V circuit and consumes just 9 watts of energy. These LED BR30 lamps 65 watt halogen equivalent retrofit lights generate 650 lumens and have a Color Rendering Index (CRI) of 80. They are energy efficient and have 80% energy savings over legacy equivalents, as well as a lower heat generation. This bulb has a 120 degree beam angle with a smooth diffused lens for a comfortable glare free performance. These 120 volt LED light bulbs fit fixtures with an E26 medium base. These LED BR30 bulbs are dimmable but are NOT CEC Title 20 Compliant. For CEC compliant versions, please refer to the related products below. Can't find what you are looking for or need a quote for a large job? Give our customer service a call at 248-276-9640. The bulb's dimensions are 3.78 inches in diameter by 5.28 inches in length. The lens conceals the LEDs from sight and evenly distributes the light and with a durable plastic housing that lowers the risk for breakage. These reflector bulbs have a long life that minimizes replacement and maintenance costs. The operating temperature range is -4 degrees F to 95 degrees F. Click here to see the complete Keystone 9 Watt BR30 General Purpose Dimmable Specification Sheet. These bulbs Energy Star qualified and have a rated life of 15,000 hours or a 2 Year limited warranty. Typical Applications Typical applications for these reflector lamps include track lighting, recessed downlights, pendant lighting, and surface mount ceiling fixtures. They are rated for use in enclosed fixtures. Keystone Technologies 9 Watt Essential Series LED Reflector BR30 Light Bulb Dimmable 650 Lumens 80 CRI Base 120V 3500K | 3500 | 84 | 650 | 72.2222 | 15000 | 9 | 1 | 3.46 | 3.46 | 4.0656 | 2020Q3 | https://www.greenelectricalsupply.com/9-watt-essential-series-led-reflector-br30-light-bulb-dimmable-650-lumens-80-cri-base-120v-3500k.aspx | Green Electrical Supply | 2020 | Yes
LED Lighting | Reflector | Manufacturer: Keystone Technologies | True |  | Reflector (Flood/Spot) | BR30 | E26 (Medium) | Damp Location Rated,Recessed Fixtures Damp Location Rated,Recessed Fixtures Home > LED Light Bulbs > LED Reflector Bulbs > LED BR30 > 4000K Cool White > 9 Watt Essential Series LED Reflector BR30 Light Bulb Dimmable 650 Lumens 80 CRI Base 120V 4000K Product Specifications - Quick Reference Lamp Wattage: Working Voltage: 9 Watts 120 Volt Dimensions: Dimmability: 3.78" Dia. x 5.28" MOL YES - Dimmable CRI: Delivered Lumens: 80 CRI 650 Lumens Replaces: Certifications: 65 Watt Halogen ENERGY STAR, UL, RoHS Light Color: 4000K Cool White Warranty: 2 Year Limited Keystone Technologies flood reflector LED bulbs are ideal for replacing halogen equivalents, offering a longer lifespan of 15,000 hours and up to 80% energy savings. Keystone’s Reflector LED Flood Bulbs feature a long neck and wide beam angle, producing soft-edged, directional lighting with minimal shadowing. With smooth, uniform dimming, the Essential Series LED reflectors are a great choice for use with indoor recessed downlights and other indoor applications. This Keystone Technologies KT-LED9BR30-840 Essential Series Dimmable LED BR30 Light Bulb produces a color temperature of 4000K cool white, operates on your existing 120V circuit and consumes just 9 watts of energy. These LED BR30 lamps 65 watt halogen equivalent retrofit lights generate 650 lumens and have a Color Rendering Index (CRI) of 80. They are energy efficient and have 80% energy savings over legacy equivalents, as well as a lower heat generation. This bulb has a 120 degree beam angle with a smooth diffused lens for a comfortable glare free performance. These 120 volt LED light bulbs fit fixtures with an E26 medium base. These LED BR30 bulbs are dimmable but are NOT CEC Title 20 Compliant. For CEC compliant versions, please refer to the related products below. Can't find what you are looking for or need a quote for a large job? Give our customer service a call at 248-276-9640. The bulb's dimensions are 3.78 inches in diameter by 5.28 inches in length. The lens conceals the LEDs from sight and evenly distributes the light and with a durable plastic housing that lowers the risk for breakage. These reflector bulbs have a long life that minimizes replacement and maintenance costs. The operating temperature range is -4 degrees F to 95 degrees F. Click here to see the complete Keystone 9 Watt BR30 General Purpose Dimmable Specification Sheet. These bulbs Energy Star qualified and have a rated life of 15,000 hours or a 2 Year limited warranty. Typical Applications Typical applications for these reflector lamps include track lighting, recessed downlights, pendant lighting, and surface mount ceiling fixtures. They are rated for use in enclosed fixtures. Keystone Technologies 9 Watt Essential Series LED Reflector BR30 Light Bulb Dimmable 650 Lumens 80 CRI Base 120V 4000K | 4000 | 82 | 650 | 72.2222 | 15000 | 9 | 1 | 3.46 | 3.46 | 4.0656 | 2020Q3 | https://www.greenelectricalsupply.com/9-watt-essential-series-led-reflector-br30-light-bulb-dimmable-650-lumens-80-cri-base-120v-4000k.aspx | Green Electrical Supply | 2020 | Yes
LED Lighting | Reflector | Manufacturer: Keystone Technologies | True | Daylighting/Photocell, | Reflector (Flood/Spot) | BR30 | E26 (Medium) | Damp Location Rated,Recessed Fixtures Damp Location Rated,Recessed Fixtures Home > LED Light Bulbs > LED Reflector Bulbs > LED BR30 > 5000K Daylight > 9 Watt Essential Series LED Reflector BR30 Light Bulb Dimmable 650 Lumens 80 CRI Base 120V 5000K Product Specifications - Quick Reference Lamp Wattage: Working Voltage: 9 Watts 120 Volt Dimensions: Dimmability: 3.78" Dia. x 5.28" MOL YES - Dimmable CRI: Delivered Lumens: 80 CRI 650 Lumens Replaces: Certifications: 65 Watt Halogen ENERGY STAR, UL, RoHS Light Color: 5000K Daylight Warranty: 2 Year Limited Keystone Technologies flood reflector LED bulbs are ideal for replacing halogen equivalents, offering a longer lifespan of 15,000 hours and up to 80% energy savings. Keystone’s Reflector LED Flood Bulbs feature a long neck and wide beam angle, producing soft-edged, directional lighting with minimal shadowing. With smooth, uniform dimming, the Essential Series LED reflectors are a great choice for use with indoor recessed downlights and other indoor applications. This Keystone Technologies KT-LED9BR30-850 Essential Series Dimmable LED BR30 Light Bulb produces a color temperature of 5000K daylight, operates on your existing 120V circuit and consumes just 9 watts of energy. These LED BR30 lamps 65 watt halogen equivalent retrofit lights generate 650 lumens and have a Color Rendering Index (CRI) of 80. They are energy efficient and have 80% energy savings over legacy equivalents, as well as a lower heat generation. This bulb has a 120 degree beam angle with a smooth diffused lens for a comfortable glare free performance. These 120 volt LED light bulbs fit fixtures with an E26 medium base. These LED BR30 bulbs are dimmable but are NOT CEC Title 20 Compliant. For CEC compliant versions, please refer to the related products below. Can't find what you are looking for or need a quote for a large job? Give our customer service a call at 248-276-9640. The bulb's dimensions are 3.78 inches in diameter by 5.28 inches in length. The lens conceals the LEDs from sight and evenly distributes the light and with a durable plastic housing that lowers the risk for breakage. These reflector bulbs have a long life that minimizes replacement and maintenance costs. The operating temperature range is -4 degrees F to 95 degrees F. Click here to see the complete Keystone 9 Watt BR30 General Purpose Dimmable Specification Sheet. These bulbs Energy Star qualified and have a rated life of 15,000 hours or a 2 Year limited warranty. Typical Applications Typical applications for these reflector lamps include track lighting, recessed downlights, pendant lighting, and surface mount ceiling fixtures. They are rated for use in enclosed fixtures. Keystone Technologies 9 Watt Essential Series LED Reflector BR30 Light Bulb Dimmable 650 Lumens 80 CRI Base 120V 5000K | 5000 | 83 | 650 | 72.2222 | 15000 | 9 | 1 | 3.46 | 3.46 | 4.0656 | 2020Q3 | https://www.greenelectricalsupply.com/9-watt-essential-series-led-reflector-br30-light-bulb-dimmable-650-lumens-80-cri-base-120v-5000k.aspx | Green Electrical Supply | 2020 | Yes
LED Lighting | A-Type | Manufacturer: TCP | False |  | General Purpose Replacement | A19 | E26 (Medium) | Damp Location Rated Damp Location Rated Home > Energy Star Qualified Products > 13.5 Watt 1100 Lumen Non-Dimmable Enclosed Fixture Rated LED A19 Light Bulb 2700K Product Specifications - Quick Reference Input Voltage: Lumens: 120 Volt AC 1100 Lumens Dimensions: Dimmable: 2.4" W x 4.6" MOL NO - Not Dimmable LED Color: 2700K Warm White Life Time: 15,000 Hours Power Consumption: Luminous Efficacy: 13.5 Watts 81.5 lm/W CRI: Certifications: 80 CRI UL listed, ENERGY STAR Built off a 20-year history of producing energy efficient lighting, Technical Consumer Products, Inc. (TCP) is excited to announce its most advanced and comprehensive lineup of LED lamps: the LED Elite Series. With TCPs dedication to manufacturing high quality, state-of-the-art lighting, combined with excellent high color rendering index (CRI) and new shatterproof smooth housing (which gives the appearance of traditional halogen bulbs), the LED Elite Series bulbs are a perfect choice to transform nearly every lighted environment into something extraordinary. This is the TCP, LED Elite All-Purpose NON-Dimmable A19 lamp with 230 Degree Beam Angle, and it comes with a color temperature of 2700 Kelvin (K). UL approved, RoHS Compliant, Energy Star Qualified, the TCP L11A19N1527K, a replacement of the LED13A2127K, offers a very durable, solid state lighting technology that significantly reduces lighting service and maintenance costs. These NON-Dimmable LED A19 bulbs consume up to 80% LESS energy than a standard 75-watt incandescent light bulb. These A19 LED bulbs do not contain Mercury or any other harmful substance, generate no IR or UV rays and carry a 3 Year Limited Warranty. TCPs LED A19 lamps have the highest light output and are the most efficient LED A19 light bulbs available today. Consuming just 13.5 watts of 120 volt energy, this A19 bulb generates 1100 lumens, that's 81.5 Lumens per watt. This 75 watt incandescent equivalent LED A19 bulb can be used in outdoor fixtures when protected from the elements, in enclosed rated fixtures, has a rated life of 15,000 hours with a minimum starting temperature of -30 degrees Celsius and measures 4.4" MOL and 2.4" in diameter. Click here to see the TCP LED Elite Omni Directional A19 Series Specification Sheet. Typical Applications Typical applications for the TCP L11A19N1527K, Elite non-dimmable A19 LED light bulbs include general indoor or outdoor lighting, table lamps, sconces, floor lamps and ceiling fixtures. TCP 13.5 Watt 1100 Lumen Non-Dimmable Enclosed Fixture Rated LED A19 Light Bulb 2700K | 2700 | 83 | 1100 | 100 | 15000 | 11 | 1 | 3.08 | 3.08 | 3.6191 | 2020Q3 | https://www.greenelectricalsupply.com/13.5-watt-a19-led-non-dimmable-2700k.aspx | Green Electrical Supply | 2020 | Yes
LED Lighting | A-Type |  | True |  | General Purpose Replacement | A19 | E26 (Medium) | Damp Location Rated Damp Location Rated Home ¦Products ¦ Wiring Devices ¦ Straight Blade Devices ¦ Straight Blade Receptacles ¦Satin Colors® SCR-15-PD Full line of wiring devices in designer style opening Wallplates feature clean appearance with no visible hardware Coordinating claro® and satin colors® wallplates including stainless steel for Lutron dimmers, switches, and systems Multiple devices with line and low voltage can be mounted behind a common wallplate using a standard barrier backbox Satin finish 3-wire grounding Press test button to confirm LED indicator status Press reset button to reset GFCI after circuit interruption Relative humidity less than 90% non-condensing Satin Colors® Duplex Receptacle, Dimming Grounding, 125 VAC, 15 A, 60 Hz, 2 Poles, 3 Wires, NEMA 5-15R, Commercial/Residential Grade, 0 to 40 deg C, Rear Push-In/Side Wired Terminal, Thermoplastic, Palladium, 4.69 in H x 2.94 in W x 0.3 in D Satin Colors® SCR-15-PD Dimming Grounding Duplex Receptacle With LED Status Indicator Light, 125 VAC, 15 A, 2 Poles, 3 Wires, Palladium Satin Colors® SCR-15-PD | 3000 | 83 | 1100 | 100 | 25000 | 11 | 1 | 13.93 | 13.93 | 16.3683 | 2020Q3 | https://www.iesbuy.com/2524261/Product/Satin-Colors®-SCR-15-PD | Independent Electric Supply | 2020 | Yes
LED Lighting | A-Type | Satco | True |  | General Purpose Replacement | A19 | GU24 | Damp Location Rated,Recessed Fixtures Damp Location Rated,Recessed Fixtures Home Lamps, Bulbs, Ballasts Bulbs - LED LED - Traditional Lamps - A-Type SATCO S29804 11A19/LED/4000K/ Satco S29804 11 watt; A19 LED; 4000K; GU24 base; 220' beam spread; 120 volts | 4000 | 85 | 1100 | 100 | 25000 | 11 | 1 | 7.2 | 7.2 | 8.4603 | 2020Q3 | https://www.platt.com/platt-electric-supply/LED-Traditional-Lamps-A-Type/Satco/S29804/product.aspx?zpid=746032 | Platt | 2020 | Yes
LED Lighting | A-Type | Satco | True |  | General Purpose Replacement | A19 | E26 (Medium) | Damp Location Rated,Recessed Fixtures Damp Location Rated,Recessed Fixtures Home Lamps, Bulbs, Ballasts Bulbs - LED LED - Traditional Lamps - A-Type SATCO S29813 11A19/LED/5000K/ Satco S29813 11 watt; A19 LED; 5000K; Medium base; 220' beam spread; 120 volts | 5000 | 86 | 1100 | 100 | 25000 | 11 | 1 | 5.73 | 5.73 | 6.733 | 2020Q3 | https://www.platt.com/platt-electric-supply/LED-Traditional-Lamps-A-Type/Satco/S29813/product.aspx?zpid=1045124 | Platt | 2020 | Yes
LED Lighting | A-Type | Eiko | True |  | General Purpose Replacement | A19 | E26 (Medium) | Damp Location Rated Damp Location Rated Home Lamps, Bulbs, Ballasts Bulbs - LED LED - Traditional Lamps - A-Type LED11WA19/OMN/830-DIM-G8 LED LITESPAN A19 OMNI-DIRECTIONAL 11W-11 LED LITESPAN A19 OMNI-DIRECTIONAL 11W-11 Eiko LED11WA19/OMN/830-DIM-G8 LED LITESPAN A19 OMNI-DIRECTIONAL 11W-11 | 3000 | 83 | 1100 | 100 | 25000 | 11 | 1 | 3.57 | 3.57 | 4.1949 | 2020Q3 | https://www.rexelusa.com/usr/Root-Category/Lamps,-Bulbs,-Ballasts/Bulbs---LED/LED---Traditional/Lamps---A-Type/Eiko-LED11WA19-OMN-830-DIM-G8-LED-LITESPAN-A19-OMNI-DIRECTIONAL-11W-11/p/1551909?prevPageNumber=97 | Rexel Energy Solutions | 2020 | Yes
LED Lighting | A-Type | Eiko | True |  | General Purpose Replacement | A19 | E26 (Medium) | Damp Location Rated Damp Location Rated Home Lamps, Bulbs, Ballasts Bulbs - LED LED - Traditional Lamps - A-Type LED11WA19/OMN/840-DIM-G8 09943 LED LITESPAN A19 OMNI-DIRECTIONAL 11W-1100LM DIM ENCLOSED 80CRI 4000K E26 120VAC 09943 LED LITESPAN A19 OMNI-DIRECTIONAL 11W Eiko LED11WA19/OMN/840-DIM-G8 09943 LED LITESPAN A19 OMNI-DIRECTIONAL 11W | 4000 | 85 | 1100 | 100 | 25000 | 11 | 1 | 3.57 | 3.57 | 4.1949 | 2020Q3 | https://www.rexelusa.com/usr/Root-Category/Lamps,-Bulbs,-Ballasts/Bulbs---LED/LED---Traditional/Lamps---A-Type/Eiko-LED11WA19-OMN-840-DIM-G8-09943-LED-LITESPAN-A19-OMNI-DIRECTIONAL-11W/p/1359953?prevPageNumber=82 | Rexel Energy Solutions | 2020 | Yes
LED Lighting | Downlight | Manufacturer: Acuity - Lithonia Lighting | True |  |  |  |  | Downlight Recessed 6" Recessed Downlight Recessed 6" Recessed Home > LED Indoor Light Fixtures > LED Downlights and Trims > 6 Inch Retrofits > Round > 2700K Soft White > 5 Inch to 6 Inch 10 Watt 750 Lumen 90 CRI LED Recessed Downlight Retrofit 2700K - E26 Adapter Included Product Specifications - Quick Reference Lamp Wattage: Working Voltage: 10.3 Watts 120 Volt Dimensions: Rated Life: 7 5/8" W x 2 3/4" D 50,000 Hours Incandescent Equivalent: Dimmable: 65W (750 Lumens) Yes Baffle Color: Trim Ring Color: White White Light Color: CRI: 2700K Warm White 90 CRI Certifications: Warranty: Energy Star, Wet Location 5 Year Limited This is the Lithonia Lighting Contractor Select 65BEMW LED 27K 90CRI M6, dimmable 5"/6" LED retrofit Trim Module recessed with a White Baffle and White Trim Ring. Lithonia Lighting's Recessed LED Modules are economical means to create a well lit environment with exceptional energy efficiency and near zero maintenance. They are great for retrofits into existing downlight cans or new construction and remodel applications. Adjustable torsion spring and retention allows fitment into many 5" or 6" cans. The LED module maintains at least 70% light output for 50,000 hours. With the aluminium spun reflector and deep baffle configuration, these retrofits have a reduced glare. The inner reflector cone funnels the light through a pressed-in diffused lens, that provides an even light distribution equivalent to 65W BR30 lamps while only consuming 10.3 watts. These LED downlights produce 650 lumens and have an incredible 90 CRI! A primary power disconnect is provided, as well as an E26 adapter, for a simple connection to a dedicated LED connector in the housing. These 5 Inch or 6 Inch LED downlights are also dimmable down to 10%, via compatible dimmers. They are suitable for installation in standard and shallow-height rough-in sections. The 65BEMW LED 27K 90CRI M6 runs off of 120V, comes in a beautiful warm 2700K Warm White, and is ENERGY STAR qualified. A 5 year warranty comes standard and this product is wet location listed as well as WSEC ASTM E283 for Air-Tight (with IC housings). Click here to see the complete Juno Lighting 65BE Contractor Select LED Retrofit Specification Sheet. Acuity - Lithonia Lighting 5 Inch to 6 Inch 10 Watt 750 Lumen 90 CRI LED Recessed Downlight Retrofit 2700K - E26 Adapter Included | 2700 | 90 | 734 | 69.9048 | 54000 | 10.5 | 1 | 11.84 | 11.84 | 13.9125 | 2020Q3 | https://www.greenelectricalsupply.com/acuity-lithion-5-inch-6-inch-led-downlight-90cri-2700k-warm-white.aspx | Green Electrical Supply | 2020 | Yes
LED Lighting | Decorative | Manufacturer: Satco | True |  | Globe | G25 | E26 (Medium) | Damp Location Rated,Recessed Fixtures Damp Location Rated,Recessed Fixtures Home > LED Light Bulbs > LED Globe Bulbs > LED G25 Globe > 3000K Warm White > 4.5 Watt Clear LED G25 Globe Filament Bulb E26 120V 550 Lumens 3000K ** Non-CEC Compliant - NOT Lawful for Sale in California ** Product Specifications - Quick Reference Lamp Wattage: Working Voltage: 4.5 Watts 120 Volt Dimensions: Bulb Finish: 3.125" x 4.375" (MOL) Clear Lumen Output: Incandescent Equivalent: 550 Lumens 40 Watt Dimmable: Rated Life: Yes 15,000 Hours Color Temperature: 3000K Warm White Warranty: 3 Year Limited If you are looking for the old fashioned Edison style G25 Globe incandescent look and feel with all the energy efficient benefits LED technology can provide, this is the bulb for you. The Satco LED Filament Lamps are the perfect vintage light bulb with an historically accurate and beautifully reproduced design, perfect for use in restaurant, bar, hospitality and other decorative applications. The LEDs are aligned inside a clear lamp, for higher lumen output and more clear view of the filament, providing a traditional incandescent look and feel. This Satco S9893 3000K warm white smooth dimming antique style LED filament light operates on your existing 120V circuit and consumes just 4.5 watts. These clear G25 globe incandescent LED retrofit lights generate 550 lumens. The omni-directional filament LED light bulbs have a 360® beam angle to perfectly replace your 40 watt incandescent bulbs. The S9893 is UL listed for totally enclosed fixtures and is damp location rated. Want that rustic look in your business, home or even wedding? These old fashioned light bulbs are perfect for you. They create that warm orange glow all while creating that steampunk or industrial design. Click here to see the complete Satco LED Filament Lamp S9893 Specification Sheet. These Satco G25 incandescent shape LED bulbs are rated for 15,000 hours with a 3 year limited warranty. The 120 volt LED light bulbs fit most fixtures with E26 base. The bulb's dimensions are 3.125" wide by 4.375" inches MOL. These antique LED lights are compatible with many timers and dimmable using most 120V wall box dimmers (see a compatible dimmer option in the related products below). When used with incandescent dimmers, derate the dimmer's maximum load by 75%. Consult your local electrical code to ensure compliance. Satco 4.5 Watt Clear LED G25 Globe Filament Bulb E26 120V 550 Lumens 3000K | 3000 | 84 | 450 | 100 | 20000 | 4.5 | 1 | 6.95 | 6.95 | 8.1665 | 2020Q3 | https://www.greenelectricalsupply.com/g25-globe-e26-medium-base-old-fashioned-led-filament-3000k.aspx | Green Electrical Supply | 2020 | Yes
LED Lighting | Decorative | Manufacturer: Green Creative | True |  | Globe | G16.5 | E26 (Medium) | Direct Replacement LED Damp Location Rated,Not for Use in Recessed Fixtures Direct Replacement LED Damp Location Rated,Not for Use in Recessed Fixtures Home > Closeout Fixtures and Light Bulbs > 2 Foot 16 Watt 1800 Lumen Ballast Compatible LED U-Bend Retrofit 4000K Product Specifications - Quick Reference Lamp Wattage: Working Voltage: 16 Watts 120-277 Volt Dimensions: Bulb Shape: 7.09" Diam x 22.32" (MOL) U-Bent Dimmable: Lumen Output: NO 1,800 Lumens Plug-n-Play Type: Rated Life: Requires IS Ballast (See Below) 50,000 Hours (L70) Light Color: 4000K CCT Warranty: 5 Year Limited FB32T8 U-Bend Replacement Chart**: GE F32T8/SPX41/U/6 Sylvania FBO32/841/6/ECO Philips FB32T8/TL841/6/ALTO Eiko F32T8/841K/U6 Howard FB32T8/841/6 Maxlite FB32T8/841 Satco Hygrade FB32T8/841/U6/ENV TCP FB32T8/841/6 - 31032841U6 Halco FB32/841/6/ECO/IC Ushio FB32T8/841/6 Generic FB32T8/841/U6 GREEN CREATIVE is a solid state lighting development and manufacturing company based in the Bay Area, CA. The company specializes in retrofit lighting for the commercial market, offering a comprehensive line of LED lighting solutions. GREEN CREATIVE strives to meet the industrys most stringent standards and counts over 50 ENERGY STAR, DLC or CEC qualified products. The company has become one of the most trusted brands in the commercial market and continues supplying energy efficient lighting solutions through its distributors to retail, hospitality, office, art/museum, education and healthcare. This TITANIUM LED SERIES 4.0 T8 U-BENT has been designed and engineered for demanding commercial applications. This plug and play direct replacement for t8 fluorescent tubes is compatible with Instant Start ballasts and requires no rewiring during installation (refer to the ballast compatibility sheet below). The lamps micro-designed driver and continuous diffusing tube provide seamless lighting from end-to-end with no dark spots. Unlike other LED U-bend bulbs, this lamp truly replaces a fluorescent tube in look and performance. Simply install and turn ON the savings. Click here to see the Green Creative LED U-Bent Specification Sheet. The T8 LED U-bent 16W tube combines a micro-designed driver and compact light engine to create an extra wide beam angle. The redesigned compact light engine is more than 50% smaller on average than other tier 1 U-BENT LED tubes and provides a light emitting area of 320®. The integrated driver is stored discreetly within the tube end cap to improve thermal performance and eliminate dark spots. The T8 16W LED U-bent DIR tube comes in a frosted finish in 3000K, 4000K and 5000K CCT. In addition, each tube has a 50,000-hour lifetime (based on L70 standards), greater than 113 LPW efficacy and is suitable for use in totally enclosed fixtures. These are also Damp location rated, not for use with direct contact with weather (outdoor elements). The Green Creative 16T8U6G4/840/DIR is an LED retrofit option to replace your fluorescent u-bent part numbers GE F32T8/SPX41/U/6, Sylvania FBO32/841/6/ECO, Philips FB32T8/TL841/6/ALTO, Eiko F32T8/841K/U6, Howard FB32T8/841/6, Maxlite FB32T8/841, Satco Hygrade FB32T8/841/U6/ENV, TCP FB32T8/841/6 - 31032841U6, Halco FB32/841/6/ECO/IC, Ushio FB32T8/841/6 or the Generic part number FB32T8/841/U6. This item is the Green Creative part number 16T8U6G4/840/DIR (40848). It is a plug and play direct replacement of your current 32 Watt T8 fluorescent u-bend lamps. Each 16T8U6G4/840/DIR lamp consumes just 16 watts of 120-277v input power - saving you 50% in energy costs! These T8 fluorescent to LED retrofit bulbs generate 1,800 lumens (that's an awesome 113 lumens per watt) of 4000K, 80 CRI light. They are NOT dimmable, measure 7.09" diameter by 22.32" in Maximum Overall Length (MOL), are UL Listed and FCC compliant. This plug-n-play direct replacement for T8 fluorescent tubes is compatible with Instant Start ballasts and requires no rewiring during installation. GREEN CREATIVE has provided a ballast compatibility chart for guidance when selecting a ballast and lamp combination. Lamps were tested for compatibility with the Instant Start ballasts shown in the compatibility chart. Ballasts that do not appear on the chart might still be compatible but have not been tested. All testing has been performed with a stable main supply. The quality of the local main, existing installation and wiring, as well as different manufacturer versions of the above ballasts may affect lamp performance. Since no assurance can be provided regarding these factors, it is a general recommendation to perform a test on-site prior to installing the LED lamps. Click here to see the Green Creative DIRect LED T8 U-Bent Instant Start Ballast Compatibility Sheet. Green Creative 2 Foot 16 Watt 1800 Lumen Ballast Compatible LED U-Bend Retrofit 4000K | 5000 | 92 | 350 | 87.5 | 15000 | 4 | 1 | 22.54 | 22.54 | 26.4854 | 2020Q3 | https://www.greenelectricalsupply.com/green-creative-16t8u6g4-840-dir-led-u-bend-bulbs-4000k.aspx | Green Electrical Supply | 2020 | Yes
LED Lighting | Decorative | Manufacturer: Green Creative | True |  | Globe | G16.5 | E26 (Medium) | Direct Replacement LED Damp Location Rated,Not for Use in Recessed Fixtures Direct Replacement LED Damp Location Rated,Not for Use in Recessed Fixtures Home > LED Light Bulbs > LED Tube Lights > LED U-Bend Lights > 6 Inch LED U-Bend Lights > Ballast Compatible > 2 Foot 16 Watt 1800 Lumen Ballast Compatible LED U-Bend Retrofit 5000K Product Specifications - Quick Reference Lamp Wattage: Working Voltage: 16 Watts 120-277 Volt Dimensions: Bulb Shape: 7.09" Diam x 22.32" (MOL) U-Bent Dimmable: Lumen Output: NO 1,800 Lumens Plug-n-Play Type: Rated Life: Requires IS Ballast (See Below) 50,000 Hours (L70) Light Color: 5000K CCT Warranty: 3 Year Limited FB32T8 U-Bend Replacement Chart**: GE F32T8/SPX50/U/6 Sylvania FBO32/850/6/ECO Philips FB32T8/TL850/6/ALTO Eiko F32T8/850K/U6 Howard FB32T8/850/6 Maxlite FB32T8/850 Satco Hygrade FB32T8/850/U6/ENV TCP FB32T8/850/6 - 31032850U6 Halco FB32/850/6/ECO/IC Ushio FB32T8/850/6 Generic FB32T8/850/U6 GREEN CREATIVE is a solid state lighting development and manufacturing company based in the Bay Area, CA. The company specializes in retrofit lighting for the commercial market, offering a comprehensive line of LED lighting solutions. GREEN CREATIVE strives to meet the industrys most stringent standards and counts over 50 ENERGY STAR, DLC or CEC qualified products. The company has become one of the most trusted brands in the commercial market and continues supplying energy efficient lighting solutions through its distributors to retail, hospitality, office, art/museum, education and healthcare. This TITANIUM LED SERIES 4.0 T8 U-BENT has been designed and engineered for demanding commercial applications. This plug and play direct replacement for t8 fluorescent tubes is compatible with Instant Start ballasts and requires no rewiring during installation (refer to the ballast compatibility sheet below). The lamps micro-designed driver and continuous diffusing tube provide seamless lighting from end-to-end with no dark spots. Unlike other LED U-bend bulbs, this lamp truly replaces a fluorescent tube in look and performance. Simply install and turn ON the savings. Click here to see the Green Creative LED U-Bent Specification Sheet. The T8 LED U-bent 16W tube combines a micro-designed driver and compact light engine to create an extra wide beam angle. The redesigned compact light engine is more than 50% smaller on average than other tier 1 U-BENT LED tubes and provides a light emitting area of 320®. The integrated driver is stored discreetly within the tube end cap to improve thermal performance and eliminate dark spots. The T8 16W LED U-bent DIR tube comes in a frosted finish in 3000K, 4000K and 5000K CCT. In addition, each tube has a 50,000-hour lifetime (based on L70 standards), greater than 113 LPW efficacy and is suitable for use in totally enclosed fixtures. These are also Damp location rated, not for use with direct contact with weather (outdoor elements). The Green Creative 16T8U6G4/850/DIR is an LED retrofit option to replace your fluorescent u-bent part numbers GE F32T8/SPX50/U/6, Sylvania FBO32/850/6/ECO, Philips FB32T8/TL850/6/ALTO, Eiko F32T8/850K/U6, Howard FB32T8/850/6, Maxlite FB32T8/850, Satco Hygrade FB32T8/850/U6/ENV, TCP FB32T8/850/6 - 31032850U6, Halco FB32/850/6/ECO/IC, Ushio FB32T8/850/6 or the Generic part number FB32T8/850/U6. This item is the Green Creative part number 16T8U6G4/850/DIR (40849). It is a plug and play direct replacement of your current 32 Watt T8 fluorescent u-bend lamps. Each 16T8U6G4/850/DIR lamp consumes just 16 watts of 120-277v input power - saving you 50% in energy costs! These T8 fluorescent to LED retrofit bulbs generate 1,800 lumens (that's an awesome 113 lumens per watt) of 5000K, 80 CRI light. They are NOT dimmable, measure 7.09" diameter by 22.32" in Maximum Overall Length (MOL), are UL Listed and FCC compliant. This plug-n-play direct replacement for T8 fluorescent tubes is compatible with Instant Start ballasts and requires no rewiring during installation. GREEN CREATIVE has provided a ballast compatibility chart for guidance when selecting a ballast and lamp combination. Lamps were tested for compatibility with the Instant Start ballasts shown in the compatibility chart. Ballasts that do not appear on the chart might still be compatible but have not been tested. All testing has been performed with a stable main supply. The quality of the local main, existing installation and wiring, as well as different manufacturer versions of the above ballasts may affect lamp performance. Since no assurance can be provided regarding these factors, it is a general recommendation to perform a test on-site prior to installing the LED lamps. Click here to see the Green Creative DIRect LED T8 U-Bent Instant Start Ballast Compatibility Sheet. Green Creative 2 Foot 16 Watt 1800 Lumen Ballast Compatible LED U-Bend Retrofit 5000K | 5000 | 91 | 350 | 87.5 | 15000 | 4 | 1 | 18.43 | 18.43 | 21.656 | 2020Q3 | https://www.greenelectricalsupply.com/green-creative-16t8u6g4-850-dir-led-u-bend-bulbs-5000k.aspx | Green Electrical Supply | 2020 | Yes
LED Lighting | A-Type | Satco | True |  | General Purpose Replacement | A19 | GU24 | Damp Location Rated,Recessed Fixtures Damp Location Rated,Recessed Fixtures Home Lamps, Bulbs, Ballasts Bulbs - LED LED - Traditional Lamps - A-Type S29804 SATCO S29804 11A19/LED/4000K/ 11 watt; A19 LED; 4000K; GU24 base; 220' beam spread; 120 volts Satco S29804 11 watt; A19 LED; 4000K; GU24 base; 220' beam spread; 120 volts | 4000 | 85 | 1100 | 100 | 25000 | 11 | 1 | 9.81 | 9.81 | 11.5271 | 2020Q3 | https://www.rexelusa.com/usr/Root-Category/Lamps,-Bulbs,-Ballasts/Bulbs---LED/LED---Traditional/Lamps---A-Type/Satco-S29804-11-watt;-A19-LED;-4000K;-GU24-base;-220'-beam-spread;-120-volts/p/1239101?prevPageNumber=55 | Rexel Energy Solutions | 2020 | Yes
LED Lighting | Downlight | Manufacturer: Acuity - Lithonia Lighting | True |  |  |  |  | Downlight Recessed 4" Recessed Downlight Recessed 4" Recessed Home > LED Indoor Light Fixtures > LED Downlights and Trims > 4 Inch Retrofits > Square > 2700K Soft White > 4 Inch 10 Watt Square LED Wafer Downlight Black Finish 2700K Soft White 610 Lumens Product Specifications - Quick Reference Wattage: Dimensions: 10.4 Watts 4.7" Diameter by 1.2" High Warranty: Operating Life: 5 Year Limited 36,000 hours Working Voltage: Color Temp: 120 Volt 2700K Certifications: Energy Star, Wet Location, IC Rated, CSA, Air Tight Light Output: 610 Lumens Dimmable: YES - Down to 10% Introducing Lithonia Lighting's Ultra-Thin Recessed Downlighting with a Remote Driver Box for Quick, Simple, Housing-Free Installations. The Wafer LED Down light series is available in 3", 4" and 6", your choice of 2700K, 3000K or 4000K and the option of choosing either a matte white, matte black, brushed nickel or oil-rubbed bronze trim. Imagine the results in your home or business when you combine those options with high quality light output and efficiency while eliminating the need for recessed housings. The innovative, slim design allows for easy retrofit, remodel or new construction installation from below the ceiling. With its narrow design, the Wafer LED can be installed in applications with only 2" plenum clearance. Add to those accolades, each LED Wafer down light and remote driver are rated for contact with insulation (IC Rated) and wet location approved, making them ideal for a breadth of both indoor and outdoor residential, hospitality, commercial and multifamily applications. Click here to see the Lithonia Ultra Thin Wafer LED Down Light Product Brochure. This item is Acuity - Lithonia Lighting's WF4 SQ S LED 27K MB M6. The 4 inch Wafer LED is an ultra-thin recessed downlight with a narrow remote driver box for applications with shallow ceiling plenum. The Wafer LED is a comprehensive recessed downlight - the pot light housing is not necessary - making them ideal for confined, hard to reach spaces such as closets, bathrooms, hallways, stairwells and outside soffits and other areas that would be challenging with a traditional recessed downlight housing. The aluminum die cast outer frame has a durable, powder coat paint to prevent rust. Each 4" fixture incorporates integral edge-lit LED's and this down light edge-lit LED technology uses a light guided plate to distribute the light. A polycarbonate lens provides even illumination throughout the space. Click here to see the Lithonia Ultra Thin Wafer LED Down Light Installation Instructions. The WF4 SQ S LED 27K MB M6 comes loaded with third party certifications - CSA certified to US and Canadian safety standards, ENERGY STAR® certified, Wet location rated and Air Tight certified in accordance with ASTM E283-2004. The WF4 SQ S LED 27K MB M6 operates on 120V input power via the factory provided, UL recognized, high efficient driver inside the steel remote box with four 7/8" knockouts with slots for pry-out (Note: Not suitable for pulling wires). The ambient operating temperature range is -40°F (-40°C) to +104°F (+40°C). Dimming, down to 10%, is made simple through use of in-wall dimmer switches. (See page 2 of the specification sheet link below for recommended dimmers). The Lithonia WF4 SQ S LED 27K MB M6 is the ultra slim, low profile, 10.4 watt, 4.7" x 1.2" super thin, square, LED recessed down light with a smooth black trim (a white, brushed nickel or oil-rubbed bronze smooth or baffled trim option is also available). The WF4 SQ S LED 27K MB M6 4 inch LED retrofit generates 610 lumens of 2700K light. The LED module maintains at least 70% light output for 36,000 hours. Accessories (Sold Separately) include the WF4-PAN new construction rough in plate, WFJB R4 remodel joist bar and your choice of either a 6 foot, 10 foot or 20 foot extension cable. Click here to see the Lithonia WF4 Square Wafer LED Down Light Specification Sheet. Acuity - Lithonia Lighting 4 Inch 10 Watt Square LED Wafer Downlight Black Finish 2700K Soft White 610 Lumens | 2700 | 82 | 590 | 58.4158 | 36000 | 10.1 | 1 | 18.27 | 18.27 | 21.468 | 2020Q3 | https://www.greenelectricalsupply.com/lithonia-wf4-sq-s-wafer-led-4-inch-down-light-square-black-trim-2700k.aspx | Green Electrical Supply | 2020 | Yes
LED Lighting | Downlight | Manufacturer: Acuity - Lithonia Lighting | True |  |  |  |  | Downlight Recessed 4" Recessed Downlight Recessed 4" Recessed Home > Closeout Fixtures and Light Bulbs > 4 Inch 10 Watt Square LED Wafer Downlight Retrofit White Finish 3000K Warm White 620 Lumens Product Specifications - Quick Reference Wattage: Dimensions: 10.3 Watts 4.7" Diameter by 1.2" High Warranty: Operating Life: 5 Year Limited 36,000 hours Working Voltage: Color Temp: 120 Volt 3000K Certifications: Energy Star, Wet Location, IC Rated, CSA, Air Tight Light Output: 620 Lumens Dimmable: YES - Down to 10% Introducing Lithonia Lighting's Ultra-Thin Recessed Downlighting with a Remote Driver Box for Quick, Simple, Housing-Free Installations. The Wafer LED Down light series is available in 3", 4" and 6", your choice of 2700K, 3000K or 4000K and the option of choosing either a matte white, matte black, brushed nickel or oil-rubbed bronze trim. Imagine the results in your home or business when you combine those options with high quality light output and efficiency while eliminating the need for recessed housings. The innovative, slim design allows for easy retrofit, remodel or new construction installation from below the ceiling. With its narrow design, the Wafer LED can be installed in applications with only 2" plenum clearance. Add to those accolades, each LED Wafer down light and remote driver are rated for contact with insulation (IC Rated) and wet location approved, making them ideal for a breadth of both indoor and outdoor residential, hospitality, commercial and multifamily applications. Click here to see the Lithonia Ultra Thin Wafer LED Down Light Product Brochure. This item is Acuity - Lithonia Lighting's WF4 SQ S LED 30K MW M6. The 4 inch Wafer LED is an ultra-thin recessed downlight with a narrow remote driver box for applications with shallow ceiling plenum. The Wafer LED is a comprehensive recessed downlight - the pot light housing is not necessary - making them ideal for confined, hard to reach spaces such as closets, bathrooms, hallways, stairwells and outside soffits and other areas that would be challenging with a traditional recessed downlight housing. The aluminum die cast outer frame has a durable, powder coat paint to prevent rust. Each 4" fixture incorporates integral edge-lit LED's and this down light edge-lit LED technology uses a light guided plate to distribute the light. A polycarbonate lens provides even illumination throughout the space. Click here to see the Lithonia Ultra Thin Wafer LED Down Light Installation Instructions. The WF4 SQ S LED 30K MW M6 comes loaded with third party certifications - CSA certified to US and Canadian safety standards, ENERGY STAR® certified, Wet location rated and Air Tight certified in accordance with ASTM E283-2004. The WF4 SQ S LED 30K MW M6 operates on 120V input power via the factory provided, UL recognized, high efficient driver inside the steel remote box with four 7/8" knockouts with slots for pry-out (Note: Not suitable for pulling wires). The ambient operating temperature range is -40°F (-40°C) to +104°F (+40°C). Dimming, down to 10%, is made simple through use of in-wall dimmer switches. (See page 2 of the specification sheet link below for recommended dimmers). The Lithonia WF4 SQ S LED 30K MW M6 is the ultra slim, low profile, 10.3 watt, 4.7" x 1.2" super thin, square, LED recessed down light with a smooth white trim (a black, brushed nickel or oil-rubbed bronze smooth or baffled trim option is also available). The WF4 SQ S LED 30K MW M6 4 inch LED retrofit generates 620 lumens of 3000K light. The LED module maintains at least 70% light output for 36,000 hours. Accessories (Sold Separately) include the WF4-PAN new construction rough in plate, WFJB R4 remodel joist bar and your choice of either a 6 foot, 10 foot or 20 foot extension cable. Click here to see the Lithonia WF4 Square Wafer LED Down Light Specification Sheet. Acuity - Lithonia Lighting 4 Inch 10 Watt Square LED Wafer Downlight Retrofit White Finish 3000K Warm White 620 Lumens | 2700 | 82 | 590 | 58.4158 | 36000 | 10.1 | 1 | 25.72 | 25.72 | 30.222 | 2020Q3 | https://www.greenelectricalsupply.com/lithonia-wf4-sq-s-wafer-led-4-inch-down-light-square-white-trim-3000k.aspx | Green Electrical Supply | 2020 | Yes
LED Lighting | Downlight | Manufacturer: Acuity - Lithonia Lighting | True |  |  |  |  | Downlight Recessed 4" Recessed Downlight Recessed 4" Recessed Home > Closeout Fixtures and Light Bulbs > 4 Inch 10 Watt Square LED Wafer Downlight White Finish 4000K Cool White 650 Lumens Product Specifications - Quick Reference Wattage: Dimensions: 10.4 Watts 4.7" Diameter by 1.2" High Warranty: Operating Life: 5 Year Limited 36,000 hours Working Voltage: Color Temp: 120 Volt 4000K Certifications: Energy Star, Wet Location, IC Rated, CSA, Air Tight Light Output: 650 Lumens Dimmable: YES - Down to 10% Introducing Lithonia Lighting's Ultra-Thin Recessed Downlighting with a Remote Driver Box for Quick, Simple, Housing-Free Installations. The Wafer LED Down light series is available in 3", 4" and 6", your choice of 2700K, 3000K or 4000K and the option of choosing either a matte white, matte black, brushed nickel or oil-rubbed bronze trim. Imagine the results in your home or business when you combine those options with high quality light output and efficiency while eliminating the need for recessed housings. The innovative, slim design allows for easy retrofit, remodel or new construction installation from below the ceiling. With its narrow design, the Wafer LED can be installed in applications with only 2" plenum clearance. Add to those accolades, each LED Wafer down light and remote driver are rated for contact with insulation (IC Rated) and wet location approved, making them ideal for a breadth of both indoor and outdoor residential, hospitality, commercial and multifamily applications. Click here to see the Lithonia Ultra Thin Wafer LED Down Light Product Brochure. This item is Acuity - Lithonia Lighting's WF4 SQ S LED 40K MW M6. The 4 inch Wafer LED is an ultra-thin recessed downlight with a narrow remote driver box for applications with shallow ceiling plenum. The Wafer LED is a comprehensive recessed downlight - the pot light housing is not necessary - making them ideal for confined, hard to reach spaces such as closets, bathrooms, hallways, stairwells and outside soffits and other areas that would be challenging with a traditional recessed downlight housing. The aluminum die cast outer frame has a durable, powder coat paint to prevent rust. Each 4" fixture incorporates integral edge-lit LED's and this down light edge-lit LED technology uses a light guided plate to distribute the light. A polycarbonate lens provides even illumination throughout the space. Click here to see the Lithonia Ultra Thin Wafer LED Down Light Installation Instructions. The WF4 SQ S LED 40K MW M6 comes loaded with third party certifications - CSA certified to US and Canadian safety standards, ENERGY STAR® certified, Wet location rated and Air Tight certified in accordance with ASTM E283-2004. The WF4 SQ S LED 40K MW M6 operates on 120V input power via the factory provided, UL recognized, high efficient driver inside the steel remote box with four 7/8" knockouts with slots for pry-out (Note: Not suitable for pulling wires). The ambient operating temperature range is -40°F (-40°C) to +104°F (+40°C). Dimming, down to 10%, is made simple through use of in-wall dimmer switches. (See page 2 of the specification sheet link below for recommended dimmers). The Lithonia WF4 SQ S LED 40K MW M6 is the ultra slim, low profile, 10.4 watt, 4.7" x 1.2" super thin, square, LED recessed down light with a smooth white trim (a black, brushed nickel or oil-rubbed bronze smooth or baffled trim option is also available). The WF4 SQ S LED 40K MW M6 4 inch LED retrofit generates 650 lumens of 4000K light. The LED module maintains at least 70% light output for 36,000 hours. Accessories (Sold Separately) include the WF4-PAN new construction rough in plate, WFJB R4 remodel joist bar and your choice of either a 6 foot, 10 foot or 20 foot extension cable. Click here to see the Lithonia WF4 Square Wafer LED Down Light Specification Sheet. Acuity - Lithonia Lighting 4 Inch 10 Watt Square LED Wafer Downlight White Finish 4000K Cool White 650 Lumens | 2700 | 82 | 590 | 58.4158 | 36000 | 10.1 | 1 | 27.72 | 27.72 | 32.5721 | 2020Q3 | https://www.greenelectricalsupply.com/lithonia-wf4-sq-s-wafer-led-4-inch-down-light-square-white-trim-4000k.aspx | Green Electrical Supply | 2020 | Yes
LED Lighting | Decorative | Manufacturer: Satco | True |  | Decorative | B10 | E12 (Candelabra) | Damp Location Rated,Recessed Fixtures Damp Location Rated,Recessed Fixtures Home > LED Light Bulbs > LED Filament Bulbs > LED Flametip Filament Bulb > 2.5 Watt Clear LED Flametip Filament Light Bulb E12 Candelabra Base 2700K ** Non-CEC Compliant - NOT Lawful for Sale in California ** Product Specifications - Quick Reference Lamp Wattage: Working Voltage: 2.5 Watts 120 Volt Dimensions: Beam Angle: 1.38" W x 4.31" (MOL) 360 Degree Omni-directional Lumen Output: Incandescent Equivalent: 200 Lumens 25 Watt Dimmable: Rated Life: Yes 15,000 Hours Color Temperature: 2700K Warm White Warranty: 3 Year Limited If you are looking for the antique, traditional medium base flametip shape and feel with all the energy efficient benefits LED technology can provide, this is the bulb for you. The Satco LED Filament light bulbs are the perfect vintage light bulb with an historically accurate and beautifully reproduced design. This Satco S29921 2700K warm white smooth dimming LED filament light operates on your existing 120V circuit and consumes just 2.5 watts. These flame-tip shape, clear, candelabra base incandescent LED retrofit lights generate 200 lumens with a CRI of 80. The omni-directional filament LED light bulbs have a 360® beam angle to perfectly replace your 25 watt incandescent bulbs. The S29921 is UL listed for totally enclosed fixtures in environments such as restaurants and hospitality buildings, and is damp location rated. Want that rustic look in your business or even wedding? These old fashioned light bulbs are perfect for you. They create that warm orange glow all while creating that steampunk or industrial design. Click here to see the complete Satco LED Filament Lamp S29921 Specification Sheet. Instant on at full brightness and mercury free - environmentally positive - generates no IR or UV - protects valuable objects - these Satco flame tip shape LED bulbs are rated for 15,000 hours. These 120 volt vintage LED light bulbs fit most fixtures with E12 candelabra base. The bulb's dimensions are 1.38" wide by 4 5/16" inches MOL. These antique style LED lights are compatible with many timers and dimmable using most 120V wall box dimmers. Satco 2.5 Watt Clear LED Flametip Filament Light Bulb E12 Candelabra Base 2700K | 2700 | 84 | 200 | 80 | 15000 | 2.5 | 1 | 4.95 | 4.95 | 5.8164 | 2020Q3 | https://www.greenelectricalsupply.com/satco-2w-flametip-led-filament-bulb-e12-candelabra-base-2700k-clear.aspx | Green Electrical Supply | 2020 | Yes
LED Lighting | Decorative | Manufacturer: Satco | True |  | Other | B11 | E26 (Medium) | Damp Location Rated Damp Location Rated Home > LED Light Bulbs > LED Filament Bulbs > LED Torpedo Filament > E26 Medium Base > 4 Watt Clear B11 E26 Base Dimmable LED Filament Bulb 2700K 350 Lumens Product Specifications - Quick Reference Lamp Wattage: Working Voltage: 4 Watts 120 Volt Dimensions: Beam Angle: 1.38" (MOD) x 3.5" (MOL) 360 Degree Omni-directional Lumen Output: Incandescent Equivalent: 350 Lumens 40 Watt Dimmable: Rated Life: Yes 15,000 Hours Color Temperature: 2700K Warm White Warranty: 3 Year Limited If you are looking for the antique, traditional candelabra B11 shape look and feel with all the energy efficient benefits LED technology can provide, this is the bulb for you. The Satco LED Filament light bulbs are the perfect vintage light bulb with an historically accurate and beautifully reproduced design. This Satco S8551 2700K warm white smooth dimming LED filament antique light operates on your existing 120V circuit and consumes just 4 watts. These clear candelabra base incandescent LED retrofit lights generate 350 lumens with a CRI of 90 - making them lawful for sale in California or CEC Compliant. The omni-directional filament LED light bulbs have a 360 degree beam angle to perfectly replace your 40 watt incandescent bulbs. The S8551 is damp location rated for environments such as restaurants and hospitality buildings. Want that rustic look in your business or even wedding? These old fashioned light bulbs are perfect for you. They create that warm orange glow all while creating that steampunk or industrial design. Click here to see the complete Satco LED Filament Lamp S8551 Specification Sheet. Instant on at full brightness and mercury free - environmentally positive - generates no IR or UV - protects valuable objects - these Satco B11 shape LED bulbs are rated for 15,000 hours. These vintage 120 volt LED light bulbs fit most fixtures with E26 medium base. The bulb's dimensions are 1.38" MOD by 3.5" inches MOL. These LED lights are compatible with many timers and dimmable using most 120V wall box dimmers. For compatible dimmers, please view the chart below. Satco 4 Watt Clear B11 E26 Base Dimmable LED Filament Bulb 2700K 350 Lumens | 2700 | 93 | 350 | 87.5 | 15000 | 4 | 1 | 6.95 | 6.95 | 8.1665 | 2020Q3 | https://www.greenelectricalsupply.com/satco-4w-b11-torpedo-e26-led-filament-2700k-warm-white-cec-compliant.aspx | Green Electrical Supply | 2020 | Yes
LED Lighting | Decorative | Manufacturer: Satco | True |  | Decorative | B10 | E12 (Candelabra) | Damp Location Rated Damp Location Rated Home > LED Light Bulbs > LED Filament Bulbs > LED Torpedo Filament > E12 Candelabra Base > 4.5 Watt Clear Torpedo LED Filament Bulb E12 Candelabra Base 350 Lumens 2700K Product Specifications - Quick Reference Lamp Wattage: Working Voltage: 4.5 Watts 120 Volt Dimensions: Beam Angle: 1.25" (MOD) x 3.75" (MOL) 360 Degree Omni-directional Lumen Output: Incandescent Equivalent: 350 Lumens 40 Watt Dimmable: Rated Life: Yes 15,000 Hours Color Temperature: 2700K Warm White Warranty: 3 Year Limited If you are looking for the antique, traditional candelabra torpedo shape look and feel with all the energy efficient benefits LED technology can provide, this is the bulb for you. The Satco LED Filament light bulbs are the perfect vintage light bulb with an historically accurate and beautifully reproduced design. This Satco S29877, a replacement for S9877, 2700K warm white smooth dimming LED filament antique light operates on your existing 120V circuit and consumes just 4.5 watts. These clear candelabra base incandescent LED retrofit lights generate 350 lumens with a CRI of 90 - making them California T24 Qualified or CEC Compliant. The omni-directional filament LED light bulbs have a 360 degree beam angle to perfectly replace your 40 watt incandescent bulbs. The S29877 is damp location rated for environments such as restaurants and hospitality buildings. Want that rustic look in your business or even wedding? These old fashioned light bulbs are perfect for you. They create that warm orange glow all while creating that steampunk or industrial design. Click here to see the complete Satco LED Filament Lamp S29877 Specification Sheet. Instant on at full brightness and mercury free - environmentally positive - generates no IR or UV - protects valuable objects - these Satco torpedo shape LED bulbs are rated for 15,000 hours. These vintage 120 volt LED light bulbs fit most fixtures with E12 base. The bulb's dimensions are 1.25" MOD by 3.75" inches MOL. These LED lights are compatible with many timers and dimmable using most 120V wall box dimmers. For compatible dimmers, please view the chart below. Satco 4.5 Watt Clear Torpedo LED Filament Bulb E12 Candelabra Base 350 Lumens 2700K | 2700 | 94 | 350 | 77.7778 | 15000 | 4.5 | 1 | 7.95 | 7.95 | 9.3416 | 2020Q3 | https://www.greenelectricalsupply.com/satco-4w-torpedo-led-filament-bulb-2700k-warm-white-cec-compliant.aspx | Green Electrical Supply | 2020 | Yes
LED Lighting | Downlight | Manufacturer: Satco | True |  |  | LED Retrofit Kit |  | Downlight Solid State Retrofit Recessed, 4" Recessed Downlight Solid State Retrofit Recessed, 4" Recessed Home > Closeout Fixtures and Light Bulbs > 4 Inch 9 Watt Dimmable LED Downlight Retrofit 3000K Warm White 600 Lumens Product Specifications - Quick Reference Lamp Wattage: Working Voltage: 8.5 Watts 120 Volt Beam Degree: Rated Life: 90 Degree Beam Angle 50,000 Hours Incandescent Equiv: Dimmable: 50 Watts - 600 Lumens Yes Finish Color: Base Type: White Connector (Direct Wire) Light Color: CRI: 3000K Warm White 90 CRI Certifications: Warranty: Energy Star, Wet Location 5 Year Limited Founded in 1966, Satco is well known as a premier supplier of a variety of lighting products. Satco's extensive catalog includes nearly everything you may be looking for, including LED downlight retrofits. Satco's line of LED downlight retrofits come in 4 inch versions as well as 5 or 6 inch versions. These downlight kits are ultra-efficient and designed to retrofit into existing incandescent recessed downlights. The inegrated LEDs reduce energy consumption up to 80% when compared to 50 Watt incandescent light bulbs and they last 30 times longer! These downlight retrofits are installed with a connector and DO NOT include a Medium E26 base option. This is the Satco S29714 (8.5WLED/RDL/4/30K/120V), a replacement for S9714, a dimmable 4" recessed 3000K Warm White LED Retrofit with a White Baffle and White Trim Ring. Satco's Retrofit LED Downlights are ultra-efficient, super-easy and very affordable. These LED downlight kits provide 600 lumens of brilliant illumination equivalent to the output of a 50 watt BR30 or 18 watt CFL.but requires just 8.5 watts of energy use. These dedicated 120 volt trims meet ENERGY STAR requirements, as well as being Wet Location Rated. The S29714 from Satco fits into many popular 4" recessed downlight fixtures. This LED downlight has an incredible CRI of 90! All your colors will stand out under this light. The Satco Downlight Retrofit Series has many different application uses including: healthcare, hospitality, office, property management, residential, and retail. Click here to see the complete Satco S29714 4 Inch LED Downlight Retrofit Specification Sheet. Satco 4 Inch 9 Watt Dimmable LED Downlight Retrofit 3000K Warm White 600 Lumens | 3000 | 92 | 600 | 70.5882 | 50000 | 8.5 | 1 | 12.95 | 12.95 | 15.2168 | 2020Q3 | https://www.greenelectricalsupply.com/satco-s29714-4-inch-led-recessed-downlight-retrofit-kit-3000k.aspx | Green Electrical Supply | 2020 | Yes
LED Lighting | A-Type | Satco | True |  | General Purpose Replacement | A19 | E26 (Medium) | Damp Location Rated,Recessed Fixtures Damp Location Rated,Recessed Fixtures Home Lamps, Bulbs, Ballasts Bulbs - LED LED - Traditional Lamps - A-Type S29810 Dimmable LED Lamp, 11W, 120V, Bulb: A-Type (A19), Base: Medium Screw (E26), Lumens: 1100, CRI: 80, Color Temperature: 2700K. 75W Equivalent, Energy Star Rated. Rated Average Life: 25,000 Hrs. 11 watt; A19 LED; 2700K Satco S29810 11 watt; A19 LED; 2700K | 2700 | 81 | 1100 | 100 | 25000 | 11 | 1 | 9.57 | 9.57 | 11.2451 | 2020Q3 | https://www.rexelusa.com/usr/Root-Category/Lamps,-Bulbs,-Ballasts/Bulbs---LED/LED---Traditional/Lamps---A-Type/Satco-S29810-11-watt;-A19-LED;-2700K/p/1225603?prevPageNumber=88 | Rexel Energy Solutions | 2020 | Yes
LED Lighting | Decorative | Manufacturer: Satco | True | Daylighting/Photocell, | Globe | G25 | E26 (Medium) | Damp Location Rated Damp Location Rated Home > Energy Star Qualified Products > 6 Watt Dimmable Frosted LED G25 Globe 120V 450 Lumens 2700K ** Non-CEC Compliant - NOT Lawful for Sale in California ** Product Specifications - Quick Reference Input Voltage: Dimmable: 120 Volt AC Yes - Dimmable Dimensions: Bulb Shape: 3.13" W x 4.25" MOL G25 Globe LED Color: 2700 Kelvin Life Time: 25,000 Hours Power Consumption: Luminous Efficacy: 6 Watts 75 lm/W CRI / Luminous Flux: Certifications: 80 CRI / 450 Lumens ENERGY STAR, UL "When Brilliant Design Meets Innovative Technology, Anything is Possible" SATCO, along with Wooree Lighting, their strategic South Korean manufacturing partner of more than 35 years, have created the KolourOne brand of LED products. Both companies bring nearly fifty years of lighting expertise to the new frontier of LED lighting technology. KolourOne LED lamps are designed and produced in a vertical manufacturing environment. All of the product's vital components, such as the LED chips, driver, Optics and Heat Sink are designed and manufactured in house. KolourOne's tight quality control systems guarantee the products reliability and Performance Consistency. Understanding the need for enhanced performance, superior appearance and continuous reliability, the KolourOne product line was conceived to offer a new option in LED replacement lamps. The KolourOne product line closely resembles traditional lamp size, function and visual appearance, making the KolourOne lamps the brand of choice. KolourOne doesn't follow trends, it leads them. Offering you true innovation in LED lighting, the outer shell and trim are available in a standard, gray finish or with a clean, white finish. This LED light bulb comes with the outer shell painted in a clean, white finish. The KolourOne S9200 can be used with most standard type dimmer controls and generates a 2700 Kelvin (K) warm white color. This LED light operates on your existing 120V circuit and consumes just 6 watts. These G25 globe shaped retrofit lights, a direct replacement for your 40 watt incandescent bulbs, generate 450 lumens (or 75 Lumens Per Watt) and has a CRI of 80. As an environmentally friendly product, the LED G25 lamps contain no harmful toxins and emit no IR or UV rediation. These Satco incandescent replacement bulbs are rated for 25,000 hours. These 120 volt LED light bulbs fit fixtures with an E26 medium base. The bulb's dimensions are 3.13 inches wide by 4.25 inches MOL. These LED lights are compatible with some timers and photo controls. These LED bulbs are ENERGY STAR Qualified, UL Listed, rated for Damp locations and carry a 3 Year Warranty. Dimming saves energy while setting the right light level to improve mood and ambiance. Screw-in compact fluorescent lamps (CFLs) and screw-in light emitting diode bulbs (LEDs) are a great energy-saving alternative to incandescent or halogen light sources; however, dimming them may be difficult. Lutrons new CL Dimmers for dimmable CFL and LED bulbs have HED Technology which helps alleviate your CFL and LED dimming challenges. Compared to standard dimmers, Lutrons new CL Dimmers keep the lights on as they are dimmed, make sure the lights turn on at all light levels, eliminate or reduce excessive flicker and keep the lights on even with line voltage fluctuations. Lutron CL dimmers are available in Maestro®, Diva®, Skylark Contour, Luméa®, Ariadni®/Toggler® and Credenza® product families. Click here to see all Lutron CL Dimmer Light Switches and Wall Plates. Satco 6 Watt Dimmable Frosted LED G25 Globe 120V 450 Lumens 2700K | 2700 | 81 | 450 | 75 | 25000 | 6 | 1 | 7.95 | 7.95 | 9.3416 | 2020Q3 | https://www.greenelectricalsupply.com/satco-s9200-dimmable-led-g25-globe-replacement-light-bulbs-2700k.aspx | Green Electrical Supply | 2020 | Yes
LED Lighting | Decorative | Manufacturer: Satco | True | Daylighting/Photocell, | Globe | G25 | E26 (Medium) | Damp Location Rated Damp Location Rated Home > Energy Star Qualified Products > 6 Watt Dimmable Frosted LED G25 Globe Light Bulb 470 Lumens 3000K ** Non-CEC Compliant - NOT Lawful for Sale in California ** Product Specifications - Quick Reference Input Voltage: Dimmable: 120 Volt AC Yes - Dimmable Dimensions: Bulb Shape: 3.13" W x 4.25" MOL G25 Globe LED Color: 3000 Kelvin Life Time: 25,000 Hours Power Consumption: Luminous Efficacy: 6 Watts 78 lm/W CRI / Luminous Flux: Certifications: 80 CRI / 470 Lumens ENERGY STAR, UL "When Brilliant Design Meets Innovative Technology, Anything is Possible" SATCO, along with Wooree Lighting, their strategic South Korean manufacturing partner of more than 35 years, have created the KolourOne brand of LED products. Both companies bring nearly fifty years of lighting expertise to the new frontier of LED lighting technology. KolourOne LED lamps are designed and produced in a vertical manufacturing environment. All of the product's vital components, such as the LED chips, driver, Optics and Heat Sink are designed and manufactured in house. KolourOne's tight quality control systems guarantee the products reliability and Performance Consistency. Understanding the need for enhanced performance, superior appearance and continuous reliability, the KolourOne product line was conceived to offer a new option in LED replacement lamps. The KolourOne product line closely resembles traditional lamp size, function and visual appearance, making the KolourOne lamps the brand of choice. KolourOne doesn't follow trends, it leads them. Offering you true innovation in LED lighting, the outer shell and trim are available in a standard, gray finish or with a clean, white finish. This LED light bulb comes with the outer shell painted in a clean, white finish. The KolourOne S9201 can be used with most standard type dimmer controls and generates a 3000 Kelvin (K) warm white color. This LED light operates on your existing 120V circuit and consumes just 6 watts. These G25 globe shaped retrofit lights, a direct replacement for your 40 watt incandescent bulbs, generate 470 lumens (or 78 Lumens Per Watt) and has a CRI of 80. As an environmentally friendly product, the LED G25 lamps contain no harmful toxins and emit no IR or UV rediation. These Satco incandescent replacement bulbs are rated for 25,000 hours. These 120 volt LED light bulbs fit fixtures with an E26 medium base. The bulb's dimensions are 3.13 inches wide by 4.25 inches MOL. These LED lights are compatible with some timers and photo controls. These LED bulbs are ENERGY STAR Qualified, UL Listed, rated for Damp locations and carry a 3 Year Warranty. Dimming saves energy while setting the right light level to improve mood and ambiance. Screw-in compact fluorescent lamps (CFLs) and screw-in light emitting diode bulbs (LEDs) are a great energy-saving alternative to incandescent or halogen light sources; however, dimming them may be difficult. Lutrons new CL Dimmers for dimmable CFL and LED bulbs have HED Technology which helps alleviate your CFL and LED dimming challenges. Compared to standard dimmers, Lutrons new CL Dimmers keep the lights on as they are dimmed, make sure the lights turn on at all light levels, eliminate or reduce excessive flicker and keep the lights on even with line voltage fluctuations. Lutron CL dimmers are available in Maestro®, Diva®, Skylark Contour, Luméa®, Ariadni®/Toggler® and Credenza® product families. Click here to see all Lutron CL Dimmer Light Switches and Wall Plates. Satco 6 Watt Dimmable Frosted LED G25 Globe Light Bulb 470 Lumens 3000K | 3000 | 83 | 565 | 94.1667 | 25000 | 6 | 1 | 7.95 | 7.95 | 9.3416 | 2020Q3 | https://www.greenelectricalsupply.com/satco-s9201-dimmable-led-g25-globe-replacement-light-bulbs-3000k.aspx | Green Electrical Supply | 2020 | Yes
LED Lighting | Reflector | Manufacturer: Satco | True |  | Reflector (Flood/Spot) | PAR20 | E26 (Medium) | Wet Location Rated,Recessed Fixtures Wet Location Rated,Recessed Fixtures Home > Energy Star Qualified Products > 7 Watt 500 Lumen 25 Degree Beam Dimmable LED PAR20 Spot Flood Light Bulb 2700K ** Non-CEC Compliant - NOT Lawful for Sale in California ** Product Specifications - Quick Reference Lamp Wattage: Working Voltage: 7 Watts 120 Volt Dimensions: Beam Angle: 2.5" Diam x 3 1/16" (MOL) 25 Degree Spot Lumen Output: 500 Lumens Rated Life: 25,000 Hours Light Color: 2700K CCT Rated: IP65 Outdoor Wet Location Familiar appearance. High Efficiency. Direct replacements. Satco High Performance LED ( Light Emitting Diode ) PAR20 lamps are a perfect retrofit bulb for your high use areas in both residential and commercial applications where you are currently using 45-50 watt halogen PAR20 lamps. LED light bulbs produce very little heat, reach full brightness instantly and last 25,000 hours. This Satco S9400 2700 Kelvin (K) warm white LED light operates on your existing 120V circuit and consumes just 7 watts. These PAR20 LED retrofit lights generate 500 lumens (or 71 Lumens Per Watt). These LED PAR20 bulbs have a 25 Degree Spot beam spread. Instant on at full brightness and mercury free - environmentally positive - generates no IR or UV - protects valuable objects - these Satco PAR20 LED bulbs are rated for 25,000 hours. These 120 volt LED light bulbs fit most fixtures with an E26 medium base. The bulb's dimensions are 2.5" diameter by 3 1/16" long MOL. This bulb is NOT for use in totally enclosed fixtures. These LED lights are compatible with many timers and dimmable using Lutron CL LED and CFL wall box dimmers. Dimming saves energy while setting the right light level to improve mood and ambiance. Screw-in compact fluorescent lamps (CFLs) and screw-in light emitting diode bulbs (LEDs) are a great energy-saving alternative to incandescent or halogen light sources; however, dimming them may be difficult. Lutrons new CL Dimmers for dimmable CFL and LED bulbs have HED Technology which helps alleviate your CFL and LED dimming challenges. Compared to standard dimmers, Lutrons new CL Dimmers keep the lights on as they are dimmed, make sure the lights turn on at all light levels, eliminate or reduce excessive flicker and keep the lights on even with line voltage fluctuations. Lutron CL dimmers are available in Maestro®, Diva®, Skylark Contour, Luméa®, Ariadni®/Toggler® and Credenza® product families. Click here to see all Lutron CL Dimmer Light Switches and Wall Plates. Typical Applications Typical applications for these PAR20 LEDs include exterior security and soffit light fixtures in residential, office, retail, restaurant, school, hospital and hotel/motel locations. Satco 7 Watt 500 Lumen 25 Degree Beam Dimmable LED PAR20 Spot Flood Light Bulb 2700K | 2700 | 82 | 525 | 75 | 25000 | 7 | 1 | 6.95 | 6.95 | 8.1665 | 2020Q3 | https://www.greenelectricalsupply.com/satco-s9400-7-watt-dimming-led-par20-spot-2700k.aspx | Green Electrical Supply | 2020 | Yes
LED Lighting | Reflector | Manufacturer: Satco | True |  | Reflector (Flood/Spot) | PAR20 | E26 (Medium) | Wet Location Rated,Recessed Fixtures Wet Location Rated,Recessed Fixtures Home > Energy Star Qualified Products > 7 Watt 500 Lumen 25 Degree Beam Dimmable LED PAR20 Spot Flood Light Bulb 3000K ** Non-CEC Compliant - NOT Lawful for Sale in California ** Product Specifications - Quick Reference Lamp Wattage: Working Voltage: 7 Watts 120 Volt Dimensions: Beam Angle: 2.5" Diam x 3 1/16" (MOL) 25 Degree Spot Lumen Output: 500 Lumens Rated Life: 25,000 Hours Light Color: 3000K CCT Rated: IP65 Outdoor Wet Location Familiar appearance. High Efficiency. Direct replacements. Satco High Performance LED ( Light Emitting Diode ) PAR20 lamps are a perfect retrofit bulb for your high use areas in both residential and commercial applications where you are currently using 45-50 watt halogen PAR20 lamps. LED light bulbs produce very little heat, reach full brightness instantly and last 25,000 hours. This Satco S9401 3000 Kelvin (K) warm white LED light operates on your existing 120V circuit and consumes just 7 watts. These PAR20 LED retrofit lights generate 500 lumens (or 71 Lumens Per Watt). These LED PAR20 bulbs have a 25 Degree Spot beam spread. Instant on at full brightness and mercury free - environmentally positive - generates no IR or UV - protects valuable objects - these Satco PAR20 LED bulbs are rated for 25,000 hours. These 120 volt LED light bulbs fit most fixtures with an E26 medium base. The bulb's dimensions are 2.5" diameter by 3 1/16" long MOL. This bulb is NOT for use in totally enclosed fixtures. These LED lights are compatible with many timers and dimmable using Lutron CL LED and CFL wall box dimmers. Dimming saves energy while setting the right light level to improve mood and ambiance. Screw-in compact fluorescent lamps (CFLs) and screw-in light emitting diode bulbs (LEDs) are a great energy-saving alternative to incandescent or halogen light sources; however, dimming them may be difficult. Lutrons new CL Dimmers for dimmable CFL and LED bulbs have HED Technology which helps alleviate your CFL and LED dimming challenges. Compared to standard dimmers, Lutrons new CL Dimmers keep the lights on as they are dimmed, make sure the lights turn on at all light levels, eliminate or reduce excessive flicker and keep the lights on even with line voltage fluctuations. Lutron CL dimmers are available in Maestro®, Diva®, Skylark Contour, Luméa®, Ariadni®/Toggler® and Credenza® product families. Click here to see all Lutron CL Dimmer Light Switches and Wall Plates. Typical Applications Typical applications for these PAR20 LEDs include exterior security and soffit light fixtures in residential, office, retail, restaurant, school, hospital and hotel/motel locations. Satco 7 Watt 500 Lumen 25 Degree Beam Dimmable LED PAR20 Spot Flood Light Bulb 3000K | 3000 | 81 | 525 | 75 | 25000 | 7 | 1 | 6.95 | 6.95 | 8.1665 | 2020Q3 | https://www.greenelectricalsupply.com/satco-s9401-7-watt-dimming-led-par20-spot-3000k.aspx | Green Electrical Supply | 2020 | Yes
LED Lighting | Reflector | Manufacturer: Satco | True |  | Reflector (Flood/Spot) | PAR20 | E26 (Medium) | Wet Location Rated,Recessed Fixtures Wet Location Rated,Recessed Fixtures Home > Energy Star Qualified Products > 7 Watt 500 Lumen 25 Degree Beam Dimmable LED PAR20 Spot Flood Light Bulb 3500K ** Non-CEC Compliant - NOT Lawful for Sale in California ** Product Specifications - Quick Reference Lamp Wattage: Working Voltage: 7 Watts 120 Volt Dimensions: Beam Angle: 2.5" Diam x 3 1/16" (MOL) 25 Degree Spot Lumen Output: 500 Lumens Rated Life: 25,000 Hours Light Color: 3500K CCT Rated: IP65 Outdoor Wet Location Familiar appearance. High Efficiency. Direct replacements. Satco High Performance LED ( Light Emitting Diode ) PAR20 lamps are a perfect retrofit bulb for your high use areas in both residential and commercial applications where you are currently using 45-50 watt halogen PAR20 lamps. LED light bulbs produce very little heat, reach full brightness instantly and last 25,000 hours. This Satco S9402 3500 Kelvin (K) bright white LED light operates on your existing 120V circuit and consumes just 7 watts. These PAR20 LED retrofit lights generate 500 lumens (or 71 Lumens Per Watt). These LED PAR20 bulbs have a 25 Degree Spot beam spread. Instant on at full brightness and mercury free - environmentally positive - generates no IR or UV - protects valuable objects - these Satco PAR20 LED bulbs are rated for 25,000 hours. These 120 volt LED light bulbs fit most fixtures with an E26 medium base. The bulb's dimensions are 2.5" diameter by 3 1/16" long MOL. This bulb is NOT for use in totally enclosed fixtures. These LED lights are compatible with many timers and dimmable using Lutron CL LED and CFL wall box dimmers. Dimming saves energy while setting the right light level to improve mood and ambiance. Screw-in compact fluorescent lamps (CFLs) and screw-in light emitting diode bulbs (LEDs) are a great energy-saving alternative to incandescent or halogen light sources; however, dimming them may be difficult. Lutrons new CL Dimmers for dimmable CFL and LED bulbs have HED Technology which helps alleviate your CFL and LED dimming challenges. Compared to standard dimmers, Lutrons new CL Dimmers keep the lights on as they are dimmed, make sure the lights turn on at all light levels, eliminate or reduce excessive flicker and keep the lights on even with line voltage fluctuations. Lutron CL dimmers are available in Maestro®, Diva®, Skylark Contour, Luméa®, Ariadni®/Toggler® and Credenza® product families. Click here to see all Lutron CL Dimmer Light Switches and Wall Plates. Typical Applications Typical applications for these PAR20 LEDs include exterior security and soffit light fixtures in residential, office, retail, restaurant, school, hospital and hotel/motel locations. Satco 7 Watt 500 Lumen 25 Degree Beam Dimmable LED PAR20 Spot Flood Light Bulb 3500K | 3500 | 82 | 525 | 75 | 25000 | 7 | 1 | 6.95 | 6.95 | 8.1665 | 2020Q3 | https://www.greenelectricalsupply.com/satco-s9402-7-watt-dimming-led-par20-spot-3500k.aspx | Green Electrical Supply | 2020 | Yes
LED Lighting | Reflector | Manufacturer: Satco | True |  | Reflector (Flood/Spot) | PAR20 | E26 (Medium) | Wet Location Rated,Recessed Fixtures Wet Location Rated,Recessed Fixtures Home > Energy Star Qualified Products > 7 Watt 550 Lumen 25 Degree Beam Dimmable LED PAR20 Spot Flood Light Bulb 4000K ** Non-CEC Compliant - NOT Lawful for Sale in California ** Product Specifications - Quick Reference Lamp Wattage: Working Voltage: 7 Watts 120 Volt Dimensions: Beam Angle: 2.5" Diam x 3 1/16" (MOL) 25 Degree Spot Lumen Output: 550 Lumens Rated Life: 25,000 Hours Light Color: 4000K CCT Rated: IP65 Outdoor Wet Location Familiar appearance. High Efficiency. Direct replacements. Satco High Performance LED ( Light Emitting Diode ) PAR20 lamps are a perfect retrofit bulb for your high use areas in both residential and commercial applications where you are currently using 45-50 watt halogen PAR20 lamps. LED light bulbs produce very little heat, reach full brightness instantly and last 25,000 hours. This Satco S9403 4000 Kelvin (K) cool white LED light operates on your existing 120V circuit and consumes just 7 watts. These PAR20 LED retrofit lights generate 550 lumens (or 71 Lumens Per Watt). These LED PAR20 bulbs have a 25 Degree Spot beam spread. Instant on at full brightness and mercury free - environmentally positive - generates no IR or UV - protects valuable objects - these Satco PAR20 LED bulbs are rated for 25,000 hours. These 120 volt LED light bulbs fit most fixtures with an E26 medium base. The bulb's dimensions are 2.5" diameter by 3 1/16" long MOL. This bulb is NOT for use in totally enclosed fixtures. These LED lights are compatible with many timers and dimmable using Lutron CL LED and CFL wall box dimmers. Dimming saves energy while setting the right light level to improve mood and ambiance. Screw-in compact fluorescent lamps (CFLs) and screw-in light emitting diode bulbs (LEDs) are a great energy-saving alternative to incandescent or halogen light sources; however, dimming them may be difficult. Lutrons new CL Dimmers for dimmable CFL and LED bulbs have HED Technology which helps alleviate your CFL and LED dimming challenges. Compared to standard dimmers, Lutrons new CL Dimmers keep the lights on as they are dimmed, make sure the lights turn on at all light levels, eliminate or reduce excessive flicker and keep the lights on even with line voltage fluctuations. Lutron CL dimmers are available in Maestro®, Diva®, Skylark Contour, Luméa®, Ariadni®/Toggler® and Credenza® product families. Click here to see all Lutron CL Dimmer Light Switches and Wall Plates. Typical Applications Typical applications for these PAR20 LEDs include exterior security and soffit light fixtures in residential, office, retail, restaurant, school, hospital and hotel/motel locations. Satco 7 Watt 550 Lumen 25 Degree Beam Dimmable LED PAR20 Spot Flood Light Bulb 4000K | 4000 | 82 | 525 | 75 | 25000 | 7 | 1 | 6.95 | 6.95 | 8.1665 | 2020Q3 | https://www.greenelectricalsupply.com/satco-s9403-7-watt-dimming-led-par20-spot-4000k.aspx | Green Electrical Supply | 2020 | Yes
LED Lighting | Reflector | Manufacturer: Satco | True | Daylighting/Photocell, | Reflector (Flood/Spot) | PAR20 | E26 (Medium) | Wet Location Rated,Recessed Fixtures Wet Location Rated,Recessed Fixtures Home > Energy Star Qualified Products > 7 Watt 550 Lumen 25 Degree Beam Dimmable LED PAR20 Spot Flood Light Bulb 5000K ** Non-CEC Compliant - NOT Lawful for Sale in California ** Product Specifications - Quick Reference Lamp Wattage: Working Voltage: 7 Watts 120 Volt Dimensions: Beam Angle: 2.5" Diam x 3 1/16" (MOL) 25 Degree Spot Lumen Output: 550 Lumens Rated Life: 25,000 Hours Light Color: 5000K CCT Rated: IP65 Outdoor Wet Location Familiar appearance. High Efficiency. Direct replacements. Satco High Performance LED ( Light Emitting Diode ) PAR20 lamps are a perfect retrofit bulb for your high use areas in both residential and commercial applications where you are currently using 45-50 watt halogen PAR20 lamps. LED light bulbs produce very little heat, reach full brightness instantly and last 25,000 hours. This Satco S9404 5000 Kelvin (K) daylight white LED light operates on your existing 120V circuit and consumes just 7 watts. These PAR20 LED retrofit lights generate 550 lumens (or 71 Lumens Per Watt). These LED PAR20 bulbs have a 25 Degree Spot beam spread. Instant on at full brightness and mercury free - environmentally positive - generates no IR or UV - protects valuable objects - these Satco PAR20 LED bulbs are rated for 25,000 hours. These 120 volt LED light bulbs fit most fixtures with an E26 medium base. The bulb's dimensions are 2.5" diameter by 3 1/16" long MOL. This bulb is NOT for use in totally enclosed fixtures. These LED lights are compatible with many timers and dimmable using Lutron CL LED and CFL wall box dimmers. Dimming saves energy while setting the right light level to improve mood and ambiance. Screw-in compact fluorescent lamps (CFLs) and screw-in light emitting diode bulbs (LEDs) are a great energy-saving alternative to incandescent or halogen light sources; however, dimming them may be difficult. Lutrons new CL Dimmers for dimmable CFL and LED bulbs have HED Technology which helps alleviate your CFL and LED dimming challenges. Compared to standard dimmers, Lutrons new CL Dimmers keep the lights on as they are dimmed, make sure the lights turn on at all light levels, eliminate or reduce excessive flicker and keep the lights on even with line voltage fluctuations. Lutron CL dimmers are available in Maestro®, Diva®, Skylark Contour, Luméa®, Ariadni®/Toggler® and Credenza® product families. Click here to see all Lutron CL Dimmer Light Switches and Wall Plates. Typical Applications Typical applications for these PAR20 LEDs include exterior security and soffit light fixtures in residential, office, retail, restaurant, school, hospital and hotel/motel locations. Satco 7 Watt 550 Lumen 25 Degree Beam Dimmable LED PAR20 Spot Flood Light Bulb 5000K | 5000 | 84 | 525 | 75 | 25000 | 7 | 1 | 6.95 | 6.95 | 8.1665 | 2020Q3 | https://www.greenelectricalsupply.com/satco-s9404-7-watt-dimming-led-par20-spot-5000k.aspx | Green Electrical Supply | 2020 | Yes
LED Lighting | Reflector | Manufacturer: Satco | True |  | Reflector (Flood/Spot) | PAR20 | E26 (Medium) | Wet Location Rated,Recessed Fixtures Wet Location Rated,Recessed Fixtures Home > LED Light Bulbs > LED PAR Bulbs > LED PAR20 > Flood (40 Degree) > 2700K Warm White > 7 Watt 500 Lumen 40 Degree Beam Dimmable LED PAR20 Flood Light Bulb 2700K ** Non-CEC Compliant - NOT Lawful for Sale in California ** Product Specifications - Quick Reference Lamp Wattage: Working Voltage: 7 Watts 120 Volt Dimensions: Beam Angle: 2.5" Diam x 3 1/16" (MOL) 40 Degree Lumen Output: 500 Lumens Rated Life: 25,000 Hours Light Color: 2700K CCT Rated: IP65 Outdoor Wet Location Familiar appearance. High Efficiency. Direct replacements. Satco High Performance LED ( Light Emitting Diode ) PAR20 lamps are a perfect retrofit bulb for your high use areas in both residential and commercial applications where you are currently using 45-50 watt halogen PAR20 lamps. LED light bulbs produce very little heat, reach full brightness instantly and last 25,000 hours. This Satco S9405 2700 Kelvin (K) warm white LED light operates on your existing 120V circuit and consumes just 7 watts. These PAR20 LED retrofit lights generate 500 lumens (or 71 Lumens Per Watt). These LED PAR20 bulbs have a 40 Degree Flood beam spread. Instant on at full brightness and mercury free - environmentally positive - generates no IR or UV - protects valuable objects - these Satco PAR20 LED bulbs are rated for 25,000 hours. These 120 volt LED light bulbs fit most fixtures with an E26 medium base. The bulb's dimensions are 2.5" diameter by 3 1/16" long MOL. This bulb is NOT for use in totally enclosed fixtures. These LED lights are compatible with many timers and dimmable using Lutron CL LED and CFL wall box dimmers. Dimming saves energy while setting the right light level to improve mood and ambiance. Screw-in compact fluorescent lamps (CFLs) and screw-in light emitting diode bulbs (LEDs) are a great energy-saving alternative to incandescent or halogen light sources; however, dimming them may be difficult. Lutrons new CL Dimmers for dimmable CFL and LED bulbs have HED Technology which helps alleviate your CFL and LED dimming challenges. Compared to standard dimmers, Lutrons new CL Dimmers keep the lights on as they are dimmed, make sure the lights turn on at all light levels, eliminate or reduce excessive flicker and keep the lights on even with line voltage fluctuations. Lutron CL dimmers are available in Maestro®, Diva®, Skylark Contour, Luméa®, Ariadni®/Toggler® and Credenza® product families. Click here to see all Lutron CL Dimmer Light Switches and Wall Plates. Typical Applications Typical applications for these PAR20 LEDs include exterior security and soffit light fixtures in residential, office, retail, restaurant, school, hospital and hotel/motel locations. Satco 7 Watt 500 Lumen 40 Degree Beam Dimmable LED PAR20 Flood Light Bulb 2700K | 2700 | 82 | 525 | 75 | 25000 | 7 | 1 | 6.95 | 6.95 | 8.1665 | 2020Q3 | https://www.greenelectricalsupply.com/satco-s9405-7-watt-dimming-led-par20-flood-2700k.aspx | Green Electrical Supply | 2020 | Yes
LED Lighting | Reflector | Manufacturer: Satco | True |  | Reflector (Flood/Spot) | PAR20 | E26 (Medium) | Wet Location Rated,Recessed Fixtures Wet Location Rated,Recessed Fixtures Home > Energy Star Qualified Products > 7 Watt 500 Lumen 40 Degree Beam Dimmable LED PAR20 Flood Light Bulb 3000K ** Non-CEC Compliant - NOT Lawful for Sale in California ** Product Specifications - Quick Reference Lamp Wattage: Working Voltage: 7 Watts 120 Volt Dimensions: Beam Angle: 2.5" Diam x 3 1/16" (MOL) 40 Degree Lumen Output: 500 Lumens Rated Life: 25,000 Hours Light Color: 3000K CCT Rated: IP65 Outdoor Wet Location Familiar appearance. High Efficiency. Direct replacements. Satco High Performance LED ( Light Emitting Diode ) PAR20 lamps are a perfect retrofit bulb for your high use areas in both residential and commercial applications where you are currently using 45-50 watt halogen PAR20 lamps. LED light bulbs produce very little heat, reach full brightness instantly and last 25,000 hours. This Satco S9406 3000 Kelvin (K) warm white LED light operates on your existing 120V circuit and consumes just 7 watts. These PAR20 LED retrofit lights generate 500 lumens (or 71 Lumens Per Watt). These LED PAR20 bulbs have a 40 Degree Flood beam spread. Instant on at full brightness and mercury free - environmentally positive - generates no IR or UV - protects valuable objects - these Satco PAR20 LED bulbs are rated for 25,000 hours. These 120 volt LED light bulbs fit most fixtures with an E26 medium base. The bulb's dimensions are 2.5" diameter by 3 1/16" long MOL. This bulb is NOT for use in totally enclosed fixtures. These LED lights are compatible with many timers and dimmable using Lutron CL LED and CFL wall box dimmers. Dimming saves energy while setting the right light level to improve mood and ambiance. Screw-in compact fluorescent lamps (CFLs) and screw-in light emitting diode bulbs (LEDs) are a great energy-saving alternative to incandescent or halogen light sources; however, dimming them may be difficult. Lutrons new CL Dimmers for dimmable CFL and LED bulbs have HED Technology which helps alleviate your CFL and LED dimming challenges. Compared to standard dimmers, Lutrons new CL Dimmers keep the lights on as they are dimmed, make sure the lights turn on at all light levels, eliminate or reduce excessive flicker and keep the lights on even with line voltage fluctuations. Lutron CL dimmers are available in Maestro®, Diva®, Skylark Contour, Luméa®, Ariadni®/Toggler® and Credenza® product families. Click here to see all Lutron CL Dimmer Light Switches and Wall Plates. Typical Applications Typical applications for these PAR20 LEDs include exterior security and soffit light fixtures in residential, office, retail, restaurant, school, hospital and hotel/motel locations. Satco 7 Watt 500 Lumen 40 Degree Beam Dimmable LED PAR20 Flood Light Bulb 3000K | 3000 | 81 | 525 | 75 | 25000 | 7 | 1 | 6.95 | 6.95 | 8.1665 | 2020Q3 | https://www.greenelectricalsupply.com/satco-s9406-7-watt-dimming-led-par20-flood-3000k.aspx | Green Electrical Supply | 2020 | Yes
LED Lighting | Reflector | Manufacturer: Satco | True |  | Reflector (Flood/Spot) | PAR20 | E26 (Medium) | Wet Location Rated,Recessed Fixtures Wet Location Rated,Recessed Fixtures Home > Energy Star Qualified Products > 7 Watt 500 Lumen 40 Degree Beam Dimmable LED PAR20 Flood Light Bulb 3500K ** Non-CEC Compliant - NOT Lawful for Sale in California ** Product Specifications - Quick Reference Lamp Wattage: Working Voltage: 7 Watts 120 Volt Dimensions: Beam Angle: 2.5" Diam x 3 1/16" (MOL) 40 Degree Lumen Output: 500 Lumens Rated Life: 25,000 Hours Light Color: 3500K CCT Rated: IP65 Outdoor Wet Location Familiar appearance. High Efficiency. Direct replacements. Satco High Performance LED ( Light Emitting Diode ) PAR20 lamps are a perfect retrofit bulb for your high use areas in both residential and commercial applications where you are currently using 45-50 watt halogen PAR20 lamps. LED light bulbs produce very little heat, reach full brightness instantly and last 25,000 hours. This Satco S9407 3500 Kelvin (K) bright white LED light operates on your existing 120V circuit and consumes just 7 watts. These PAR20 LED retrofit lights generate 500 lumens (or 71 Lumens Per Watt). These LED PAR20 bulbs have a 40 Degree Flood beam spread. Instant on at full brightness and mercury free - environmentally positive - generates no IR or UV - protects valuable objects - these Satco PAR20 LED bulbs are rated for 25,000 hours. These 120 volt LED light bulbs fit most fixtures with an E26 medium base. The bulb's dimensions are 2.5" diameter by 3 1/16" long MOL. This bulb is NOT for use in totally enclosed fixtures. These LED lights are compatible with many timers and dimmable using Lutron CL LED and CFL wall box dimmers. Dimming saves energy while setting the right light level to improve mood and ambiance. Screw-in compact fluorescent lamps (CFLs) and screw-in light emitting diode bulbs (LEDs) are a great energy-saving alternative to incandescent or halogen light sources; however, dimming them may be difficult. Lutrons new CL Dimmers for dimmable CFL and LED bulbs have HED Technology which helps alleviate your CFL and LED dimming challenges. Compared to standard dimmers, Lutrons new CL Dimmers keep the lights on as they are dimmed, make sure the lights turn on at all light levels, eliminate or reduce excessive flicker and keep the lights on even with line voltage fluctuations. Lutron CL dimmers are available in Maestro®, Diva®, Skylark Contour, Luméa®, Ariadni®/Toggler® and Credenza® product families. Click here to see all Lutron CL Dimmer Light Switches and Wall Plates. Typical Applications Typical applications for these PAR20 LEDs include exterior security and soffit light fixtures in residential, office, retail, restaurant, school, hospital and hotel/motel locations. Satco 7 Watt 500 Lumen 40 Degree Beam Dimmable LED PAR20 Flood Light Bulb 3500K | 3500 | 82 | 525 | 75 | 25000 | 7 | 1 | 6.95 | 6.95 | 8.1665 | 2020Q3 | https://www.greenelectricalsupply.com/satco-s9407-7-watt-dimming-led-par20-flood-3500k.aspx | Green Electrical Supply | 2020 | Yes
LED Lighting | Reflector | Manufacturer: Satco | True |  | Reflector (Flood/Spot) | PAR20 | E26 (Medium) | Wet Location Rated,Recessed Fixtures Wet Location Rated,Recessed Fixtures Home > Energy Star Qualified Products > 7 Watt 550 Lumen 40 Degree Beam Dimmable LED PAR20 Flood Light Bulb 4000K ** Non-CEC Compliant - NOT Lawful for Sale in California ** Product Specifications - Quick Reference Lamp Wattage: Working Voltage: 7 Watts 120 Volt Dimensions: Beam Angle: 2.5" Diam x 3 1/16" (MOL) 40 Degree; Lumen Output: 550 Lumens Rated Life: 25,000 Hours Light Color: 4000K CCT Rated: IP65 Outdoor Wet Location Familiar appearance. High Efficiency. Direct replacements. Satco High Performance LED ( Light Emitting Diode ) PAR20 lamps are a perfect retrofit bulb for your high use areas in both residential and commercial applications where you are currently using 45-50 watt halogen PAR20 lamps. LED light bulbs produce very little heat, reach full brightness instantly and last 25,000 hours. This Satco S9408 4000 Kelvin (K) cool white LED light operates on your existing 120V circuit and consumes just 7 watts. These PAR20 LED retrofit lights generate 550 lumens (or 71 Lumens Per Watt). These LED PAR20 bulbs have a 40 Degree Flood beam spread. Instant on at full brightness and mercury free - environmentally positive - generates no IR or UV - protects valuable objects - these Satco PAR20 LED bulbs are rated for 25,000 hours. These 120 volt LED light bulbs fit most fixtures with an E26 medium base. The bulb's dimensions are 2.5" diameter by 3 1/16" long MOL. This bulb is NOT for use in totally enclosed fixtures. These LED lights are compatible with many timers and dimmable using Lutron CL LED and CFL wall box dimmers. Dimming saves energy while setting the right light level to improve mood and ambiance. Screw-in compact fluorescent lamps (CFLs) and screw-in light emitting diode bulbs (LEDs) are a great energy-saving alternative to incandescent or halogen light sources; however, dimming them may be difficult. Lutrons new CL Dimmers for dimmable CFL and LED bulbs have HED Technology which helps alleviate your CFL and LED dimming challenges. Compared to standard dimmers, Lutrons new CL Dimmers keep the lights on as they are dimmed, make sure the lights turn on at all light levels, eliminate or reduce excessive flicker and keep the lights on even with line voltage fluctuations. Lutron CL dimmers are available in Maestro®, Diva®, Skylark Contour, Luméa®, Ariadni®/Toggler® and Credenza® product families. Click here to see all Lutron CL Dimmer Light Switches and Wall Plates. Typical Applications Typical applications for these PAR20 LEDs include exterior security and soffit light fixtures in residential, office, retail, restaurant, school, hospital and hotel/motel locations. Satco 7 Watt 550 Lumen 40 Degree Beam Dimmable LED PAR20 Flood Light Bulb 4000K | 4000 | 82 | 525 | 75 | 25000 | 7 | 1 | 6.95 | 6.95 | 8.1665 | 2020Q3 | https://www.greenelectricalsupply.com/satco-s9408-7-watt-dimming-led-par20-flood-4000K.aspx | Green Electrical Supply | 2020 | Yes
LED Lighting | Reflector | Manufacturer: Satco | True | Daylighting/Photocell, | Reflector (Flood/Spot) | PAR20 | E26 (Medium) | Wet Location Rated,Recessed Fixtures Wet Location Rated,Recessed Fixtures Home > Energy Star Qualified Products > 7 Watt 550 Lumen 40 Degree Beam Dimmable LED PAR20 Flood Light Bulb 5000K ** Non-CEC Compliant - NOT Lawful for Sale in California ** Product Specifications - Quick Reference Lamp Wattage: Working Voltage: 7 Watts 120 Volt Dimensions: Beam Angle: 2.5" Diam x 3 1/16" (MOL) 40 Degree Lumen Output: 550 Lumens Rated Life: 25,000 Hours Light Color: 5000K CCT Rated: IP65 Outdoor Wet Location Familiar appearance. High Efficiency. Direct replacements. Satco High Performance LED ( Light Emitting Diode ) PAR20 lamps are a perfect retrofit bulb for your high use areas in both residential and commercial applications where you are currently using 45-50 watt halogen PAR20 lamps. LED light bulbs produce very little heat, reach full brightness instantly and last 25,000 hours. This Satco S9409 5000 Kelvin (K) daylight white LED light operates on your existing 120V circuit and consumes just 7 watts. These PAR20 LED retrofit lights generate 550 lumens (or 71 Lumens Per Watt). These LED PAR20 bulbs have a 40 Degree Flood beam spread. Instant on at full brightness and mercury free - environmentally positive - generates no IR or UV - protects valuable objects - these Satco PAR20 LED bulbs are rated for 25,000 hours. These 120 volt LED light bulbs fit most fixtures with an E26 medium base. The bulb's dimensions are 2.5" diameter by 3 1/16" long MOL. This bulb is NOT for use in totally enclosed fixtures. These LED lights are compatible with many timers and dimmable using Lutron CL LED and CFL wall box dimmers. Dimming saves energy while setting the right light level to improve mood and ambiance. Screw-in compact fluorescent lamps (CFLs) and screw-in light emitting diode bulbs (LEDs) are a great energy-saving alternative to incandescent or halogen light sources; however, dimming them may be difficult. Lutrons new CL Dimmers for dimmable CFL and LED bulbs have HED Technology which helps alleviate your CFL and LED dimming challenges. Compared to standard dimmers, Lutrons new CL Dimmers keep the lights on as they are dimmed, make sure the lights turn on at all light levels, eliminate or reduce excessive flicker and keep the lights on even with line voltage fluctuations. Lutron CL dimmers are available in Maestro®, Diva®, Skylark Contour, Luméa®, Ariadni®/Toggler® and Credenza® product families. Click here to see all Lutron CL Dimmer Light Switches and Wall Plates. Typical Applications Typical applications for these PAR20 LEDs include exterior security and soffit light fixtures in residential, office, retail, restaurant, school, hospital and hotel/motel locations. Satco 7 Watt 550 Lumen 40 Degree Beam Dimmable LED PAR20 Flood Light Bulb 5000K | 5000 | 84 | 525 | 75 | 25000 | 7 | 1 | 6.95 | 6.95 | 8.1665 | 2020Q3 | https://www.greenelectricalsupply.com/satco-s9409-7-watt-dimming-led-par20-flood-5000k.aspx | Green Electrical Supply | 2020 | Yes
LED Lighting | Reflector | Manufacturer: Satco | True |  | Reflector (Flood/Spot) | PAR30S | E26 (Medium) | Wet Location Rated,Recessed Fixtures Wet Location Rated,Recessed Fixtures Home > Energy Star Qualified Products > 13 Watt 950 Lumen 25 Degree Beam Short Neck LED PAR30 Spot Flood Light Bulb 2700K ** Non-CEC Compliant - NOT Lawful for Sale in California ** Product Specifications - Quick Reference Lamp Wattage: Working Voltage: 13 Watts 120 Volt Dimensions: Beam Angle: 3.75" Diam x 3 5/8" (MOL) 25 Degree Spot Lumen Output: 950 Lumens Rated Life: 25,000 Hours Light Color: 2700K CCT Rated: IP65 Outdoor Wet Location Familiar appearance. High Efficiency. Direct replacements. Satco High Performance LED ( Light Emitting Diode ) PAR30 lamps are a perfect retrofit bulb for your high use areas in both residential and commercial applications where you are currently using 50 watt halogen PAR30 lamps. LED light bulbs produce very little heat, reach full brightness instantly and last 25,000 hours. This Satco S9410 2700 Kelvin (K) warm white LED light operates on your existing 120V circuit and consumes just 13 watts. These PAR30 LED retrofit lights generate 950 lumens (or 73 Lumens Per Watt). These Shortneck LED PAR30 bulbs have a 25 Degree Spot beam spread. Instant on at full brightness and mercury free - environmentally positive - generates no IR or UV - protects valuable objects - these Satco PAR30 LED bulbs are rated for 25,000 hours. These 120 volt LED light bulbs fit most fixtures with an E26 medium base. The bulb's dimensions are 3.75" diameter by 3 5/8" long MOL. This bulb is NOT for use in totally enclosed fixtures. These LED lights are compatible with many timers and dimmable using Lutron CL LED and CFL wall box dimmers. Dimming saves energy while setting the right light level to improve mood and ambiance. Screw-in compact fluorescent lamps (CFLs) and screw-in light emitting diode bulbs (LEDs) are a great energy-saving alternative to incandescent or halogen light sources; however, dimming them may be difficult. Lutrons new CL Dimmers for dimmable CFL and LED bulbs have HED Technology which helps alleviate your CFL and LED dimming challenges. Compared to standard dimmers, Lutrons new CL Dimmers keep the lights on as they are dimmed, make sure the lights turn on at all light levels, eliminate or reduce excessive flicker and keep the lights on even with line voltage fluctuations. Lutron CL dimmers are available in Maestro®, Diva®, Skylark Contour, Luméa®, Ariadni®/Toggler® and Credenza® product families. Click here to see all Lutron CL Dimmer Light Switches and Wall Plates. Typical Applications Typical applications for these PAR30 LEDs include exterior security and soffit light fixtures in residential, office, retail, restaurant, school, hospital and hotel/motel locations. Satco 13 Watt 950 Lumen 25 Degree Beam Short Neck LED PAR30 Spot Flood Light Bulb 2700K | 2700 | 82 | 1000 | 76.9231 | 25000 | 13 | 1 | 9.95 | 9.95 | 11.6916 | 2020Q3 | https://www.greenelectricalsupply.com/satco-s9410-13-watt-dimming-led-par30-spot-2700k-short-neck.aspx | Green Electrical Supply | 2020 | Yes
LED Lighting | Reflector | Manufacturer: Satco | True |  | Reflector (Flood/Spot) | PAR30S | E26 (Medium) | Wet Location Rated,Recessed Fixtures Wet Location Rated,Recessed Fixtures Home > Energy Star Qualified Products > 13 Watt 950 Lumen 25 Degree Beam Short Neck LED PAR30 Spot Flood Light Bulb 3000K ** Non-CEC Compliant - NOT Lawful for Sale in California ** Product Specifications - Quick Reference Lamp Wattage: Working Voltage: 13 Watts 120 Volt Dimensions: Beam Angle: 3.75" Diam x 3 5/8" (MOL) 25 Degree Spot Lumen Output: 950 Lumens Rated Life: 25,000 Hours Light Color: 3000K CCT Rated: IP65 Outdoor Wet Location Familiar appearance. High Efficiency. Direct replacements. Satco High Performance LED ( Light Emitting Diode ) PAR30 lamps are a perfect retrofit bulb for your high use areas in both residential and commercial applications where you are currently using 50 watt halogen PAR30 lamps. LED light bulbs produce very little heat, reach full brightness instantly and last 25,000 hours. This Satco S9411 3000 Kelvin (K) warm white LED light operates on your existing 120V circuit and consumes just 13 watts. These PAR30 LED retrofit lights generate 950 lumens (or 73 Lumens Per Watt). These Shortneck LED PAR30 bulbs have a 25 Degree Spot beam spread. Instant on at full brightness and mercury free - environmentally positive - generates no IR or UV - protects valuable objects - these Satco PAR30 LED bulbs are rated for 25,000 hours. These 120 volt LED light bulbs fit most fixtures with an E26 medium base. The bulb's dimensions are 3.75" diameter by 3 5/8" long MOL. This bulb is NOT for use in totally enclosed fixtures. These LED lights are compatible with many timers and dimmable using Lutron CL LED and CFL wall box dimmers. Dimming saves energy while setting the right light level to improve mood and ambiance. Screw-in compact fluorescent lamps (CFLs) and screw-in light emitting diode bulbs (LEDs) are a great energy-saving alternative to incandescent or halogen light sources; however, dimming them may be difficult. Lutrons new CL Dimmers for dimmable CFL and LED bulbs have HED Technology which helps alleviate your CFL and LED dimming challenges. Compared to standard dimmers, Lutrons new CL Dimmers keep the lights on as they are dimmed, make sure the lights turn on at all light levels, eliminate or reduce excessive flicker and keep the lights on even with line voltage fluctuations. Lutron CL dimmers are available in Maestro®, Diva®, Skylark Contour, Luméa®, Ariadni®/Toggler® and Credenza® product families. Click here to see all Lutron CL Dimmer Light Switches and Wall Plates. Typical Applications Typical applications for these PAR30 LEDs include exterior security and soffit light fixtures in residential, office, retail, restaurant, school, hospital and hotel/motel locations. Satco 13 Watt 950 Lumen 25 Degree Beam Short Neck LED PAR30 Spot Flood Light Bulb 3000K | 3000 | 83 | 1000 | 76.9231 | 25000 | 13 | 1 | 9.95 | 9.95 | 11.6916 | 2020Q3 | https://www.greenelectricalsupply.com/satco-s9411-13-watt-dimming-led-par30-flood-3000k-short-neck.aspx | Green Electrical Supply | 2020 | Yes
LED Lighting | Reflector | Manufacturer: Satco | True |  | Reflector (Flood/Spot) | PAR30S | E26 (Medium) | Wet Location Rated,Recessed Fixtures Wet Location Rated,Recessed Fixtures Home > Energy Star Qualified Products > 13 Watt 950 Lumen 25 Degree Beam Short Neck LED PAR30 Spot Flood Light Bulb 3500K ** Non-CEC Compliant - NOT Lawful for Sale in California ** Product Specifications - Quick Reference Lamp Wattage: Working Voltage: 13 Watts 120 Volt Dimensions: Beam Angle: 3.75" Diam x 3 5/8" (MOL) 25 Degree Spot Lumen Output: 950 Lumens Rated Life: 25,000 Hours Light Color: 3500K CCT Rated: IP65 Outdoor Wet Location Familiar appearance. High Efficiency. Direct replacements. Satco High Performance LED ( Light Emitting Diode ) PAR30 lamps are a perfect retrofit bulb for your high use areas in both residential and commercial applications where you are currently using 50 watt halogen PAR30 lamps. LED light bulbs produce very little heat, reach full brightness instantly and last 25,000 hours. This Satco S9412 3500 Kelvin (K) bright white LED light operates on your existing 120V circuit and consumes just 13 watts. These PAR30 LED retrofit lights generate 950 lumens (or 73 Lumens Per Watt). These Shortneck LED PAR30 bulbs have a 25 Degree Spot beam spread. Instant on at full brightness and mercury free - environmentally positive - generates no IR or UV - protects valuable objects - these Satco PAR30 LED bulbs are rated for 25,000 hours. These 120 volt LED light bulbs fit most fixtures with an E26 medium base. The bulb's dimensions are 3.75" diameter by 3 5/8" long MOL. This bulb is NOT for use in totally enclosed fixtures. These LED lights are compatible with many timers and dimmable using Lutron CL LED and CFL wall box dimmers. Dimming saves energy while setting the right light level to improve mood and ambiance. Screw-in compact fluorescent lamps (CFLs) and screw-in light emitting diode bulbs (LEDs) are a great energy-saving alternative to incandescent or halogen light sources; however, dimming them may be difficult. Lutrons new CL Dimmers for dimmable CFL and LED bulbs have HED Technology which helps alleviate your CFL and LED dimming challenges. Compared to standard dimmers, Lutrons new CL Dimmers keep the lights on as they are dimmed, make sure the lights turn on at all light levels, eliminate or reduce excessive flicker and keep the lights on even with line voltage fluctuations. Lutron CL dimmers are available in Maestro®, Diva®, Skylark Contour, Luméa®, Ariadni®/Toggler® and Credenza® product families. Click here to see all Lutron CL Dimmer Light Switches and Wall Plates. Typical Applications Typical applications for these PAR30 LEDs include exterior security and soffit light fixtures in residential, office, retail, restaurant, school, hospital and hotel/motel locations. Satco 13 Watt 950 Lumen 25 Degree Beam Short Neck LED PAR30 Spot Flood Light Bulb 3500K | 3500 | 82 | 1000 | 76.9231 | 25000 | 13 | 1 | 9.95 | 9.95 | 11.6916 | 2020Q3 | https://www.greenelectricalsupply.com/satco-s9412-13-watt-dimming-led-par30-flood-3500k-short-neck.aspx | Green Electrical Supply | 2020 | Yes
LED Lighting | Reflector | Manufacturer: Satco | True |  | Reflector (Flood/Spot) | PAR30S | E26 (Medium) | Wet Location Rated,Recessed Fixtures Wet Location Rated,Recessed Fixtures Home > Energy Star Qualified Products > 13 Watt 1000 Lumen 25 Degree Beam Short Neck LED PAR30 Spot Flood Light Bulb 4000K ** Non-CEC Compliant - NOT Lawful for Sale in California ** Product Specifications - Quick Reference Lamp Wattage: Working Voltage: 13 Watts 120 Volt Dimensions: Beam Angle: 3.75" Diam x 3 5/8" (MOL) 25 Degree Spot Lumen Output: 1000 Lumens Rated Life: 25,000 Hours Light Color: 4000K CCT Rated: IP65 Outdoor Wet Location Familiar appearance. High Efficiency. Direct replacements. Satco High Performance LED ( Light Emitting Diode ) PAR30 lamps are a perfect retrofit bulb for your high use areas in both residential and commercial applications where you are currently using 50 watt halogen PAR30 lamps. LED light bulbs produce very little heat, reach full brightness instantly and last 25,000 hours. This Satco S9413 4000 Kelvin (K) cool white LED light operates on your existing 120V circuit and consumes just 13 watts. These PAR30 LED retrofit lights generate 1000 lumens (or 73 Lumens Per Watt). These Shortneck LED PAR30 bulbs have a 25 Degree Spot beam spread. Instant on at full brightness and mercury free - environmentally positive - generates no IR or UV - protects valuable objects - these Satco PAR30 LED bulbs are rated for 25,000 hours. These 120 volt LED light bulbs fit most fixtures with an E26 medium base. The bulb's dimensions are 3.75" diameter by 3 5/8" long MOL. This bulb is NOT for use in totally enclosed fixtures. These LED lights are compatible with many timers and dimmable using Lutron CL LED and CFL wall box dimmers. Dimming saves energy while setting the right light level to improve mood and ambiance. Screw-in compact fluorescent lamps (CFLs) and screw-in light emitting diode bulbs (LEDs) are a great energy-saving alternative to incandescent or halogen light sources; however, dimming them may be difficult. Lutrons new CL Dimmers for dimmable CFL and LED bulbs have HED Technology which helps alleviate your CFL and LED dimming challenges. Compared to standard dimmers, Lutrons new CL Dimmers keep the lights on as they are dimmed, make sure the lights turn on at all light levels, eliminate or reduce excessive flicker and keep the lights on even with line voltage fluctuations. Lutron CL dimmers are available in Maestro®, Diva®, Skylark Contour, Luméa®, Ariadni®/Toggler® and Credenza® product families. Click here to see all Lutron CL Dimmer Light Switches and Wall Plates. Typical Applications Typical applications for these PAR30 LEDs include exterior security and soffit light fixtures in residential, office, retail, restaurant, school, hospital and hotel/motel locations. Satco 13 Watt 1000 Lumen 25 Degree Beam Short Neck LED PAR30 Spot Flood Light Bulb 4000K | 4000 | 83 | 1000 | 76.9231 | 25000 | 13 | 1 | 9.95 | 9.95 | 11.6916 | 2020Q3 | https://www.greenelectricalsupply.com/satco-s9413-13-watt-dimming-led-par30-spot-4000k-short-neck.aspx | Green Electrical Supply | 2020 | Yes
LED Lighting | Reflector | Manufacturer: Satco | True | Daylighting/Photocell, | Reflector (Flood/Spot) | PAR30S | E26 (Medium) | Wet Location Rated,Recessed Fixtures Wet Location Rated,Recessed Fixtures Home > Energy Star Qualified Products > 13 Watt 1000 Lumen 25 Degree Beam Short Neck LED PAR30 Spot Flood Light Bulb 5000K ** Non-CEC Compliant - NOT Lawful for Sale in California ** Product Specifications - Quick Reference Lamp Wattage: Working Voltage: 13 Watts 120 Volt Dimensions: Beam Angle: 3.75" Diam x 3 5/8" (MOL) 25 Degree Spot Lumen Output: 1000 Lumens Rated Life: 25,000 Hours Light Color: 5000K CCT Rated: IP65 Outdoor Wet Location Familiar appearance. High Efficiency. Direct replacements. Satco High Performance LED ( Light Emitting Diode ) PAR30 lamps are a perfect retrofit bulb for your high use areas in both residential and commercial applications where you are currently using 50 watt halogen PAR30 lamps. LED light bulbs produce very little heat, reach full brightness instantly and last 25,000 hours. This Satco S9414 5000 Kelvin (K) daylight white LED light operates on your existing 120V circuit and consumes just 13 watts. These PAR30 LED retrofit lights generate 1000 lumens (or 73 Lumens Per Watt). These Shortneck LED PAR30 bulbs have a 25 Degree Spot beam spread. Instant on at full brightness and mercury free - environmentally positive - generates no IR or UV - protects valuable objects - these Satco PAR30 LED bulbs are rated for 25,000 hours. These 120 volt LED light bulbs fit most fixtures with an E26 medium base. The bulb's dimensions are 3.75" diameter by 3 5/8" long MOL. This bulb is NOT for use in totally enclosed fixtures. These LED lights are compatible with many timers and dimmable using Lutron CL LED and CFL wall box dimmers. Dimming saves energy while setting the right light level to improve mood and ambiance. Screw-in compact fluorescent lamps (CFLs) and screw-in light emitting diode bulbs (LEDs) are a great energy-saving alternative to incandescent or halogen light sources; however, dimming them may be difficult. Lutrons new CL Dimmers for dimmable CFL and LED bulbs have HED Technology which helps alleviate your CFL and LED dimming challenges. Compared to standard dimmers, Lutrons new CL Dimmers keep the lights on as they are dimmed, make sure the lights turn on at all light levels, eliminate or reduce excessive flicker and keep the lights on even with line voltage fluctuations. Lutron CL dimmers are available in Maestro®, Diva®, Skylark Contour, Luméa®, Ariadni®/Toggler® and Credenza® product families. Click here to see all Lutron CL Dimmer Light Switches and Wall Plates. Typical Applications Typical applications for these PAR30 LEDs include exterior security and soffit light fixtures in residential, office, retail, restaurant, school, hospital and hotel/motel locations. Satco 13 Watt 1000 Lumen 25 Degree Beam Short Neck LED PAR30 Spot Flood Light Bulb 5000K | 5000 | 83 | 1000 | 76.9231 | 25000 | 13 | 1 | 9.95 | 9.95 | 11.6916 | 2020Q3 | https://www.greenelectricalsupply.com/satco-s9414-13-watt-dimming-led-par30-spot-5000k-short-neck.aspx | Green Electrical Supply | 2020 | Yes
LED Lighting | Reflector | Manufacturer: Satco | True |  | Reflector (Flood/Spot) | PAR30S | E26 (Medium) | Wet Location Rated,Recessed Fixtures Wet Location Rated,Recessed Fixtures Home > Energy Star Qualified Products > 13 Watt 950 Lumen 40 Degree Beam Short Neck LED PAR30 Flood Light Bulb 2700K ** Non-CEC Compliant - NOT Lawful for Sale in California ** Product Specifications - Quick Reference Lamp Wattage: Working Voltage: 13 Watts 120 Volt Dimensions: Beam Angle: 3.75" Diam x 3 5/8" (MOL) 40 Degree Flood Lumen Output: 950 Lumens Rated Life: 25,000 Hours Light Color: 2700K CCT Rated: IP65 Outdoor Wet Location Familiar appearance. High Efficiency. Direct replacements. Satco High Performance LED ( Light Emitting Diode ) PAR30 lamps are a perfect retrofit bulb for your high use areas in both residential and commercial applications where you are currently using 50 watt halogen PAR30 lamps. LED light bulbs produce very little heat, reach full brightness instantly and last 25,000 hours. This Satco S9415 2700 Kelvin (K) warm white LED light operates on your existing 120V circuit and consumes just 13 watts. These PAR30 LED retrofit lights generate 950 lumens (or 73 Lumens Per Watt). These Shortneck LED PAR30 bulbs have a 40 Degree Flood beam spread. Instant on at full brightness and mercury free - environmentally positive - generates no IR or UV - protects valuable objects - these Satco PAR30 LED bulbs are rated for 25,000 hours. These 120 volt LED light bulbs fit most fixtures with an E26 medium base. The bulb's dimensions are 3.75" diameter by 3 5/8" long MOL. This bulb is NOT for use in totally enclosed fixtures. These LED lights are compatible with many timers and dimmable using Lutron CL LED and CFL wall box dimmers. Dimming saves energy while setting the right light level to improve mood and ambiance. Screw-in compact fluorescent lamps (CFLs) and screw-in light emitting diode bulbs (LEDs) are a great energy-saving alternative to incandescent or halogen light sources; however, dimming them may be difficult. Lutrons new CL Dimmers for dimmable CFL and LED bulbs have HED Technology which helps alleviate your CFL and LED dimming challenges. Compared to standard dimmers, Lutrons new CL Dimmers keep the lights on as they are dimmed, make sure the lights turn on at all light levels, eliminate or reduce excessive flicker and keep the lights on even with line voltage fluctuations. Lutron CL dimmers are available in Maestro®, Diva®, Skylark Contour, Luméa®, Ariadni®/Toggler® and Credenza® product families. Click here to see all Lutron CL Dimmer Light Switches and Wall Plates. Typical Applications Typical applications for these PAR30 LEDs include exterior security and soffit light fixtures in residential, office, retail, restaurant, school, hospital and hotel/motel locations. Satco 13 Watt 950 Lumen 40 Degree Beam Short Neck LED PAR30 Flood Light Bulb 2700K | 2700 | 82 | 1000 | 76.9231 | 25000 | 13 | 1 | 9.95 | 9.95 | 11.6916 | 2020Q3 | https://www.greenelectricalsupply.com/satco-s9415-13-watt-dimming-led-par30-flood-2700k-short-neck.aspx | Green Electrical Supply | 2020 | Yes
LED Lighting | Reflector | Manufacturer: Satco | True |  | Reflector (Flood/Spot) | PAR30S | E26 (Medium) | Wet Location Rated,Recessed Fixtures Wet Location Rated,Recessed Fixtures Home > Energy Star Qualified Products > 13 Watt 950 Lumen 40 Degree Beam Short Neck LED PAR30 Flood Light Bulb 3000K ** Non-CEC Compliant - NOT Lawful for Sale in California ** Product Specifications - Quick Reference Lamp Wattage: Working Voltage: 13 Watts 120 Volt Dimensions: Beam Angle: 3.75" Diam x 3 5/8" (MOL) 40 Degree Flood Lumen Output: 950 Lumens Rated Life: 25,000 Hours Light Color: 3000K CCT Rated: IP65 Outdoor Wet Location Familiar appearance. High Efficiency. Direct replacements. Satco High Performance LED ( Light Emitting Diode ) PAR30 lamps are a perfect retrofit bulb for your high use areas in both residential and commercial applications where you are currently using 50 watt halogen PAR30 lamps. LED light bulbs produce very little heat, reach full brightness instantly and last 25,000 hours. This Satco S9416 3000 Kelvin (K) warm white LED light operates on your existing 120V circuit and consumes just 13 watts. These PAR30 LED retrofit lights generate 950 lumens (or 73 Lumens Per Watt). These Shortneck LED PAR30 bulbs have a 40 Degree Flood beam spread. Instant on at full brightness and mercury free - environmentally positive - generates no IR or UV - protects valuable objects - these Satco PAR30 LED bulbs are rated for 25,000 hours. These 120 volt LED light bulbs fit most fixtures with an E26 medium base. The bulb's dimensions are 3.75" diameter by 3 5/8" long MOL. This bulb is NOT for use in totally enclosed fixtures. These LED lights are compatible with many timers and dimmable using Lutron CL LED and CFL wall box dimmers. Dimming saves energy while setting the right light level to improve mood and ambiance. Screw-in compact fluorescent lamps (CFLs) and screw-in light emitting diode bulbs (LEDs) are a great energy-saving alternative to incandescent or halogen light sources; however, dimming them may be difficult. Lutrons new CL Dimmers for dimmable CFL and LED bulbs have HED Technology which helps alleviate your CFL and LED dimming challenges. Compared to standard dimmers, Lutrons new CL Dimmers keep the lights on as they are dimmed, make sure the lights turn on at all light levels, eliminate or reduce excessive flicker and keep the lights on even with line voltage fluctuations. Lutron CL dimmers are available in Maestro®, Diva®, Skylark Contour, Luméa®, Ariadni®/Toggler® and Credenza® product families. Click here to see all Lutron CL Dimmer Light Switches and Wall Plates. Typical Applications Typical applications for these PAR30 LEDs include exterior security and soffit light fixtures in residential, office, retail, restaurant, school, hospital and hotel/motel locations. Satco 13 Watt 950 Lumen 40 Degree Beam Short Neck LED PAR30 Flood Light Bulb 3000K | 3000 | 83 | 1000 | 76.9231 | 25000 | 13 | 1 | 9.95 | 9.95 | 11.6916 | 2020Q3 | https://www.greenelectricalsupply.com/satco-s9416-13-watt-dimming-led-par30-flood-2700k-short-neck.aspx | Green Electrical Supply | 2020 | Yes
LED Lighting | Reflector | Manufacturer: Satco | True |  | Reflector (Flood/Spot) | PAR30S | E26 (Medium) | Wet Location Rated,Recessed Fixtures Wet Location Rated,Recessed Fixtures Home > Energy Star Qualified Products > 13 Watt 950 Lumen 40 Degree Beam Short Neck LED PAR30 Flood Light Bulb 3500K ** Non-CEC Compliant - NOT Lawful for Sale in California ** Product Specifications - Quick Reference Lamp Wattage: Working Voltage: 13 Watts 120 Volt Dimensions: Beam Angle: 3.75" Diam x 3 5/8" (MOL) 40 Degree Flood Lumen Output: 950 Lumens Rated Life: 25,000 Hours Light Color: 3500K CCT Rated: IP65 Outdoor Wet Location Familiar appearance. High Efficiency. Direct replacements. Satco High Performance LED ( Light Emitting Diode ) PAR30 lamps are a perfect retrofit bulb for your high use areas in both residential and commercial applications where you are currently using 50 watt halogen PAR30 lamps. LED light bulbs produce very little heat, reach full brightness instantly and last 25,000 hours. This Satco S9417 3500 Kelvin (K) warm white LED light operates on your existing 120V circuit and consumes just 13 watts. These PAR30 LED retrofit lights generate 950 lumens (or 73 Lumens Per Watt). These Shortneck LED PAR30 bulbs have a 40 Degree Flood beam spread. Instant on at full brightness and mercury free - environmentally positive - generates no IR or UV - protects valuable objects - these Satco PAR30 LED bulbs are rated for 25,000 hours. These 120 volt LED light bulbs fit most fixtures with an E26 medium base. The bulb's dimensions are 3.75" diameter by 3 5/8" long MOL. This bulb is NOT for use in totally enclosed fixtures. These LED lights are compatible with many timers and dimmable using Lutron CL LED and CFL wall box dimmers. Dimming saves energy while setting the right light level to improve mood and ambiance. Screw-in compact fluorescent lamps (CFLs) and screw-in light emitting diode bulbs (LEDs) are a great energy-saving alternative to incandescent or halogen light sources; however, dimming them may be difficult. Lutrons new CL Dimmers for dimmable CFL and LED bulbs have HED Technology which helps alleviate your CFL and LED dimming challenges. Compared to standard dimmers, Lutrons new CL Dimmers keep the lights on as they are dimmed, make sure the lights turn on at all light levels, eliminate or reduce excessive flicker and keep the lights on even with line voltage fluctuations. Lutron CL dimmers are available in Maestro®, Diva®, Skylark Contour, Luméa®, Ariadni®/Toggler® and Credenza® product families. Click here to see all Lutron CL Dimmer Light Switches and Wall Plates. Typical Applications Typical applications for these PAR30 LEDs include exterior security and soffit light fixtures in residential, office, retail, restaurant, school, hospital and hotel/motel locations. Satco 13 Watt 950 Lumen 40 Degree Beam Short Neck LED PAR30 Flood Light Bulb 3500K | 3500 | 82 | 1000 | 76.9231 | 25000 | 13 | 1 | 9.95 | 9.95 | 11.6916 | 2020Q3 | https://www.greenelectricalsupply.com/satco-s9417-13-watt-dimming-led-par30-flood-3500k-short-neck.aspx | Green Electrical Supply | 2020 | Yes
LED Lighting | Reflector | Manufacturer: Satco | True |  | Reflector (Flood/Spot) | PAR30S | E26 (Medium) | Wet Location Rated,Recessed Fixtures Wet Location Rated,Recessed Fixtures Home > Energy Star Qualified Products > 13 Watt 1000 Lumen 40 Degree Beam Short Neck LED PAR30 Flood Light Bulb 4000K ** Non-CEC Compliant - NOT Lawful for Sale in California ** Product Specifications - Quick Reference Lamp Wattage: Working Voltage: 13 Watts 120 Volt Dimensions: Beam Angle: 3.75" Diam x 3 5/8" (MOL) 40 Degree Flood Lumen Output: 1000 Lumens Rated Life: 25,000 Hours Light Color: 4000K CCT Rated: IP65 Outdoor Wet Location Familiar appearance. High Efficiency. Direct replacements. Satco High Performance LED ( Light Emitting Diode ) PAR30 lamps are a perfect retrofit bulb for your high use areas in both residential and commercial applications where you are currently using 50 watt halogen PAR30 lamps. LED light bulbs produce very little heat, reach full brightness instantly and last 25,000 hours. This Satco S9418 4000 Kelvin (K) warm white LED light operates on your existing 120V circuit and consumes just 13 watts. These PAR30 LED retrofit lights generate 1000 lumens (or 73 Lumens Per Watt). These Shortneck LED PAR30 bulbs have a 40 Degree Flood beam spread. Instant on at full brightness and mercury free - environmentally positive - generates no IR or UV - protects valuable objects - these Satco PAR30 LED bulbs are rated for 25,000 hours. These 120 volt LED light bulbs fit most fixtures with an E26 medium base. The bulb's dimensions are 3.75" diameter by 3 5/8" long MOL. This bulb is NOT for use in totally enclosed fixtures. These LED lights are compatible with many timers and dimmable using Lutron CL LED and CFL wall box dimmers. Dimming saves energy while setting the right light level to improve mood and ambiance. Screw-in compact fluorescent lamps (CFLs) and screw-in light emitting diode bulbs (LEDs) are a great energy-saving alternative to incandescent or halogen light sources; however, dimming them may be difficult. Lutrons new CL Dimmers for dimmable CFL and LED bulbs have HED Technology which helps alleviate your CFL and LED dimming challenges. Compared to standard dimmers, Lutrons new CL Dimmers keep the lights on as they are dimmed, make sure the lights turn on at all light levels, eliminate or reduce excessive flicker and keep the lights on even with line voltage fluctuations. Lutron CL dimmers are available in Maestro®, Diva®, Skylark Contour, Luméa®, Ariadni®/Toggler® and Credenza® product families. Click here to see all Lutron CL Dimmer Light Switches and Wall Plates. Typical Applications Typical applications for these PAR30 LEDs include exterior security and soffit light fixtures in residential, office, retail, restaurant, school, hospital and hotel/motel locations. Satco 13 Watt 1000 Lumen 40 Degree Beam Short Neck LED PAR30 Flood Light Bulb 4000K | 4000 | 83 | 1000 | 76.9231 | 25000 | 13 | 1 | 9.95 | 9.95 | 11.6916 | 2020Q3 | https://www.greenelectricalsupply.com/satco-s9418-13-watt-dimming-led-par30-flood-40000k-short-neck.aspx | Green Electrical Supply | 2020 | Yes
LED Lighting | Reflector | Manufacturer: Satco | True | Daylighting/Photocell, | Reflector (Flood/Spot) | PAR30S | E26 (Medium) | Wet Location Rated,Recessed Fixtures Wet Location Rated,Recessed Fixtures Home > Energy Star Qualified Products > 13 Watt 1000 Lumen 40 Degree Beam Short Neck LED PAR30 Flood Light Bulb 5000K ** Non-CEC Compliant - NOT Lawful for Sale in California ** Product Specifications - Quick Reference Lamp Wattage: Working Voltage: 13 Watts 120 Volt Dimensions: Beam Angle: 3.75" Diam x 3 5/8" (MOL) 40 Degree Flood Lumen Output: 1000 Lumens Rated Life: 25,000 Hours Light Color: 5000K CCT Rated: IP65 Outdoor Wet Location Familiar appearance. High Efficiency. Direct replacements. Satco High Performance LED ( Light Emitting Diode ) PAR30 lamps are a perfect retrofit bulb for your high use areas in both residential and commercial applications where you are currently using 50 watt halogen PAR30 lamps. LED light bulbs produce very little heat, reach full brightness instantly and last 25,000 hours. This Satco S9419 5000 Kelvin (K) daylight LED light operates on your existing 120V circuit and consumes just 13 watts. These PAR30 LED retrofit lights generate 1000 lumens (or 73 Lumens Per Watt). These Shortneck LED PAR30 bulbs have a 40 Degree Flood beam spread. Instant on at full brightness and mercury free - environmentally positive - generates no IR or UV - protects valuable objects - these Satco PAR30 LED bulbs are rated for 25,000 hours. These 120 volt LED light bulbs fit most fixtures with an E26 medium base. The bulb's dimensions are 3.75" diameter by 3 5/8" long MOL. This bulb is NOT for use in totally enclosed fixtures. These LED lights are compatible with many timers and dimmable using Lutron CL LED and CFL wall box dimmers. Dimming saves energy while setting the right light level to improve mood and ambiance. Screw-in compact fluorescent lamps (CFLs) and screw-in light emitting diode bulbs (LEDs) are a great energy-saving alternative to incandescent or halogen light sources; however, dimming them may be difficult. Lutrons new CL Dimmers for dimmable CFL and LED bulbs have HED Technology which helps alleviate your CFL and LED dimming challenges. Compared to standard dimmers, Lutrons new CL Dimmers keep the lights on as they are dimmed, make sure the lights turn on at all light levels, eliminate or reduce excessive flicker and keep the lights on even with line voltage fluctuations. Lutron CL dimmers are available in Maestro®, Diva®, Skylark Contour, Luméa®, Ariadni®/Toggler® and Credenza® product families. Click here to see all Lutron CL Dimmer Light Switches and Wall Plates. Typical Applications Typical applications for these PAR30 LEDs include exterior security and soffit light fixtures in residential, office, retail, restaurant, school, hospital and hotel/motel locations. Satco 13 Watt 1000 Lumen 40 Degree Beam Short Neck LED PAR30 Flood Light Bulb 5000K | 5000 | 83 | 1000 | 76.9231 | 25000 | 13 | 1 | 9.95 | 9.95 | 11.6916 | 2020Q3 | https://www.greenelectricalsupply.com/satco-s9419-13-watt-dimming-led-par30-flood-5000k-short-neck.aspx | Green Electrical Supply | 2020 | Yes
LED Lighting | Reflector | Manufacturer: Satco | True |  | Reflector (Flood/Spot) | PAR30S | E26 (Medium) | Wet Location Rated,Recessed Fixtures Wet Location Rated,Recessed Fixtures Home > Energy Star Qualified Products > 13 Watt 950 Lumen 60 Degree Beam Short Neck LED PAR30 Wide Flood Light Bulb 2700K ** Non-CEC Compliant - NOT Lawful for Sale in California ** Product Specifications - Quick Reference Lamp Wattage: Working Voltage: 13 Watts 120 Volt Dimensions: Beam Angle: 3.75" Diam x 3 5/8" (MOL) 60 Degree Wide Flood Lumen Output: 950 Lumens Rated Life: 25,000 Hours Light Color: 2700K CCT Rated: IP65 Outdoor Wet Location Familiar appearance. High Efficiency. Direct replacements. Satco High Performance LED ( Light Emitting Diode ) PAR30 lamps are a perfect retrofit bulb for your high use areas in both residential and commercial applications where you are currently using 50 watt halogen PAR30 lamps. LED light bulbs produce very little heat, reach full brightness instantly and last 25,000 hours. This Satco S9420 2700 Kelvin (K) warm white LED light operates on your existing 120V circuit and consumes just 13 watts. These PAR30 LED retrofit lights generate 950 lumens (or 73 Lumens Per Watt). These Shortneck LED PAR30 bulbs have a 60 Degree Wide Flood beam spread. Instant on at full brightness and mercury free - environmentally positive - generates no IR or UV - protects valuable objects - these Satco PAR30 LED bulbs are rated for 25,000 hours. These 120 volt LED light bulbs fit most fixtures with an E26 medium base. The bulb's dimensions are 3.75" diameter by 3 5/8" long MOL. This bulb is NOT for use in totally enclosed fixtures. These LED lights are compatible with many timers and dimmable using Lutron CL LED and CFL wall box dimmers. Dimming saves energy while setting the right light level to improve mood and ambiance. Screw-in compact fluorescent lamps (CFLs) and screw-in light emitting diode bulbs (LEDs) are a great energy-saving alternative to incandescent or halogen light sources; however, dimming them may be difficult. Lutrons new CL Dimmers for dimmable CFL and LED bulbs have HED Technology which helps alleviate your CFL and LED dimming challenges. Compared to standard dimmers, Lutrons new CL Dimmers keep the lights on as they are dimmed, make sure the lights turn on at all light levels, eliminate or reduce excessive flicker and keep the lights on even with line voltage fluctuations. Lutron CL dimmers are available in Maestro®, Diva®, Skylark Contour, Luméa®, Ariadni®/Toggler® and Credenza® product families. Click here to see all Lutron CL Dimmer Light Switches and Wall Plates. Typical Applications Typical applications for these PAR30 LEDs include exterior security and soffit light fixtures in residential, office, retail, restaurant, school, hospital and hotel/motel locations. Satco 13 Watt 950 Lumen 60 Degree Beam Short Neck LED PAR30 Wide Flood Light Bulb 2700K | 2700 | 82 | 1000 | 76.9231 | 25000 | 13 | 1 | 9.95 | 9.95 | 11.6916 | 2020Q3 | https://www.greenelectricalsupply.com/satco-s9420-13-watt-dimming-led-par30-wide-flood-2700k-short-neck.aspx | Green Electrical Supply | 2020 | Yes
LED Lighting | Reflector | Manufacturer: Satco | True |  | Reflector (Flood/Spot) | PAR30S | E26 (Medium) | Wet Location Rated,Recessed Fixtures Wet Location Rated,Recessed Fixtures Home > Energy Star Qualified Products > 13 Watt 950 Lumen 60 Degree Beam Short Neck LED PAR30 Wide Flood Light Bulb 3000K ** Non-CEC Compliant - NOT Lawful for Sale in California ** Product Specifications - Quick Reference Lamp Wattage: Working Voltage: 13 Watts 120 Volt Dimensions: Beam Angle: 3.75" Diam x 3 5/8" (MOL) 60 Degree Wide Flood Lumen Output: 950 Lumens Rated Life: 25,000 Hours Light Color: 3000K CCT Rated: IP65 Outdoor Wet Location Familiar appearance. High Efficiency. Direct replacements. Satco High Performance LED ( Light Emitting Diode ) PAR30 lamps are a perfect retrofit bulb for your high use areas in both residential and commercial applications where you are currently using 50 watt halogen PAR30 lamps. LED light bulbs produce very little heat, reach full brightness instantly and last 25,000 hours. This Satco S9421 3000 Kelvin (K) warm white LED light operates on your existing 120V circuit and consumes just 13 watts. These PAR30 LED retrofit lights generate 950 lumens (or 73 Lumens Per Watt). These Shortneck LED PAR30 bulbs have a 60 Degree Wide Flood beam spread. Instant on at full brightness and mercury free - environmentally positive - generates no IR or UV - protects valuable objects - these Satco PAR30 LED bulbs are rated for 25,000 hours. These 120 volt LED light bulbs fit most fixtures with an E26 medium base. The bulb's dimensions are 3.75" diameter by 3 5/8" long MOL. This bulb is NOT for use in totally enclosed fixtures. These LED lights are compatible with many timers and dimmable using Lutron CL LED and CFL wall box dimmers. Dimming saves energy while setting the right light level to improve mood and ambiance. Screw-in compact fluorescent lamps (CFLs) and screw-in light emitting diode bulbs (LEDs) are a great energy-saving alternative to incandescent or halogen light sources; however, dimming them may be difficult. Lutrons new CL Dimmers for dimmable CFL and LED bulbs have HED Technology which helps alleviate your CFL and LED dimming challenges. Compared to standard dimmers, Lutrons new CL Dimmers keep the lights on as they are dimmed, make sure the lights turn on at all light levels, eliminate or reduce excessive flicker and keep the lights on even with line voltage fluctuations. Lutron CL dimmers are available in Maestro®, Diva®, Skylark Contour, Luméa®, Ariadni®/Toggler® and Credenza® product families. Click here to see all Lutron CL Dimmer Light Switches and Wall Plates. Typical Applications Typical applications for these PAR30 LEDs include exterior security and soffit light fixtures in residential, office, retail, restaurant, school, hospital and hotel/motel locations. Satco 13 Watt 950 Lumen 60 Degree Beam Short Neck LED PAR30 Wide Flood Light Bulb 3000K | 3000 | 83 | 1000 | 76.9231 | 25000 | 13 | 1 | 9.95 | 9.95 | 11.6916 | 2020Q3 | https://www.greenelectricalsupply.com/satco-s9421-13-watt-dimming-led-par30-wide-flood-3000k-short-neck.aspx | Green Electrical Supply | 2020 | Yes
LED Lighting | Reflector | Manufacturer: Satco | True |  | Reflector (Flood/Spot) | PAR30S | E26 (Medium) | Wet Location Rated,Recessed Fixtures Wet Location Rated,Recessed Fixtures Home > Energy Star Qualified Products > 13 Watt 950 Lumen 60 Degree Beam Short Neck LED PAR30 Wide Flood Light Bulb 3500K ** Non-CEC Compliant - NOT Lawful for Sale in California ** Product Specifications - Quick Reference Lamp Wattage: Working Voltage: 13 Watts 120 Volt Dimensions: Beam Angle: 3.75" Diam x 3 5/8" (MOL) 60 Degree Wide Flood Lumen Output: 950 Lumens Rated Life: 25,000 Hours Light Color: 3500K CCT Rated: IP65 Outdoor Wet Location Familiar appearance. High Efficiency. Direct replacements. Satco High Performance LED ( Light Emitting Diode ) PAR30 lamps are a perfect retrofit bulb for your high use areas in both residential and commercial applications where you are currently using 50 watt halogen PAR30 lamps. LED light bulbs produce very little heat, reach full brightness instantly and last 25,000 hours. This Satco S9422 3500 Kelvin (K) bright white LED light operates on your existing 120V circuit and consumes just 13 watts. These PAR30 LED retrofit lights generate 950 lumens (or 73 Lumens Per Watt). These Shortneck LED PAR30 bulbs have a 60 Degree Wide Flood beam spread. Instant on at full brightness and mercury free - environmentally positive - generates no IR or UV - protects valuable objects - these Satco PAR30 LED bulbs are rated for 25,000 hours. These 120 volt LED light bulbs fit most fixtures with an E26 medium base. The bulb's dimensions are 3.75" diameter by 3 5/8" long MOL. This bulb is NOT for use in totally enclosed fixtures. These LED lights are compatible with many timers and dimmable using Lutron CL LED and CFL wall box dimmers. Dimming saves energy while setting the right light level to improve mood and ambiance. Screw-in compact fluorescent lamps (CFLs) and screw-in light emitting diode bulbs (LEDs) are a great energy-saving alternative to incandescent or halogen light sources; however, dimming them may be difficult. Lutrons new CL Dimmers for dimmable CFL and LED bulbs have HED Technology which helps alleviate your CFL and LED dimming challenges. Compared to standard dimmers, Lutrons new CL Dimmers keep the lights on as they are dimmed, make sure the lights turn on at all light levels, eliminate or reduce excessive flicker and keep the lights on even with line voltage fluctuations. Lutron CL dimmers are available in Maestro®, Diva®, Skylark Contour, Luméa®, Ariadni®/Toggler® and Credenza® product families. Click here to see all Lutron CL Dimmer Light Switches and Wall Plates. Typical Applications Typical applications for these PAR30 LEDs include exterior security and soffit light fixtures in residential, office, retail, restaurant, school, hospital and hotel/motel locations. Satco 13 Watt 950 Lumen 60 Degree Beam Short Neck LED PAR30 Wide Flood Light Bulb 3500K | 3500 | 82 | 1000 | 76.9231 | 25000 | 13 | 1 | 9.95 | 9.95 | 11.6916 | 2020Q3 | https://www.greenelectricalsupply.com/satco-s9422-13-watt-dimming-led-par30-wide-flood-3500k-short-neck.aspx | Green Electrical Supply | 2020 | Yes
LED Lighting | Reflector | Manufacturer: Satco | True |  | Reflector (Flood/Spot) | PAR30S | E26 (Medium) | Wet Location Rated,Recessed Fixtures Wet Location Rated,Recessed Fixtures Home > Energy Star Qualified Products > 13 Watt 1000 Lumen 60 Degree Beam Short Neck LED PAR30 Wide Flood Light Bulb 4000K ** Non-CEC Compliant - NOT Lawful for Sale in California ** Product Specifications - Quick Reference Lamp Wattage: Working Voltage: 13 Watts 120 Volt Dimensions: Beam Angle: 3.75" Diam x 3 5/8" (MOL) 60 Degree Wide Flood Lumen Output: 1000 Lumens Rated Life: 25,000 Hours Light Color: 4000K CCT Rated: IP65 Outdoor Wet Location Familiar appearance. High Efficiency. Direct replacements. Satco High Performance LED ( Light Emitting Diode ) PAR30 lamps are a perfect retrofit bulb for your high use areas in both residential and commercial applications where you are currently using 50 watt halogen PAR30 lamps. LED light bulbs produce very little heat, reach full brightness instantly and last 25,000 hours. This Satco S9423 4000 Kelvin (K) cool white LED light operates on your existing 120V circuit and consumes just 13 watts. These PAR30 LED retrofit lights generate 1000 lumens (or 77 Lumens Per Watt). These Shortneck LED PAR30 bulbs have a 60 Degree Wide Flood beam spread. Instant on at full brightness and mercury free - environmentally positive - generates no IR or UV - protects valuable objects - these Satco PAR30 LED bulbs are rated for 25,000 hours. These 120 volt LED light bulbs fit most fixtures with an E26 medium base. The bulb's dimensions are 3.75" diameter by 3 5/8" long MOL. This bulb is NOT for use in totally enclosed fixtures. These LED lights are compatible with many timers and dimmable using Lutron CL LED and CFL wall box dimmers. Dimming saves energy while setting the right light level to improve mood and ambiance. Screw-in compact fluorescent lamps (CFLs) and screw-in light emitting diode bulbs (LEDs) are a great energy-saving alternative to incandescent or halogen light sources; however, dimming them may be difficult. Lutrons new CL Dimmers for dimmable CFL and LED bulbs have HED Technology which helps alleviate your CFL and LED dimming challenges. Compared to standard dimmers, Lutrons new CL Dimmers keep the lights on as they are dimmed, make sure the lights turn on at all light levels, eliminate or reduce excessive flicker and keep the lights on even with line voltage fluctuations. Lutron CL dimmers are available in Maestro®, Diva®, Skylark Contour, Luméa®, Ariadni®/Toggler® and Credenza® product families. Click here to see all Lutron CL Dimmer Light Switches and Wall Plates. Typical Applications Typical applications for these PAR30 LEDs include exterior security and soffit light fixtures in residential, office, retail, restaurant, school, hospital and hotel/motel locations. Satco 13 Watt 1000 Lumen 60 Degree Beam Short Neck LED PAR30 Wide Flood Light Bulb 4000K | 4000 | 83 | 1000 | 76.9231 | 25000 | 13 | 1 | 9.95 | 9.95 | 11.6916 | 2020Q3 | https://www.greenelectricalsupply.com/satco-s9423-13-watt-dimming-led-par30-wide-flood-4000k-short-neck.aspx | Green Electrical Supply | 2020 | Yes
LED Lighting | Reflector | Manufacturer: Satco | True |  | Reflector (Flood/Spot) | PAR30S | E26 (Medium) | Wet Location Rated,Recessed Fixtures Wet Location Rated,Recessed Fixtures Home > Energy Star Qualified Products > 13 Watt 1000 Lumen 60 Degree Beam Short Neck LED PAR30 Wide Flood Light Bulb 5000K ** Non-CEC Compliant - NOT Lawful for Sale in California ** Product Specifications - Quick Reference Lamp Wattage: Working Voltage: 13 Watts 120 Volt Dimensions: Beam Angle: 3.75" Diam x 3 5/8" (MOL) 60 Degree Wide Flood Lumen Output: 1000 Lumens Rated Life: 25,000 Hours Light Color: 5000K CCT Rated: IP65 Outdoor Wet Location Familiar appearance. High Efficiency. Direct replacements. Satco High Performance LED ( Light Emitting Diode ) PAR30 lamps are a perfect retrofit bulb for your high use areas in both residential and commercial applications where you are currently using 50 watt halogen PAR30 lamps. LED light bulbs produce very little heat, reach full brightness instantly and last 25,000 hours. This Satco S9424 5000 Kelvin (K) warm white LED light operates on your existing 120V circuit and consumes just 13 watts. These PAR30 LED retrofit lights generate 1000 lumens (or 77 Lumens Per Watt). These Shortneck LED PAR30 bulbs have a 60 Degree Wide Flood beam spread. Instant on at full brightness and mercury free - environmentally positive - generates no IR or UV - protects valuable objects - these Satco PAR30 LED bulbs are rated for 25,000 hours. These 120 volt LED light bulbs fit most fixtures with an E26 medium base. The bulb's dimensions are 3.75" diameter by 3 5/8" long MOL. This bulb is NOT for use in totally enclosed fixtures. These LED lights are compatible with many timers and dimmable using Lutron CL LED and CFL wall box dimmers. Dimming saves energy while setting the right light level to improve mood and ambiance. Screw-in compact fluorescent lamps (CFLs) and screw-in light emitting diode bulbs (LEDs) are a great energy-saving alternative to incandescent or halogen light sources; however, dimming them may be difficult. Lutrons new CL Dimmers for dimmable CFL and LED bulbs have HED Technology which helps alleviate your CFL and LED dimming challenges. Compared to standard dimmers, Lutrons new CL Dimmers keep the lights on as they are dimmed, make sure the lights turn on at all light levels, eliminate or reduce excessive flicker and keep the lights on even with line voltage fluctuations. Lutron CL dimmers are available in Maestro®, Diva®, Skylark Contour, Luméa®, Ariadni®/Toggler® and Credenza® product families. Click here to see all Lutron CL Dimmer Light Switches and Wall Plates. Typical Applications Typical applications for these PAR30 LEDs include exterior security and soffit light fixtures in residential, office, retail, restaurant, school, hospital and hotel/motel locations. Satco 13 Watt 1000 Lumen 60 Degree Beam Short Neck LED PAR30 Wide Flood Light Bulb 5000K | 5000 | 83 | 1000 | 76.9231 | 25000 | 13 | 1 | 9.95 | 9.95 | 11.6916 | 2020Q3 | https://www.greenelectricalsupply.com/satco-s9424-13-watt-dimming-led-par30-wide-flood-5000k-short-neck.aspx | Green Electrical Supply | 2020 | Yes
LED Lighting | Reflector | Manufacturer: Satco | True |  | Reflector (Flood/Spot) | PAR30L | E26 (Medium) | Wet Location Rated,Recessed Fixtures Wet Location Rated,Recessed Fixtures Home > Energy Star Qualified Products > 13 Watt 950 Lumen 25 Degree Beam Long Neck LED PAR30 Spot Flood Light Bulb 2700K ** Non-CEC Compliant - NOT Lawful for Sale in California ** Product Specifications - Quick Reference Lamp Wattage: Working Voltage: 13 Watts 120 Volt Dimensions: Beam Angle: 3.75" Diam x 4.6" (MOL) 25 Degree Spot Lumen Output: 950 Lumens Rated Life: 25,000 Hours Light Color: 2700K CCT Rated: IP65 Outdoor Wet Location Familiar appearance. High Efficiency. Direct replacements. Satco High Performance LED ( Light Emitting Diode ) PAR30 lamps are a perfect retrofit bulb for your high use areas in both residential and commercial applications where you are currently using 60-75 watt halogen PAR30 lamps. LED light bulbs produce very little heat, reach full brightness instantly and last 25,000 hours. This Satco S9425 2700 Kelvin (K) warm white LED light operates on your existing 120V circuit and consumes just 13 watts. These PAR30 LED retrofit lights generate 950 lumens (or 73 Lumens Per Watt). These Longneck LED PAR30 bulbs have a 25 Degree Spot beam spread. Instant on at full brightness and mercury free - environmentally positive - generates no IR or UV - protects valuable objects - these Satco PAR30 LED bulbs are rated for 25,000 hours. These 120 volt LED light bulbs fit most fixtures with an E26 medium base. The bulb's dimensions are 3.75" diameter by 4.6" long MOL. This bulb is NOT for use in totally enclosed fixtures. These LED lights are compatible with many timers and dimmable using Lutron CL LED and CFL wall box dimmers. Dimming saves energy while setting the right light level to improve mood and ambiance. Screw-in compact fluorescent lamps (CFLs) and screw-in light emitting diode bulbs (LEDs) are a great energy-saving alternative to incandescent or halogen light sources; however, dimming them may be difficult. Lutrons new CL Dimmers for dimmable CFL and LED bulbs have HED Technology which helps alleviate your CFL and LED dimming challenges. Compared to standard dimmers, Lutrons new CL Dimmers keep the lights on as they are dimmed, make sure the lights turn on at all light levels, eliminate or reduce excessive flicker and keep the lights on even with line voltage fluctuations. Lutron CL dimmers are available in Maestro®, Diva®, Skylark Contour, Luméa®, Ariadni®/Toggler® and Credenza® product families. Click here to see all Lutron CL Dimmer Light Switches and Wall Plates. Typical Applications Typical applications for these PAR30 LEDs include exterior security and soffit light fixtures in residential, office, retail, restaurant, school, hospital and hotel/motel locations. Satco 13 Watt 950 Lumen 25 Degree Beam Long Neck LED PAR30 Spot Flood Light Bulb 2700K | 2700 | 82 | 1000 | 76.9231 | 25000 | 13 | 1 | 9.95 | 9.95 | 11.6916 | 2020Q3 | https://www.greenelectricalsupply.com/satco-s9425-13-watt-dimming-led-par30-spot-2700k-long-neck.aspx | Green Electrical Supply | 2020 | Yes
LED Lighting | Reflector | Manufacturer: Satco | True |  | Reflector (Flood/Spot) | PAR30L | E26 (Medium) | Wet Location Rated,Recessed Fixtures Wet Location Rated,Recessed Fixtures Home > Energy Star Qualified Products > 13 Watt 950 Lumen 25 Degree Beam Long Neck LED PAR30 Spot Flood Light Bulb 3000K ** Non-CEC Compliant - NOT Lawful for Sale in California ** Product Specifications - Quick Reference Lamp Wattage: Working Voltage: 13 Watts 120 Volt Dimensions: Beam Angle: 3.75" Diam x 4.6" (MOL) 25 Degree Spot Lumen Output: 950 Lumens Rated Life: 25,000 Hours Light Color: 3000K CCT Rated: IP65 Outdoor Wet Location Familiar appearance. High Efficiency. Direct replacements. Satco High Performance LED ( Light Emitting Diode ) PAR30 lamps are a perfect retrofit bulb for your high use areas in both residential and commercial applications where you are currently using 60-75 watt halogen PAR30 lamps. LED light bulbs produce very little heat, reach full brightness instantly and last 25,000 hours. This Satco S9426 3000 Kelvin (K) warm white LED light operates on your existing 120V circuit and consumes just 13 watts. These PAR30 LED retrofit lights generate 950 lumens (or 73 Lumens Per Watt). These Longneck LED PAR30 bulbs have a 25 Degree Spot beam spread. Instant on at full brightness and mercury free - environmentally positive - generates no IR or UV - protects valuable objects - these Satco PAR30 LED bulbs are rated for 25,000 hours. These 120 volt LED light bulbs fit most fixtures with an E26 medium base. The bulb's dimensions are 3.75" diameter by 4.6" long MOL. This bulb is NOT for use in totally enclosed fixtures. These LED lights are compatible with many timers and dimmable using Lutron CL LED and CFL wall box dimmers. Dimming saves energy while setting the right light level to improve mood and ambiance. Screw-in compact fluorescent lamps (CFLs) and screw-in light emitting diode bulbs (LEDs) are a great energy-saving alternative to incandescent or halogen light sources; however, dimming them may be difficult. Lutrons new CL Dimmers for dimmable CFL and LED bulbs have HED Technology which helps alleviate your CFL and LED dimming challenges. Compared to standard dimmers, Lutrons new CL Dimmers keep the lights on as they are dimmed, make sure the lights turn on at all light levels, eliminate or reduce excessive flicker and keep the lights on even with line voltage fluctuations. Lutron CL dimmers are available in Maestro®, Diva®, Skylark Contour, Luméa®, Ariadni®/Toggler® and Credenza® product families. Click here to see all Lutron CL Dimmer Light Switches and Wall Plates. Typical Applications Typical applications for these PAR30 LEDs include exterior security and soffit light fixtures in residential, office, retail, restaurant, school, hospital and hotel/motel locations. Satco 13 Watt 950 Lumen 25 Degree Beam Long Neck LED PAR30 Spot Flood Light Bulb 3000K | 3000 | 83 | 1000 | 76.9231 | 25000 | 13 | 1 | 9.95 | 9.95 | 11.6916 | 2020Q3 | https://www.greenelectricalsupply.com/satco-s9426-13-watt-dimming-led-par30-spot-3000k-long-neck.aspx | Green Electrical Supply | 2020 | Yes
LED Lighting | Reflector | Manufacturer: Satco | True |  | Reflector (Flood/Spot) | PAR30L | E26 (Medium) | Wet Location Rated,Recessed Fixtures Wet Location Rated,Recessed Fixtures Home > Energy Star Qualified Products > 13 Watt 950 Lumen 25 Degree Beam Long Neck LED PAR30 Spot Flood Light Bulb 3500K ** Non-CEC Compliant - NOT Lawful for Sale in California ** Product Specifications - Quick Reference Lamp Wattage: Working Voltage: 13 Watts 120 Volt Dimensions: Beam Angle: 3.75" Diam x 4.6" (MOL) 25 Degree Spot Lumen Output: 950 Lumens Rated Life: 25,000 Hours Light Color: 3500K CCT Rated: IP65 Outdoor Wet Location Familiar appearance. High Efficiency. Direct replacements. Satco High Performance LED ( Light Emitting Diode ) PAR30 lamps are a perfect retrofit bulb for your high use areas in both residential and commercial applications where you are currently using 60-75 watt halogen PAR30 lamps. LED light bulbs produce very little heat, reach full brightness instantly and last 25,000 hours. This Satco S9427 3500 Kelvin (K) bright white LED light operates on your existing 120V circuit and consumes just 13 watts. These PAR30 LED retrofit lights generate 950 lumens (or 73 Lumens Per Watt). These Longneck LED PAR30 bulbs have a 25 Degree Spot beam spread. Instant on at full brightness and mercury free - environmentally positive - generates no IR or UV - protects valuable objects - these Satco PAR30 LED bulbs are rated for 25,000 hours. These 120 volt LED light bulbs fit most fixtures with an E26 medium base. The bulb's dimensions are 3.75" diameter by 4.6" long MOL. This bulb is NOT for use in totally enclosed fixtures. These LED lights are compatible with many timers and dimmable using Lutron CL LED and CFL wall box dimmers. Dimming saves energy while setting the right light level to improve mood and ambiance. Screw-in compact fluorescent lamps (CFLs) and screw-in light emitting diode bulbs (LEDs) are a great energy-saving alternative to incandescent or halogen light sources; however, dimming them may be difficult. Lutrons new CL Dimmers for dimmable CFL and LED bulbs have HED Technology which helps alleviate your CFL and LED dimming challenges. Compared to standard dimmers, Lutrons new CL Dimmers keep the lights on as they are dimmed, make sure the lights turn on at all light levels, eliminate or reduce excessive flicker and keep the lights on even with line voltage fluctuations. Lutron CL dimmers are available in Maestro®, Diva®, Skylark Contour, Luméa®, Ariadni®/Toggler® and Credenza® product families. Click here to see all Lutron CL Dimmer Light Switches and Wall Plates. Typical Applications Typical applications for these PAR30 LEDs include exterior security and soffit light fixtures in residential, office, retail, restaurant, school, hospital and hotel/motel locations. Satco 13 Watt 950 Lumen 25 Degree Beam Long Neck LED PAR30 Spot Flood Light Bulb 3500K | 3500 | 83 | 1000 | 76.9231 | 25000 | 13 | 1 | 9.95 | 9.95 | 11.6916 | 2020Q3 | https://www.greenelectricalsupply.com/satco-s9427-13-watt-dimming-led-par30-spot-3500k-long-neck.aspx | Green Electrical Supply | 2020 | Yes
LED Lighting | Reflector | Manufacturer: Satco | True |  | Reflector (Flood/Spot) | PAR30L | E26 (Medium) | Wet Location Rated,Recessed Fixtures Wet Location Rated,Recessed Fixtures Home > Energy Star Qualified Products > 13 Watt 1000 Lumen 25 Degree Beam Long Neck LED PAR30 Spot Flood Light Bulb 4000K ** Non-CEC Compliant - NOT Lawful for Sale in California ** Product Specifications - Quick Reference Lamp Wattage: Working Voltage: 13 Watts 120 Volt Dimensions: Beam Angle: 3.75" Diam x 4.6" (MOL) 25 Degree Spot Lumen Output: 1000 Lumens Rated Life: 25,000 Hours Light Color: 4000K CCT Rated: IP65 Outdoor Wet Location Familiar appearance. High Efficiency. Direct replacements. Satco High Performance LED ( Light Emitting Diode ) PAR30 lamps are a perfect retrofit bulb for your high use areas in both residential and commercial applications where you are currently using 60-75 watt halogen PAR30 lamps. LED light bulbs produce very little heat, reach full brightness instantly and last 25,000 hours. This Satco S9428 4000 Kelvin (K) warm white LED light operates on your existing 120V circuit and consumes just 13 watts. These PAR30 LED retrofit lights generate 1000 lumens (or 73 Lumens Per Watt). These Longneck LED PAR30 bulbs have a 25 Degree Spot beam spread. Instant on at full brightness and mercury free - environmentally positive - generates no IR or UV - protects valuable objects - these Satco PAR30 LED bulbs are rated for 25,000 hours. These 120 volt LED light bulbs fit most fixtures with an E26 medium base. The bulb's dimensions are 3.75" diameter by 4.6" long MOL. This bulb is NOT for use in totally enclosed fixtures. These LED lights are compatible with many timers and dimmable using Lutron CL LED and CFL wall box dimmers. Dimming saves energy while setting the right light level to improve mood and ambiance. Screw-in compact fluorescent lamps (CFLs) and screw-in light emitting diode bulbs (LEDs) are a great energy-saving alternative to incandescent or halogen light sources; however, dimming them may be difficult. Lutrons new CL Dimmers for dimmable CFL and LED bulbs have HED Technology which helps alleviate your CFL and LED dimming challenges. Compared to standard dimmers, Lutrons new CL Dimmers keep the lights on as they are dimmed, make sure the lights turn on at all light levels, eliminate or reduce excessive flicker and keep the lights on even with line voltage fluctuations. Lutron CL dimmers are available in Maestro®, Diva®, Skylark Contour, Luméa®, Ariadni®/Toggler® and Credenza® product families. Click here to see all Lutron CL Dimmer Light Switches and Wall Plates. Typical Applications Typical applications for these PAR30 LEDs include exterior security and soffit light fixtures in residential, office, retail, restaurant, school, hospital and hotel/motel locations. Satco 13 Watt 1000 Lumen 25 Degree Beam Long Neck LED PAR30 Spot Flood Light Bulb 4000K | 4000 | 83 | 1000 | 76.9231 | 25000 | 13 | 1 | 9.95 | 9.95 | 11.6916 | 2020Q3 | https://www.greenelectricalsupply.com/satco-s9428-13-watt-dimming-led-par30-spot-4000k-long-neck.aspx | Green Electrical Supply | 2020 | Yes
LED Lighting | Reflector | Manufacturer: Satco | True | Daylighting/Photocell, | Reflector (Flood/Spot) | PAR30L | E26 (Medium) | Wet Location Rated,Recessed Fixtures Wet Location Rated,Recessed Fixtures Home > Energy Star Qualified Products > 13 Watt 1000 Lumen 25 Degree Beam Long Neck LED PAR30 Spot Flood Light Bulb 5000K ** Non-CEC Compliant - NOT Lawful for Sale in California ** Product Specifications - Quick Reference Lamp Wattage: Working Voltage: 13 Watts 120 Volt Dimensions: Beam Angle: 3.75" Diam x 4.6" (MOL) 25 Degree Spot Lumen Output: 1000 Lumens Rated Life: 25,000 Hours Light Color: 5000K CCT Rated: IP65 Outdoor Wet Location Familiar appearance. High Efficiency. Direct replacements. Satco High Performance LED ( Light Emitting Diode ) PAR30 lamps are a perfect retrofit bulb for your high use areas in both residential and commercial applications where you are currently using 60-75 watt halogen PAR30 lamps. LED light bulbs produce very little heat, reach full brightness instantly and last 25,000 hours. This Satco S9429 5000 Kelvin (K) daylight LED light operates on your existing 120V circuit and consumes just 13 watts. These PAR30 LED retrofit lights generate 1000 lumens (or 73 Lumens Per Watt). These Longneck LED PAR30 bulbs have a 25 Degree Spot beam spread. Instant on at full brightness and mercury free - environmentally positive - generates no IR or UV - protects valuable objects - these Satco PAR30 LED bulbs are rated for 25,000 hours. These 120 volt LED light bulbs fit most fixtures with an E26 medium base. The bulb's dimensions are 3.75" diameter by 4.6" long MOL. This bulb is NOT for use in totally enclosed fixtures. These LED lights are compatible with many timers and dimmable using Lutron CL LED and CFL wall box dimmers. Dimming saves energy while setting the right light level to improve mood and ambiance. Screw-in compact fluorescent lamps (CFLs) and screw-in light emitting diode bulbs (LEDs) are a great energy-saving alternative to incandescent or halogen light sources; however, dimming them may be difficult. Lutrons new CL Dimmers for dimmable CFL and LED bulbs have HED Technology which helps alleviate your CFL and LED dimming challenges. Compared to standard dimmers, Lutrons new CL Dimmers keep the lights on as they are dimmed, make sure the lights turn on at all light levels, eliminate or reduce excessive flicker and keep the lights on even with line voltage fluctuations. Lutron CL dimmers are available in Maestro®, Diva®, Skylark Contour, Luméa®, Ariadni®/Toggler® and Credenza® product families. Click here to see all Lutron CL Dimmer Light Switches and Wall Plates. Typical Applications Typical applications for these PAR30 LEDs include exterior security and soffit light fixtures in residential, office, retail, restaurant, school, hospital and hotel/motel locations. Satco 13 Watt 1000 Lumen 25 Degree Beam Long Neck LED PAR30 Spot Flood Light Bulb 5000K | 5000 | 83 | 1000 | 76.9231 | 25000 | 13 | 1 | 9.95 | 9.95 | 11.6916 | 2020Q3 | https://www.greenelectricalsupply.com/satco-s9429-13-watt-dimming-led-par30-spot-5000k-long-neck.aspx | Green Electrical Supply | 2020 | Yes
LED Lighting | Reflector | Manufacturer: Satco | True |  | Reflector (Flood/Spot) | PAR30L | E26 (Medium) | Wet Location Rated,Recessed Fixtures Wet Location Rated,Recessed Fixtures Home > Energy Star Qualified Products > 13 Watt 950 Lumen 40 Degree Beam Long Neck LED PAR30 Flood Light Bulb 2700K ** Non-CEC Compliant - NOT Lawful for Sale in California ** Product Specifications - Quick Reference Lamp Wattage: Working Voltage: 13 Watts 120 Volt Dimensions: Beam Angle: 3.75" Diam x 4.6" (MOL) 40 Degree Flood Lumen Output: 950 Lumens Rated Life: 25,000 Hours Light Color: 2700K CCT Rated: IP65 Outdoor Wet Location Familiar appearance. High Efficiency. Direct replacements. Satco High Performance LED ( Light Emitting Diode ) PAR30 lamps are a perfect retrofit bulb for your high use areas in both residential and commercial applications where you are currently using 60-75 watt halogen PAR30 lamps. LED light bulbs produce very little heat, reach full brightness instantly and last 25,000 hours. This Satco S9430 2700 Kelvin (K) warm white LED light operates on your existing 120V circuit and consumes just 13 watts. These PAR30 LED retrofit lights generate 950 lumens (or 73 Lumens Per Watt). These Longneck LED PAR30 bulbs have a 40 Degree Flood beam spread. Instant on at full brightness and mercury free - environmentally positive - generates no IR or UV - protects valuable objects - these Satco PAR30 LED bulbs are rated for 25,000 hours. These 120 volt LED light bulbs fit most fixtures with an E26 medium base. The bulb's dimensions are 3.75" diameter by 4.6" long MOL. This bulb is NOT for use in totally enclosed fixtures. These LED lights are compatible with many timers and dimmable using Lutron CL LED and CFL wall box dimmers. Dimming saves energy while setting the right light level to improve mood and ambiance. Screw-in compact fluorescent lamps (CFLs) and screw-in light emitting diode bulbs (LEDs) are a great energy-saving alternative to incandescent or halogen light sources; however, dimming them may be difficult. Lutrons new CL Dimmers for dimmable CFL and LED bulbs have HED Technology which helps alleviate your CFL and LED dimming challenges. Compared to standard dimmers, Lutrons new CL Dimmers keep the lights on as they are dimmed, make sure the lights turn on at all light levels, eliminate or reduce excessive flicker and keep the lights on even with line voltage fluctuations. Lutron CL dimmers are available in Maestro®, Diva®, Skylark Contour, Luméa®, Ariadni®/Toggler® and Credenza® product families. Click here to see all Lutron CL Dimmer Light Switches and Wall Plates. Typical Applications Typical applications for these PAR30 LEDs include exterior security and soffit light fixtures in residential, office, retail, restaurant, school, hospital and hotel/motel locations. Satco 13 Watt 950 Lumen 40 Degree Beam Long Neck LED PAR30 Flood Light Bulb 2700K | 2700 | 82 | 1000 | 76.9231 | 25000 | 13 | 1 | 9.95 | 9.95 | 11.6916 | 2020Q3 | https://www.greenelectricalsupply.com/satco-s9430-13-watt-dimming-led-par30-flood-2700k-long-neck.aspx | Green Electrical Supply | 2020 | Yes
LED Lighting | Reflector | Manufacturer: Satco | True |  | Reflector (Flood/Spot) | PAR30L | E26 (Medium) | Wet Location Rated,Recessed Fixtures Wet Location Rated,Recessed Fixtures Home > Energy Star Qualified Products > 13 Watt 950 Lumen 40 Degree Beam Long Neck LED PAR30 Flood Light Bulb 3000K ** Non-CEC Compliant - NOT Lawful for Sale in California ** Product Specifications - Quick Reference Lamp Wattage: Working Voltage: 13 Watts 120 Volt Dimensions: Beam Angle: 3.75" Diam x 4.6" (MOL) 40 Degree Flood Lumen Output: 950 Lumens Rated Life: 25,000 Hours Light Color: 3000K CCT Rated: IP65 Outdoor Wet Location Familiar appearance. High Efficiency. Direct replacements. Satco High Performance LED ( Light Emitting Diode ) PAR30 lamps are a perfect retrofit bulb for your high use areas in both residential and commercial applications where you are currently using 60-75 watt halogen PAR30 lamps. LED light bulbs produce very little heat, reach full brightness instantly and last 25,000 hours. This Satco S9431 3000 Kelvin (K) warm white LED light operates on your existing 120V circuit and consumes just 13 watts. These PAR30 LED retrofit lights generate 950 lumens (or 73 Lumens Per Watt). These Longneck LED PAR30 bulbs have a 40 Degree Flood beam spread. Instant on at full brightness and mercury free - environmentally positive - generates no IR or UV - protects valuable objects - these Satco PAR30 LED bulbs are rated for 25,000 hours. These 120 volt LED light bulbs fit most fixtures with an E26 medium base. The bulb's dimensions are 3.75" diameter by 4.6" long MOL. This bulb is NOT for use in totally enclosed fixtures. These LED lights are compatible with many timers and dimmable using Lutron CL LED and CFL wall box dimmers. Dimming saves energy while setting the right light level to improve mood and ambiance. Screw-in compact fluorescent lamps (CFLs) and screw-in light emitting diode bulbs (LEDs) are a great energy-saving alternative to incandescent or halogen light sources; however, dimming them may be difficult. Lutrons new CL Dimmers for dimmable CFL and LED bulbs have HED Technology which helps alleviate your CFL and LED dimming challenges. Compared to standard dimmers, Lutrons new CL Dimmers keep the lights on as they are dimmed, make sure the lights turn on at all light levels, eliminate or reduce excessive flicker and keep the lights on even with line voltage fluctuations. Lutron CL dimmers are available in Maestro®, Diva®, Skylark Contour, Luméa®, Ariadni®/Toggler® and Credenza® product families. Click here to see all Lutron CL Dimmer Light Switches and Wall Plates. Typical Applications Typical applications for these PAR30 LEDs include exterior security and soffit light fixtures in residential, office, retail, restaurant, school, hospital and hotel/motel locations. Satco 13 Watt 950 Lumen 40 Degree Beam Long Neck LED PAR30 Flood Light Bulb 3000K | 3000 | 83 | 1000 | 76.9231 | 25000 | 13 | 1 | 9.95 | 9.95 | 11.6916 | 2020Q3 | https://www.greenelectricalsupply.com/satco-s9431-13-watt-dimming-led-par30-flood-3000k-long-neck.aspx | Green Electrical Supply | 2020 | Yes
LED Lighting | Reflector | Manufacturer: Satco | True |  | Reflector (Flood/Spot) | PAR30L | E26 (Medium) | Wet Location Rated,Recessed Fixtures Wet Location Rated,Recessed Fixtures Home > Energy Star Qualified Products > 13 Watt 950 Lumen 40 Degree Beam Long Neck LED PAR30 Flood Light Bulb 3500K ** Non-CEC Compliant - NOT Lawful for Sale in California ** Product Specifications - Quick Reference Lamp Wattage: Working Voltage: 13 Watts 120 Volt Dimensions: Beam Angle: 3.75" Diam x 4.6" (MOL) 40 Degree Flood Lumen Output: 950 Lumens Rated Life: 25,000 Hours Light Color: 3500K CCT Rated: IP65 Outdoor Wet Location Familiar appearance. High Efficiency. Direct replacements. Satco High Performance LED ( Light Emitting Diode ) PAR30 lamps are a perfect retrofit bulb for your high use areas in both residential and commercial applications where you are currently using 60-75 watt halogen PAR30 lamps. LED light bulbs produce very little heat, reach full brightness instantly and last 25,000 hours. This Satco S9432 3500 Kelvin (K) bright white LED light operates on your existing 120V circuit and consumes just 13 watts. These PAR30 LED retrofit lights generate 950 lumens (or 73 Lumens Per Watt). These Longneck LED PAR30 bulbs have a 40 Degree Flood beam spread. Instant on at full brightness and mercury free - environmentally positive - generates no IR or UV - protects valuable objects - these Satco PAR30 LED bulbs are rated for 25,000 hours. These 120 volt LED light bulbs fit most fixtures with an E26 medium base. The bulb's dimensions are 3.75" diameter by 4.6" long MOL. This bulb is NOT for use in totally enclosed fixtures. These LED lights are compatible with many timers and dimmable using Lutron CL LED and CFL wall box dimmers. Dimming saves energy while setting the right light level to improve mood and ambiance. Screw-in compact fluorescent lamps (CFLs) and screw-in light emitting diode bulbs (LEDs) are a great energy-saving alternative to incandescent or halogen light sources; however, dimming them may be difficult. Lutrons new CL Dimmers for dimmable CFL and LED bulbs have HED Technology which helps alleviate your CFL and LED dimming challenges. Compared to standard dimmers, Lutrons new CL Dimmers keep the lights on as they are dimmed, make sure the lights turn on at all light levels, eliminate or reduce excessive flicker and keep the lights on even with line voltage fluctuations. Lutron CL dimmers are available in Maestro®, Diva®, Skylark Contour, Luméa®, Ariadni®/Toggler® and Credenza® product families. Click here to see all Lutron CL Dimmer Light Switches and Wall Plates. Typical Applications Typical applications for these PAR30 LEDs include exterior security and soffit light fixtures in residential, office, retail, restaurant, school, hospital and hotel/motel locations. Satco 13 Watt 950 Lumen 40 Degree Beam Long Neck LED PAR30 Flood Light Bulb 3500K | 3500 | 82 | 1000 | 76.9231 | 25000 | 13 | 1 | 9.95 | 9.95 | 11.6916 | 2020Q3 | https://www.greenelectricalsupply.com/satco-s9432-13-watt-dimming-led-par30-flood-3500k-long-neck.aspx | Green Electrical Supply | 2020 | Yes
LED Lighting | Reflector | Manufacturer: Satco | True |  | Reflector (Flood/Spot) | PAR30L | E26 (Medium) | Wet Location Rated,Recessed Fixtures Wet Location Rated,Recessed Fixtures Home > Energy Star Qualified Products > 13 Watt 1000 Lumen 40 Degree Beam Long Neck LED PAR30 Flood Light Bulb 4000K ** Non-CEC Compliant - NOT Lawful for Sale in California ** Product Specifications - Quick Reference Lamp Wattage: Working Voltage: 13 Watts 120 Volt Dimensions: Beam Angle: 3.75" Diam x 4.6" (MOL) 40 Degree Flood Lumen Output: 1000 Lumens Rated Life: 25,000 Hours Light Color: 4000K CCT Rated: IP65 Outdoor Wet Location Familiar appearance. High Efficiency. Direct replacements. Satco High Performance LED ( Light Emitting Diode ) PAR30 lamps are a perfect retrofit bulb for your high use areas in both residential and commercial applications where you are currently using 60-75 watt halogen PAR30 lamps. LED light bulbs produce very little heat, reach full brightness instantly and last 25,000 hours. This Satco S9433 4000 Kelvin (K) cool white LED light operates on your existing 120V circuit and consumes just 13 watts. These PAR30 LED retrofit lights generate 1000 lumens (or 77 Lumens Per Watt). These Longneck LED PAR30 bulbs have a 40 Degree Flood beam spread. Instant on at full brightness and mercury free - environmentally positive - generates no IR or UV - protects valuable objects - these Satco PAR30 LED bulbs are rated for 25,000 hours. These 120 volt LED light bulbs fit most fixtures with an E26 medium base. The bulb's dimensions are 3.75" diameter by 4.6" long MOL. This bulb is NOT for use in totally enclosed fixtures. These LED lights are compatible with many timers and dimmable using Lutron CL LED and CFL wall box dimmers. Dimming saves energy while setting the right light level to improve mood and ambiance. Screw-in compact fluorescent lamps (CFLs) and screw-in light emitting diode bulbs (LEDs) are a great energy-saving alternative to incandescent or halogen light sources; however, dimming them may be difficult. Lutrons new CL Dimmers for dimmable CFL and LED bulbs have HED Technology which helps alleviate your CFL and LED dimming challenges. Compared to standard dimmers, Lutrons new CL Dimmers keep the lights on as they are dimmed, make sure the lights turn on at all light levels, eliminate or reduce excessive flicker and keep the lights on even with line voltage fluctuations. Lutron CL dimmers are available in Maestro®, Diva®, Skylark Contour, Luméa®, Ariadni®/Toggler® and Credenza® product families. Click here to see all Lutron CL Dimmer Light Switches and Wall Plates. Typical Applications Typical applications for these PAR30 LEDs include exterior security and soffit light fixtures in residential, office, retail, restaurant, school, hospital and hotel/motel locations. Satco 13 Watt 1000 Lumen 40 Degree Beam Long Neck LED PAR30 Flood Light Bulb 4000K | 4000 | 82 | 1000 | 76.9231 | 25000 | 13 | 1 | 9.95 | 9.95 | 11.6916 | 2020Q3 | https://www.greenelectricalsupply.com/satco-s9433-13-watt-dimming-led-par30-flood-4000k-long-neck.aspx | Green Electrical Supply | 2020 | Yes
LED Lighting | Reflector | Manufacturer: Satco | True |  | Reflector (Flood/Spot) | PAR30L | E26 (Medium) | Wet Location Rated,Recessed Fixtures Wet Location Rated,Recessed Fixtures Home > Energy Star Qualified Products > 13 Watt 1000 Lumen 40 Degree Beam Long Neck LED PAR30 Flood Light Bulb 5000K ** Non-CEC Compliant - NOT Lawful for Sale in California ** Product Specifications - Quick Reference Lamp Wattage: Working Voltage: 13 Watts 120 Volt Dimensions: Beam Angle: 3.75" Diam x 4.6" (MOL) 40 Degree Flood Lumen Output: 1000 Lumens Rated Life: 25,000 Hours Light Color: 5000K CCT Rated: IP65 Outdoor Wet Location Familiar appearance. High Efficiency. Direct replacements. Satco High Performance LED ( Light Emitting Diode ) PAR30 lamps are a perfect retrofit bulb for your high use areas in both residential and commercial applications where you are currently using 60-75 watt halogen PAR30 lamps. LED light bulbs produce very little heat, reach full brightness instantly and last 25,000 hours. This Satco S9434 5000 Kelvin (K) cool white LED light operates on your existing 120V circuit and consumes just 13 watts. These PAR30 LED retrofit lights generate 1000 lumens (or 77 Lumens Per Watt). These Longneck LED PAR30 bulbs have a 40 Degree Flood beam spread. Instant on at full brightness and mercury free - environmentally positive - generates no IR or UV - protects valuable objects - these Satco PAR30 LED bulbs are rated for 25,000 hours. These 120 volt LED light bulbs fit most fixtures with an E26 medium base. The bulb's dimensions are 3.75" diameter by 4.6" long MOL. This bulb is NOT for use in totally enclosed fixtures. These LED lights are compatible with many timers and dimmable using Lutron CL LED and CFL wall box dimmers. Dimming saves energy while setting the right light level to improve mood and ambiance. Screw-in compact fluorescent lamps (CFLs) and screw-in light emitting diode bulbs (LEDs) are a great energy-saving alternative to incandescent or halogen light sources; however, dimming them may be difficult. Lutrons new CL Dimmers for dimmable CFL and LED bulbs have HED Technology which helps alleviate your CFL and LED dimming challenges. Compared to standard dimmers, Lutrons new CL Dimmers keep the lights on as they are dimmed, make sure the lights turn on at all light levels, eliminate or reduce excessive flicker and keep the lights on even with line voltage fluctuations. Lutron CL dimmers are available in Maestro®, Diva®, Skylark Contour, Luméa®, Ariadni®/Toggler® and Credenza® product families. Click here to see all Lutron CL Dimmer Light Switches and Wall Plates. Typical Applications Typical applications for these PAR30 LEDs include exterior security and soffit light fixtures in residential, office, retail, restaurant, school, hospital and hotel/motel locations. Satco 13 Watt 1000 Lumen 40 Degree Beam Long Neck LED PAR30 Flood Light Bulb 5000K | 5000 | 83 | 1000 | 76.9231 | 25000 | 13 | 1 | 9.95 | 9.95 | 11.6916 | 2020Q3 | https://www.greenelectricalsupply.com/satco-s9434-13-watt-dimming-led-par30-flood-5000k-long-neck.aspx | Green Electrical Supply | 2020 | Yes
LED Lighting | Reflector | Manufacturer: Satco | True |  | Reflector (Flood/Spot) | PAR30L | E26 (Medium) | Wet Location Rated,Recessed Fixtures Wet Location Rated,Recessed Fixtures Home > Energy Star Qualified Products > 13 Watt 950 Lumen 60 Degree Beam Long Neck LED PAR30 Wide Flood Light Bulb 2700K ** Non-CEC Compliant - NOT Lawful for Sale in California ** Product Specifications - Quick Reference Lamp Wattage: Working Voltage: 13 Watts 120 Volt Dimensions: Beam Angle: 3.75" Diam x 4.6" (MOL) 60 Degree Wide Flood Lumen Output: 950 Lumens Rated Life: 25,000 Hours Light Color: 2700K CCT Rated: IP65 Outdoor Wet Location Familiar appearance. High Efficiency. Direct replacements. Satco High Performance LED ( Light Emitting Diode ) PAR30 lamps are a perfect retrofit bulb for your high use areas in both residential and commercial applications where you are currently using 60-75 watt halogen PAR30 lamps. LED light bulbs produce very little heat, reach full brightness instantly and last 25,000 hours. This Satco S9435 2700 Kelvin (K) warm white LED light operates on your existing 120V circuit and consumes just 13 watts. These PAR30 LED retrofit lights generate 950 lumens (or 73 Lumens Per Watt). These long neck LED PAR30 bulbs have a 60 Degree Wide Flood beam spread. Instant on at full brightness and mercury free - environmentally positive - generates no IR or UV - protects valuable objects - these Satco PAR30 LED bulbs are rated for 25,000 hours. These 120 volt LED light bulbs fit most fixtures with an E26 medium base. The bulb's dimensions are 3.75" diameter by 4.6" long MOL. This bulb is NOT for use in totally enclosed fixtures. These LED lights are compatible with many timers and dimmable using Lutron CL LED and CFL wall box dimmers. Dimming saves energy while setting the right light level to improve mood and ambiance. Screw-in compact fluorescent lamps (CFLs) and screw-in light emitting diode bulbs (LEDs) are a great energy-saving alternative to incandescent or halogen light sources; however, dimming them may be difficult. Lutrons new CL Dimmers for dimmable CFL and LED bulbs have HED Technology which helps alleviate your CFL and LED dimming challenges. Compared to standard dimmers, Lutrons new CL Dimmers keep the lights on as they are dimmed, make sure the lights turn on at all light levels, eliminate or reduce excessive flicker and keep the lights on even with line voltage fluctuations. Lutron CL dimmers are available in Maestro®, Diva®, Skylark Contour, Luméa®, Ariadni®/Toggler® and Credenza® product families. Click here to see all Lutron CL Dimmer Light Switches and Wall Plates. Typical Applications Typical applications for these PAR30 LEDs include exterior security and soffit light fixtures in residential, office, retail, restaurant, school, hospital and hotel/motel locations. Satco 13 Watt 950 Lumen 60 Degree Beam Long Neck LED PAR30 Wide Flood Light Bulb 2700K | 2700 | 82 | 1000 | 76.9231 | 25000 | 13 | 1 | 9.95 | 9.95 | 11.6916 | 2020Q3 | https://www.greenelectricalsupply.com/satco-s9435-13-watt-dimming-led-par30-wide-flood-2700k-long-neck.aspx | Green Electrical Supply | 2020 | Yes
LED Lighting | Reflector | Manufacturer: Satco | True |  | Reflector (Flood/Spot) | PAR30L | E26 (Medium) | Wet Location Rated,Recessed Fixtures Wet Location Rated,Recessed Fixtures Home > Energy Star Qualified Products > 13 Watt 950 Lumen 60 Degree Beam Long Neck LED PAR30 Wide Flood Light Bulb 3000K ** Non-CEC Compliant - NOT Lawful for Sale in California ** Product Specifications - Quick Reference Lamp Wattage: Working Voltage: 13 Watts 120 Volt Dimensions: Beam Angle: 3.75" Diam x 4.6" (MOL) 60 Degree Wide Flood Lumen Output: 950 Lumens Rated Life: 25,000 Hours Light Color: 3000K CCT Rated: IP65 Outdoor Wet Location Familiar appearance. High Efficiency. Direct replacements. Satco High Performance LED ( Light Emitting Diode ) PAR30 lamps are a perfect retrofit bulb for your high use areas in both residential and commercial applications where you are currently using 60-75 watt halogen PAR30 lamps. LED light bulbs produce very little heat, reach full brightness instantly and last 25,000 hours. This Satco S9436 3000 Kelvin (K) warm white LED light operates on your existing 120V circuit and consumes just 13 watts. These PAR30 LED retrofit lights generate 950 lumens (or 73 Lumens Per Watt). These long neck LED PAR30 bulbs have a 60 Degree Wide Flood beam spread. Instant on at full brightness and mercury free - environmentally positive - generates no IR or UV - protects valuable objects - these Satco PAR30 LED bulbs are rated for 25,000 hours. These 120 volt LED light bulbs fit most fixtures with an E26 medium base. The bulb's dimensions are 3.75" diameter by 4.6" long MOL. This bulb is NOT for use in totally enclosed fixtures. These LED lights are compatible with many timers and dimmable using Lutron CL LED and CFL wall box dimmers. Dimming saves energy while setting the right light level to improve mood and ambiance. Screw-in compact fluorescent lamps (CFLs) and screw-in light emitting diode bulbs (LEDs) are a great energy-saving alternative to incandescent or halogen light sources; however, dimming them may be difficult. Lutrons new CL Dimmers for dimmable CFL and LED bulbs have HED Technology which helps alleviate your CFL and LED dimming challenges. Compared to standard dimmers, Lutrons new CL Dimmers keep the lights on as they are dimmed, make sure the lights turn on at all light levels, eliminate or reduce excessive flicker and keep the lights on even with line voltage fluctuations. Lutron CL dimmers are available in Maestro®, Diva®, Skylark Contour, Luméa®, Ariadni®/Toggler® and Credenza® product families. Click here to see all Lutron CL Dimmer Light Switches and Wall Plates. Typical Applications Typical applications for these PAR30 LEDs include exterior security and soffit light fixtures in residential, office, retail, restaurant, school, hospital and hotel/motel locations. Satco 13 Watt 950 Lumen 60 Degree Beam Long Neck LED PAR30 Wide Flood Light Bulb 3000K | 3000 | 83 | 1000 | 76.9231 | 25000 | 13 | 1 | 9.95 | 9.95 | 11.6916 | 2020Q3 | https://www.greenelectricalsupply.com/satco-s9436-13-watt-dimming-led-par30-wide-flood-3000k-long-neck.aspx | Green Electrical Supply | 2020 | Yes
LED Lighting | Reflector | Manufacturer: Satco | True |  | Reflector (Flood/Spot) | PAR30L | E26 (Medium) | Wet Location Rated,Recessed Fixtures Wet Location Rated,Recessed Fixtures Home > Energy Star Qualified Products > 13 Watt 950 Lumen 60 Degree Beam Long Neck LED PAR30 Wide Flood Light Bulb 3500K ** Non-CEC Compliant - NOT Lawful for Sale in California ** Product Specifications - Quick Reference Lamp Wattage: Working Voltage: 13 Watts 120 Volt Dimensions: Beam Angle: 3.75" Diam x 4.6" (MOL) 60 Degree Wide Flood Lumen Output: 950 Lumens Rated Life: 25,000 Hours Light Color: 3500K CCT Rated: IP65 Outdoor Wet Location Familiar appearance. High Efficiency. Direct replacements. Satco High Performance LED ( Light Emitting Diode ) PAR30 lamps are a perfect retrofit bulb for your high use areas in both residential and commercial applications where you are currently using 60-75 watt halogen PAR30 lamps. LED light bulbs produce very little heat, reach full brightness instantly and last 25,000 hours. This Satco S9437 3500 Kelvin (K) bright white LED light operates on your existing 120V circuit and consumes just 13 watts. These PAR30 LED retrofit lights generate 950 lumens (or 73 Lumens Per Watt). These long neck LED PAR30 bulbs have a 60 Degree Wide Flood beam spread. Instant on at full brightness and mercury free - environmentally positive - generates no IR or UV - protects valuable objects - these Satco PAR30 LED bulbs are rated for 25,000 hours. These 120 volt LED light bulbs fit most fixtures with an E26 medium base. The bulb's dimensions are 3.75" diameter by 4.6" long MOL. This bulb is NOT for use in totally enclosed fixtures. These LED lights are compatible with many timers and dimmable using Lutron CL LED and CFL wall box dimmers. Dimming saves energy while setting the right light level to improve mood and ambiance. Screw-in compact fluorescent lamps (CFLs) and screw-in light emitting diode bulbs (LEDs) are a great energy-saving alternative to incandescent or halogen light sources; however, dimming them may be difficult. Lutrons new CL Dimmers for dimmable CFL and LED bulbs have HED Technology which helps alleviate your CFL and LED dimming challenges. Compared to standard dimmers, Lutrons new CL Dimmers keep the lights on as they are dimmed, make sure the lights turn on at all light levels, eliminate or reduce excessive flicker and keep the lights on even with line voltage fluctuations. Lutron CL dimmers are available in Maestro®, Diva®, Skylark Contour, Luméa®, Ariadni®/Toggler® and Credenza® product families. Click here to see all Lutron CL Dimmer Light Switches and Wall Plates. Typical Applications Typical applications for these PAR30 LEDs include exterior security and soffit light fixtures in residential, office, retail, restaurant, school, hospital and hotel/motel locations. Satco 13 Watt 950 Lumen 60 Degree Beam Long Neck LED PAR30 Wide Flood Light Bulb 3500K | 3500 | 82 | 1000 | 76.9231 | 25000 | 13 | 1 | 9.95 | 9.95 | 11.6916 | 2020Q3 | https://www.greenelectricalsupply.com/satco-s9437-13-watt-dimming-led-par30-wide-flood-3500k-long-neck.aspx | Green Electrical Supply | 2020 | Yes
LED Lighting | Reflector | Manufacturer: Satco | True |  | Reflector (Flood/Spot) | PAR30L | E26 (Medium) | Wet Location Rated,Recessed Fixtures Wet Location Rated,Recessed Fixtures Home > Energy Star Qualified Products > 13 Watt 1000 Lumen 60 Degree Beam Long Neck LED PAR30 Wide Flood Light Bulb 4000K ** Non-CEC Compliant - NOT Lawful for Sale in California ** Product Specifications - Quick Reference Lamp Wattage: Working Voltage: 13 Watts 120 Volt Dimensions: Beam Angle: 3.75" Diam x 4.6" (MOL) 60 Degree Wide Flood Lumen Output: 1000 Lumens Rated Life: 25,000 Hours Light Color: 4000K CCT Rated: IP65 Outdoor Wet Location Familiar appearance. High Efficiency. Direct replacements. Satco High Performance LED ( Light Emitting Diode ) PAR30 lamps are a perfect retrofit bulb for your high use areas in both residential and commercial applications where you are currently using 60-75 watt halogen PAR30 lamps. LED light bulbs produce very little heat, reach full brightness instantly and last 25,000 hours. This Satco S9438 4000 Kelvin (K) bright white LED light operates on your existing 120V circuit and consumes just 13 watts. These PAR30 LED retrofit lights generate 1000 lumens (or 77 Lumens Per Watt). These long neck LED PAR30 bulbs have a 60 Degree Wide Flood beam spread. Instant on at full brightness and mercury free - environmentally positive - generates no IR or UV - protects valuable objects - these Satco PAR30 LED bulbs are rated for 25,000 hours. These 120 volt LED light bulbs fit most fixtures with an E26 medium base. The bulb's dimensions are 3.75" diameter by 4.6" long MOL. This bulb is NOT for use in totally enclosed fixtures. These LED lights are compatible with many timers and dimmable using Lutron CL LED and CFL wall box dimmers. Dimming saves energy while setting the right light level to improve mood and ambiance. Screw-in compact fluorescent lamps (CFLs) and screw-in light emitting diode bulbs (LEDs) are a great energy-saving alternative to incandescent or halogen light sources; however, dimming them may be difficult. Lutrons new CL Dimmers for dimmable CFL and LED bulbs have HED Technology which helps alleviate your CFL and LED dimming challenges. Compared to standard dimmers, Lutrons new CL Dimmers keep the lights on as they are dimmed, make sure the lights turn on at all light levels, eliminate or reduce excessive flicker and keep the lights on even with line voltage fluctuations. Lutron CL dimmers are available in Maestro®, Diva®, Skylark Contour, Luméa®, Ariadni®/Toggler® and Credenza® product families. Click here to see all Lutron CL Dimmer Light Switches and Wall Plates. Typical Applications Typical applications for these PAR30 LEDs include exterior security and soffit light fixtures in residential, office, retail, restaurant, school, hospital and hotel/motel locations. Satco 13 Watt 1000 Lumen 60 Degree Beam Long Neck LED PAR30 Wide Flood Light Bulb 4000K | 4000 | 83 | 1000 | 76.9231 | 25000 | 13 | 1 | 9.95 | 9.95 | 11.6916 | 2020Q3 | https://www.greenelectricalsupply.com/satco-s9438-13-watt-dimming-led-par30-wide-flood-4000k-long-neck.aspx | Green Electrical Supply | 2020 | Yes
LED Lighting | Reflector | Manufacturer: Satco | True | Daylighting/Photocell, | Reflector (Flood/Spot) | PAR30L | E26 (Medium) | Wet Location Rated,Recessed Fixtures Wet Location Rated,Recessed Fixtures Home > Energy Star Qualified Products > 13 Watt 1000 Lumen 60 Degree Beam Long Neck LED PAR30 Wide Flood Light Bulb 5000K ** Non-CEC Compliant - NOT Lawful for Sale in California ** Product Specifications - Quick Reference Lamp Wattage: Working Voltage: 13 Watts 120 Volt Dimensions: Beam Angle: 3.75" Diam x 4.6" (MOL) 60 Degree Wide Flood Lumen Output: 1000 Lumens Rated Life: 25,000 Hours Light Color: 5000K CCT Rated: IP65 Outdoor Wet Location Familiar appearance. High Efficiency. Direct replacements. Satco High Performance LED ( Light Emitting Diode ) PAR30 lamps are a perfect retrofit bulb for your high use areas in both residential and commercial applications where you are currently using 60-75 watt halogen PAR30 lamps. LED light bulbs produce very little heat, reach full brightness instantly and last 25,000 hours. This Satco S9439 5000 Kelvin (K) daylight LED light operates on your existing 120V circuit and consumes just 13 watts. These PAR30 LED retrofit lights generate 1000 lumens (or 77 Lumens Per Watt). These long neck LED PAR30 bulbs have a 60 Degree Wide Flood beam spread. Instant on at full brightness and mercury free - environmentally positive - generates no IR or UV - protects valuable objects - these Satco PAR30 LED bulbs are rated for 25,000 hours. These 120 volt LED light bulbs fit most fixtures with an E26 medium base. The bulb's dimensions are 3.75" diameter by 4.6" long MOL. This bulb is NOT for use in totally enclosed fixtures. These LED lights are compatible with many timers and dimmable using Lutron CL LED and CFL wall box dimmers. Dimming saves energy while setting the right light level to improve mood and ambiance. Screw-in compact fluorescent lamps (CFLs) and screw-in light emitting diode bulbs (LEDs) are a great energy-saving alternative to incandescent or halogen light sources; however, dimming them may be difficult. Lutrons new CL Dimmers for dimmable CFL and LED bulbs have HED Technology which helps alleviate your CFL and LED dimming challenges. Compared to standard dimmers, Lutrons new CL Dimmers keep the lights on as they are dimmed, make sure the lights turn on at all light levels, eliminate or reduce excessive flicker and keep the lights on even with line voltage fluctuations. Lutron CL dimmers are available in Maestro®, Diva®, Skylark Contour, Luméa®, Ariadni®/Toggler® and Credenza® product families. Click here to see all Lutron CL Dimmer Light Switches and Wall Plates. Typical Applications Typical applications for these PAR30 LEDs include exterior security and soffit light fixtures in residential, office, retail, restaurant, school, hospital and hotel/motel locations. Satco 13 Watt 1000 Lumen 60 Degree Beam Long Neck LED PAR30 Wide Flood Light Bulb 5000K | 5000 | 83 | 1000 | 76.9231 | 25000 | 13 | 1 | 9.95 | 9.95 | 11.6916 | 2020Q3 | https://www.greenelectricalsupply.com/satco-s9439-13-watt-dimming-led-par30-wide-flood-5000k-long-neck.aspx | Green Electrical Supply | 2020 | Yes
LED Lighting | Reflector | Manufacturer: Satco | True |  | Reflector (Flood/Spot) | PAR38 | E26 (Medium) | Wet Location Rated,Recessed Fixtures Wet Location Rated,Recessed Fixtures Home > Energy Star Qualified Products > 15 Watt 1100 Lumen 25 Degree Beam Dimmable LED PAR38 Spot Flood Light Bulb 2700K ** Non-CEC Compliant - NOT Lawful for Sale in California ** Product Specifications - Quick Reference Lamp Wattage: Working Voltage: 15 Watts 120 Volt Dimensions: Beam Angle: 4.75" Diam x 5 3/16" (MOL) 25 Degree Spot Lumen Output: 1100 Lumens Rated Life: 25,000 Hours Light Color: 2700K CCT Rated: IP65 Outdoor Wet Location Familiar appearance. High Efficiency. Direct replacements. Satco High Performance LED ( Light Emitting Diode ) PAR38 lamps are a perfect retrofit bulb for your high use areas in both residential and commercial applications where you are currently using 90 watt halogen PAR38 lamps. LED light bulbs produce very little heat, reach full brightness instantly and last 25,000 hours. This Satco S9440 2700 Kelvin (K) warm white LED light operates on your existing 120V circuit and consumes just 15 watts. These PAR38 LED retrofit lights generate 1100 lumens (or 73 Lumens Per Watt). These LED PAR38 bulbs have a 25 Degree Spot beam spread. Instant on at full brightness and mercury free - environmentally positive - generates no IR or UV - protects valuable objects - these Satco PAR38 LED bulbs are rated for 25,000 hours. These 120 volt LED light bulbs fit most fixtures with an E26 medium base. The bulb's dimensions are 3.75" diameter by 5 3/16" long MOL. This bulb is NOT for use in totally enclosed fixtures. These LED lights are compatible with many timers and dimmable using Lutron CL LED and CFL wall box dimmers. Dimming saves energy while setting the right light level to improve mood and ambiance. Screw-in compact fluorescent lamps (CFLs) and screw-in light emitting diode bulbs (LEDs) are a great energy-saving alternative to incandescent or halogen light sources; however, dimming them may be difficult. Lutrons new CL Dimmers for dimmable CFL and LED bulbs have HED Technology which helps alleviate your CFL and LED dimming challenges. Compared to standard dimmers, Lutrons new CL Dimmers keep the lights on as they are dimmed, make sure the lights turn on at all light levels, eliminate or reduce excessive flicker and keep the lights on even with line voltage fluctuations. Lutron CL dimmers are available in Maestro®, Diva®, Skylark Contour, Luméa®, Ariadni®/Toggler® and Credenza® product families. Click here to see all Lutron CL Dimmer Light Switches and Wall Plates. Typical Applications Typical applications for these PAR38 LEDs include exterior security and soffit light fixtures in residential, office, retail, restaurant, school, hospital and hotel/motel locations. Satco 15 Watt 1100 Lumen 25 Degree Beam Dimmable LED PAR38 Spot Flood Light Bulb 2700K | 2700 | 83 | 1200 | 80 | 25000 | 15 | 1 | 12.95 | 12.95 | 15.2168 | 2020Q3 | https://www.greenelectricalsupply.com/satco-s9440-15-watt-dimming-led-par38-spot-2700k.aspx | Green Electrical Supply | 2020 | Yes
LED Lighting | Reflector | Manufacturer: Satco | True |  | Reflector (Flood/Spot) | PAR38 | E26 (Medium) | Wet Location Rated,Recessed Fixtures Wet Location Rated,Recessed Fixtures Home > Energy Star Qualified Products > 15 Watt 1150 Lumen 25 Degree Beam Dimmable LED PAR38 Spot Flood Light Bulb 3000K ** Non-CEC Compliant - NOT Lawful for Sale in California ** Product Specifications - Quick Reference Lamp Wattage: Working Voltage: 15 Watts 120 Volt Dimensions: Beam Angle: 4.75" Diam x 5 3/16" (MOL) 25 Degree Spot Lumen Output: 1150 Lumens Rated Life: 25,000 Hours Light Color: 3000K CCT Rated: IP65 Outdoor Wet Location Familiar appearance. High Efficiency. Direct replacements. Satco High Performance LED ( Light Emitting Diode ) PAR38 lamps are a perfect retrofit bulb for your high use areas in both residential and commercial applications where you are currently using 90 watt halogen PAR38 lamps. LED light bulbs produce very little heat, reach full brightness instantly and last 25,000 hours. This Satco S9441 3000 Kelvin (K) warm white LED light operates on your existing 120V circuit and consumes just 15 watts. These PAR38 LED retrofit lights generate 1150 lumens (or 73 Lumens Per Watt). These LED PAR38 bulbs have a 25 Degree Spot beam spread. Instant on at full brightness and mercury free - environmentally positive - generates no IR or UV - protects valuable objects - these Satco PAR38 LED bulbs are rated for 25,000 hours. These 120 volt LED light bulbs fit most fixtures with an E26 medium base. The bulb's dimensions are 3.75" diameter by 5 3/16" long MOL. This bulb is NOT for use in totally enclosed fixtures. These LED lights are compatible with many timers and dimmable using Lutron CL LED and CFL wall box dimmers. Dimming saves energy while setting the right light level to improve mood and ambiance. Screw-in compact fluorescent lamps (CFLs) and screw-in light emitting diode bulbs (LEDs) are a great energy-saving alternative to incandescent or halogen light sources; however, dimming them may be difficult. Lutrons new CL Dimmers for dimmable CFL and LED bulbs have HED Technology which helps alleviate your CFL and LED dimming challenges. Compared to standard dimmers, Lutrons new CL Dimmers keep the lights on as they are dimmed, make sure the lights turn on at all light levels, eliminate or reduce excessive flicker and keep the lights on even with line voltage fluctuations. Lutron CL dimmers are available in Maestro®, Diva®, Skylark Contour, Luméa®, Ariadni®/Toggler® and Credenza® product families. Click here to see all Lutron CL Dimmer Light Switches and Wall Plates. Typical Applications Typical applications for these PAR38 LEDs include exterior security and soffit light fixtures in residential, office, retail, restaurant, school, hospital and hotel/motel locations. Satco 15 Watt 1150 Lumen 25 Degree Beam Dimmable LED PAR38 Spot Flood Light Bulb 3000K | 3000 | 82 | 1200 | 80 | 25000 | 15 | 1 | 12.95 | 12.95 | 15.2168 | 2020Q3 | https://www.greenelectricalsupply.com/satco-s9441-15-watt-dimming-led-par38-spot-3000k.aspx | Green Electrical Supply | 2020 | Yes
LED Lighting | Reflector | Manufacturer: Satco | True |  | Reflector (Flood/Spot) | PAR38 | E26 (Medium) | Wet Location Rated,Recessed Fixtures Wet Location Rated,Recessed Fixtures Home > Energy Star Qualified Products > 15 Watt 1150 Lumen 25 Degree Beam Dimmable LED PAR38 Spot Flood Light Bulb 3500K ** Non-CEC Compliant - NOT Lawful for Sale in California ** Product Specifications - Quick Reference Lamp Wattage: Working Voltage: 15 Watts 120 Volt Dimensions: Beam Angle: 4.75" Diam x 5 3/16" (MOL) 25 Degree Spot Lumen Output: 1150 Lumens Rated Life: 25,000 Hours Light Color: 3500K CCT Rated: IP65 Outdoor Wet Location Familiar appearance. High Efficiency. Direct replacements. Satco High Performance LED ( Light Emitting Diode ) PAR38 lamps are a perfect retrofit bulb for your high use areas in both residential and commercial applications where you are currently using 90 watt halogen PAR38 lamps. LED light bulbs produce very little heat, reach full brightness instantly and last 25,000 hours. This Satco S9442 3500 Kelvin (K) bright white LED light operates on your existing 120V circuit and consumes just 15 watts. These PAR38 LED retrofit lights generate 1150 lumens (or 77 Lumens Per Watt). These LED PAR38 bulbs have a 25 Degree Spot beam spread. Instant on at full brightness and mercury free - environmentally positive - generates no IR or UV - protects valuable objects - these Satco PAR38 LED bulbs are rated for 25,000 hours. These 120 volt LED light bulbs fit most fixtures with an E26 medium base. The bulb's dimensions are 3.75" diameter by 5 3/16" long MOL. This bulb is NOT for use in totally enclosed fixtures. These LED lights are compatible with many timers and dimmable using Lutron CL LED and CFL wall box dimmers. Dimming saves energy while setting the right light level to improve mood and ambiance. Screw-in compact fluorescent lamps (CFLs) and screw-in light emitting diode bulbs (LEDs) are a great energy-saving alternative to incandescent or halogen light sources; however, dimming them may be difficult. Lutrons new CL Dimmers for dimmable CFL and LED bulbs have HED Technology which helps alleviate your CFL and LED dimming challenges. Compared to standard dimmers, Lutrons new CL Dimmers keep the lights on as they are dimmed, make sure the lights turn on at all light levels, eliminate or reduce excessive flicker and keep the lights on even with line voltage fluctuations. Lutron CL dimmers are available in Maestro®, Diva®, Skylark Contour, Luméa®, Ariadni®/Toggler® and Credenza® product families. Click here to see all Lutron CL Dimmer Light Switches and Wall Plates. Typical Applications Typical applications for these PAR38 LEDs include exterior security and soffit light fixtures in residential, office, retail, restaurant, school, hospital and hotel/motel locations. Satco 15 Watt 1150 Lumen 25 Degree Beam Dimmable LED PAR38 Spot Flood Light Bulb 3500K | 3500 | 82 | 1200 | 80 | 25000 | 15 | 1 | 12.95 | 12.95 | 15.2168 | 2020Q3 | https://www.greenelectricalsupply.com/satco-s9442-15-watt-dimming-led-par38-spot-3500k.aspx | Green Electrical Supply | 2020 | Yes
LED Lighting | Reflector | Manufacturer: Satco | True |  | Reflector (Flood/Spot) | PAR38 | E26 (Medium) | Wet Location Rated,Recessed Fixtures Wet Location Rated,Recessed Fixtures Home > Energy Star Qualified Products > 15 Watt 1200 Lumen 25 Degree Beam Dimmable LED PAR38 Spot Flood Light Bulb 4000K ** Non-CEC Compliant - NOT Lawful for Sale in California ** Product Specifications - Quick Reference Lamp Wattage: Working Voltage: 15 Watts 120 Volt Dimensions: Beam Angle: 4.75" Diam x 5 3/16" (MOL) 25 Degree Spot Lumen Output: 1200 Lumens Rated Life: 25,000 Hours Light Color: 4000K CCT Rated: IP65 Outdoor Wet Location Familiar appearance. High Efficiency. Direct replacements. Satco High Performance LED ( Light Emitting Diode ) PAR38 lamps are a perfect retrofit bulb for your high use areas in both residential and commercial applications where you are currently using 90 watt halogen PAR38 lamps. LED light bulbs produce very little heat, reach full brightness instantly and last 25,000 hours. This Satco S9443 4000 Kelvin (K) cool white LED light operates on your existing 120V circuit and consumes just 15 watts. These PAR38 LED retrofit lights generate 1200 lumens (or 80 Lumens Per Watt). These LED PAR38 bulbs have a 25 Degree Spot beam spread. Instant on at full brightness and mercury free - environmentally positive - generates no IR or UV - protects valuable objects - these Satco PAR38 LED bulbs are rated for 25,000 hours. These 120 volt LED light bulbs fit most fixtures with an E26 medium base. The bulb's dimensions are 3.75" diameter by 5 3/16" long MOL. This bulb is NOT for use in totally enclosed fixtures. These LED lights are compatible with many timers and dimmable using Lutron CL LED and CFL wall box dimmers. Dimming saves energy while setting the right light level to improve mood and ambiance. Screw-in compact fluorescent lamps (CFLs) and screw-in light emitting diode bulbs (LEDs) are a great energy-saving alternative to incandescent or halogen light sources; however, dimming them may be difficult. Lutrons new CL Dimmers for dimmable CFL and LED bulbs have HED Technology which helps alleviate your CFL and LED dimming challenges. Compared to standard dimmers, Lutrons new CL Dimmers keep the lights on as they are dimmed, make sure the lights turn on at all light levels, eliminate or reduce excessive flicker and keep the lights on even with line voltage fluctuations. Lutron CL dimmers are available in Maestro®, Diva®, Skylark Contour, Luméa®, Ariadni®/Toggler® and Credenza® product families. Click here to see all Lutron CL Dimmer Light Switches and Wall Plates. Typical Applications Typical applications for these PAR38 LEDs include exterior security and soffit light fixtures in residential, office, retail, restaurant, school, hospital and hotel/motel locations. Satco 15 Watt 1200 Lumen 25 Degree Beam Dimmable LED PAR38 Spot Flood Light Bulb 4000K | 4000 | 83 | 1200 | 80 | 25000 | 15 | 1 | 12.95 | 12.95 | 15.2168 | 2020Q3 | https://www.greenelectricalsupply.com/satco-s9443-15-watt-dimming-led-par38-spot-4000k.aspx | Green Electrical Supply | 2020 | Yes
LED Lighting | Reflector | Manufacturer: Satco | True |  | Reflector (Flood/Spot) | PAR38 | E26 (Medium) | Wet Location Rated,Recessed Fixtures Wet Location Rated,Recessed Fixtures Home > Energy Star Qualified Products > 15 Watt 1200 Lumen 25 Degree Beam Dimmable LED PAR38 Spot Flood Light Bulb 5000K ** Non-CEC Compliant - NOT Lawful for Sale in California ** Product Specifications - Quick Reference Lamp Wattage: Working Voltage: 15 Watts 120 Volt Dimensions: Beam Angle: 4.75" Diam x 5 3/16" (MOL) 25 Degree Spot Lumen Output: 1200 Lumens Rated Life: 25,000 Hours Light Color: 5000K CCT Rated: IP65 Outdoor Wet Location Familiar appearance. High Efficiency. Direct replacements. Satco High Performance LED ( Light Emitting Diode ) PAR38 lamps are a perfect retrofit bulb for your high use areas in both residential and commercial applications where you are currently using 90 watt halogen PAR38 lamps. LED light bulbs produce very little heat, reach full brightness instantly and last 25,000 hours. This Satco S944 5000 Kelvin (K) cool white LED light operates on your existing 120V circuit and consumes just 15 watts. These PAR38 LED retrofit lights generate 1200 lumens (or 80 Lumens Per Watt). These LED PAR38 bulbs have a 25 Degree Spot beam spread. Instant on at full brightness and mercury free - environmentally positive - generates no IR or UV - protects valuable objects - these Satco PAR38 LED bulbs are rated for 25,000 hours. These 120 volt LED light bulbs fit most fixtures with an E26 medium base. The bulb's dimensions are 3.75" diameter by 5 3/16" long MOL. This bulb is NOT for use in totally enclosed fixtures. These LED lights are compatible with many timers and dimmable using Lutron CL LED and CFL wall box dimmers. Dimming saves energy while setting the right light level to improve mood and ambiance. Screw-in compact fluorescent lamps (CFLs) and screw-in light emitting diode bulbs (LEDs) are a great energy-saving alternative to incandescent or halogen light sources; however, dimming them may be difficult. Lutrons new CL Dimmers for dimmable CFL and LED bulbs have HED Technology which helps alleviate your CFL and LED dimming challenges. Compared to standard dimmers, Lutrons new CL Dimmers keep the lights on as they are dimmed, make sure the lights turn on at all light levels, eliminate or reduce excessive flicker and keep the lights on even with line voltage fluctuations. Lutron CL dimmers are available in Maestro®, Diva®, Skylark Contour, Luméa®, Ariadni®/Toggler® and Credenza® product families. Click here to see all Lutron CL Dimmer Light Switches and Wall Plates. Typical Applications Typical applications for these PAR38 LEDs include exterior security and soffit light fixtures in residential, office, retail, restaurant, school, hospital and hotel/motel locations. Satco 15 Watt 1200 Lumen 25 Degree Beam Dimmable LED PAR38 Spot Flood Light Bulb 5000K | 5000 | 83 | 1200 | 80 | 25000 | 15 | 1 | 12.95 | 12.95 | 15.2168 | 2020Q3 | https://www.greenelectricalsupply.com/satco-s9444-15-watt-dimming-led-par38-spot-5000k.aspx | Green Electrical Supply | 2020 | Yes
LED Lighting | Reflector | Manufacturer: Satco | True |  | Reflector (Flood/Spot) | PAR38 | E26 (Medium) | Wet Location Rated,Recessed Fixtures Wet Location Rated,Recessed Fixtures Home > Energy Star Qualified Products > 15 Watt 1100 Lumen 40 Degree Beam Dimmable LED PAR38 Flood Light Bulb 2700K ** Non-CEC Compliant - NOT Lawful for Sale in California ** Product Specifications - Quick Reference Lamp Wattage: Working Voltage: 15 Watts 120 Volt Dimensions: Beam Angle: 4.75" Diam x 5 3/16" (MOL) 40 Degree Flood Lumen Output: 1100 Lumens Rated Life: 25,000 Hours Light Color: 2700K CCT Rated: Energy Star, IP65 Wet Location Familiar appearance. High Efficiency. Direct replacements. Satco High Performance LED ( Light Emitting Diode ) PAR38 lamps are a perfect retrofit bulb for your high use areas in both residential and commercial applications where you are currently using 90 watt halogen PAR38 lamps. LED light bulbs produce very little heat, reach full brightness instantly and last 25,000 hours. This Satco S9445 2700 Kelvin (K) warm white LED light operates on your existing 120V circuit and consumes just 15 watts. These PAR38 LED retrofit lights generate 1100 lumens (or 73 Lumens Per Watt). These LED PAR38 bulbs have a 40 Degree Flood beam spread. Instant on at full brightness and mercury free - environmentally positive - generates no IR or UV - protects valuable objects - these Satco PAR38 LED bulbs are rated for 25,000 hours. These 120 volt LED light bulbs fit most fixtures with an E26 medium base. The bulb's dimensions are 3.75" diameter by 5 3/16" long MOL. This bulb is NOT for use in totally enclosed fixtures. These LED lights are compatible with many timers and dimmable using Lutron CL LED and CFL wall box dimmers. Dimming saves energy while setting the right light level to improve mood and ambiance. Screw-in compact fluorescent lamps (CFLs) and screw-in light emitting diode bulbs (LEDs) are a great energy-saving alternative to incandescent or halogen light sources; however, dimming them may be difficult. Lutrons new CL Dimmers for dimmable CFL and LED bulbs have HED Technology which helps alleviate your CFL and LED dimming challenges. Compared to standard dimmers, Lutrons new CL Dimmers keep the lights on as they are dimmed, make sure the lights turn on at all light levels, eliminate or reduce excessive flicker and keep the lights on even with line voltage fluctuations. Lutron CL dimmers are available in Maestro®, Diva®, Skylark Contour, Luméa®, Ariadni®/Toggler® and Credenza® product families. Click here to see all Lutron CL Dimmer Light Switches and Wall Plates. Typical Applications Typical applications for these PAR38 LEDs include exterior security and soffit light fixtures in residential, office, retail, restaurant, school, hospital and hotel/motel locations. Satco 15 Watt 1100 Lumen 40 Degree Beam Dimmable LED PAR38 Flood Light Bulb 2700K | 2700 | 83 | 1200 | 80 | 25000 | 15 | 1 | 12.95 | 12.95 | 15.2168 | 2020Q3 | https://www.greenelectricalsupply.com/satco-s9445-15-watt-dimming-led-par38-flood-2700k.aspx | Green Electrical Supply | 2020 | Yes
LED Lighting | Reflector | Manufacturer: Satco | True |  | Reflector (Flood/Spot) | PAR38 | E26 (Medium) | Wet Location Rated,Recessed Fixtures Wet Location Rated,Recessed Fixtures Home > Energy Star Qualified Products > 15 Watt 1150 Lumen 40 Degree Beam Dimmable LED PAR38 Flood Light Bulb 3000K ** Non-CEC Compliant - NOT Lawful for Sale in California ** Product Specifications - Quick Reference Lamp Wattage: Working Voltage: 15 Watts 120 Volt Dimensions: Beam Angle: 4.75" Diam x 5 3/16" (MOL) 40 Degree Flood Lumen Output: 1150 Lumens Rated Life: 25,000 Hours Light Color: 3000K CCT Rated: IP65 Outdoor Wet Location Familiar appearance. High Efficiency. Direct replacements. Satco High Performance LED ( Light Emitting Diode ) PAR38 lamps are a perfect retrofit bulb for your high use areas in both residential and commercial applications where you are currently using 90 watt halogen PAR38 lamps. LED light bulbs produce very little heat, reach full brightness instantly and last 25,000 hours. This Satco S9446 3000 Kelvin (K) warm white LED light operates on your existing 120V circuit and consumes just 15 watts. These PAR38 LED retrofit lights generate 1150 lumens (or 77 Lumens Per Watt). These LED PAR38 bulbs have a 40 Degree Flood beam spread. Instant on at full brightness and mercury free - environmentally positive - generates no IR or UV - protects valuable objects - these Satco PAR38 LED bulbs are rated for 25,000 hours. These 120 volt LED light bulbs fit most fixtures with an E26 medium base. The bulb's dimensions are 3.75" diameter by 5 3/16" long MOL. This bulb is NOT for use in totally enclosed fixtures. These LED lights are compatible with many timers and dimmable using Lutron CL LED and CFL wall box dimmers. Dimming saves energy while setting the right light level to improve mood and ambiance. Screw-in compact fluorescent lamps (CFLs) and screw-in light emitting diode bulbs (LEDs) are a great energy-saving alternative to incandescent or halogen light sources; however, dimming them may be difficult. Lutrons new CL Dimmers for dimmable CFL and LED bulbs have HED Technology which helps alleviate your CFL and LED dimming challenges. Compared to standard dimmers, Lutrons new CL Dimmers keep the lights on as they are dimmed, make sure the lights turn on at all light levels, eliminate or reduce excessive flicker and keep the lights on even with line voltage fluctuations. Lutron CL dimmers are available in Maestro®, Diva®, Skylark Contour, Luméa®, Ariadni®/Toggler® and Credenza® product families. Click here to see all Lutron CL Dimmer Light Switches and Wall Plates. Typical Applications Typical applications for these PAR38 LEDs include exterior security and soffit light fixtures in residential, office, retail, restaurant, school, hospital and hotel/motel locations. Satco 15 Watt 1150 Lumen 40 Degree Beam Dimmable LED PAR38 Flood Light Bulb 3000K | 3000 | 82 | 1200 | 80 | 25000 | 15 | 1 | 12.95 | 12.95 | 15.2168 | 2020Q3 | https://www.greenelectricalsupply.com/satco-s9446-15-watt-dimming-led-par38-flood-3000k.aspx | Green Electrical Supply | 2020 | Yes
LED Lighting | Reflector | Manufacturer: Satco | True |  | Reflector (Flood/Spot) | PAR38 | E26 (Medium) | Wet Location Rated,Recessed Fixtures Wet Location Rated,Recessed Fixtures Home > Energy Star Qualified Products > 15 Watt 1150 Lumen 40 Degree Beam Dimmable LED PAR38 Flood Light Bulb 3500K ** Non-CEC Compliant - NOT Lawful for Sale in California ** Product Specifications - Quick Reference Lamp Wattage: Working Voltage: 15 Watts 120 Volt Dimensions: Beam Angle: 4.75" Diam x 5 3/16" (MOL) 40 Degree Flood Lumen Output: 1150 Lumens Rated Life: 25,000 Hours Light Color: 3500K CCT Rated: IP65 Outdoor Wet Location Familiar appearance. High Efficiency. Direct replacements. Satco High Performance LED ( Light Emitting Diode ) PAR38 lamps are a perfect retrofit bulb for your high use areas in both residential and commercial applications where you are currently using 90 watt halogen PAR38 lamps. LED light bulbs produce very little heat, reach full brightness instantly and last 25,000 hours. This Satco S9447 3500 Kelvin (K) bright white LED light operates on your existing 120V circuit and consumes just 15 watts. These PAR38 LED retrofit lights generate 1150 lumens (or 77 Lumens Per Watt). These LED PAR38 bulbs have a 40 Degree Flood beam spread. Instant on at full brightness and mercury free - environmentally positive - generates no IR or UV - protects valuable objects - these Satco PAR38 LED bulbs are rated for 25,000 hours. These 120 volt LED light bulbs fit most fixtures with an E26 medium base. The bulb's dimensions are 3.75" diameter by 5 3/16" long MOL. This bulb is NOT for use in totally enclosed fixtures. These LED lights are compatible with many timers and dimmable using Lutron CL LED and CFL wall box dimmers. Dimming saves energy while setting the right light level to improve mood and ambiance. Screw-in compact fluorescent lamps (CFLs) and screw-in light emitting diode bulbs (LEDs) are a great energy-saving alternative to incandescent or halogen light sources; however, dimming them may be difficult. Lutrons new CL Dimmers for dimmable CFL and LED bulbs have HED Technology which helps alleviate your CFL and LED dimming challenges. Compared to standard dimmers, Lutrons new CL Dimmers keep the lights on as they are dimmed, make sure the lights turn on at all light levels, eliminate or reduce excessive flicker and keep the lights on even with line voltage fluctuations. Lutron CL dimmers are available in Maestro®, Diva®, Skylark Contour, Luméa®, Ariadni®/Toggler® and Credenza® product families. Click here to see all Lutron CL Dimmer Light Switches and Wall Plates. Typical Applications Typical applications for these PAR38 LEDs include exterior security and soffit light fixtures in residential, office, retail, restaurant, school, hospital and hotel/motel locations. Satco 15 Watt 1150 Lumen 40 Degree Beam Dimmable LED PAR38 Flood Light Bulb 3500K | 3500 | 82 | 1200 | 80 | 25000 | 15 | 1 | 12.95 | 12.95 | 15.2168 | 2020Q3 | https://www.greenelectricalsupply.com/satco-s9447-15-watt-dimming-led-par38-flood-3500K.aspx | Green Electrical Supply | 2020 | Yes
LED Lighting | Reflector | Manufacturer: Satco | True |  | Reflector (Flood/Spot) | PAR38 | E26 (Medium) | Wet Location Rated,Recessed Fixtures Wet Location Rated,Recessed Fixtures Home > Energy Star Qualified Products > 15 Watt 1200 Lumen 40 Degree Beam Dimmable LED PAR38 Flood Light Bulb 4000K ** Non-CEC Compliant - NOT Lawful for Sale in California ** Product Specifications - Quick Reference Lamp Wattage: Working Voltage: 15 Watts 120 Volt Dimensions: Beam Angle: 4.75" Diam x 5 3/16" (MOL) 40 Degree Flood Lumen Output: 1200 Lumens Rated Life: 25,000 Hours Light Color: 4000K CCT Rated: IP65 Outdoor Wet Location Familiar appearance. High Efficiency. Direct replacements. Satco High Performance LED ( Light Emitting Diode ) PAR38 lamps are a perfect retrofit bulb for your high use areas in both residential and commercial applications where you are currently using 90 watt halogen PAR38 lamps. LED light bulbs produce very little heat, reach full brightness instantly and last 25,000 hours. This Satco S9448 4000 Kelvin (K) cool white LED light operates on your existing 120V circuit and consumes just 15 watts. These PAR38 LED retrofit lights generate 1200 lumens (or 80 Lumens Per Watt). These LED PAR38 bulbs have a 40 Degree Flood beam spread. Instant on at full brightness and mercury free - environmentally positive - generates no IR or UV - protects valuable objects - these Satco PAR38 LED bulbs are rated for 25,000 hours. These 120 volt LED light bulbs fit most fixtures with an E26 medium base. The bulb's dimensions are 3.75" diameter by 5 3/16" long MOL. This bulb is NOT for use in totally enclosed fixtures. These LED lights are compatible with many timers and dimmable using Lutron CL LED and CFL wall box dimmers. Dimming saves energy while setting the right light level to improve mood and ambiance. Screw-in compact fluorescent lamps (CFLs) and screw-in light emitting diode bulbs (LEDs) are a great energy-saving alternative to incandescent or halogen light sources; however, dimming them may be difficult. Lutrons new CL Dimmers for dimmable CFL and LED bulbs have HED Technology which helps alleviate your CFL and LED dimming challenges. Compared to standard dimmers, Lutrons new CL Dimmers keep the lights on as they are dimmed, make sure the lights turn on at all light levels, eliminate or reduce excessive flicker and keep the lights on even with line voltage fluctuations. Lutron CL dimmers are available in Maestro®, Diva®, Skylark Contour, Luméa®, Ariadni®/Toggler® and Credenza® product families. Click here to see all Lutron CL Dimmer Light Switches and Wall Plates. Typical Applications Typical applications for these PAR38 LEDs include exterior security and soffit light fixtures in residential, office, retail, restaurant, school, hospital and hotel/motel locations. Satco 15 Watt 1200 Lumen 40 Degree Beam Dimmable LED PAR38 Flood Light Bulb 4000K | 4000 | 83 | 1200 | 80 | 25000 | 15 | 1 | 12.95 | 12.95 | 15.2168 | 2020Q3 | https://www.greenelectricalsupply.com/satco-s9448-15-watt-dimming-led-par38-flood-4000k.aspx | Green Electrical Supply | 2020 | Yes
LED Lighting | Reflector | Manufacturer: Satco | True | Daylighting/Photocell, | Reflector (Flood/Spot) | PAR38 | E26 (Medium) | Wet Location Rated,Recessed Fixtures Wet Location Rated,Recessed Fixtures Home > Energy Star Qualified Products > 15 Watt 1200 Lumen 40 Degree Beam Dimmable LED PAR38 Flood Light Bulb 5000K ** Non-CEC Compliant - NOT Lawful for Sale in California ** Product Specifications - Quick Reference Lamp Wattage: Working Voltage: 15 Watts 120 Volt Dimensions: Beam Angle: 4.75" Diam x 5 3/16" (MOL) 40 Degree Flood Lumen Output: 1200 Lumens Rated Life: 25,000 Hours Light Color: 5000K CCT Rated: IP65 Outdoor Wet Location Familiar appearance. High Efficiency. Direct replacements. Satco High Performance LED ( Light Emitting Diode ) PAR38 lamps are a perfect retrofit bulb for your high use areas in both residential and commercial applications where you are currently using 90 watt halogen PAR38 lamps. LED light bulbs produce very little heat, reach full brightness instantly and last 25,000 hours. This Satco S9449 1200 Kelvin (K) daylight LED light operates on your existing 120V circuit and consumes just 15 watts. These PAR38 LED retrofit lights generate 1200 lumens (or 80 Lumens Per Watt). These LED PAR38 bulbs have a 40 Degree Flood beam spread. Instant on at full brightness and mercury free - environmentally positive - generates no IR or UV - protects valuable objects - these Satco PAR38 LED bulbs are rated for 25,000 hours. These 120 volt LED light bulbs fit most fixtures with an E26 medium base. The bulb's dimensions are 3.75" diameter by 5 3/16" long MOL. This bulb is NOT for use in totally enclosed fixtures. These LED lights are compatible with many timers and dimmable using Lutron CL LED and CFL wall box dimmers. Dimming saves energy while setting the right light level to improve mood and ambiance. Screw-in compact fluorescent lamps (CFLs) and screw-in light emitting diode bulbs (LEDs) are a great energy-saving alternative to incandescent or halogen light sources; however, dimming them may be difficult. Lutrons new CL Dimmers for dimmable CFL and LED bulbs have HED Technology which helps alleviate your CFL and LED dimming challenges. Compared to standard dimmers, Lutrons new CL Dimmers keep the lights on as they are dimmed, make sure the lights turn on at all light levels, eliminate or reduce excessive flicker and keep the lights on even with line voltage fluctuations. Lutron CL dimmers are available in Maestro®, Diva®, Skylark Contour, Luméa®, Ariadni®/Toggler® and Credenza® product families. Click here to see all Lutron CL Dimmer Light Switches and Wall Plates. Typical Applications Typical applications for these PAR38 LEDs include exterior security and soffit light fixtures in residential, office, retail, restaurant, school, hospital and hotel/motel locations. Satco 15 Watt 1200 Lumen 40 Degree Beam Dimmable LED PAR38 Flood Light Bulb 5000K | 5000 | 83 | 1200 | 80 | 25000 | 15 | 1 | 12.95 | 12.95 | 15.2168 | 2020Q3 | https://www.greenelectricalsupply.com/satco-s9449-15-watt-dimming-led-par38-flood-5000k.aspx | Green Electrical Supply | 2020 | Yes
LED Lighting | Reflector | Manufacturer: Satco | True |  | Reflector (Flood/Spot) | PAR38 | E26 (Medium) | Wet Location Rated,Recessed Fixtures Wet Location Rated,Recessed Fixtures Home > Energy Star Qualified Products > 15 Watt 1100 Lumen 60 Degree Beam Dimmable LED PAR38 Wide Flood Light Bulb 2700K ** Non-CEC Compliant - NOT Lawful for Sale in California ** Product Specifications - Quick Reference Lamp Wattage: Working Voltage: 15 Watts 120 Volt Dimensions: Beam Angle: 4.75" Diam x 5 3/16" (MOL) 60 Degree Wide Flood Lumen Output: 1100 Lumens Rated Life: 25,000 Hours Light Color: 2700K CCT Rated: IP65 Outdoor Wet Location Familiar appearance. High Efficiency. Direct replacements. Satco High Performance LED ( Light Emitting Diode ) PAR38 lamps are a perfect retrofit bulb for your high use areas in both residential and commercial applications where you are currently using 90 watt halogen PAR38 lamps. LED light bulbs produce very little heat, reach full brightness instantly and last 25,000 hours. This Satco S9450 2700 Kelvin (K) warm white LED light operates on your existing 120V circuit and consumes just 15 watts. These PAR38 LED retrofit lights generate 1100 lumens (or 73 Lumens Per Watt). These LED PAR38 bulbs have a 60 Degree Wide Flood beam spread. Instant on at full brightness and mercury free - environmentally positive - generates no IR or UV - protects valuable objects - these Satco PAR38 LED bulbs are rated for 25,000 hours. These 120 volt LED light bulbs fit most fixtures with an E26 medium base. The bulb's dimensions are 4.75" diameter by 5 3/16" long MOL. This bulb is NOT for use in totally enclosed fixtures. These LED lights are compatible with many timers and dimmable using Lutron CL LED and CFL wall box dimmers. Dimming saves energy while setting the right light level to improve mood and ambiance. Screw-in compact fluorescent lamps (CFLs) and screw-in light emitting diode bulbs (LEDs) are a great energy-saving alternative to incandescent or halogen light sources; however, dimming them may be difficult. Lutrons new CL Dimmers for dimmable CFL and LED bulbs have HED Technology which helps alleviate your CFL and LED dimming challenges. Compared to standard dimmers, Lutrons new CL Dimmers keep the lights on as they are dimmed, make sure the lights turn on at all light levels, eliminate or reduce excessive flicker and keep the lights on even with line voltage fluctuations. Lutron CL dimmers are available in Maestro®, Diva®, Skylark Contour, Luméa®, Ariadni®/Toggler® and Credenza® product families. Click here to see all Lutron CL Dimmer Light Switches and Wall Plates. Typical Applications Typical applications for these PAR38 LEDs include exterior security and soffit light fixtures in residential, office, retail, restaurant, school, hospital and hotel/motel locations. Satco 15 Watt 1100 Lumen 60 Degree Beam Dimmable LED PAR38 Wide Flood Light Bulb 2700K | 2700 | 83 | 1200 | 80 | 25000 | 15 | 1 | 12.95 | 12.95 | 15.2168 | 2020Q3 | https://www.greenelectricalsupply.com/satco-s9450-15-watt-dimming-led-par38-wide-flood-2700k.aspx | Green Electrical Supply | 2020 | Yes
LED Lighting | Reflector | Manufacturer: Satco | True |  | Reflector (Flood/Spot) | PAR38 | E26 (Medium) | Wet Location Rated,Recessed Fixtures Wet Location Rated,Recessed Fixtures Home > Energy Star Qualified Products > 15 Watt 1150 Lumen 60 Degree Beam Dimmable LED PAR38 Wide Flood Light Bulb 3500K ** Non-CEC Compliant - NOT Lawful for Sale in California ** Product Specifications - Quick Reference Lamp Wattage: Working Voltage: 15 Watts 120 Volt Dimensions: Beam Angle: 4.75" Diam x 5 3/16" (MOL) 60 Degree Wide Flood Lumen Output: 1150 Lumens Rated Life: 25,000 Hours Light Color: 3500K CCT Rated: IP65 Outdoor Wet Location Familiar appearance. High Efficiency. Direct replacements. Satco High Performance LED ( Light Emitting Diode ) PAR38 lamps are a perfect retrofit bulb for your high use areas in both residential and commercial applications where you are currently using 90 watt halogen PAR38 lamps. LED light bulbs produce very little heat, reach full brightness instantly and last 25,000 hours. This Satco S9452 3500 Kelvin (K) bright white LED light operates on your existing 120V circuit and consumes just 15 watts. These PAR38 LED retrofit lights generate 1150 lumens (or 77 Lumens Per Watt). These LED PAR38 bulbs have a 60 Degree Wide Flood beam spread. Instant on at full brightness and mercury free - environmentally positive - generates no IR or UV - protects valuable objects - these Satco PAR38 LED bulbs are rated for 25,000 hours. These 120 volt LED light bulbs fit most fixtures with an E26 medium base. The bulb's dimensions are 4.75" diameter by 5 3/16" long MOL. This bulb is NOT for use in totally enclosed fixtures. These LED lights are compatible with many timers and dimmable using Lutron CL LED and CFL wall box dimmers. Dimming saves energy while setting the right light level to improve mood and ambiance. Screw-in compact fluorescent lamps (CFLs) and screw-in light emitting diode bulbs (LEDs) are a great energy-saving alternative to incandescent or halogen light sources; however, dimming them may be difficult. Lutrons new CL Dimmers for dimmable CFL and LED bulbs have HED Technology which helps alleviate your CFL and LED dimming challenges. Compared to standard dimmers, Lutrons new CL Dimmers keep the lights on as they are dimmed, make sure the lights turn on at all light levels, eliminate or reduce excessive flicker and keep the lights on even with line voltage fluctuations. Lutron CL dimmers are available in Maestro®, Diva®, Skylark Contour, Luméa®, Ariadni®/Toggler® and Credenza® product families. Click here to see all Lutron CL Dimmer Light Switches and Wall Plates. Typical Applications Typical applications for these PAR38 LEDs include exterior security and soffit light fixtures in residential, office, retail, restaurant, school, hospital and hotel/motel locations. Satco 15 Watt 1150 Lumen 60 Degree Beam Dimmable LED PAR38 Wide Flood Light Bulb 3500K | 3500 | 82 | 1200 | 80 | 25000 | 15 | 1 | 12.95 | 12.95 | 15.2168 | 2020Q3 | https://www.greenelectricalsupply.com/satco-s9452-15-watt-dimming-led-par38-wide-flood-3500k.aspx | Green Electrical Supply | 2020 | Yes
LED Lighting | Reflector | Manufacturer: Satco | True |  | Reflector (Flood/Spot) | PAR38 | E26 (Medium) | Wet Location Rated,Recessed Fixtures Wet Location Rated,Recessed Fixtures Home > Energy Star Qualified Products > 15 Watt 1200 Lumen 60 Degree Beam Dimmable LED PAR38 Wide Flood Light Bulb 4000K ** Non-CEC Compliant - NOT Lawful for Sale in California ** Product Specifications - Quick Reference Lamp Wattage: Working Voltage: 15 Watts 120 Volt Dimensions: Beam Angle: 4.75" Diam x 5 3/16" (MOL) 60 Degree Wide Flood Lumen Output: 1200 Lumens Rated Life: 25,000 Hours Light Color: 4000K CCT Rated: IP65 Outdoor Wet Location Familiar appearance. High Efficiency. Direct replacements. Satco High Performance LED ( Light Emitting Diode ) PAR38 lamps are a perfect retrofit bulb for your high use areas in both residential and commercial applications where you are currently using 90 watt halogen PAR38 lamps. LED light bulbs produce very little heat, reach full brightness instantly and last 25,000 hours. This Satco S9453 4000 Kelvin (K) cool white LED light operates on your existing 120V circuit and consumes just 15 watts. These PAR38 LED retrofit lights generate 1200 lumens (or 80 Lumens Per Watt). These LED PAR38 bulbs have a 60 Degree Wide Flood beam spread. Instant on at full brightness and mercury free - environmentally positive - generates no IR or UV - protects valuable objects - these Satco PAR38 LED bulbs are rated for 25,000 hours. These 120 volt LED light bulbs fit most fixtures with an E26 medium base. The bulb's dimensions are 4.75" diameter by 5 3/16" long MOL. This bulb is NOT for use in totally enclosed fixtures. These LED lights are compatible with many timers and dimmable using Lutron CL LED and CFL wall box dimmers. Dimming saves energy while setting the right light level to improve mood and ambiance. Screw-in compact fluorescent lamps (CFLs) and screw-in light emitting diode bulbs (LEDs) are a great energy-saving alternative to incandescent or halogen light sources; however, dimming them may be difficult. Lutrons new CL Dimmers for dimmable CFL and LED bulbs have HED Technology which helps alleviate your CFL and LED dimming challenges. Compared to standard dimmers, Lutrons new CL Dimmers keep the lights on as they are dimmed, make sure the lights turn on at all light levels, eliminate or reduce excessive flicker and keep the lights on even with line voltage fluctuations. Lutron CL dimmers are available in Maestro®, Diva®, Skylark Contour, Luméa®, Ariadni®/Toggler® and Credenza® product families. Click here to see all Lutron CL Dimmer Light Switches and Wall Plates. Typical Applications Typical applications for these PAR38 LEDs include exterior security and soffit light fixtures in residential, office, retail, restaurant, school, hospital and hotel/motel locations. Satco 15 Watt 1200 Lumen 60 Degree Beam Dimmable LED PAR38 Wide Flood Light Bulb 4000K | 4000 | 83 | 1200 | 80 | 25000 | 15 | 1 | 12.95 | 12.95 | 15.2168 | 2020Q3 | https://www.greenelectricalsupply.com/satco-s9453-15-watt-dimming-led-par38-wide-flood-4000k.aspx | Green Electrical Supply | 2020 | Yes
LED Lighting | Reflector | Manufacturer: Satco | True | Daylighting/Photocell, | Reflector (Flood/Spot) | PAR38 | E26 (Medium) | Wet Location Rated,Recessed Fixtures Wet Location Rated,Recessed Fixtures Home > Energy Star Qualified Products > 15 Watt 1200 Lumen 60 Degree Beam Dimmable LED PAR38 Wide Flood Light Bulb 5000K ** Non-CEC Compliant - NOT Lawful for Sale in California ** Product Specifications - Quick Reference Lamp Wattage: Working Voltage: 15 Watts 120 Volt Dimensions: Beam Angle: 4.75" Diam x 5 3/16" (MOL) 60 Degree Wide Flood Lumen Output: 1200 Lumens Rated Life: 25,000 Hours Light Color: 5000K CCT Rated: IP65 Outdoor Wet Location Familiar appearance. High Efficiency. Direct replacements. Satco High Performance LED ( Light Emitting Diode ) PAR38 lamps are a perfect retrofit bulb for your high use areas in both residential and commercial applications where you are currently using 90 watt halogen PAR38 lamps. LED light bulbs produce very little heat, reach full brightness instantly and last 25,000 hours. This Satco S9454 5000 Kelvin (K) daylight LED light operates on your existing 120V circuit and consumes just 15 watts. These PAR38 LED retrofit lights generate 1200 lumens (or 80 Lumens Per Watt). These LED PAR38 bulbs have a 60 Degree Wide Flood beam spread. Instant on at full brightness and mercury free - environmentally positive - generates no IR or UV - protects valuable objects - these Satco PAR38 LED bulbs are rated for 25,000 hours. These 120 volt LED light bulbs fit most fixtures with an E26 medium base. The bulb's dimensions are 4.75" diameter by 5 3/16" long MOL. This bulb is NOT for use in totally enclosed fixtures. These LED lights are compatible with many timers and dimmable using Lutron CL LED and CFL wall box dimmers. Dimming saves energy while setting the right light level to improve mood and ambiance. Screw-in compact fluorescent lamps (CFLs) and screw-in light emitting diode bulbs (LEDs) are a great energy-saving alternative to incandescent or halogen light sources; however, dimming them may be difficult. Lutrons new CL Dimmers for dimmable CFL and LED bulbs have HED Technology which helps alleviate your CFL and LED dimming challenges. Compared to standard dimmers, Lutrons new CL Dimmers keep the lights on as they are dimmed, make sure the lights turn on at all light levels, eliminate or reduce excessive flicker and keep the lights on even with line voltage fluctuations. Lutron CL dimmers are available in Maestro®, Diva®, Skylark Contour, Luméa®, Ariadni®/Toggler® and Credenza® product families. Click here to see all Lutron CL Dimmer Light Switches and Wall Plates. Typical Applications Typical applications for these PAR38 LEDs include exterior security and soffit light fixtures in residential, office, retail, restaurant, school, hospital and hotel/motel locations. Satco 15 Watt 1200 Lumen 60 Degree Beam Dimmable LED PAR38 Wide Flood Light Bulb 5000K | 5000 | 83 | 1200 | 80 | 25000 | 15 | 1 | 12.95 | 12.95 | 15.2168 | 2020Q3 | https://www.greenelectricalsupply.com/satco-s9454-15-watt-dimming-led-par38-wide-flood-5000k.aspx | Green Electrical Supply | 2020 | Yes
LED Lighting | Reflector | Manufacturer: Satco | True |  | Reflector (Flood/Spot) | PAR38 | E26 (Medium) | Wet Location Rated,Recessed Fixtures Wet Location Rated,Recessed Fixtures Home > Energy Star Qualified Products > 18 Watt 1400 Lumen 40 Degree Beam Dimmable LED PAR38 Flood Light Bulb 3000K ** Non-CEC Compliant - NOT Lawful for Sale in California ** Product Specifications - Quick Reference Lamp Wattage: Working Voltage: 18 Watts 120 Volt Dimensions: Beam Angle: 3.75" Diam x 5 3/16" (MOL) 40 Degree Flood Lumen Output: 1400 Lumens Rated Life: 25,000 Hours Light Color: 3000K CCT Rated: IP65 Outdoor Wet Location Familiar appearance. High Efficiency. Direct replacements. Satco High Performance LED ( Light Emitting Diode ) PAR38 lamps are a perfect retrofit bulb for your high use areas in both residential and commercial applications where you are currently using 120 watt halogen PAR38 lamps. LED light bulbs produce very little heat, reach full brightness instantly and last 25,000 hours. This Satco S9455 3000 Kelvin (K) warm white LED light operates on your existing 120V circuit and consumes just 18 watts. These PAR38 LED retrofit lights generate 1400 lumens (or 77 Lumens Per Watt). These LED PAR38 bulbs have a 40 Degree Flood beam spread. Instant on at full brightness and mercury free - environmentally positive - generates no IR or UV - protects valuable objects - these Satco PAR38 LED bulbs are rated for 25,000 hours. These 120 volt LED light bulbs fit most fixtures with an E26 medium base. The bulb's dimensions are 3.75" diameter by 5 3/16" long MOL. This bulb is NOT for use in totally enclosed fixtures. These LED lights are compatible with many timers and dimmable using Lutron CL LED and CFL wall box dimmers. Dimming saves energy while setting the right light level to improve mood and ambiance. Screw-in compact fluorescent lamps (CFLs) and screw-in light emitting diode bulbs (LEDs) are a great energy-saving alternative to incandescent or halogen light sources; however, dimming them may be difficult. Lutrons new CL Dimmers for dimmable CFL and LED bulbs have HED Technology which helps alleviate your CFL and LED dimming challenges. Compared to standard dimmers, Lutrons new CL Dimmers keep the lights on as they are dimmed, make sure the lights turn on at all light levels, eliminate or reduce excessive flicker and keep the lights on even with line voltage fluctuations. Lutron CL dimmers are available in Maestro®, Diva®, Skylark Contour, Luméa®, Ariadni®/Toggler® and Credenza® product families. Click here to see all Lutron CL Dimmer Light Switches and Wall Plates. Typical Applications Typical applications for these PAR38 LEDs include exterior security and soffit light fixtures in residential, office, retail, restaurant, school, hospital and hotel/motel locations. Satco 18 Watt 1400 Lumen 40 Degree Beam Dimmable LED PAR38 Flood Light Bulb 3000K | 3000 | 81 | 1400 | 77.7778 | 25000 | 18 | 1 | 13.95 | 13.95 | 16.3918 | 2020Q3 | https://www.greenelectricalsupply.com/satco-s9455-18-watt-dimming-led-par38-flood-3000k.aspx | Green Electrical Supply | 2020 | Yes
LED Lighting | Reflector | Manufacturer: Satco | True |  | Reflector (Flood/Spot) | PAR38 | E26 (Medium) | Wet Location Rated,Recessed Fixtures Wet Location Rated,Recessed Fixtures Home > Energy Star Qualified Products > 18 Watt 1400 Lumen 40 Degree Beam Dimmable LED PAR38 Flood Light Bulb 4000K ** Non-CEC Compliant - NOT Lawful for Sale in California ** Product Specifications - Quick Reference Lamp Wattage: Working Voltage: 18 Watts 120 Volt Dimensions: Beam Angle: 3.75" Diam x 5 3/16" (MOL) 40 Degree Flood Lumen Output: 1400 Lumens Rated Life: 25,000 Hours Light Color: 4000K CCT Rated: IP65 Outdoor Wet Location Familiar appearance. High Efficiency. Direct replacements. Satco High Performance LED ( Light Emitting Diode ) PAR38 lamps are a perfect retrofit bulb for your high use areas in both residential and commercial applications where you are currently using 120 watt halogen PAR38 lamps. LED light bulbs produce very little heat, reach full brightness instantly and last 25,000 hours. This Satco S9456 4000 Kelvin (K) cool white LED light operates on your existing 120V circuit and consumes just 18 watts. These PAR38 LED retrofit lights generate 1400 lumens (or 77 Lumens Per Watt). These LED PAR38 bulbs have a 40 Degree Flood beam spread. Instant on at full brightness and mercury free - environmentally positive - generates no IR or UV - protects valuable objects - these Satco PAR38 LED bulbs are rated for 25,000 hours. These 120 volt LED light bulbs fit most fixtures with an E26 medium base. The bulb's dimensions are 3.75" diameter by 5 3/16" long MOL. This bulb is NOT for use in totally enclosed fixtures. These LED lights are compatible with many timers and dimmable using Lutron CL LED and CFL wall box dimmers. Dimming saves energy while setting the right light level to improve mood and ambiance. Screw-in compact fluorescent lamps (CFLs) and screw-in light emitting diode bulbs (LEDs) are a great energy-saving alternative to incandescent or halogen light sources; however, dimming them may be difficult. Lutrons new CL Dimmers for dimmable CFL and LED bulbs have HED Technology which helps alleviate your CFL and LED dimming challenges. Compared to standard dimmers, Lutrons new CL Dimmers keep the lights on as they are dimmed, make sure the lights turn on at all light levels, eliminate or reduce excessive flicker and keep the lights on even with line voltage fluctuations. Lutron CL dimmers are available in Maestro®, Diva®, Skylark Contour, Luméa®, Ariadni®/Toggler® and Credenza® product families. Click here to see all Lutron CL Dimmer Light Switches and Wall Plates. Typical Applications Typical applications for these PAR38 LEDs include exterior security and soffit light fixtures in residential, office, retail, restaurant, school, hospital and hotel/motel locations. Satco 18 Watt 1400 Lumen 40 Degree Beam Dimmable LED PAR38 Flood Light Bulb 4000K | 4000 | 82 | 1400 | 77.7778 | 25000 | 18 | 1 | 13.95 | 13.95 | 16.3918 | 2020Q3 | https://www.greenelectricalsupply.com/satco-s9456-18-watt-dimming-led-par38-flood-4000k.aspx | Green Electrical Supply | 2020 | Yes
LED Lighting | A-Type | Satco | True |  | General Purpose Replacement | A19 | E26 (Medium) | Damp Location Rated,Recessed Fixtures Damp Location Rated,Recessed Fixtures Home Lamps, Bulbs, Ballasts Bulbs - LED LED - Traditional Lamps - A-Type S29811 11A19/LED/3000K/1100L/120V/D 11A19/LED/3000K/1100L/120V/D Satco S29811 11A19/LED/3000K/1100L/120V/D | 3000 | 83 | 1100 | 100 | 25000 | 11 | 1 | 9.57 | 9.57 | 11.2451 | 2020Q3 | https://www.rexelusa.com/usr/Root-Category/Lamps,-Bulbs,-Ballasts/Bulbs---LED/LED---Traditional/Lamps---A-Type/Satco-S29811-11A19-LED-3000K-1100L-120V-D/p/1254356?prevPageNumber=97 | Rexel Energy Solutions | 2020 | Yes
LED Lighting | A-Type | Satco | True |  | General Purpose Replacement | A19 | E26 (Medium) | Damp Location Rated,Recessed Fixtures Damp Location Rated,Recessed Fixtures Home Lamps, Bulbs, Ballasts Bulbs - LED LED - Traditional Lamps - A-Type S29812 SATCO S 29812 11 watt; A19 LED; 4000K; Medium base; 220' beam spread; 120 volts Satco S29812 11 watt; A19 LED; 4000K; Medium base; 220' beam spread; 120 volts | 4000 | 85 | 1100 | 100 | 25000 | 11 | 1 | 9.57 | 9.57 | 11.2451 | 2020Q3 | https://www.rexelusa.com/usr/Root-Category/Lamps,-Bulbs,-Ballasts/Bulbs---LED/LED---Traditional/Lamps---A-Type/Satco-S29812-11-watt;-A19-LED;-4000K;-Medium-base;-220'-beam-spread;-120-volts/p/1249305?prevPageNumber=36 | Rexel Energy Solutions | 2020 | Yes
LED Lighting | A-Type | Topaz | True |  | General Purpose Replacement | A19 | E26 (Medium) | Damp Location Rated,Recessed Fixtures Damp Location Rated,Recessed Fixtures Home Lamps, Bulbs, Ballasts Bulbs - LED LED - Tube Type LED - Tube - T8 LA19/11W/40K/D-46V 74380 11W A19 4000K 74380 11W A19 4000K Topaz LA19/11W/40K/D-46V 74380 11W A19 4000K | 4000 | 85 | 1100 | 100 | 25000 | 11 | 1 | 7.45 | 7.45 | 8.754 | 2020Q3 | https://www.rexelusa.com/usr/Root-Category/Lamps,-Bulbs,-Ballasts/Bulbs---LED/LED---Tube-Type/LED---Tube---T8/Topaz-LA19-11W-40K-D-46V-74380-11W-A19-4000K/p/1368391?prevPageNumber=89 | Rexel Energy Solutions | 2020 | Yes
LED Lighting | A-Type | Topaz | True |  | General Purpose Replacement | A19 | E26 (Medium) | Damp Location Rated,Recessed Fixtures Damp Location Rated,Recessed Fixtures Home Lamps, Bulbs, Ballasts Bulbs - LED LED - Tube Type LED - Tube - T8 LA19/11W/50K/D-46 74381 11W LED OMNIDIRECTIONAL A19 LAMP *** This lighting product cannot be sold in California. *** 74381 11W LED OMNIDIRECTIONAL A19 LAMP Topaz LA19/11W/50K/D-46 74381 11W LED OMNIDIRECTIONAL A19 LAMP | 5000 | 86 | 1100 | 100 | 25000 | 11 | 1 | 13.63 | 13.63 | 16.0158 | 2020Q3 | https://www.rexelusa.com/usr/Root-Category/Lamps,-Bulbs,-Ballasts/Bulbs---LED/LED---Tube-Type/LED---Tube---T8/Topaz-LA19-11W-50K-D-46-74381-11W-LED-OMNIDIRECTIONAL-A19-LAMP/p/1343570?prevPageNumber=72 | Rexel Energy Solutions | 2020 | Yes
LED Lighting | A-Type | Maxlite | True |  | A19/21 | GU24 (Bi-Pin / Twist & Lock) | GU24 (Bi-Pin / Twist & Lock) | Home / Light Bulbs / LED / Maxlite - 102198 - 11A19GUDLED30/G4 Energy Star Rated; Dry or Damp Location; Not for Use in Totally Enclosed Fixtures 11W A19 LED Lamp - Universal - 1100 Lumens - Warm White (3000K) - 83 CRI - 25000 Hours - GU24 (Bi-Pin / Twist & Lock) - 120 to 130V Maxlite - 102198 - 11A19GUDLED30/G4 | 3000 | 83 | 1100 | 100 | 25000 | 11 | 50 | 263.5 | 5.27 | 6.1925 | 2020Q3 | https://shop.regencylighting.com/lamps/led/11a19gudled30-g4-mxt.html | Regency Lighting | 2020 | Yes
LED Lighting | A-Type | Maxlite | True |  | A19/21 | GU24 (Bi-Pin / Twist & Lock) | GU24 (Bi-Pin / Twist & Lock) | Home / Light Bulbs / LED / LED A-Line / Maxlite - 102198 - 11A19GUDLED30/G4 Energy Star Rated; Dry or Damp Location; Not for Use in Totally Enclosed Fixtures 11W A19 LED Lamp - Universal - 1100 Lumens - Warm White (3000K) - 83 CRI - 25000 Hours - GU24 (Bi-Pin / Twist & Lock) - 120 to 130V Maxlite - 102198 - 11A19GUDLED30/G4 | 3000 | 83 | 1100 | 100 | 25000 | 11 | 50 | 263.5 | 5.27 | 6.1925 | 2020Q3 | https://shop.regencylighting.com/lamps/led/a-line/11a19gudled30-g4-mxt.html | Regency Lighting | 2020 | Yes
LED Lighting | A-Type | Maxlite | False |  | A19/21 | E26 (Medium) | E26 (Medium) | Home / Light Bulbs / LED / LED A-Line / Maxlite - 102576 - E11A19NDV30 Non-Dimming Value Series; Enclosed Rated; Damp Location Rated 11W A19 LED Lamp - 1100 Lumens - Warm White (3000K) - 80 CRI - 11000 hrs. - E26 (Medium) - 120 to 130V Maxlite - 102576 - E11A19NDV30 | 3000 | 80 | 1100 | 100 | 11000 | 11 | 1 | 4.12 | 4.12 | 4.8412 | 2020Q3 | https://shop.regencylighting.com/lamps/led/a-line/e11a19ndv30-mxt.html | Regency Lighting | 2020 | Yes
LED Lighting | A-Type | Maxlite | False | Daylighting/Photocell, | A19/21 | E26 (Medium) | E26 (Medium) | Home / Light Bulbs / LED / LED A-Line / Maxlite - 102577 - E11A19NDV50 Non-Dimming Value Series; Enclosed Rated; Damp Location Rated 11W A19 LED Lamp - 1100 Lumens - Daylight (5000K) - 80 CRI - 11000 hrs. - E26 (Medium) - 120 to 130V Maxlite - 102577 - E11A19NDV50 | 5000 | 80 | 1100 | 100 | 11000 | 11 | 1 | 4.12 | 4.12 | 4.8412 | 2020Q3 | https://shop.regencylighting.com/lamps/led/a-line/e11a19ndv50-mxt.html | Regency Lighting | 2020 | Yes
LED Lighting | A-Type | Maxlite | False |  | A19/21 | E26 (Medium) | E26 (Medium) | Home / Light Bulbs / LED / Maxlite - 102576 - E11A19NDV30 Non-Dimming Value Series; Enclosed Rated; Damp Location Rated 11W A19 LED Lamp - 1100 Lumens - Warm White (3000K) - 80 CRI - 11000 hrs. - E26 (Medium) - 120 to 130V Maxlite - 102576 - E11A19NDV30 | 3000 | 80 | 1100 | 100 | 11000 | 11 | 1 | 4.12 | 4.12 | 4.8412 | 2020Q3 | https://shop.regencylighting.com/lamps/led/e11a19ndv30-mxt.html | Regency Lighting | 2020 | Yes
LED Lighting | A-Type | Maxlite | False | Daylighting/Photocell, | A19/21 | E26 (Medium) | E26 (Medium) | Home / Light Bulbs / LED / Maxlite - 102577 - E11A19NDV50 Non-Dimming Value Series; Enclosed Rated; Damp Location Rated 11W A19 LED Lamp - 1100 Lumens - Daylight (5000K) - 80 CRI - 11000 hrs. - E26 (Medium) - 120 to 130V Maxlite - 102577 - E11A19NDV50 | 5000 | 80 | 1100 | 100 | 11000 | 11 | 1 | 4.12 | 4.12 | 4.8412 | 2020Q3 | https://shop.regencylighting.com/lamps/led/e11a19ndv50-mxt.html | Regency Lighting | 2020 | Yes
LED Lighting | A-Type | PLT | False |  |  | A19 | Medium (E26) | Description Create an inviting atmosphere in your room with the halogen colored light of this LED A19 which is designed to accentuate the warm colors commonly found in residential applications. Great for bathrooms, kitchens, and other locations Base fits into commonly used fixtures Evenly distributed brightness 1100 Lumens - 3000 Kelvin - 120 Volt - PLT-11383 LED A19 - 11 Watt - 75 Watt Equal - Halogen Match | 3000 |  | 1100 | 100 |  | 11 | 50 | 124.5 | 2.49 | 2.9258 | 2020Q3 | https://www.1000bulbs.com/product/210968/PLT-11383.html | 1000bulbs.com | 2020 | Yes
LED Lighting | A-Type | PLT | False | Daylighting/Photocell, |  | A19 | Medium (E26) | Description Reduce eye strain and improve visual clarity in commercial and residential areas with the daylight white color of this PLT LED A19 bulb. Operating at only 11 Watts, the PLT-11493 LED lamp emits the same light output as a 75-Watt incandescent for up to 85 percent in energy savings. Generates low heat making it suitable for use near objects that are sensitive to heat May be used outdoors when placed inside a totally enclosed fixture Designed with a shatter-resistant, durable plastic for safety UL listed for damp locations 1100 Lumens - 5000 Kelvin - Medium Base - 120 Volt - PLT-11493 LED A19 - 11 Watt - 75 Watt Equal - Daylight White | 5000 |  | 1100 | 100 |  | 11 | 50 | 113 | 2.26 | 2.6556 | 2020Q3 | https://www.1000bulbs.com/product/211302/PLT-11493.html | 1000bulbs.com | 2020 | Yes
LED Lighting | Reflector | Manufacturer: TCP | False |  | Reflector (Flood/Spot) | BR30 | E26 (Medium) | Damp Location Rated,Recessed Fixtures Damp Location Rated,Recessed Fixtures Home > Energy Star Qualified Products > 10W Non-Dimming LED BR30 2700K Product Specifications - Quick Reference Input Voltage: Lumens: 120 Volt AC 650 Lumens Dimensions: Dimmable: 3.8" W x 5.4" MOL No LED Color: 2700 K Warm White Life Time: 25,000 Hours Power Consumption: Luminous Efficacy: 10 Watts 65.0 lm/W CRI: Certifications: 82 CRI UL Damp Locations Built off a 20-year history of producing energy efficient lighting, Technical Consumer Products, Inc. (TCP) is excited to announce its most advanced and comprehensive lineup of LED lamps: the LED Elite Series. With TCPs dedication to manufacturing high quality, state-of-the-art lighting, combined with excellent high color rendering index (CRI), smooth dimming capabilities and new shatterproof smooth housing (which gives the appearance of traditional halogen bulbs), the LED Elite Series bulbs are a perfect choice to transform nearly every lighted environment into something extraordinary. TCPs design results in world class LED lamps with industry leading dimming performance and best-in-class efficiencies! TCPs precision-designed full face optic lens offers extremely accurate light pattern control, with no washouts, color shifting or hot spots. This results in better overall light levels delivered right where it is needed. This is the TCP, LED Elite NON-Dimmable BR30 lamp and it comes with a color temperature of 2700 Kelvin (K). UL approved, the TCP LED10BR3027K offers a very durable, solid state lighting technology that significantly reduces lighting service and maintenance costs. These Energy Star Rated Non Dimmable LED BR30 bulbs consume up to 80% LESS energy than a standard 65BR30 65-watt incandescent. These LED BR30 bulbs do not contain Mercury or any other harmful substance, generate no IR or UV rays and carry a 5 Year Limited Warranty. TCPs LED BR30 lamps have the highest light output and are the most efficient LED BR30 lamps available today. Consuming just 10 watts of 120 volt energy, this BR30 lamp generates 650 lumens thats 65.0 Lumens per watt. This LED BR30 lamp is rated for 25,000 hours with a minimum starting temperature of -30 degrees Celsius and measures 5.4" MOL and 3.8" in diameter. Click here to see the TCP LED Elite BR Series Specification Sheet. Typical Applications Typical applications for the TCP LED10BR3027K, Elite Non-Dimmable BR30 LED light bulbs include recessed downlights, track lights, display lights, and outdoor fixtures that protect the lamps from the elements. TCP 10W Non-Dimming LED BR30 2700K | 2700 | 82 | 650 | 76.4706 | 25000 | 8.5 | 1 | 5.63 | 5.63 | 6.6155 | 2020Q3 | https://www.greenelectricalsupply.com/tcp-led10br3027k-elite-non-dimmable-led-br30-light-bulbs-2700k.aspx | Green Electrical Supply | 2020 | Yes
LED Lighting | Reflector | Manufacturer: TCP | False |  | Reflector (Flood/Spot) | BR30 | E26 (Medium) | Damp Location Rated,Recessed Fixtures Damp Location Rated,Recessed Fixtures Home > Energy Star Qualified Products > 10W Non-Dimming LED BR30 3000K Product Specifications - Quick Reference Input Voltage: Lumens: 120 Volt AC 675 Lumens Dimensions: Dimmable: 3.8" W x 5.4" MOL No LED Color: 3000 K Warm White Life Time: 25,000 Hours Power Consumption: Luminous Efficacy: 10 Watts 67.5 lm/W CRI: Certifications: 82 CRI UL Damp Locations Built off a 20-year history of producing energy efficient lighting, Technical Consumer Products, Inc. (TCP) is excited to announce its most advanced and comprehensive lineup of LED lamps: the LED Elite Series. With TCPs dedication to manufacturing high quality, state-of-the-art lighting, combined with excellent high color rendering index (CRI), smooth dimming capabilities and new shatterproof smooth housing (which gives the appearance of traditional halogen bulbs), the LED Elite Series bulbs are a perfect choice to transform nearly every lighted environment into something extraordinary. TCPs design results in world class LED lamps with industry leading dimming performance and best-in-class efficiencies! TCPs precision-designed full face optic lens offers extremely accurate light pattern control, with no washouts, color shifting or hot spots. This results in better overall light levels delivered right where it is needed. This is the TCP, LED Elite NON-Dimmable BR30 lamp and it comes with a color temperature of 3000 Kelvin (K). UL approved, the TCP LED10BR3030K offers a very durable, solid state lighting technology that significantly reduces lighting service and maintenance costs. These Non Dimmable LED BR30 bulbs consume up to 80% LESS energy than a standard 65BR30 65-watt incandescent. These LED BR30 bulbs do not contain Mercury or any other harmful substance, generate no IR or UV rays and carry a 5 Year Limited Warranty. TCPs LED BR30 lamps have the highest light output and are the most efficient LED BR30 lamps available today. Consuming just 10 watts of 120 volt energy, this BR30 lamp generates 675 lumens thats 67.5 Lumens per watt. This LED BR30 lamp is rated for 25,000 hours with a minimum starting temperature of -30 degrees Celsius and measures 5.4" MOL and 3.8" in diameter. Click here to see the TCP LED Elite BR Series Specification Sheet. Typical Applications Typical applications for the TCP LED10BR3030K, Elite Non-Dimmable BR30 LED light bulbs include recessed downlights, track lights, display lights, and outdoor fixtures that protect the lamps from the elements. TCP 10W Non-Dimming LED BR30 3000K | 3000 | 84 | 650 | 76.4706 | 25000 | 8.5 | 1 | 5.63 | 5.63 | 6.6155 | 2020Q3 | https://www.greenelectricalsupply.com/tcp-led10br3030k-elite-non-dimmable-led-br30-light-bulbs-3000k.aspx | Green Electrical Supply | 2020 | Yes
LED Lighting | Reflector | Manufacturer: TCP | False |  | Reflector (Flood/Spot) | BR30 | E26 (Medium) | Damp Location Rated,Recessed Fixtures Damp Location Rated,Recessed Fixtures Home > Energy Star Qualified Products > 10W Non-Dimming LED BR30 4100K Product Specifications - Quick Reference Input Voltage: Lumens: 120 Volt AC 700 Lumens Dimensions: Dimmable: 3.8" W x 5.4" MOL No LED Color: 4100 K Cool White Life Time: 25,000 Hours Power Consumption: Luminous Efficacy: 10 Watts 70.0 lm/W CRI: Certifications: 82 CRI UL Damp Locations Built off a 20-year history of producing energy efficient lighting, Technical Consumer Products, Inc. (TCP) is excited to announce its most advanced and comprehensive lineup of LED lamps: the LED Elite Series. With TCPs dedication to manufacturing high quality, state-of-the-art lighting, combined with excellent high color rendering index (CRI), smooth dimming capabilities and new shatterproof smooth housing (which gives the appearance of traditional halogen bulbs), the LED Elite Series bulbs are a perfect choice to transform nearly every lighted environment into something extraordinary. TCPs design results in world class LED lamps with industry leading dimming performance and best-in-class efficiencies! TCPs precision-designed full face optic lens offers extremely accurate light pattern control, with no washouts, color shifting or hot spots. This results in better overall light levels delivered right where it is needed. This is the TCP, LED Elite NON-Dimmable BR30 lamp and it comes with a color temperature of 4100 Kelvin (K). UL approved, the TCP LED10BR3041K offers a very durable, solid state lighting technology that significantly reduces lighting service and maintenance costs. These Non Dimmable LED BR30 bulbs consume up to 80% LESS energy than a standard 65BR30 65-watt incandescent. These LED BR30 bulbs do not contain Mercury or any other harmful substance, generate no IR or UV rays and carry a 5 Year Limited Warranty. TCPs LED BR30 lamps have the highest light output and are the most efficient LED BR30 lamps available today. Consuming just 10 watts of 120 volt energy, this BR30 lamp generates 700 lumens thats 70.0 Lumens per watt. This LED BR30 lamp is rated for 25,000 hours with a minimum starting temperature of -30 degrees Celsius and measures 5.4" MOL and 3.8" in diameter. Click here to see the TCP LED Elite BR Series Specification Sheet. Typical Applications Typical applications for the TCP LED10BR3041K, Elite Non-Dimmable BR30 LED light bulbs include recessed downlights, track lights, display lights, and outdoor fixtures that protect the lamps from the elements. TCP 10W Non-Dimming LED BR30 4100K | 4000 | 82 | 700 | 82.3529 | 25000 | 8.5 | 1 | 5.63 | 5.63 | 6.6155 | 2020Q3 | https://www.greenelectricalsupply.com/tcp-led10br3041k-elite-non-dimmable-led-br30-light-bulbs-4100k.aspx | Green Electrical Supply | 2020 | Yes
LED Lighting | Downlight | Manufacturer: TCP | True |  |  | LED Retrofit Kit | LED Retrofit Kit | Downlight Solid State Retrofit 4" Recessed Downlight Solid State Retrofit 4" Recessed Home > LED Indoor Light Fixtures > LED Downlights and Trims > 4 Inch Retrofits > Round > 2700K Soft White > 4 Inch 10 Watt 600 Lumen Dimmable LED Downlight Retrofit Kit 2700K - E26 Adapter Included Product Specifications - Quick Reference Lamp Wattage: Working Voltage: 10 Watts 120 Volt Dimensions: Rated Life: 5" W x 3.8" (MOL) 35,000 Hours Incandescent Equivalent: 60 Watts (600 Lumens) Dimmable: YES - 100% - 0.5% Light Color: CRI: 2700K 82 CRI Certifications: Warranty: RoHS, UL, Energy Star 5 Year Limited High Performance LED ( Light Emitting Diode ), 4" Recessed Retrofit Can Lights. These retrofits are a perfect choice for use in your existing 4" recessed can applications. LED lights produce very little heat, reach full brightness instantly and last 35,000 hours. Exceeding all industry standards and smooth, uniform dimming from 100% down to 0.5%, the TCP LED recessed retrofits are a superb, energy saving option for your existing 60 watt PAR20 bulbs. Click here to see the complete TCP 4" Recessed Retrofit Fixture Specification Sheet. This TCP LED10DR427K 2700 Kelvin (K) warm white LED light operates on your existing 120V circuit and consumes just 10 watts. These Energy Star Rated LED retrofit lights generate 600 delivered lumens (or 60 Lumens Per Watt) and has a Color Rendering Index (CRI) of 82. Designed to replace your current 60 watt R20 incandescent or halogen light bulb, the TCP LED10DR427K 4" LED retrofit bulb is fully dimmable, suitable for damp locations and they carry a 5 year limited warranty. Instant on at full brightness these 4" recessed can retrofit LED fixtures are rated for 35,000 hours. The dimensions of the LED fixture are 5" wide by 3.8 inches MOL. The LED driver is self contained and the finish on the integral baffle and trim is White. These 120 volt LED light bulbs fit most 4" recessed can fixtures with an E26 medium base. There is an adapter with every retrofit can where one end has a standard E26 medium base socket and the other end has a disconnect connector. With the electricity turned off at your circuit breaker, simply screw the E26 socket into your existing recessed can. Then connect the TCP LED retrofit at the disconnect point. Install the LED fixture like you would install your current trim. You have now converted your recessed can to LED. Dimming saves energy while setting the right light level to improve mood and ambiance. Screw-in compact fluorescent lamps (CFLs) and screw-in light emitting diode bulbs (LEDs) are a great energy-saving alternative to incandescent or halogen light sources; however, dimming them may be difficult. Lutrons new CL Dimmers for dimmable CFL and LED bulbs have HED Technology which helps alleviate your CFL and LED dimming challenges. Compared to standard dimmers, Lutrons new CL Dimmers keep the lights on as they are dimmed, make sure the lights turn on at all light levels, eliminate or reduce excessive flicker and keep the lights on even with line voltage fluctuations. Lutron CL dimmers are available in Maestro®, Diva®, Skylark Contour, Luméa®, Ariadni®/Toggler® and Credenza® product families. Click here to see all Lutron CL Dimmer Light Switches and Wall Plates. TCP 4 Inch 10 Watt 600 Lumen Dimmable LED Downlight Retrofit Kit 2700K - E26 Adapter Included | 2700 | 82 | 750 | 75 | 35000 | 10 | 1 | 11.13 | 11.13 | 13.0782 | 2020Q3 | https://www.greenelectricalsupply.com/tcp-led10dr427k-white-4-inch-led-recessed-retrofit-can-lights-2700k.aspx | Green Electrical Supply | 2020 | Yes
LED Lighting | Reflector | Manufacturer: TCP | True |  | Reflector (Flood/Spot) | R20 | E26 (Medium) | Damp Location Rated,Recessed Fixtures Damp Location Rated,Recessed Fixtures Home > Energy Star Qualified Products > 10W Elite Dimmable LED R20 27K Product Specifications - Quick Reference Input Voltage: Lumens: 120 Volt AC 650 Lumens Dimensions: Dimmable: 2.5" W x 3.5" MOL Yes LED Color: 2700 K Warm White Life Time: 25,000 Hours Power Consumption: Luminous Efficacy: 10 Watts 65.0 lm/W CRI: Certifications: 82 CRI UL Damp Locations Built off a 20-year history of producing energy efficient lighting, Technical Consumer Products, Inc. (TCP) is excited to announce its most advanced and comprehensive lineup of LED lamps: the LED Elite Series. With TCPs dedication to manufacturing high quality, state-of-the-art lighting, combined with excellent high color rendering index (CRI), smooth dimming capabilities and new shatterproof smooth housing (which gives the appearance of traditional halogen bulbs), the LED Elite Series bulbs are a perfect choice to transform nearly every lighted environment into something extraordinary. TCPs design results in world class LED lamps with industry leading dimming performance and best-in-class efficiencies! TCPs precision-designed full face optic lens offers extremely accurate light pattern control, with no washouts, color shifting or hot spots. This results in better overall light levels delivered right where it is needed. This is the TCP, LED Elite Dimmable R20 lamp and it comes with a color temperature of 2700 Kelvin (K). UL approved, the TCP LED10R20D27K offers a very durable, solid state lighting technology that significantly reduces lighting service and maintenance costs. These Energy Star Rated Dimmable LED R20 bulbs consume up to 80% LESS energy than a standard 65R20 65-watt incandescent. These LED R20 bulbs do not contain Mercury or any other harmful substance, generate no IR or UV rays and carry a 5 Year Limited Warranty. TCPs LED R20 lamps have the highest light output, best dimmability (100% down to 5%) and are the most efficient LED R20 lamps available today. Consuming just 10 watts of 120 volt energy, this R20 lamp generates 650 lumens thats 65.0 Lumens per watt. This LED R20 lamp is rated for 25,000 hours with a minimum starting temperature of -30 degrees Celsius and measures 3.5" MOL and 2.5" in diameter. Click here to see the TCP LED Elite BR Series Specification Sheet. Typical Applications Typical applications for the TCP LED10R20D27K, Elite Dimmable R20 LED light bulbs include dimmable recessed downlights, track lights, display lights, and outdoor fixtures that protect the lamps from the elements. TCP 10W Elite Dimmable LED R20 27K | 2700 | 80 | 660 | 73.3333 | 25000 | 9 | 1 | 6.56 | 6.56 | 7.7083 | 2020Q3 | https://www.greenelectricalsupply.com/tcp-led10r20d27k-elite-dimmable-led-r20-light-bulbs-2700k.aspx | Green Electrical Supply | 2020 | Yes
LED Lighting | Reflector | Manufacturer: TCP | True |  | Reflector (Flood/Spot) | R20 | E26 (Medium) | Damp Location Rated,Recessed Fixtures Damp Location Rated,Recessed Fixtures Home > Energy Star Qualified Products > 10W Elite Dimmable LED R20 30K Product Specifications - Quick Reference Input Voltage: Lumens: 120 Volt AC 675 Lumens Dimensions: Dimmable: 2.5" W x 3.5" MOL Yes LED Color: 3000 K Warm White Life Time: 25,000 Hours Power Consumption: Luminous Efficacy: 10 Watts 67.5 lm/W CRI: Certifications: 82 CRI UL Damp Locations Built off a 20-year history of producing energy efficient lighting, Technical Consumer Products, Inc. (TCP) is excited to announce its most advanced and comprehensive lineup of LED lamps: the LED Elite Series. With TCPs dedication to manufacturing high quality, state-of-the-art lighting, combined with excellent high color rendering index (CRI), smooth dimming capabilities and new shatterproof smooth housing (which gives the appearance of traditional halogen bulbs), the LED Elite Series bulbs are a perfect choice to transform nearly every lighted environment into something extraordinary. TCPs design results in world class LED lamps with industry leading dimming performance and best-in-class efficiencies! TCPs precision-designed full face optic lens offers extremely accurate light pattern control, with no washouts, color shifting or hot spots. This results in better overall light levels delivered right where it is needed. This is the TCP, LED Elite Dimmable R20 lamp and it comes with a color temperature of 3000 Kelvin (K). UL approved, the TCP LED10R20D30K offers a very durable, solid state lighting technology that significantly reduces lighting service and maintenance costs. These Dimmable LED R20 bulbs consume up to 80% LESS energy than a standard 65R20 65-watt incandescent. These LED R20 bulbs do not contain Mercury or any other harmful substance, generate no IR or UV rays and carry a 5 Year Limited Warranty. TCPs LED R20 lamps have the highest light output, best dimmability (100% down to 5%) and are the most efficient LED R20 lamps available today. Consuming just 10 watts of 120 volt energy, this R20 lamp generates 675 lumens thats 67.5 Lumens per watt. This LED R20 lamp is rated for 25,000 hours with a minimum starting temperature of -30 degrees Celsius and measures 3.5" MOL and 2.5" in diameter. Click here to see the TCP LED Elite BR Series Specification Sheet. Typical Applications Typical applications for the TCP LED10R20D30K, Elite Dimmable R20 LED light bulbs include dimmable recessed downlights, track lights, display lights, and outdoor fixtures that protect the lamps from the elements. TCP 10W Elite Dimmable LED R20 30K | 3000 | 84 | 660 | 73.3333 | 25000 | 9 | 1 | 6.56 | 6.56 | 7.7083 | 2020Q3 | https://www.greenelectricalsupply.com/tcp-led10r20d30k-elite-dimmable-led-r20-light-bulbs-3000k.aspx | Green Electrical Supply | 2020 | Yes
LED Lighting | Reflector | Manufacturer: TCP | False |  | Reflector (Flood/Spot) | BR30 | E26 (Medium) | Damp Location Rated,Recessed Fixtures Damp Location Rated,Recessed Fixtures Home > Energy Star Qualified Products > 12W Non-Dimming LED BR30 2700K Product Specifications - Quick Reference Input Voltage: Lumens: 120 Volt AC 850 Lumens Dimensions: Dimmable: 3.8" W x 5.4" MOL No LED Color: 2700 K Warm White Life Time: 25,000 Hours Power Consumption: Luminous Efficacy: 12 Watts 70.8 lm/W CRI: Certifications: 82 CRI UL Damp Locations Built off a 20-year history of producing energy efficient lighting, Technical Consumer Products, Inc. (TCP) is excited to announce its most advanced and comprehensive lineup of LED lamps: the LED Elite Series. With TCPs dedication to manufacturing high quality, state-of-the-art lighting, combined with excellent high color rendering index (CRI), smooth dimming capabilities and new shatterproof smooth housing (which gives the appearance of traditional halogen bulbs), the LED Elite Series bulbs are a perfect choice to transform nearly every lighted environment into something extraordinary. TCPs design results in world class LED lamps with industry leading dimming performance and best-in-class efficiencies! TCPs precision-designed full face optic lens offers extremely accurate light pattern control, with no washouts, color shifting or hot spots. This results in better overall light levels delivered right where it is needed. This is the TCP, LED Elite NON-Dimmable BR30 lamp and it comes with a color temperature of 2700 Kelvin (K). UL approved, the TCP LED12BR3027K offers a very durable, solid state lighting technology that significantly reduces lighting service and maintenance costs. These Energy Star Rated Dimmable LED BR30 bulbs consume up to 80% LESS energy than a standard 85BR30 85-watt incandescent. These LED BR30 bulbs do not contain Mercury or any other harmful substance, generate no IR or UV rays and carry a 5 Year Limited Warranty. TCPs LED BR30 lamps have the highest light output and are the most efficient LED BR30 lamps available today. Consuming just 12 watts of 120 volt energy, this BR30 lamp generates 850 lumens thats 70.8 Lumens per watt. This LED BR30 lamp is rated for 25,000 hours with a minimum starting temperature of -30 degrees Celsius and measures 5.4" MOL and 3.8" in diameter. Click here to see the TCP LED Elite BR Series Specification Sheet. Typical Applications Typical applications for the TCP LED12BR3027K, Elite Non-Dimmable BR30 LED light bulbs include recessed downlights, track lights, display lights, and outdoor fixtures that protect the lamps from the elements. TCP 12W Non-Dimming LED BR30 2700K | 2700 | 83 | 850 | 80.9524 | 25000 | 10.5 | 1 | 6.98 | 6.98 | 8.2018 | 2020Q3 | https://www.greenelectricalsupply.com/tcp-led12br3027k-elite-non-dimmable-led-br30-light-bulbs-2700k.aspx | Green Electrical Supply | 2020 | Yes
LED Lighting | Reflector | Manufacturer: TCP | False |  | Reflector (Flood/Spot) | BR30 | E26 (Medium) | Damp Location Rated,Recessed Fixtures Damp Location Rated,Recessed Fixtures Home > Energy Star Qualified Products > 12W Non-Dimming LED BR30 4100K Product Specifications - Quick Reference Input Voltage: Lumens: 120 Volt AC 900 Lumens Dimensions: Dimmable: 3.8" W x 5.4" MOL No LED Color: 4100 K Cool White Life Time: 25,000 Hours Power Consumption: Luminous Efficacy: 12 Watts 75.0 lm/W CRI: Certifications: 82 CRI UL Damp Locations Built off a 20-year history of producing energy efficient lighting, Technical Consumer Products, Inc. (TCP) is excited to announce its most advanced and comprehensive lineup of LED lamps: the LED Elite Series. With TCPs dedication to manufacturing high quality, state-of-the-art lighting, combined with excellent high color rendering index (CRI), smooth dimming capabilities and new shatterproof smooth housing (which gives the appearance of traditional halogen bulbs), the LED Elite Series bulbs are a perfect choice to transform nearly every lighted environment into something extraordinary. TCPs design results in world class LED lamps with industry leading dimming performance and best-in-class efficiencies! TCPs precision-designed full face optic lens offers extremely accurate light pattern control, with no washouts, color shifting or hot spots. This results in better overall light levels delivered right where it is needed. This is the TCP, LED Elite NON-Dimmable BR30 lamp and it comes with a color temperature of 4100 Kelvin (K). UL approved, the TCP LED12BR3041K offers a very durable, solid state lighting technology that significantly reduces lighting service and maintenance costs. These Non Dimmable LED BR30 bulbs consume up to 80% LESS energy than a standard 85BR30 85-watt incandescent. These LED BR30 bulbs do not contain Mercury or any other harmful substance, generate no IR or UV rays and carry a 5 Year Limited Warranty. TCPs LED BR30 lamps have the highest light output and are the most efficient LED BR30 lamps available today. Consuming just 12 watts of 120 volt energy, this BR30 lamp generates 900 lumens thats 75.0 Lumens per watt. This LED BR30 lamp is rated for 25,000 hours with a minimum starting temperature of -30 degrees Celsius and measures 5.4" MOL and 3.8" in diameter. Click here to see the TCP LED Elite BR Series Specification Sheet. Typical Applications Typical applications for the TCP LED12BR3041K, Elite Non-Dimmable BR30 LED light bulbs include recessed downlights, track lights, display lights, and outdoor fixtures that protect the lamps from the elements. TCP 12W Non-Dimming LED BR30 4100K | 4000 | 83 | 850 | 80.9524 | 25000 | 10.5 | 1 | 6.98 | 6.98 | 8.2018 | 2020Q3 | https://www.greenelectricalsupply.com/tcp-led12br3041k-elite-non-dimmable-led-br30-light-bulbs-4100k.aspx | Green Electrical Supply | 2020 | Yes
LED Lighting | Reflector | Manufacturer: TCP | True |  | Reflector (Flood/Spot) | BR30 | E26 (Medium) | Damp Location Rated,Recessed Fixtures Damp Location Rated,Recessed Fixtures Home > Energy Star Qualified Products > 12W Elite Dimmable LED BR30 27K Product Specifications - Quick Reference Input Voltage: Lumens: 120 Volt AC 850 Lumens Dimensions: Dimmable: 3.8" W x 5.4" MOL Yes LED Color: 2700 K Warm White Life Time: 25,000 Hours Power Consumption: Luminous Efficacy: 12 Watts 70.8 lm/W CRI: Certifications: 82 CRI UL Damp Locations Built off a 20-year history of producing energy efficient lighting, Technical Consumer Products, Inc. (TCP) is excited to announce its most advanced and comprehensive lineup of LED lamps: the LED Elite Series. With TCPs dedication to manufacturing high quality, state-of-the-art lighting, combined with excellent high color rendering index (CRI), smooth dimming capabilities and new shatterproof smooth housing (which gives the appearance of traditional halogen bulbs), the LED Elite Series bulbs are a perfect choice to transform nearly every lighted environment into something extraordinary. TCPs design results in world class LED lamps with industry leading dimming performance and best-in-class efficiencies! TCPs precision-designed full face optic lens offers extremely accurate light pattern control, with no washouts, color shifting or hot spots. This results in better overall light levels delivered right where it is needed. This is the TCP, LED Elite Dimmable BR30 lamp and it comes with a color temperature of 2700 Kelvin (K). UL approved, the TCP LED12BR30D27K offers a very durable, solid state lighting technology that significantly reduces lighting service and maintenance costs. These Energy Star Rated Dimmable LED BR30 bulbs consume up to 80% LESS energy than a standard 85BR30 85-watt incandescent. These LED BR30 bulbs do not contain Mercury or any other harmful substance, generate no IR or UV rays and carry a 5 Year Limited Warranty. TCPs LED BR30 lamps have the highest light output, best dimmability (100% down to 5%) and are the most efficient LED BR30 lamps available today. Consuming just 12 watts of 120 volt energy, this BR30 lamp generates 850 lumens thats 70.8 Lumens per watt. This LED BR30 lamp is rated for 25,000 hours with a minimum starting temperature of -30 degrees Celsius and measures 5.4" MOL and 3.8" in diameter. Click here to see the TCP LED Elite BR Series Specification Sheet. Typical Applications Typical applications for the TCP LED12BR30D27K, Elite Dimmable BR30 LED light bulbs include dimmable recessed downlights, track lights, display lights, and outdoor fixtures that protect the lamps from the elements. TCP 12W Elite Dimmable LED BR30 27K | 2700 | 83 | 850 | 80.9524 | 25000 | 10.5 | 1 | 4.8 | 4.8 | 5.6402 | 2020Q3 | https://www.greenelectricalsupply.com/tcp-led12br30d27k-elite-dimmable-led-br30-light-bulbs-2700k.aspx | Green Electrical Supply | 2020 | Yes
LED Lighting | Reflector | Manufacturer: TCP | True |  | Reflector (Flood/Spot) | BR30 | E26 (Medium) | Damp Location Rated,Recessed Fixtures Damp Location Rated,Recessed Fixtures Home > Energy Star Qualified Products > 12W Elite Dimmable LED BR30 30K Product Specifications - Quick Reference Input Voltage: Lumens: 120 Volt AC 875 Lumens Dimensions: Dimmable: 3.8" W x 5.4" MOL Yes LED Color: 3000 K Warm White Life Time: 25,000 Hours Power Consumption: Luminous Efficacy: 12 Watts 72.9 lm/W CRI: Certifications: 82 CRI UL Damp Locations Built off a 20-year history of producing energy efficient lighting, Technical Consumer Products, Inc. (TCP) is excited to announce its most advanced and comprehensive lineup of LED lamps: the LED Elite Series. With TCPs dedication to manufacturing high quality, state-of-the-art lighting, combined with excellent high color rendering index (CRI), smooth dimming capabilities and new shatterproof smooth housing (which gives the appearance of traditional halogen bulbs), the LED Elite Series bulbs are a perfect choice to transform nearly every lighted environment into something extraordinary. TCPs design results in world class LED lamps with industry leading dimming performance and best-in-class efficiencies! TCPs precision-designed full face optic lens offers extremely accurate light pattern control, with no washouts, color shifting or hot spots. This results in better overall light levels delivered right where it is needed. This is the TCP, LED Elite Dimmable BR30 lamp and it comes with a color temperature of 3000 Kelvin (K). UL approved, the TCP LED12BR30D30K offers a very durable, solid state lighting technology that significantly reduces lighting service and maintenance costs. These Dimmable LED BR30 bulbs consume up to 80% LESS energy than a standard 85BR30 85-watt incandescent. These LED BR30 bulbs do not contain Mercury or any other harmful substance, generate no IR or UV rays and carry a 5 Year Limited Warranty. TCPs LED BR30 lamps have the highest light output, best dimmability (100% down to 5%) and are the most efficient LED BR30 lamps available today. Consuming just 12 watts of 120 volt energy, this BR30 lamp generates 875 lumens thats 72.9 Lumens per watt. This LED BR30 lamp is rated for 25,000 hours with a minimum starting temperature of -30 degrees Celsius and measures 5.4" MOL and 3.8" in diameter. Click here to see the TCP LED Elite BR Series Specification Sheet. Typical Applications Typical applications for the TCP LED12BR30D30K, Elite Dimmable BR30 LED light bulbs include dimmable recessed downlights, track lights, display lights, and outdoor fixtures that protect the lamps from the elements. TCP 12W Elite Dimmable LED BR30 30K | 3000 | 82 | 850 | 80.9524 | 25000 | 10.5 | 1 | 4.8 | 4.8 | 5.6402 | 2020Q3 | https://www.greenelectricalsupply.com/tcp-led12br30d30k-elite-dimmable-led-br30-light-bulbs-3000k.aspx | Green Electrical Supply | 2020 | Yes
LED Lighting | Reflector | Manufacturer: TCP | True |  | Reflector (Flood/Spot) | BR30 | E26 (Medium) | Damp Location Rated,Recessed Fixtures Damp Location Rated,Recessed Fixtures Home > Energy Star Qualified Products > 12W Elite Dimmable LED BR30 41K Product Specifications - Quick Reference Input Voltage: Lumens: 120 Volt AC 900 Lumens Dimensions: Dimmable: 3.8" W x 5.4" MOL Yes LED Color: 4100 K Cool White Life Time: 25,000 Hours Power Consumption: Luminous Efficacy: 12 Watts 75.0 lm/W CRI: Certifications: 82 CRI UL Damp Locations Built off a 20-year history of producing energy efficient lighting, Technical Consumer Products, Inc. (TCP) is excited to announce its most advanced and comprehensive lineup of LED lamps: the LED Elite Series. With TCPs dedication to manufacturing high quality, state-of-the-art lighting, combined with excellent high color rendering index (CRI), smooth dimming capabilities and new shatterproof smooth housing (which gives the appearance of traditional halogen bulbs), the LED Elite Series bulbs are a perfect choice to transform nearly every lighted environment into something extraordinary. TCPs design results in world class LED lamps with industry leading dimming performance and best-in-class efficiencies! TCPs precision-designed full face optic lens offers extremely accurate light pattern control, with no washouts, color shifting or hot spots. This results in better overall light levels delivered right where it is needed. This is the TCP, LED Elite Dimmable BR30 lamp and it comes with a color temperature of 4100 Kelvin (K). UL approved, the TCP LED12BR30D41K offers a very durable, solid state lighting technology that significantly reduces lighting service and maintenance costs. These Dimmable LED BR30 bulbs consume up to 80% LESS energy than a standard 85BR30 85-watt incandescent. These LED BR30 bulbs do not contain Mercury or any other harmful substance, generate no IR or UV rays and carry a 5 Year Limited Warranty. TCPs LED BR30 lamps have the highest light output, best dimmability (100% down to 5%) and are the most efficient LED BR30 lamps available today. Consuming just 12 watts of 120 volt energy, this BR30 lamp generates 900 lumens thats 75.0 Lumens per watt. This LED BR30 lamp is rated for 25,000 hours with a minimum starting temperature of -30 degrees Celsius and measures 5.4" MOL and 3.8" in diameter. Click here to see the TCP LED Elite BR Series Specification Sheet. Typical Applications Typical applications for the TCP LED12BR30D41K, Elite Dimmable BR30 LED light bulbs include dimmable recessed downlights, track lights, display lights, and outdoor fixtures that protect the lamps from the elements. TCP 12W Elite Dimmable LED BR30 41K | 4000 | 84 | 900 | 85.7143 | 25000 | 10.5 | 1 | 4.8 | 4.8 | 5.6402 | 2020Q3 | https://www.greenelectricalsupply.com/tcp-led12br30d41k-elite-dimmable-led-br30-light-bulbs-4100k.aspx | Green Electrical Supply | 2020 | Yes
LED Lighting | Reflector | Manufacturer: TCP | True | Daylighting/Photocell, | Reflector (Flood/Spot) | BR30 | E26 (Medium) | Damp Location Rated,Recessed Fixtures Damp Location Rated,Recessed Fixtures Home > LED Light Bulbs > LED Reflector Bulbs > LED BR30 > 5000K Daylight > 12W Elite Dimmable LED BR30 50K Product Specifications - Quick Reference Input Voltage: Lumens: 120 Volt AC 900 Lumens Dimensions: Dimmable: 3.8" W x 5.4" MOL Yes LED Color: 5000 K Daylight Life Time: 25,000 Hours Power Consumption: Luminous Efficacy: 12 Watts 75.0 lm/W CRI: Certifications: 82 CRI UL Damp Locations Built off a 20-year history of producing energy efficient lighting, Technical Consumer Products, Inc. (TCP) is excited to announce its most advanced and comprehensive lineup of LED lamps: the LED Elite Series. With TCPs dedication to manufacturing high quality, state-of-the-art lighting, combined with excellent high color rendering index (CRI), smooth dimming capabilities and new shatterproof smooth housing (which gives the appearance of traditional halogen bulbs), the LED Elite Series bulbs are a perfect choice to transform nearly every lighted environment into something extraordinary. TCPs design results in world class LED lamps with industry leading dimming performance and best-in-class efficiencies! TCPs precision-designed full face optic lens offers extremely accurate light pattern control, with no washouts, color shifting or hot spots. This results in better overall light levels delivered right where it is needed. This is the TCP, LED Elite Dimmable BR30 lamp and it comes with a color temperature of 5000 Kelvin (K). UL approved, the TCP LED12BR30D50K offers a very durable, solid state lighting technology that significantly reduces lighting service and maintenance costs. These Dimmable LED BR30 bulbs consume up to 80% LESS energy than a standard 85BR30 85-watt incandescent. These LED BR30 bulbs do not contain Mercury or any other harmful substance, generate no IR or UV rays and carry a 5 Year Limited Warranty. TCPs LED BR30 lamps have the highest light output, best dimmability (100% down to 5%) and are the most efficient LED BR30 lamps available today. Consuming just 12 watts of 120 volt energy, this BR30 lamp generates 900 lumens thats 75.0 Lumens per watt. This LED BR30 lamp is rated for 25,000 hours with a minimum starting temperature of -30 degrees Celsius and measures 5.4" MOL and 3.8" in diameter. Click here to see the TCP LED Elite BR Series Specification Sheet. Typical Applications Typical applications for the TCP LED12BR30D50K, Elite Dimmable BR30 LED light bulbs include dimmable recessed downlights, track lights, display lights, and outdoor fixtures that protect the lamps from the elements. TCP 12W Elite Dimmable LED BR30 50K | 5000 | 84 | 900 | 85.7143 | 25000 | 10.5 | 1 | 4.8 | 4.8 | 5.6402 | 2020Q3 | https://www.greenelectricalsupply.com/tcp-led12br30d50k-elite-dimmable-led-br30-light-bulbs-5000k.aspx | Green Electrical Supply | 2020 | Yes
LED Lighting | Reflector | Manufacturer: TCP | True |  | Reflector (Flood/Spot) | PAR30L | E26 (Medium) | Wet Location Rated,Recessed Fixtures Wet Location Rated,Recessed Fixtures Home > Energy Star Qualified Products > 10.5 Watt 850 Lumen 40 Degree Beam Dimmable LED PAR30 Flood Light Bulb 2700K Product Specifications - Quick Reference Input Voltage: Lumens: 120 Volt AC 850 Lumens Dimensions: Dimmable: 3.8" W x 4.6" MOL Yes LED Color: 2700 K Warm White Beam Angle: 40 Degree Beam Power Consumption: Luminous Efficacy: 10.5 Watts 81 lm/W CRI: Certifications: 80 CRI UL Damp Locations Built off a 20-year history of producing energy efficient lighting, Technical Consumer Products, Inc. (TCP) is excited to announce its most advanced and comprehensive lineup of LED lamps: the LED Elite Series. With TCPs dedication to manufacturing high quality, state-of-the-art lighting, combined with excellent high color rendering index (CRI), smooth dimming capabilities and new shatterproof smooth housing (which gives the appearance of traditional halogen bulbs), the LED Elite Series bulbs are a perfect choice to transform nearly every lighted environment into something extraordinary. TCPs design results in world class LED lamps with industry leading dimming performance and best-in-class efficiencies! TCPs precision-designed full face optic lens offers extremely accurate light pattern control, with no washouts, color shifting or hot spots. This results in better overall light levels delivered right where it is needed. This is the TCP, LED Elite Dimmable PAR30 lamp and it comes with a color temperature of 2700 Kelvin (K). UL approved, the TCP LED12P30D27KFL offers a very durable, solid state lighting technology that significantly reduces lighting service and maintenance costs. These Dimmable LED PAR30 bulbs consume up to 85% LESS energy than a standard 75PAR30 75-watt incandescent. These LED PAR30 bulbs do not contain Mercury or any other harmful substance, generate no IR or UV rays and carry a 5 Year Limited Warranty. TCPs LED PAR30 lamps have the highest light output, best dimmability (100% down to 5%) and are the most efficient LED PAR30 lamps available today. Previously a 12 watt bulb, now consuming just 10.5 watts of 120 volt energy, this PAR30 lamp generates 850 lumens- that's 81 Lumens per watt. This LED PAR30 40 degree beam angle flood lamp is rated for 25,000 hours with a minimum starting temperature of -30 degrees Celsius and measures 4.6" MOL and 3.8" in diameter. Click here to see the TCP LED Elite PAR Series Specification Sheet. Typical Applications Typical applications for the TCP LED12P30D27KFL, Elite Dimmable LED flood light bulbs include dimmable recessed downlights, track lights, display lights, and outdoor fixtures that protect the lamps from the elements. TCP 10.5 Watt 850 Lumen 40 Degree Beam Dimmable LED PAR30 Flood Light Bulb 2700K | 2700 | 83 | 850 | 80.9524 | 25000 | 10.5 | 1 | 13.27 | 13.27 | 15.5928 | 2020Q3 | https://www.greenelectricalsupply.com/tcp-led12p30d27kfl-elite-dimmable-led-par30-light-bulbs-2700k.aspx | Green Electrical Supply | 2020 | Yes
LED Lighting | Reflector | Manufacturer: TCP | True |  | Reflector (Flood/Spot) | PAR30L | E26 (Medium) | Wet Location Rated,Recessed Fixtures Wet Location Rated,Recessed Fixtures Home > Energy Star Qualified Products > 10.5 Watt 850 Lumen 25 Degree Beam Dimmable LED PAR30 Narrow Flood Light Bulb 2700K Product Specifications - Quick Reference Input Voltage: Lumens: 120 Volt AC 850 Lumens Dimensions: Dimmable: 3.8" W x 4.6" MOL Yes LED Color: 2700 K Warm White Beam Angle: 25 Degree Beam Power Consumption: Luminous Efficacy: 10.5 Watts 81 lm/W CRI: Certifications: 80 CRI UL Damp Locations Built off a 20-year history of producing energy efficient lighting, Technical Consumer Products, Inc. (TCP) is excited to announce its most advanced and comprehensive lineup of LED lamps: the LED Elite Series. With TCPs dedication to manufacturing high quality, state-of-the-art lighting, combined with excellent high color rendering index (CRI), smooth dimming capabilities and new shatterproof smooth housing (which gives the appearance of traditional halogen bulbs), the LED Elite Series bulbs are a perfect choice to transform nearly every lighted environment into something extraordinary. TCPs design results in world class LED lamps with industry leading dimming performance and best-in-class efficiencies! TCPs precision-designed full face optic lens offers extremely accurate light pattern control, with no washouts, color shifting or hot spots. This results in better overall light levels delivered right where it is needed. This is the TCP, LED Elite Dimmable PAR30 lamp and it comes with a color temperature of 2700 Kelvin (K). UL approved, the TCP LED12P30D27KNFL offers a very durable, solid state lighting technology that significantly reduces lighting service and maintenance costs. These Dimmable LED PAR30 bulbs consume up to 85% LESS energy than a standard 75PAR30 75-watt incandescent. These LED PAR30 bulbs do not contain Mercury or any other harmful substance, generate no IR or UV rays and carry a 5 Year Limited Warranty. TCPs LED PAR30 lamps have the highest light output, best dimmability (100% down to 5%) and are the most efficient LED PAR30 lamps available today. Previously a 12 watt bulb, now consuming just 10.5 watts of 120 volt energy, this PAR30 lamp generates 850 lumens- that's 81 Lumens per watt. This LED PAR30 25 degree beam angle narrow flood lamp is rated for 25,000 hours with a minimum starting temperature of -30 degrees Celsius and measures 4.6" MOL and 3.8" in diameter. Click here to see the TCP LED Elite PAR Series Specification Sheet. Typical Applications Typical applications for the TCP LED12P30D27KNFL, Elite Dimmable LED flood light bulbs include dimmable recessed downlights, track lights, display lights, and outdoor fixtures that protect the lamps from the elements. TCP 10.5 Watt 850 Lumen 25 Degree Beam Dimmable LED PAR30 Narrow Flood Light Bulb 2700K | 2700 | 83 | 850 | 80.9524 | 25000 | 10.5 | 1 | 13.27 | 13.27 | 15.5928 | 2020Q3 | https://www.greenelectricalsupply.com/tcp-led12p30d27knfl-elite-dimmable-led-par30-light-bulbs-2700k.aspx | Green Electrical Supply | 2020 | Yes
LED Lighting | Reflector | Manufacturer: TCP | True |  | Reflector (Flood/Spot) | PAR30L | E26 (Medium) | Wet Location Rated,Recessed Fixtures Wet Location Rated,Recessed Fixtures Home > Energy Star Qualified Products > 10.5 Watt 850 Lumen 40 Degree Beam Dimmable LED PAR30 Flood Light Bulb 3000K Product Specifications - Quick Reference Input Voltage: Lumens: 120 Volt AC 850 Lumens Dimensions: Dimmable: 3.8" W x 4.6" MOL Yes LED Color: 3000 K Warm White Beam Angle: 40 Degree Beam Power Consumption: Luminous Efficacy: 10.5 Watts 81 lm/W CRI: Certifications: 80 CRI UL Damp Locations Built off a 20-year history of producing energy efficient lighting, Technical Consumer Products, Inc. (TCP) is excited to announce its most advanced and comprehensive lineup of LED lamps: the LED Elite Series. With TCPs dedication to manufacturing high quality, state-of-the-art lighting, combined with excellent high color rendering index (CRI), smooth dimming capabilities and new shatterproof smooth housing (which gives the appearance of traditional halogen bulbs), the LED Elite Series bulbs are a perfect choice to transform nearly every lighted environment into something extraordinary. TCPs design results in world class LED lamps with industry leading dimming performance and best-in-class efficiencies! TCPs precision-designed full face optic lens offers extremely accurate light pattern control, with no washouts, color shifting or hot spots. This results in better overall light levels delivered right where it is needed. This is the TCP, LED Elite Dimmable PAR30 lamp and it comes with a color temperature of 3000 Kelvin (K). UL approved, the TCP LED12P30D30KFL offers a very durable, solid state lighting technology that significantly reduces lighting service and maintenance costs. These Dimmable LED PAR30 bulbs consume up to 85% LESS energy than a standard 75PAR30 75-watt incandescent. These LED PAR30 bulbs do not contain Mercury or any other harmful substance, generate no IR or UV rays and carry a 5 Year Limited Warranty. TCPs LED PAR30 lamps have the highest light output, best dimmability (100% down to 5%) and are the most efficient LED PAR30 lamps available today. Previously a 12 watt bulb, now consuming just 10.5 watts of 120 volt energy, this PAR30 lamp generates 850 lumens- that's 81 Lumens per watt. This LED PAR30 40 degree beam angle flood lamp is rated for 25,000 hours with a minimum starting temperature of -30 degrees Celsius and measures 4.6" MOL and 3.8" in diameter. Click here to see the TCP LED Elite PAR Series Specification Sheet. Typical Applications Typical applications for the TCP LED12P30D30KFL, Elite Dimmable LED flood light bulbs include dimmable recessed downlights, track lights, display lights, and outdoor fixtures that protect the lamps from the elements. TCP 10.5 Watt 850 Lumen 40 Degree Beam Dimmable LED PAR30 Flood Light Bulb 3000K | 3000 | 83 | 850 | 80.9524 | 25000 | 10.5 | 1 | 13.27 | 13.27 | 15.5928 | 2020Q3 | https://www.greenelectricalsupply.com/tcp-led12p30d30kfl-elite-dimmable-led-par30-light-bulbs-3000k.aspx | Green Electrical Supply | 2020 | Yes
LED Lighting | Reflector | Manufacturer: TCP | True |  | Reflector (Flood/Spot) | PAR30L | E26 (Medium) | Wet Location Rated,Recessed Fixtures Wet Location Rated,Recessed Fixtures Home > Energy Star Qualified Products > 10.5 Watt 850 Lumen 25 Degree Beam Dimmable LED PAR30 Narrow Flood Light Bulb 3000K Product Specifications - Quick Reference Input Voltage: Lumens: 120 Volt AC 850 Lumens Dimensions: Dimmable: 3.8" W x 4.6" MOL Yes LED Color: 3000K Warm White Beam Angle: 25 Degree Beam Power Consumption: Luminous Efficacy: 10.5 Watts 81 lm/W CRI: Certifications: 80 CRI UL Damp Locations Built off a 20-year history of producing energy efficient lighting, Technical Consumer Products, Inc. (TCP) is excited to announce its most advanced and comprehensive lineup of LED lamps: the LED Elite Series. With TCPs dedication to manufacturing high quality, state-of-the-art lighting, combined with excellent high color rendering index (CRI), smooth dimming capabilities and new shatterproof smooth housing (which gives the appearance of traditional halogen bulbs), the LED Elite Series bulbs are a perfect choice to transform nearly every lighted environment into something extraordinary. TCPs design results in world class LED lamps with industry leading dimming performance and best-in-class efficiencies! TCPs precision-designed full face optic lens offers extremely accurate light pattern control, with no washouts, color shifting or hot spots. This results in better overall light levels delivered right where it is needed. This is the TCP, LED Elite Dimmable PAR30 lamp and it comes with a color temperature of 3000 Kelvin (K). UL approved, the TCP LED12P30D30KNFL offers a very durable, solid state lighting technology that significantly reduces lighting service and maintenance costs. These Dimmable LED PAR30 bulbs consume up to 85% LESS energy than a standard 75PAR30 75-watt incandescent. These LED PAR30 bulbs do not contain Mercury or any other harmful substance, generate no IR or UV rays and carry a 5 Year Limited Warranty. TCPs LED PAR30 lamps have the highest light output, best dimmability (100% down to 5%) and are the most efficient LED PAR30 lamps available today. Previously a 12 watt bulb, now consuming just 10.5 watts of 120 volt energy, this PAR30 lamp generates 850 lumens- that's 81 Lumens per watt. This LED PAR30 25 degree beam angle narrow flood lamp is rated for 25,000 hours with a minimum starting temperature of -30 degrees Celsius and measures 4.6" MOL and 3.8" in diameter. Click here to see the TCP LED Elite PAR Series Specification Sheet. Typical Applications Typical applications for the TCP LED12P30D30KNFL, Elite Dimmable LED flood light bulbs include dimmable recessed downlights, track lights, display lights, and outdoor fixtures that protect the lamps from the elements. TCP 10.5 Watt 850 Lumen 25 Degree Beam Dimmable LED PAR30 Narrow Flood Light Bulb 3000K | 3000 | 83 | 850 | 80.9524 | 25000 | 10.5 | 1 | 13.27 | 13.27 | 15.5928 | 2020Q3 | https://www.greenelectricalsupply.com/tcp-led12p30d30knfl-elite-dimmable-led-par30-light-bulbs-3000k.aspx | Green Electrical Supply | 2020 | Yes
LED Lighting | Reflector | Manufacturer: TCP | True |  | Reflector (Flood/Spot) | PAR30L | E26 (Medium) | Wet Location Rated,Recessed Fixtures Wet Location Rated,Recessed Fixtures Home > Energy Star Qualified Products > 10.5 Watt 850 Lumen 40 Degree Beam Dimmable LED PAR30 Flood Light Bulb 4100K Product Specifications - Quick Reference Input Voltage: Lumens: 120 Volt AC 850 Lumens Dimensions: Dimmable: 3.8" W x 4.6" MOL Yes LED Color: 4100 K Cool White Beam Angle: 40 Degree Beam Power Consumption: Luminous Efficacy: 10.5 Watts 81 lm/W CRI: Certifications: 80 CRI UL Damp Locations Built off a 20-year history of producing energy efficient lighting, Technical Consumer Products, Inc. (TCP) is excited to announce its most advanced and comprehensive lineup of LED lamps: the LED Elite Series. With TCPs dedication to manufacturing high quality, state-of-the-art lighting, combined with excellent high color rendering index (CRI), smooth dimming capabilities and new shatterproof smooth housing (which gives the appearance of traditional halogen bulbs), the LED Elite Series bulbs are a perfect choice to transform nearly every lighted environment into something extraordinary. TCPs design results in world class LED lamps with industry leading dimming performance and best-in-class efficiencies! TCPs precision-designed full face optic lens offers extremely accurate light pattern control, with no washouts, color shifting or hot spots. This results in better overall light levels delivered right where it is needed. This is the TCP, LED Elite Dimmable PAR30 lamp and it comes with a color temperature of 4100 Kelvin (K). UL approved, the TCP LED12P30D41KFL offers a very durable, solid state lighting technology that significantly reduces lighting service and maintenance costs. These Dimmable LED PAR30 bulbs consume up to 85% LESS energy than a standard 75PAR30 75-watt incandescent. These LED PAR30 bulbs do not contain Mercury or any other harmful substance, generate no IR or UV rays and carry a 5 Year Limited Warranty. TCPs LED PAR30 lamps have the highest light output, best dimmability (100% down to 5%) and are the most efficient LED PAR30 lamps available today. Previously a 12 watt bulb, now consuming just 10.5 watts of 120 volt energy, this PAR30 lamp generates 850 lumens- that's 81 Lumens per watt. This LED PAR30 40 degree beam angle flood lamp is rated for 25,000 hours with a minimum starting temperature of -30 degrees Celsius and measures 4.8" MOL and 3.8" in diameter. Click here to see the TCP LED Elite PAR Series Specification Sheet. Typical Applications Typical applications for the TCP LED12P30D41KFL, Elite Dimmable LED flood light bulbs include dimmable recessed downlights, track lights, display lights, and outdoor fixtures that protect the lamps from the elements. TCP 10.5 Watt 850 Lumen 40 Degree Beam Dimmable LED PAR30 Flood Light Bulb 4100K | 4000 | 85 | 850 | 80.9524 | 25000 | 10.5 | 1 | 13.27 | 13.27 | 15.5928 | 2020Q3 | https://www.greenelectricalsupply.com/tcp-led12p30d41kfl-elite-dimmable-led-par30-light-bulbs-4100k.aspx | Green Electrical Supply | 2020 | Yes
LED Lighting | Reflector | Manufacturer: TCP | True |  | Reflector (Flood/Spot) | PAR30L | E26 (Medium) | Wet Location Rated,Recessed Fixtures Wet Location Rated,Recessed Fixtures Home > Energy Star Qualified Products > 10.5 Watt 850 Lumen 25 Degree Beam Dimmable LED PAR30 Narrow Flood Light Bulb 4100K Product Specifications - Quick Reference Input Voltage: Lumens: 120 Volt AC 850 Lumens Dimensions: Dimmable: 3.8" W x 4.6" MOL Yes LED Color: 4100 K Cool White Beam Angle: 25 Degree Beam Power Consumption: Luminous Efficacy: 10.5 Watts 81 lm/W CRI: Certifications: 80 CRI UL Damp Locations Built off a 20-year history of producing energy efficient lighting, Technical Consumer Products, Inc. (TCP) is excited to announce its most advanced and comprehensive lineup of LED lamps: the LED Elite Series. With TCPs dedication to manufacturing high quality, state-of-the-art lighting, combined with excellent high color rendering index (CRI), smooth dimming capabilities and new shatterproof smooth housing (which gives the appearance of traditional halogen bulbs), the LED Elite Series bulbs are a perfect choice to transform nearly every lighted environment into something extraordinary. TCPs design results in world class LED lamps with industry leading dimming performance and best-in-class efficiencies! TCPs precision-designed full face optic lens offers extremely accurate light pattern control, with no washouts, color shifting or hot spots. This results in better overall light levels delivered right where it is needed. This is the TCP, LED Elite Dimmable PAR30 lamp and it comes with a color temperature of 4100 Kelvin (K). UL approved, the TCP LED12P30D41KNFL offers a very durable, solid state lighting technology that significantly reduces lighting service and maintenance costs. These Dimmable LED PAR30 bulbs consume up to 85% LESS energy than a standard 75PAR30 75-watt incandescent. These LED PAR30 bulbs do not contain Mercury or any other harmful substance, generate no IR or UV rays and carry a 5 Year Limited Warranty. TCPs LED PAR30 lamps have the highest light output, best dimmability (100% down to 5%) and are the most efficient LED PAR30 lamps available today. Previously a 12 watt bulb, now consuming just 10.5 watts of 120 volt energy, this PAR30 lamp generates 850 lumens- that's 81 Lumens per watt. This LED PAR30 25 degree beam angle narrow flood lamp is rated for 25,000 hours with a minimum starting temperature of -30 degrees Celsius and measures 4.6" MOL and 3.8" in diameter. Click here to see the TCP LED Elite PAR Series Specification Sheet. Typical Applications Typical applications for the TCP LED12P30D41KNFL, Elite Dimmable LED flood light bulbs include dimmable recessed downlights, track lights, display lights, and outdoor fixtures that protect the lamps from the elements. TCP 10.5 Watt 850 Lumen 25 Degree Beam Dimmable LED PAR30 Narrow Flood Light Bulb 4100K | 4000 | 85 | 850 | 80.9524 | 25000 | 10.5 | 1 | 13.27 | 13.27 | 15.5928 | 2020Q3 | https://www.greenelectricalsupply.com/tcp-led12p30d41knfl-elite-dimmable-led-par30-light-bulbs-4100k.aspx | Green Electrical Supply | 2020 | Yes
LED Lighting | Reflector | Manufacturer: TCP | True | Daylighting/Photocell, | Reflector (Flood/Spot) | PAR30 | E26 (Medium) | Wet Location Rated,Recessed Fixtures Wet Location Rated,Recessed Fixtures Home > LED Light Bulbs > LED PAR Bulbs > LED PAR30 Long Neck > Flood (40 Degree) > 5000K Daylight > 10.5 Watt 850 Lumen 40 Degree Beam Dimmable LED PAR30 Flood Light Bulb 5000K Product Specifications - Quick Reference Input Voltage: Lumens: 120 Volt AC 850 Lumens Dimensions: Dimmable: 3.8" W x 4.6" MOL Yes LED Color: 5000 K Daylight Beam Angle: 40 Degree Beam Power Consumption: Luminous Efficacy: 10.5 Watts 81 lm/W CRI: Certifications: 80 CRI UL Damp Locations Built off a 20-year history of producing energy efficient lighting, Technical Consumer Products, Inc. (TCP) is excited to announce its most advanced and comprehensive lineup of LED lamps: the LED Elite Series. With TCPs dedication to manufacturing high quality, state-of-the-art lighting, combined with excellent high color rendering index (CRI), smooth dimming capabilities and new shatterproof smooth housing (which gives the appearance of traditional halogen bulbs), the LED Elite Series bulbs are a perfect choice to transform nearly every lighted environment into something extraordinary. TCPs design results in world class LED lamps with industry leading dimming performance and best-in-class efficiencies! TCPs precision-designed full face optic lens offers extremely accurate light pattern control, with no washouts, color shifting or hot spots. This results in better overall light levels delivered right where it is needed. This is the TCP, LED Elite Dimmable PAR30 lamp and it comes with a color temperature of 5000 Kelvin (K). UL approved, the TCP LED12P30D50KFL offers a very durable, solid state lighting technology that significantly reduces lighting service and maintenance costs. These Dimmable LED PAR30 bulbs consume up to 85% LESS energy than a standard 75PAR30 75-watt incandescent. These LED PAR30 bulbs do not contain Mercury or any other harmful substance, generate no IR or UV rays and carry a 5 Year Limited Warranty. TCPs LED PAR30 lamps have the highest light output, best dimmability (100% down to 5%) and are the most efficient LED PAR30 lamps available today. Previously a 12 watt bulb, now consuming just 10.5 watts of 120 volt energy, this PAR30 lamp generates 850 lumens- that's 81 Lumens per watt. This LED PAR30 40 degree beam angle flood lamp is rated for 25,000 hours with a minimum starting temperature of -30 degrees Celsius and measures 4.6" MOL and 3.8" in diameter. Click here to see the TCP LED Elite PAR Series Specification Sheet. Typical Applications Typical applications for the TCP LED12P30D50KFL, Elite Dimmable LED flood light bulbs include dimmable recessed downlights, track lights, display lights, and outdoor fixtures that protect the lamps from the elements. TCP 10.5 Watt 850 Lumen 40 Degree Beam Dimmable LED PAR30 Flood Light Bulb 5000K | 5000 | 83 | 850 | 80.9524 | 25000 | 10.5 | 1 | 13.27 | 13.27 | 15.5928 | 2020Q3 | https://www.greenelectricalsupply.com/tcp-led12p30d50kfl-elite-dimmable-led-par30-light-bulbs-5000k.aspx | Green Electrical Supply | 2020 | Yes
LED Lighting | Downlight | Manufacturer: TCP | True |  |  | LED Retrofit Kit |  | Downlight Solid State Retrofit 6" Recessed Downlight Solid State Retrofit 6" Recessed Home > LED Indoor Light Fixtures > LED Downlights and Trims > 6 Inch Retrofits > Round > 2700K Soft White > 5 Inch to 6 Inch 14 Watt 800 Lumen LED Recessed Downlight Retrofit 2700K - E26 Adapter Included Product Specifications - Quick Reference Lamp Wattage: Working Voltage: 14 Watts 120 Volt Dimensions: Rated Life: 7.5" W x 3.8" (MOL) 35,000 Hours (L70) Incandescent Equivalent: 85 Watts (800 Lumens) Dimmable: YES - 100% - 0.5% Light Color: CRI: 2700K 82 CRI Certifications: Warranty: ENERGY STAR, UL 5 Year Limited High Performance LED ( Light Emitting Diode ), dual rated for 5" or 6" Recessed Cans. These retrofits are a perfect choice for use in your existing 5 inch or 6 inch recessed can applications. LED lights produce very little heat, reach full brightness instantly and last 35,000 hours. Exceeding all industry standards and smooth, uniform dimming from 100% down to 0.5%, the TCP LED recessed retrofits are a superb, energy saving option for your existing 65BR30 or 85BR30 bulbs. Click here to see the complete TCP 6" Recessed Retrofit Fixture Specification Sheet. This TCP LED14DR5627K 2700 Kelvin (K) warm white LED light operates on your existing 120V circuit and consumes just 14 watts. These LED retrofit lights generate 800 delivered lumens (or 57 Lumens Per Watt) and has a Color Rendering Index (CRI) of 82. The TCP LED14DR5627K 5"-6" LED retrofit bulb is fully dimmable and suitable for damp locations and they carry a 5 year limited warranty. Instant on at full brightness these 5" or 6" recessed can retrofit LED fixtures are rated for 35,000 hours (based on L70 standards). The stated 35,000 Hour life is based on functional light quality. After 30% lumen depreciation the functionality of the lamp is deemed to be at end-of life, even though the lamp is still at 70% of initial lumens (the L70 standard). The dimensions of the LED fixture are 7.5" wide by 3.8 inches MOL. The LED driver is self contained and the finish on the integral baffle and trim is White. These 120 volt LED light bulbs fit most 5"-6" recessed can fixtures with an E26 medium base. There is an adapter with every retrofit can where one end has a standard E26 medium base socket and the other end has a disconnect connector. With the electricity turned off at your circuit breaker, simply screw the E26 socket into your existing recessed can. Then connect the TCP LED retrofit at the disconnect point. Install the LED fixture like you would install your current trim. You have now converted your recessed can to LED. Dimming saves energy while setting the right light level to improve mood and ambiance. Screw-in compact fluorescent lamps (CFLs) and screw-in light emitting diode bulbs (LEDs) are a great energy-saving alternative to incandescent or halogen light sources; however, dimming them may be difficult. Lutrons new CL Dimmers for dimmable CFL and LED bulbs have HED Technology which helps alleviate your CFL and LED dimming challenges. Compared to standard dimmers, Lutrons new CL Dimmers keep the lights on as they are dimmed, make sure the lights turn on at all light levels, eliminate or reduce excessive flicker and keep the lights on even with line voltage fluctuations. Lutron CL dimmers are available in Maestro®, Diva®, Skylark Contour, Luméa®, Ariadni®/Toggler® and Credenza® product families. Click here to see all Lutron CL Dimmer Light Switches and Wall Plates. TCP 5 Inch to 6 Inch 14 Watt 800 Lumen LED Recessed Downlight Retrofit 2700K - E26 Adapter Included | 2700 | 82 | 1250 | 104.1667 | 35000 | 12 | 1 | 13.32 | 13.32 | 15.6515 | 2020Q3 | https://www.greenelectricalsupply.com/tcp-led14dr5627k-white-5-or-6-inch-led-recessed-retrofit-downlight-2700k.aspx | Green Electrical Supply | 2020 | Yes
LED Lighting | Reflector | Manufacturer: TCP | True |  | Reflector (Flood/Spot) | PAR38 | E26 (Medium) | Wet Location Rated,Recessed Fixtures Wet Location Rated,Recessed Fixtures Home > Energy Star Qualified Products > 13.5 Watt 1050 Lumen 40 Degree Beam Long Neck LED PAR38 Flood Light Bulb 2700K Product Specifications - Quick Reference Input Voltage: Lumens: 120 Volt AC 1050 Lumens Dimensions: Dimmable: 4.8" W x 5.3" MOL Yes LED Color: 2700 K Warm White Beam Angle: 40 Degree Beam Power Consumption: Luminous Efficacy: 13.5 Watts 77.8 lm/W CRI: Certifications: 80 CRI UL Damp Locations Built off a 20-year history of producing energy efficient lighting, Technical Consumer Products, Inc. (TCP) is excited to announce its most advanced and comprehensive lineup of LED lamps: the LED Elite Series. With TCPs dedication to manufacturing high quality, state-of-the-art lighting, combined with excellent high color rendering index (CRI), smooth dimming capabilities and new shatterproof smooth housing (which gives the appearance of traditional halogen bulbs), the LED Elite Series bulbs are a perfect choice to transform nearly every lighted environment into something extraordinary. TCPs design results in world class LED lamps with industry leading dimming performance and best-in-class efficiencies! TCPs precision-designed full face optic lens offers extremely accurate light pattern control, with no washouts, color shifting or hot spots. This results in better overall light levels delivered right where it is needed. This is the TCP, LED Elite Dimmable PAR38 lamp and it comes with a color temperature of 2700 Kelvin (K). UL approved, the TCP LED14P38D27KFL offers a very durable, solid state lighting technology that significantly reduces lighting service and maintenance costs. These Dimmable LED PAR38 bulbs consume up to 85% LESS energy than a standard 90PAR38 90-watt incandescent. These LED PAR38 bulbs do not contain Mercury or any other harmful substance, generate no IR or UV rays and carry a 5 Year Limited Warranty. TCPs LED PAR38 lamps have the highest light output, best dimmability (100% down to 5%) and are the most efficient LED PAR38 lamps available today. Previously a 14 watt bulb, now consuming just 13.5 watts of 120 volt energy, this PAR38 lamp generates 1050 lumens- that's 77.8 Lumens per watt. This LED PAR38 40 degree beam angle flood lamp is rated for 25,000 hours with a minimum starting temperature of -30 degrees Celsius and measures 5.3" MOL and 4.8" in diameter. Click here to see the TCP LED Elite PAR Series Specification Sheet. Typical Applications Typical applications for the TCP LED14P38D27KFL, Elite Dimmable LED flood light bulbs include dimmable recessed downlights, track lights, display lights, and outdoor fixtures that protect the lamps from the elements. TCP 13.5 Watt 1050 Lumen 40 Degree Beam Long Neck LED PAR38 Flood Light Bulb 2700K | 2700 | 83 | 1050 | 77.7778 | 25000 | 13.5 | 1 | 13.95 | 13.95 | 16.3918 | 2020Q3 | https://www.greenelectricalsupply.com/tcp-led14p38d27kfl-elite-dimmable-led-par38-light-bulbs-2700k.aspx | Green Electrical Supply | 2020 | Yes
LED Lighting | Reflector | Manufacturer: TCP | True |  | Reflector (Flood/Spot) | PAR38 | E26 (Medium) | Wet Location Rated,Recessed Fixtures Wet Location Rated,Recessed Fixtures Home > Energy Star Qualified Products > 13.5 Watt 1050 Lumen 40 Degree Beam Long Neck LED PAR38 Flood Light Bulb 3000K Product Specifications - Quick Reference Input Voltage: Lumens: 120 Volt AC 1050 Lumens Dimensions: Dimmable: 4.8" W x 5.3" MOL Yes LED Color: 3000 K Warm White Beam Angle: 40 Degree Beam Power Consumption: Luminous Efficacy: 13.5 Watts 77.8 lm/W CRI: Certifications: 80 CRI UL Damp Locations Built off a 20-year history of producing energy efficient lighting, Technical Consumer Products, Inc. (TCP) is excited to announce its most advanced and comprehensive lineup of LED lamps: the LED Elite Series. With TCPs dedication to manufacturing high quality, state-of-the-art lighting, combined with excellent high color rendering index (CRI), smooth dimming capabilities and new shatterproof smooth housing (which gives the appearance of traditional halogen bulbs), the LED Elite Series bulbs are a perfect choice to transform nearly every lighted environment into something extraordinary. TCPs design results in world class LED lamps with industry leading dimming performance and best-in-class efficiencies! TCPs precision-designed full face optic lens offers extremely accurate light pattern control, with no washouts, color shifting or hot spots. This results in better overall light levels delivered right where it is needed. This is the TCP, LED Elite Dimmable PAR38 lamp and it comes with a color temperature of 3000 Kelvin (K). UL approved, the TCP LED14P38D30KFL offers a very durable, solid state lighting technology that significantly reduces lighting service and maintenance costs. These Dimmable LED PAR38 bulbs consume up to 85% LESS energy than a standard 90PAR38 90-watt incandescent. These LED PAR38 bulbs do not contain Mercury or any other harmful substance, generate no IR or UV rays and carry a 5 Year Limited Warranty. TCPs LED PAR38 lamps have the highest light output, best dimmability (100% down to 5%) and are the most efficient LED PAR38 lamps available today. PReviously a 14 watt bulb, now consuming just 13.5 watts of 120 volt energy, this PAR38 lamp generates 1050 lumens- that's 77.8 Lumens per watt. This LED PAR38 40 degree beam angle flood lamp is rated for 25,000 hours with a minimum starting temperature of -30 degrees Celsius and measures 5.3" MOL and 4.8" in diameter. Click here to see the TCP LED Elite PAR Series Specification Sheet. Typical Applications Typical applications for the TCP LED14P38D30KFL, Elite Dimmable LED flood light bulbs include dimmable recessed downlights, track lights, display lights, and outdoor fixtures that protect the lamps from the elements. TCP 13.5 Watt 1050 Lumen 40 Degree Beam Long Neck LED PAR38 Flood Light Bulb 3000K | 3000 | 82 | 1050 | 77.7778 | 25000 | 13.5 | 1 | 13.95 | 13.95 | 16.3918 | 2020Q3 | https://www.greenelectricalsupply.com/tcp-led14p38d30kfl-elite-dimmable-led-par38-light-bulbs-3000k.aspx | Green Electrical Supply | 2020 | Yes
LED Lighting | Reflector | Manufacturer: TCP | True |  | Reflector (Flood/Spot) | PAR38 | E26 (Medium) | Wet Location Rated,Recessed Fixtures Wet Location Rated,Recessed Fixtures Home > Energy Star Qualified Products > 13.5 Watt 1050 Lumen 40 Degree Beam Long Neck LED PAR38 Flood Light Bulb 4100K Product Specifications - Quick Reference Input Voltage: Lumens: 120 Volt AC 1050 Lumens Dimensions: Dimmable: 4.8" W x 5.3" MOL Yes LED Color: 4100 K Cool White Beam Angle: 40 Degree Beam Power Consumption: Luminous Efficacy: 13.5 Watts 77.8 lm/W CRI: Certifications: 80 CRI UL Damp Locations Built off a 20-year history of producing energy efficient lighting, Technical Consumer Products, Inc. (TCP) is excited to announce its most advanced and comprehensive lineup of LED lamps: the LED Elite Series. With TCPs dedication to manufacturing high quality, state-of-the-art lighting, combined with excellent high color rendering index (CRI), smooth dimming capabilities and new shatterproof smooth housing (which gives the appearance of traditional halogen bulbs), the LED Elite Series bulbs are a perfect choice to transform nearly every lighted environment into something extraordinary. TCPs design results in world class LED lamps with industry leading dimming performance and best-in-class efficiencies! TCPs precision-designed full face optic lens offers extremely accurate light pattern control, with no washouts, color shifting or hot spots. This results in better overall light levels delivered right where it is needed. This is the TCP, LED Elite Dimmable PAR38 lamp and it comes with a color temperature of 4100 Kelvin (K). UL approved, the TCP LED14P38D41KFL offers a very durable, solid state lighting technology that significantly reduces lighting service and maintenance costs. These Dimmable LED PAR38 bulbs consume up to 85% LESS energy than a standard 90PAR38 90-watt incandescent. These LED PAR38 bulbs do not contain Mercury or any other harmful substance, generate no IR or UV rays and carry a 5 Year Limited Warranty. TCPs LED PAR38 lamps have the highest light output, best dimmability (100% down to 5%) and are the most efficient LED PAR38 lamps available today. Previously a 14 watt bulb, now consuming just 13.5 watts of 120 volt energy, this PAR38 lamp generates 1050 lumens- that's 77.8 Lumens per watt. This LED PAR38 40 degree beam angle flood lamp is rated for 25,000 hours with a minimum starting temperature of -30 degrees Celsius and measures 5.3" MOL and 4.8" in diameter. Click here to see the TCP LED Elite PAR Series Specification Sheet. Typical Applications Typical applications for the TCP LED14P38D41KFL, Elite Dimmable LED flood light bulbs include dimmable recessed downlights, track lights, display lights, and outdoor fixtures that protect the lamps from the elements. TCP 13.5 Watt 1050 Lumen 40 Degree Beam Long Neck LED PAR38 Flood Light Bulb 4100K | 4000 | 84 | 1050 | 77.7778 | 25000 | 13.5 | 1 | 13.95 | 13.95 | 16.3918 | 2020Q3 | https://www.greenelectricalsupply.com/tcp-led14p38d41kfl-elite-dimmable-led-par38-light-bulbs-4100k.aspx | Green Electrical Supply | 2020 | Yes
LED Lighting | Reflector | Manufacturer: TCP | True |  | Reflector (Flood/Spot) | PAR38 | E26 (Medium) | Wet Location Rated,Recessed Fixtures Wet Location Rated,Recessed Fixtures Home > Closeout Fixtures and Light Bulbs > 14W Elite LED PAR38 NFL 4100K Product Specifications - Quick Reference Input Voltage: Lumens: 120 Volt AC 1150 Lumens Dimensions: Dimmable: 4.8" W x 5.3" MOL Yes LED Color: 4100 K Warm White Beam Angle: 25 Degree Beam Power Consumption: Luminous Efficacy: 14 Watts 82.1 lm/W CRI: Certifications: 82 CRI UL Damp Locations Built off a 20-year history of producing energy efficient lighting, Technical Consumer Products, Inc. (TCP) is excited to announce its most advanced and comprehensive lineup of LED lamps: the LED Elite Series. With TCPs dedication to manufacturing high quality, state-of-the-art lighting, combined with excellent high color rendering index (CRI), smooth dimming capabilities and new shatterproof smooth housing (which gives the appearance of traditional halogen bulbs), the LED Elite Series bulbs are a perfect choice to transform nearly every lighted environment into something extraordinary. TCPs design results in world class LED lamps with industry leading dimming performance and best-in-class efficiencies! TCPs precision-designed full face optic lens offers extremely accurate light pattern control, with no washouts, color shifting or hot spots. This results in better overall light levels delivered right where it is needed. This is the TCP, LED Elite Dimmable PAR38 lamp and it comes with a color temperature of 4100 Kelvin (K). UL approved, the TCP LED14P38D41KNFL offers a very durable, solid state lighting technology that significantly reduces lighting service and maintenance costs. These Dimmable LED PAR38 bulbs consume up to 85% LESS energy than a standard 90PAR38 90-watt incandescent. These LED PAR38 bulbs do not contain Mercury or any other harmful substance, generate no IR or UV rays and carry a 5 Year Limited Warranty. TCPs LED PAR38 lamps have the highest light output, best dimmability (100% down to 5%) and are the most efficient LED PAR38 lamps available today. Consuming just 14 watts of 120 volt energy, this PAR38 lamp generates 1150 lumens thats 82.1 Lumens per watt. This LED PAR38 25 degree beam angle narrow flood lamp is rated for 25,000 hours with a minimum starting temperature of -30 degrees Celsius and measures 5.3" MOL and 4.8" in diameter. Click here to see the TCP LED Elite PAR Series Specification Sheet. Typical Applications Typical applications for the TCP LED14P38D41KNFL, Elite Dimmable LED flood light bulbs include dimmable recessed downlights, track lights, display lights, and outdoor fixtures that protect the lamps from the elements. TCP 14W Elite LED PAR38 NFL 4100K | 4000 | 84 | 1050 | 77.7778 | 25000 | 13.5 | 1 | 13.95 | 13.95 | 16.3918 | 2020Q3 | https://www.greenelectricalsupply.com/tcp-led14p38d41knfl-elite-dimmable-led-par38-light-bulbs-4100k.aspx | Green Electrical Supply | 2020 | Yes
LED Lighting | Reflector | Manufacturer: TCP | True | Daylighting/Photocell, | Reflector (Flood/Spot) | PAR38 | E26 (Medium) | Wet Location Rated,Recessed Fixtures Wet Location Rated,Recessed Fixtures Home > LED Light Bulbs > LED PAR Bulbs > LED PAR38 > Flood (40 Degree) > 5000K Daylight > 13.5 Watt 1050 Lumen 40 Degree Beam Long Neck LED PAR38 Flood Light Bulb 5000K Product Specifications - Quick Reference Input Voltage: Lumens: 120 Volt AC 1050 Lumens Dimensions: Dimmable: 4.8" W x 5.3" MOL Yes LED Color: 5000 K Daylight Beam Angle: 40 Degree Beam Power Consumption: Luminous Efficacy: 13.5 Watts 77.8 lm/W CRI: Certifications: 80 CRI UL Damp Locations Built off a 20-year history of producing energy efficient lighting, Technical Consumer Products, Inc. (TCP) is excited to announce its most advanced and comprehensive lineup of LED lamps: the LED Elite Series. With TCPs dedication to manufacturing high quality, state-of-the-art lighting, combined with excellent high color rendering index (CRI), smooth dimming capabilities and new shatterproof smooth housing (which gives the appearance of traditional halogen bulbs), the LED Elite Series bulbs are a perfect choice to transform nearly every lighted environment into something extraordinary. TCPs design results in world class LED lamps with industry leading dimming performance and best-in-class efficiencies! TCPs precision-designed full face optic lens offers extremely accurate light pattern control, with no washouts, color shifting or hot spots. This results in better overall light levels delivered right where it is needed. This is the TCP, LED Elite Dimmable PAR38 lamp and it comes with a color temperature of 5000 Kelvin (K). UL approved, the TCP LED14P38D50KFL offers a very durable, solid state lighting technology that significantly reduces lighting service and maintenance costs. These Dimmable LED PAR38 bulbs consume up to 85% LESS energy than a standard 90PAR38 90-watt incandescent. These LED PAR38 bulbs do not contain Mercury or any other harmful substance, generate no IR or UV rays and carry a 5 Year Limited Warranty. TCPs LED PAR38 lamps have the highest light output, best dimmability (100% down to 5%) and are the most efficient LED PAR38 lamps available today. Previously a 14 watt bulb, now consuming just 13.5 watts of 120 volt energy, this PAR38 lamp generates 1050 lumens- that's 77.8 Lumens per watt. This LED PAR38 40 degree beam angle flood lamp is rated for 25,000 hours with a minimum starting temperature of -30 degrees Celsius and measures 5.3" MOL and 4.8" in diameter. Click here to see the TCP LED Elite PAR Series Specification Sheet. Typical Applications Typical applications for the TCP LED14P38D50KFL, Elite Dimmable LED flood light bulbs include dimmable recessed downlights, track lights, display lights, and outdoor fixtures that protect the lamps from the elements. TCP 13.5 Watt 1050 Lumen 40 Degree Beam Long Neck LED PAR38 Flood Light Bulb 5000K | 5000 | 83 | 1050 | 77.7778 | 25000 | 13.5 | 1 | 13.95 | 13.95 | 16.3918 | 2020Q3 | https://www.greenelectricalsupply.com/tcp-led14p38d50kfl-elite-dimmable-led-par38-light-bulbs-5000k.aspx | Green Electrical Supply | 2020 | Yes
LED Lighting | Reflector | Manufacturer: TCP | False |  | Reflector (Flood/Spot) | BR40 | E26 (Medium) | Damp Location Rated,Recessed Fixtures Damp Location Rated,Recessed Fixtures Home > Energy Star Qualified Products > 17W Non-Dimming LED BR40 2700K Product Specifications - Quick Reference Input Voltage: Lumens: 120 Volt AC 1200 Lumens Dimensions: Dimmable: 5.0" W x 6.6" MOL No LED Color: 2700 K Warm White Life Time: 25,000 Hours Power Consumption: Luminous Efficacy: 17 Watts 70.6 lm/W CRI: Certifications: 82 CRI UL Damp Locations Built off a 20-year history of producing energy efficient lighting, Technical Consumer Products, Inc. (TCP) is excited to announce its most advanced and comprehensive lineup of LED lamps: the LED Elite Series. With TCPs dedication to manufacturing high quality, state-of-the-art lighting, combined with excellent high color rendering index (CRI), smooth dimming capabilities and new shatterproof smooth housing (which gives the appearance of traditional halogen bulbs), the LED Elite Series bulbs are a perfect choice to transform nearly every lighted environment into something extraordinary. TCPs design results in world class LED lamps with industry leading dimming performance and best-in-class efficiencies! TCPs precision-designed full face optic lens offers extremely accurate light pattern control, with no washouts, color shifting or hot spots. This results in better overall light levels delivered right where it is needed. This is the TCP, LED Elite NON-Dimmable BR40 lamp and it comes with a color temperature of 2700 Kelvin (K). UL approved, the TCP LED17BR4027K offers a very durable, solid state lighting technology that significantly reduces lighting service and maintenance costs. These Energy Star Rated Non Dimmable LED BR40 bulbs consume up to 80% LESS energy than a standard 120BR40 120-watt incandescent. These LED BR40 bulbs do not contain Mercury or any other harmful substance, generate no IR or UV rays and carry a 5 Year Limited Warranty. TCPs LED BR40 lamps have the highest light output and are the most efficient LED BR40 lamps available today. Consuming just 17 watts of 120 volt energy, this BR40 lamp generates 1200 lumens thats 70.6 Lumens per watt. This LED BR40 lamp is rated for 25,000 hours with a minimum starting temperature of -30 degrees Celsius and measures 6.6" MOL and 5.0" in diameter. Click here to see the TCP LED Elite BR Series Specification Sheet. Typical Applications Typical applications for the TCP LED17BR4027K, Elite Non-Dimmable BR40 LED light bulbs include recessed downlights, track lights, display lights, and outdoor fixtures that protect the lamps from the elements. TCP 17W Non-Dimming LED BR40 2700K | 2700 | 83 | 1200 | 70.5882 | 25000 | 17 | 1 | 10.69 | 10.69 | 12.5612 | 2020Q3 | https://www.greenelectricalsupply.com/tcp-led17br4027k-elite-non-dimmable-led-br40-light-bulbs-2700k.aspx | Green Electrical Supply | 2020 | Yes
LED Lighting | Reflector | Manufacturer: TCP | False |  | Reflector (Flood/Spot) | BR40 | E26 (Medium) | Damp Location Rated,Recessed Fixtures Damp Location Rated,Recessed Fixtures Home > Energy Star Qualified Products > 17W Non-Dimming LED BR40 4100K Product Specifications - Quick Reference Input Voltage: Lumens: 120 Volt AC 1300 Lumens Dimensions: Dimmable: 5.0" W x 6.6" MOL No LED Color: 4100 K Cool White Life Time: 25,000 Hours Power Consumption: Luminous Efficacy: 17 Watts 76.5 lm/W CRI: Certifications: 82 CRI UL Damp Locations Built off a 20-year history of producing energy efficient lighting, Technical Consumer Products, Inc. (TCP) is excited to announce its most advanced and comprehensive lineup of LED lamps: the LED Elite Series. With TCPs dedication to manufacturing high quality, state-of-the-art lighting, combined with excellent high color rendering index (CRI), smooth dimming capabilities and new shatterproof smooth housing (which gives the appearance of traditional halogen bulbs), the LED Elite Series bulbs are a perfect choice to transform nearly every lighted environment into something extraordinary. TCPs design results in world class LED lamps with industry leading dimming performance and best-in-class efficiencies! TCPs precision-designed full face optic lens offers extremely accurate light pattern control, with no washouts, color shifting or hot spots. This results in better overall light levels delivered right where it is needed. This is the TCP, LED Elite NON-Dimmable BR40 lamp and it comes with a color temperature of 4100 Kelvin (K). UL approved, the TCP LED17BR4041K offers a very durable, solid state lighting technology that significantly reduces lighting service and maintenance costs. These Non Dimmable LED BR40 bulbs consume up to 80% LESS energy than a standard 120BR40 120-watt incandescent. These LED BR40 bulbs do not contain Mercury or any other harmful substance, generate no IR or UV rays and carry a 5 Year Limited Warranty. TCPs LED BR40 lamps have the highest light output and are the most efficient LED BR40 lamps available today. Consuming just 17 watts of 120 volt energy, this BR40 lamp generates 1300 lumens thats 76.5 Lumens per watt. This LED BR40 lamp is rated for 25,000 hours with a minimum starting temperature of -30 degrees Celsius and measures 6.6" MOL and 5.0" in diameter. Click here to see the TCP LED Elite BR Series Specification Sheet. Typical Applications Typical applications for the TCP LED17BR4041K, Elite Non-Dimmable BR40 LED light bulbs include recessed downlights, track lights, display lights, and outdoor fixtures that protect the lamps from the elements. TCP 17W Non-Dimming LED BR40 4100K | 4000 | 82 | 1300 | 76.4706 | 25000 | 17 | 1 | 10.69 | 10.69 | 12.5612 | 2020Q3 | https://www.greenelectricalsupply.com/tcp-led17br4041k-elite-non-dimmable-led-br40-light-bulbs-4100k.aspx | Green Electrical Supply | 2020 | Yes
LED Lighting | Reflector | Manufacturer: TCP | True |  | Reflector (Flood/Spot) | BR40 | E26 (Medium) | Damp Location Rated,Recessed Fixtures Damp Location Rated,Recessed Fixtures Home > Energy Star Qualified Products > 17W Elite Dimmable LED BR40 27K Product Specifications - Quick Reference Input Voltage: Lumens: 120 Volt AC 1200 Lumens Dimensions: Dimmable: 5.0" W x 6.6" MOL Yes LED Color: 2700 K Warm White Life Time: 25,000 Hours Power Consumption: Luminous Efficacy: 17 Watts 70.6 lm/W CRI: Certifications: 82 CRI UL Damp Locations Built off a 20-year history of producing energy efficient lighting, Technical Consumer Products, Inc. (TCP) is excited to announce its most advanced and comprehensive lineup of LED lamps: the LED Elite Series. With TCPs dedication to manufacturing high quality, state-of-the-art lighting, combined with excellent high color rendering index (CRI), smooth dimming capabilities and new shatterproof smooth housing (which gives the appearance of traditional halogen bulbs), the LED Elite Series bulbs are a perfect choice to transform nearly every lighted environment into something extraordinary. TCPs design results in world class LED lamps with industry leading dimming performance and best-in-class efficiencies! TCPs precision-designed full face optic lens offers extremely accurate light pattern control, with no washouts, color shifting or hot spots. This results in better overall light levels delivered right where it is needed. This is the TCP, LED Elite Dimmable BR40 lamp and it comes with a color temperature of 2700 Kelvin (K). UL approved, the TCP LED17BR40D27K offers a very durable, solid state lighting technology that significantly reduces lighting service and maintenance costs. These Dimmable LED BR40 bulbs consume up to 80% LESS energy than a standard 120BR40 120-watt incandescent. These LED BR40 bulbs do not contain Mercury or any other harmful substance, generate no IR or UV rays and carry a 5 Year Limited Warranty. TCPs LED BR40 lamps have the highest light output, best dimmability (100% down to 5%) and are the most efficient LED BR40 lamps available today. Consuming just 17 watts of 120 volt energy, this BR40 lamp generates 1200 lumens thats 70.6 Lumens per watt. This LED BR40 lamp is rated for 25,000 hours with a minimum starting temperature of -30 degrees Celsius and measures 6.6" MOL and 5.0" in diameter. Click here to see the TCP LED Elite BR Series Specification Sheet. Typical Applications Typical applications for the TCP LED17BR40D27K, Elite Dimmable BR40 LED light bulbs include dimmable recessed downlights, track lights, display lights, and outdoor fixtures that protect the lamps from the elements. TCP 17W Elite Dimmable LED BR40 27K | 2700 | 83 | 1400 | 82.3529 | 25000 | 17 | 1 | 5.67 | 5.67 | 6.6625 | 2020Q3 | https://www.greenelectricalsupply.com/tcp-led17br40d27k-elite-dimmable-led-br40-light-bulbs-2700k.aspx | Green Electrical Supply | 2020 | Yes
LED Lighting | Reflector | Manufacturer: TCP | True |  | Reflector (Flood/Spot) | BR40 | E26 (Medium) | Damp Location Rated,Recessed Fixtures Damp Location Rated,Recessed Fixtures Home > Energy Star Qualified Products > 17W Elite Dimmable LED BR40 30K Product Specifications - Quick Reference Input Voltage: Lumens: 120 Volt AC 1250 Lumens Dimensions: Dimmable: 5.0" W x 6.6" MOL Yes LED Color: 3000 K Warm White Life Time: 25,000 Hours Power Consumption: Luminous Efficacy: 17 Watts 73.5 lm/W CRI: Certifications: 82 CRI UL Damp Locations Built off a 20-year history of producing energy efficient lighting, Technical Consumer Products, Inc. (TCP) is excited to announce its most advanced and comprehensive lineup of LED lamps: the LED Elite Series. With TCPs dedication to manufacturing high quality, state-of-the-art lighting, combined with excellent high color rendering index (CRI), smooth dimming capabilities and new shatterproof smooth housing (which gives the appearance of traditional halogen bulbs), the LED Elite Series bulbs are a perfect choice to transform nearly every lighted environment into something extraordinary. TCPs design results in world class LED lamps with industry leading dimming performance and best-in-class efficiencies! TCPs precision-designed full face optic lens offers extremely accurate light pattern control, with no washouts, color shifting or hot spots. This results in better overall light levels delivered right where it is needed. This is the TCP, LED Elite Dimmable BR40 lamp and it comes with a color temperature of 3000 Kelvin (K). UL approved, the TCP LED17BR40D30K offers a very durable, solid state lighting technology that significantly reduces lighting service and maintenance costs. These Dimmable LED BR40 bulbs consume up to 80% LESS energy than a standard 120BR40 120-watt incandescent. These LED BR40 bulbs do not contain Mercury or any other harmful substance, generate no IR or UV rays and carry a 5 Year Limited Warranty. TCPs LED BR40 lamps have the highest light output, best dimmability (100% down to 5%) and are the most efficient LED BR40 lamps available today. Consuming just 17 watts of 120 volt energy, this BR40 lamp generates 1250 lumens thats 73.5 Lumens per watt. This LED BR40 lamp is rated for 25,000 hours with a minimum starting temperature of -30 degrees Celsius and measures 6.6" MOL and 5.0" in diameter. Click here to see the TCP LED Elite BR Series Specification Sheet. Typical Applications Typical applications for the TCP LED17BR40D30K, Elite Dimmable BR40 LED light bulbs include dimmable recessed downlights, track lights, display lights, and outdoor fixtures that protect the lamps from the elements. TCP 17W Elite Dimmable LED BR40 30K | 3000 | 84 | 1400 | 82.3529 | 25000 | 17 | 1 | 5.67 | 5.67 | 6.6625 | 2020Q3 | https://www.greenelectricalsupply.com/tcp-led17br40d30k-elite-dimmable-led-br40-light-bulbs-3000k.aspx | Green Electrical Supply | 2020 | Yes
LED Lighting | Reflector | Manufacturer: TCP | True |  | Reflector (Flood/Spot) | BR40 | E26 (Medium) | Damp Location Rated,Recessed Fixtures Damp Location Rated,Recessed Fixtures Home > Energy Star Qualified Products > 17W Elite Dimmable LED BR40 41K Product Specifications - Quick Reference Input Voltage: Lumens: 120 Volt AC 1300 Lumens Dimensions: Dimmable: 5.0" W x 6.6" MOL Yes LED Color: 4100 K Cool White Life Time: 25,000 Hours Power Consumption: Luminous Efficacy: 17 Watts 76.5 lm/W CRI: Certifications: 82 CRI UL Damp Locations Built off a 20-year history of producing energy efficient lighting, Technical Consumer Products, Inc. (TCP) is excited to announce its most advanced and comprehensive lineup of LED lamps: the LED Elite Series. With TCPs dedication to manufacturing high quality, state-of-the-art lighting, combined with excellent high color rendering index (CRI), smooth dimming capabilities and new shatterproof smooth housing (which gives the appearance of traditional halogen bulbs), the LED Elite Series bulbs are a perfect choice to transform nearly every lighted environment into something extraordinary. TCPs design results in world class LED lamps with industry leading dimming performance and best-in-class efficiencies! TCPs precision-designed full face optic lens offers extremely accurate light pattern control, with no washouts, color shifting or hot spots. This results in better overall light levels delivered right where it is needed. This is the TCP, LED Elite Dimmable BR40 lamp and it comes with a color temperature of 4100 Kelvin (K). UL approved, the TCP LED17BR40D41K offers a very durable, solid state lighting technology that significantly reduces lighting service and maintenance costs. These Dimmable LED BR40 bulbs consume up to 80% LESS energy than a standard 120BR40 120-watt incandescent. These LED BR40 bulbs do not contain Mercury or any other harmful substance, generate no IR or UV rays and carry a 5 Year Limited Warranty. TCPs LED BR40 lamps have the highest light output, best dimmability (100% down to 5%) and are the most efficient LED BR40 lamps available today. Consuming just 17 watts of 120 volt energy, this BR40 lamp generates 1300 lumens thats 76.5 Lumens per watt. This LED BR40 lamp is rated for 25,000 hours with a minimum starting temperature of -30 degrees Celsius and measures 6.6" MOL and 5.0" in diameter. Click here to see the TCP LED Elite BR Series Specification Sheet. Typical Applications Typical applications for the TCP LED17BR40D41K, Elite Dimmable BR40 LED light bulbs include dimmable recessed downlights, track lights, display lights, and outdoor fixtures that protect the lamps from the elements. TCP 17W Elite Dimmable LED BR40 41K | 4000 | 85 | 1400 | 82.3529 | 25000 | 17 | 1 | 5.67 | 5.67 | 6.6625 | 2020Q3 | https://www.greenelectricalsupply.com/tcp-led17br40d41k-elite-dimmable-led-br40-light-bulbs-4100k.aspx | Green Electrical Supply | 2020 | Yes
LED Lighting | Reflector | Manufacturer: TCP | True | Daylighting/Photocell, | Reflector (Flood/Spot) | BR40 | E26 (Medium) | Damp Location Rated,Recessed Fixtures Damp Location Rated,Recessed Fixtures Home > LED Light Bulbs > LED Reflector Bulbs > LED BR40 > 5000K Daylight > 17W Elite Dimmable LED BR40 50K Product Specifications - Quick Reference Input Voltage: Lumens: 120 Volt AC 1300 Lumens Dimensions: Dimmable: 5.0" W x 6.6" MOL Yes LED Color: 5000 K Daylight Life Time: 25,000 Hours Power Consumption: Luminous Efficacy: 17 Watts 76.5 lm/W CRI: Certifications: 82 CRI UL Damp Locations Built off a 20-year history of producing energy efficient lighting, Technical Consumer Products, Inc. (TCP) is excited to announce its most advanced and comprehensive lineup of LED lamps: the LED Elite Series. With TCPs dedication to manufacturing high quality, state-of-the-art lighting, combined with excellent high color rendering index (CRI), smooth dimming capabilities and new shatterproof smooth housing (which gives the appearance of traditional halogen bulbs), the LED Elite Series bulbs are a perfect choice to transform nearly every lighted environment into something extraordinary. TCPs design results in world class LED lamps with industry leading dimming performance and best-in-class efficiencies! TCPs precision-designed full face optic lens offers extremely accurate light pattern control, with no washouts, color shifting or hot spots. This results in better overall light levels delivered right where it is needed. This is the TCP, LED Elite Dimmable BR40 lamp and it comes with a color temperature of 5000 Kelvin (K). UL approved, the TCP LED17BR40D50K offers a very durable, solid state lighting technology that significantly reduces lighting service and maintenance costs. These Dimmable LED BR40 bulbs consume up to 80% LESS energy than a standard 120BR40 120-watt incandescent. These LED BR40 bulbs do not contain Mercury or any other harmful substance, generate no IR or UV rays and carry a 5 Year Limited Warranty. TCPs LED BR40 lamps have the highest light output, best dimmability (100% down to 5%) and are the most efficient LED BR40 lamps available today. Consuming just 17 watts of 120 volt energy, this BR40 lamp generates 1300 lumens thats 76.5 Lumens per watt. This LED BR40 lamp is rated for 25,000 hours with a minimum starting temperature of -30 degrees Celsius and measures 6.6" MOL and 5.0" in diameter. Click here to see the TCP LED Elite BR Series Specification Sheet. Typical Applications Typical applications for the TCP LED17BR40D50K, Elite Dimmable BR40 LED light bulbs include dimmable recessed downlights, track lights, display lights, and outdoor fixtures that protect the lamps from the elements. TCP 17W Elite Dimmable LED BR40 50K | 5000 | 86 | 1400 | 82.3529 | 25000 | 17 | 1 | 5.67 | 5.67 | 6.6625 | 2020Q3 | https://www.greenelectricalsupply.com/tcp-led17br40d50k-elite-dimmable-led-br40-light-bulbs-5000k.aspx | Green Electrical Supply | 2020 | Yes
LED Lighting | Reflector | Manufacturer: TCP | True |  | Reflector (Flood/Spot) | PAR38 | E26 (Medium) | Wet Location Rated,Recessed Fixtures Wet Location Rated,Recessed Fixtures Home > Energy Star Qualified Products > 15 Watt 1200 Lumen 40 Degree Beam Dimmable Elite LED PAR38 Flood Light Bulb 2700K Product Specifications - Quick Reference Input Voltage: Lumens: 120 Volt AC 1200 Lumens Dimensions: Dimmable: 4.8" W x 5.3" MOL Yes LED Color: 2700 K Warm White Beam Angle: 40 Degree Beam Power Consumption: Luminous Efficacy: 15 Watts 80 lm/W CRI: Certifications: 80 CRI UL Damp Locations Built off a 20-year history of producing energy efficient lighting, Technical Consumer Products, Inc. (TCP) is excited to announce its most advanced and comprehensive lineup of LED lamps: the LED Elite Series. With TCPs dedication to manufacturing high quality, state-of-the-art lighting, combined with excellent high color rendering index (CRI), smooth dimming capabilities and new shatterproof smooth housing (which gives the appearance of traditional halogen bulbs), the LED Elite Series bulbs are a perfect choice to transform nearly every lighted environment into something extraordinary. TCPs design results in world class LED lamps with industry leading dimming performance and best-in-class efficiencies! TCPs precision-designed full face optic lens offers extremely accurate light pattern control, with no washouts, color shifting or hot spots. This results in better overall light levels delivered right where it is needed. This is the TCP, LED Elite Dimmable PAR38 lamp and it comes with a color temperature of 2700 Kelvin (K). UL approved, the TCP LED17P38D27KFL offers a very durable, solid state lighting technology that significantly reduces lighting service and maintenance costs. These Dimmable LED PAR38 bulbs consume up to 85% LESS energy than a standard 120PAR38 120-watt incandescent. These LED PAR38 bulbs do not contain Mercury or any other harmful substance, generate no IR or UV rays and carry a 5 Year Limited Warranty. TCPs LED PAR38 lamps have the highest light output, best dimmability (100% down to 5%) and are the most efficient LED PAR38 lamps available today. Previously a 17 watt bulb, now consuming just 15 watts of 120 volt energy, this PAR38 lamp generates 1200 lumens- that's 80 Lumens per watt. This LED PAR38 40 degree beam angle flood lamp is rated for 25,000 hours with a minimum starting temperature of -30 degrees Celsius and measures 5.3" MOL and 4.8" in diameter. Click here to see the TCP LED Elite PAR Series Specification Sheet. Typical Applications Typical applications for the TCP LED17P38D27KFL, Elite Dimmable LED flood light bulbs include dimmable recessed downlights, track lights, display lights, and outdoor fixtures that protect the lamps from the elements. TCP 15 Watt 1200 Lumen 40 Degree Beam Dimmable Elite LED PAR38 Flood Light Bulb 2700K | 2700 | 84 | 1200 | 80 | 25000 | 15 | 1 | 14.4 | 14.4 | 16.9206 | 2020Q3 | https://www.greenelectricalsupply.com/tcp-led17p38d27kfl-elite-dimmable-led-par38-light-bulbs-2700k.aspx | Green Electrical Supply | 2020 | Yes
LED Lighting | Reflector | Manufacturer: TCP | True |  | Reflector (Flood/Spot) | PAR38 | E26 (Medium) | Wet Location Rated,Recessed Fixtures Wet Location Rated,Recessed Fixtures Home > Energy Star Qualified Products > 15 Watt 1200 Lumen 25 Degree Beam Dimmable Elite LED PAR38 Narrow Flood Light Bulb 2700K Product Specifications - Quick Reference Input Voltage: Lumens: 120 Volt AC 1200 Lumens Dimensions: Dimmable: 4.8" W x 5.3" MOL Yes LED Color: 2700 K Warm White Beam Angle: 25 Degree Beam Power Consumption: Luminous Efficacy: 15 Watts 80 lm/W CRI: Certifications: 80 CRI UL Damp Locations Built off a 20-year history of producing energy efficient lighting, Technical Consumer Products, Inc. (TCP) is excited to announce its most advanced and comprehensive lineup of LED lamps: the LED Elite Series. With TCPs dedication to manufacturing high quality, state-of-the-art lighting, combined with excellent high color rendering index (CRI), smooth dimming capabilities and new shatterproof smooth housing (which gives the appearance of traditional halogen bulbs), the LED Elite Series bulbs are a perfect choice to transform nearly every lighted environment into something extraordinary. TCPs design results in world class LED lamps with industry leading dimming performance and best-in-class efficiencies! TCPs precision-designed full face optic lens offers extremely accurate light pattern control, with no washouts, color shifting or hot spots. This results in better overall light levels delivered right where it is needed. This is the TCP, LED Elite Dimmable PAR38 lamp and it comes with a color temperature of 2700 Kelvin (K). UL approved, the TCP LED17P38D27KNFL offers a very durable, solid state lighting technology that significantly reduces lighting service and maintenance costs. These Energy Star rated Dimmable LED PAR38 bulbs consume up to 85% LESS energy than a standard 120PAR38 120-watt incandescent. These LED PAR38 bulbs do not contain Mercury or any other harmful substance, generate no IR or UV rays and carry a 5 Year Limited Warranty. TCPs LED PAR38 lamps have the highest light output, best dimmability (100% down to 5%) and are the most efficient LED PAR38 lamps available today. Previously a 17 watt bulb, now consuming just 15 watts of 120 volt energy, this PAR38 lamp generates 1200 lumens- that's 80 Lumens per watt. This LED PAR38 25 degree beam angle narrow flood lamp is rated for 25,000 hours with a minimum starting temperature of -30 degrees Celsius and measures 5.3" MOL and 4.8" in diameter. Click here to see the TCP LED Elite PAR Series Specification Sheet. Typical Applications Typical applications for the TCP LED17P38D27KNFL, Elite Dimmable PAR38 LED flood light bulbs include dimmable recessed downlights, track lights, display lights, and outdoor fixtures that protect the lamps from the elements. TCP 15 Watt 1200 Lumen 25 Degree Beam Dimmable Elite LED PAR38 Narrow Flood Light Bulb 2700K | 2700 | 84 | 1200 | 80 | 25000 | 15 | 1 | 14.4 | 14.4 | 16.9206 | 2020Q3 | https://www.greenelectricalsupply.com/tcp-led17p38d27knfl-elite-dimmable-led-par38-light-bulbs-2700k.aspx | Green Electrical Supply | 2020 | Yes
LED Lighting | Reflector | Manufacturer: TCP | True |  | Reflector (Flood/Spot) | PAR38 | E26 (Medium) | Wet Location Rated,Recessed Fixtures Wet Location Rated,Recessed Fixtures Home > Energy Star Qualified Products > 15 Watt 1200 Lumen 40 Degree Beam Dimmable Elite LED PAR38 Flood Light Bulb 3000K Product Specifications - Quick Reference Input Voltage: Lumens: 120 Volt AC 1200 Lumens Dimensions: Dimmable: 4.8" W x 5.3" MOL Yes LED Color: 3000 K Warm White Beam Angle: 40 Degree Beam Power Consumption: Luminous Efficacy: 15 Watts 80 lm/W CRI: Certifications: 80 CRI UL Damp Locations Built off a 20-year history of producing energy efficient lighting, Technical Consumer Products, Inc. (TCP) is excited to announce its most advanced and comprehensive lineup of LED lamps: the LED Elite Series. With TCPs dedication to manufacturing high quality, state-of-the-art lighting, combined with excellent high color rendering index (CRI), smooth dimming capabilities and new shatterproof smooth housing (which gives the appearance of traditional halogen bulbs), the LED Elite Series bulbs are a perfect choice to transform nearly every lighted environment into something extraordinary. TCPs design results in world class LED lamps with industry leading dimming performance and best-in-class efficiencies! TCPs precision-designed full face optic lens offers extremely accurate light pattern control, with no washouts, color shifting or hot spots. This results in better overall light levels delivered right where it is needed. This is the TCP, LED Elite Dimmable PAR38 lamp and it comes with a color temperature of 3000 Kelvin (K). UL approved, the TCP LED17P38D30KFL offers a very durable, solid state lighting technology that significantly reduces lighting service and maintenance costs. These Energy Star rated Dimmable LED PAR38 bulbs consume up to 85% LESS energy than a standard 120PAR38 120-watt incandescent. These LED PAR38 bulbs do not contain Mercury or any other harmful substance, generate no IR or UV rays and carry a 5 Year Limited Warranty. TCPs LED PAR38 lamps have the highest light output, best dimmability (100% down to 5%) and are the most efficient LED PAR38 lamps available today. Previously a 17 watt bulb, now consuming just 15 watts of 120 volt energy, this PAR38 lamp generates 1250 lumens- that's 80 Lumens per watt. This LED PAR38 40 degree beam angle flood lamp is rated for 25,000 hours with a minimum starting temperature of -30 degrees Celsius and measures 5.3" MOL and 4.8" in diameter. Click here to see the TCP LED Elite PAR Series Specification Sheet. Typical Applications Typical applications for the TCP LED17P38D30KFL, Elite Dimmable PAR38 LED flood light bulbs include dimmable recessed downlights, track lights, display lights, and outdoor fixtures that protect the lamps from the elements. TCP 15 Watt 1200 Lumen 40 Degree Beam Dimmable Elite LED PAR38 Flood Light Bulb 3000K | 3000 | 84 | 1200 | 80 | 25000 | 15 | 1 | 14.4 | 14.4 | 16.9206 | 2020Q3 | https://www.greenelectricalsupply.com/tcp-led17p38d30kfl-elite-dimmable-led-par38-light-bulbs-3000k.aspx | Green Electrical Supply | 2020 | Yes
LED Lighting | Reflector | Manufacturer: TCP | True |  | Reflector (Flood/Spot) | PAR38 | E26 (Medium) | Wet Location Rated,Recessed Fixtures Wet Location Rated,Recessed Fixtures Home > Energy Star Qualified Products > 15 Watt 1200 Lumen 25 Degree Beam Dimmable Elite LED PAR38 Narrow Flood Light Bulb 3000K Product Specifications - Quick Reference Input Voltage: Lumens: 120 Volt AC 1200 Lumens Dimensions: Dimmable: 4.8" W x 5.3" MOL Yes LED Color: 3000 K Warm White Beam Angle: 25 Degree Beam Power Consumption: Luminous Efficacy: 15 Watts 80 lm/W CRI: Certifications: 80 CRI UL Damp Locations Built off a 20-year history of producing energy efficient lighting, Technical Consumer Products, Inc. (TCP) is excited to announce its most advanced and comprehensive lineup of LED lamps: the LED Elite Series. With TCPs dedication to manufacturing high quality, state-of-the-art lighting, combined with excellent high color rendering index (CRI), smooth dimming capabilities and new shatterproof smooth housing (which gives the appearance of traditional halogen bulbs), the LED Elite Series bulbs are a perfect choice to transform nearly every lighted environment into something extraordinary. TCPs design results in world class LED lamps with industry leading dimming performance and best-in-class efficiencies! TCPs precision-designed full face optic lens offers extremely accurate light pattern control, with no washouts, color shifting or hot spots. This results in better overall light levels delivered right where it is needed. This is the TCP, LED Elite Dimmable PAR38 lamp and it comes with a color temperature of 3000 Kelvin (K). UL approved, the TCP LED17P38D30KNFL offers a very durable, solid state lighting technology that significantly reduces lighting service and maintenance costs. These Energy Star rated Dimmable LED PAR38 bulbs consume up to 85% LESS energy than a standard 120PAR38 120-watt incandescent. These LED PAR38 bulbs do not contain Mercury or any other harmful substance, generate no IR or UV rays and carry a 5 Year Limited Warranty. TCPs LED PAR38 lamps have the highest light output, best dimmability (100% down to 5%) and are the most efficient LED PAR38 lamps available today. Previously a 17 watt bulb, now consuming just 15 watts of 120 volt energy, this PAR38 lamp generates 1200 lumens- that's 80 Lumens per watt. This LED PAR38 25 degree beam angle narrow flood lamp is rated for 25,000 hours with a minimum starting temperature of -30 degrees Celsius and measures 5.3" MOL and 4.8" in diameter. Click here to see the TCP LED Elite PAR Series Specification Sheet. Typical Applications Typical applications for the TCP LED17P38D30KNFL, Elite Dimmable PAR38 LED flood light bulbs include dimmable recessed downlights, track lights, display lights, and outdoor fixtures that protect the lamps from the elements. TCP 15 Watt 1200 Lumen 25 Degree Beam Dimmable Elite LED PAR38 Narrow Flood Light Bulb 3000K | 3000 | 84 | 1200 | 80 | 25000 | 15 | 1 | 14.4 | 14.4 | 16.9206 | 2020Q3 | https://www.greenelectricalsupply.com/tcp-led17p38d30knfl-elite-dimmable-led-par38-light-bulbs-3000k.aspx | Green Electrical Supply | 2020 | Yes
LED Lighting | Reflector | Manufacturer: TCP | True |  | Reflector (Flood/Spot) | PAR38 | E26 (Medium) | Wet Location Rated,Recessed Fixtures Wet Location Rated,Recessed Fixtures Home > Energy Star Qualified Products > 15 Watt 1200 Lumen 40 Degree Beam Dimmable Elite LED PAR38 Flood Light Bulb 3500K Product Specifications - Quick Reference Input Voltage: Lumens: 120 Volt AC 1200 Lumens Dimensions: Dimmable: 4.8" W x 5.3" MOL Yes LED Color: 3500 K Bright White Beam Angle: 40 Degree Beam Power Consumption: Luminous Efficacy: 15 Watts 80 lm/W CRI: Certifications: 80 CRI UL Damp Locations Built off a 20-year history of producing energy efficient lighting, Technical Consumer Products, Inc. (TCP) is excited to announce its most advanced and comprehensive lineup of LED lamps: the LED Elite Series. With TCPs dedication to manufacturing high quality, state-of-the-art lighting, combined with excellent high color rendering index (CRI), smooth dimming capabilities and new shatterproof smooth housing (which gives the appearance of traditional halogen bulbs), the LED Elite Series bulbs are a perfect choice to transform nearly every lighted environment into something extraordinary. TCPs design results in world class LED lamps with industry leading dimming performance and best-in-class efficiencies! TCPs precision-designed full face optic lens offers extremely accurate light pattern control, with no washouts, color shifting or hot spots. This results in better overall light levels delivered right where it is needed. This is the TCP, LED Elite Dimmable PAR38 lamp and it comes with a color temperature of 3500 Kelvin (K). UL approved, the TCP LED17P38D35KFL offers a very durable, solid state lighting technology that significantly reduces lighting service and maintenance costs. These Dimmable LED PAR38 bulbs consume up to 85% LESS energy than a standard 120PAR38 120-watt incandescent. These LED PAR38 bulbs do not contain Mercury or any other harmful substance, generate no IR or UV rays and carry a 5 Year Limited Warranty. TCPs LED PAR38 lamps have the highest light output, best dimmability (100% down to 5%) and are the most efficient LED PAR38 lamps available today. Previously a 17 watt bulb, now consuming just 15 watts of 120 volt energy, this PAR38 lamp generates 1200 lumens- that's 80 Lumens per watt. This LED PAR38 40 degree beam angle flood lamp is rated for 25,000 hours with a minimum starting temperature of -30 degrees Celsius and measures 5.3" MOL and 4.8" in diameter. Click here to see the TCP LED Elite PAR Series Specification Sheet. Typical Applications Typical applications for the TCP LED17P38D35KFL, Elite Dimmable LED flood light bulbs include dimmable recessed downlights, track lights, display lights, and outdoor fixtures that protect the lamps from the elements. TCP 15 Watt 1200 Lumen 40 Degree Beam Dimmable Elite LED PAR38 Flood Light Bulb 3500K | 3500 | 85 | 1200 | 80 | 25000 | 15 | 1 | 14.4 | 14.4 | 16.9206 | 2020Q3 | https://www.greenelectricalsupply.com/tcp-led17p38d35kfl-elite-dimmable-led-par38-light-bulbs-3500k.aspx | Green Electrical Supply | 2020 | Yes
LED Lighting | Reflector | Manufacturer: TCP | True |  | Reflector (Flood/Spot) | PAR38 | E26 (Medium) | Wet Location Rated,Recessed Fixtures Wet Location Rated,Recessed Fixtures Home > Energy Star Qualified Products > 15 Watt 1200 Lumen 25 Degree Beam Dimmable Elite LED PAR38 Narrow Flood Light Bulb 3500K Product Specifications - Quick Reference Input Voltage: Lumens: 120 Volt AC 1200 Lumens Dimensions: Dimmable: 4.8" W x 5.3" MOL Yes LED Color: 3500 K Bright White Beam Angle: 25 Degree Beam Power Consumption: Luminous Efficacy: 15 Watts 80 lm/W CRI: Certifications: 80 CRI UL Damp Locations Built off a 20-year history of producing energy efficient lighting, Technical Consumer Products, Inc. (TCP) is excited to announce its most advanced and comprehensive lineup of LED lamps: the LED Elite Series. With TCPs dedication to manufacturing high quality, state-of-the-art lighting, combined with excellent high color rendering index (CRI), smooth dimming capabilities and new shatterproof smooth housing (which gives the appearance of traditional halogen bulbs), the LED Elite Series bulbs are a perfect choice to transform nearly every lighted environment into something extraordinary. TCPs design results in world class LED lamps with industry leading dimming performance and best-in-class efficiencies! TCPs precision-designed full face optic lens offers extremely accurate light pattern control, with no washouts, color shifting or hot spots. This results in better overall light levels delivered right where it is needed. This is the TCP, LED Elite Dimmable PAR38 lamp and it comes with a color temperature of 3500 Kelvin (K). UL approved, the TCP LED17P38D35KNFL offers a very durable, solid state lighting technology that significantly reduces lighting service and maintenance costs. These Energy Star rated Dimmable LED PAR38 bulbs consume up to 85% LESS energy than a standard 120PAR38 120-watt incandescent. These LED PAR38 bulbs do not contain Mercury or any other harmful substance, generate no IR or UV rays and carry a 5 Year Limited Warranty. TCPs LED PAR38 lamps have the highest light output, best dimmability (100% down to 5%) and are the most efficient LED PAR38 lamps available today. Previously a 17 watt bulb, now consuming just 15 watts of 120 volt energy, this PAR38 lamp generates 1200 lumens- that's 80 Lumens per watt. This LED PAR38 25 degree beam angle narrow flood lamp is rated for 25,000 hours with a minimum starting temperature of -30 degrees Celsius and measures 5.3" MOL and 4.8" in diameter. Click here to see the TCP LED Elite PAR Series Specification Sheet. Typical Applications Typical applications for the TCP LED17P38D35KNFL, Elite Dimmable PAR38 LED flood light bulbs include dimmable recessed downlights, track lights, display lights, and outdoor fixtures that protect the lamps from the elements. TCP 15 Watt 1200 Lumen 25 Degree Beam Dimmable Elite LED PAR38 Narrow Flood Light Bulb 3500K | 3500 | 85 | 1200 | 80 | 25000 | 15 | 1 | 14.4 | 14.4 | 16.9206 | 2020Q3 | https://www.greenelectricalsupply.com/tcp-led17p38d35knfl-elite-dimmable-led-par38-light-bulbs-3500k.aspx | Green Electrical Supply | 2020 | Yes
LED Lighting | Reflector | Manufacturer: TCP | True |  | Reflector (Flood/Spot) | PAR38 | E26 (Medium) | Wet Location Rated,Recessed Fixtures Wet Location Rated,Recessed Fixtures Home > Energy Star Qualified Products > 15 Watt 1200 Lumen 40 Degree Beam Dimmable Elite LED PAR38 Flood Light Bulb 4100K Product Specifications - Quick Reference Input Voltage: Lumens: 120 Volt AC 1200 Lumens Dimensions: Dimmable: 4.8" W x 5.3" MOL Yes LED Color: 4100 K Cool White Beam Angle: 40 Degree Beam Power Consumption: Luminous Efficacy: 15 Watts 80 lm/W CRI: Certifications: 80 CRI UL Damp Locations Built off a 20-year history of producing energy efficient lighting, Technical Consumer Products, Inc. (TCP) is excited to announce its most advanced and comprehensive lineup of LED lamps: the LED Elite Series. With TCPs dedication to manufacturing high quality, state-of-the-art lighting, combined with excellent high color rendering index (CRI), smooth dimming capabilities and new shatterproof smooth housing (which gives the appearance of traditional halogen bulbs), the LED Elite Series bulbs are a perfect choice to transform nearly every lighted environment into something extraordinary. TCPs design results in world class LED lamps with industry leading dimming performance and best-in-class efficiencies! TCPs precision-designed full face optic lens offers extremely accurate light pattern control, with no washouts, color shifting or hot spots. This results in better overall light levels delivered right where it is needed. This is the TCP, LED Elite Dimmable PAR38 lamp and it comes with a color temperature of 4100 Kelvin (K). UL approved, the TCP LED17P38D41KFL offers a very durable, solid state lighting technology that significantly reduces lighting service and maintenance costs. These Dimmable LED PAR38 bulbs consume up to 85% LESS energy than a standard 120PAR38 120-watt incandescent. These LED PAR38 bulbs do not contain Mercury or any other harmful substance, generate no IR or UV rays and carry a 5 Year Limited Warranty. TCPs LED PAR38 lamps have the highest light output, best dimmability (100% down to 5%) and are the most efficient LED PAR38 lamps available today. Previously a 17 watt bulb, now consuming just 15 watts of 120 volt energy, this PAR38 lamp generates 1200 lumens- that's 80 Lumens per watt. This LED PAR38 40 degree beam angle flood lamp is rated for 25,000 hours with a minimum starting temperature of -30 degrees Celsius and measures 5.3" MOL and 4.8" in diameter. Click here to see the TCP LED Elite PAR Series Specification Sheet. Typical Applications Typical applications for the TCP LED17P38D41KFL, Elite Dimmable LED flood light bulbs include dimmable recessed downlights, track lights, display lights, and outdoor fixtures that protect the lamps from the elements. TCP 15 Watt 1200 Lumen 40 Degree Beam Dimmable Elite LED PAR38 Flood Light Bulb 4100K | 4000 | 85 | 1200 | 80 | 25000 | 15 | 1 | 14.4 | 14.4 | 16.9206 | 2020Q3 | https://www.greenelectricalsupply.com/tcp-led17p38d41kfl-elite-dimmable-led-par38-light-bulbs-4100k.aspx | Green Electrical Supply | 2020 | Yes
LED Lighting | Reflector | Manufacturer: TCP | True |  | Reflector (Flood/Spot) | PAR38 | E26 (Medium) | Wet Location Rated,Recessed Fixtures Wet Location Rated,Recessed Fixtures Home > LED Light Bulbs > LED PAR Bulbs > LED PAR38 > Narrow Flood (25 Degree) > 4000K Cool White > 15 Watt 1200 Lumen 25 Degree Beam Dimmable Elite LED PAR38 Narrow Flood Light Bulb 4100K Product Specifications - Quick Reference Input Voltage: Lumens: 120 Volt AC 1200 Lumens Dimensions: Dimmable: 4.8" W x 5.3" MOL Yes LED Color: 4100K Cool White Beam Angle: 25 Degree Beam Power Consumption: Luminous Efficacy: 15 Watts 80 lm/W CRI: Certifications: 80 CRI UL Damp Locations Built off a 20-year history of producing energy efficient lighting, Technical Consumer Products, Inc. (TCP) is excited to announce its most advanced and comprehensive lineup of LED lamps: the LED Elite Series. With TCPs dedication to manufacturing high quality, state-of-the-art lighting, combined with excellent high color rendering index (CRI), smooth dimming capabilities and new shatterproof smooth housing (which gives the appearance of traditional halogen bulbs), the LED Elite Series bulbs are a perfect choice to transform nearly every lighted environment into something extraordinary. TCPs design results in world class LED lamps with industry leading dimming performance and best-in-class efficiencies! TCPs precision-designed full face optic lens offers extremely accurate light pattern control, with no washouts, color shifting or hot spots. This results in better overall light levels delivered right where it is needed. This is the TCP, LED Elite Dimmable PAR38 lamp and it comes with a color temperature of 4100 Kelvin (K). UL approved, the TCP LED17P38D41KNFL offers a very durable, solid state lighting technology that significantly reduces lighting service and maintenance costs. These Energy Star rated Dimmable LED PAR38 bulbs consume up to 85% LESS energy than a standard 120PAR38 120-watt incandescent. These LED PAR38 bulbs do not contain Mercury or any other harmful substance, generate no IR or UV rays and carry a 5 Year Limited Warranty. TCPs LED PAR38 lamps have the highest light output, best dimmability (100% down to 5%) and are the most efficient LED PAR38 lamps available today. Previously a 17 watt bulb, now consuming just 15 watts of 120 volt energy, this PAR38 lamp generates 1200 lumens- that's 80 Lumens per watt. This LED PAR38 25 degree beam angle narrow flood lamp is rated for 25,000 hours with a minimum starting temperature of -30 degrees Celsius and measures 5.3" MOL and 4.8" in diameter. Click here to see the TCP LED Elite PAR Series Specification Sheet. Typical Applications Typical applications for the TCP LED17P38D41KNFL, Elite Dimmable PAR38 LED flood light bulbs include dimmable recessed downlights, track lights, display lights, and outdoor fixtures that protect the lamps from the elements. TCP 15 Watt 1200 Lumen 25 Degree Beam Dimmable Elite LED PAR38 Narrow Flood Light Bulb 4100K | 4000 | 85 | 1200 | 80 | 25000 | 15 | 1 | 14.4 | 14.4 | 16.9206 | 2020Q3 | https://www.greenelectricalsupply.com/tcp-led17p38d41knfl-elite-dimmable-led-par38-light-bulbs-4100k.aspx | Green Electrical Supply | 2020 | Yes
LED Lighting | Reflector | Manufacturer: TCP | True | Daylighting/Photocell, | Reflector (Flood/Spot) | PAR38 | E26 (Medium) | Wet Location Rated,Recessed Fixtures Wet Location Rated,Recessed Fixtures Home > LED Light Bulbs > LED PAR Bulbs > LED PAR38 > Flood (40 Degree) > 5000K Daylight > 15 Watt 1200 Lumen 40 Degree Beam Dimmable Elite LED PAR38 Flood Light Bulb 5000K Product Specifications - Quick Reference Input Voltage: Lumens: 120 Volt AC 1200 Lumens Dimensions: Dimmable: 4.8" W x 5.3" MOL Yes LED Color: 5000 K Daylight Beam Angle: 40 Degree Beam Power Consumption: Luminous Efficacy: 15 Watts 80 lm/W CRI: Certifications: 80 CRI UL Damp Locations Built off a 20-year history of producing energy efficient lighting, Technical Consumer Products, Inc. (TCP) is excited to announce its most advanced and comprehensive lineup of LED lamps: the LED Elite Series. With TCPs dedication to manufacturing high quality, state-of-the-art lighting, combined with excellent high color rendering index (CRI), smooth dimming capabilities and new shatterproof smooth housing (which gives the appearance of traditional halogen bulbs), the LED Elite Series bulbs are a perfect choice to transform nearly every lighted environment into something extraordinary. TCPs design results in world class LED lamps with industry leading dimming performance and best-in-class efficiencies! TCPs precision-designed full face optic lens offers extremely accurate light pattern control, with no washouts, color shifting or hot spots. This results in better overall light levels delivered right where it is needed. This is the TCP, LED Elite Dimmable PAR38 lamp and it comes with a color temperature of 5000 Kelvin (K). UL approved, the TCP LED17P38D50KFL offers a very durable, solid state lighting technology that significantly reduces lighting service and maintenance costs. These Dimmable LED PAR38 bulbs consume up to 85% LESS energy than a standard 120PAR38 120-watt incandescent. These LED PAR38 bulbs do not contain Mercury or any other harmful substance, generate no IR or UV rays and carry a 5 Year Limited Warranty. TCPs LED PAR38 lamps have the highest light output, best dimmability (100% down to 5%) and are the most efficient LED PAR38 lamps available today. Previously a 17 watt bulb, now consuming just 15 watts of 120 volt energy, this PAR38 lamp generates 1200 lumens- that's 80 Lumens per watt. This LED PAR38 40 degree beam angle flood lamp is rated for 25,000 hours with a minimum starting temperature of -30 degrees Celsius and measures 5.3" MOL and 4.8" in diameter. Click here to see the TCP LED Elite PAR Series Specification Sheet. Typical Applications Typical applications for the TCP LED17P38D50KFL, Elite Dimmable LED flood light bulbs include dimmable recessed downlights, track lights, display lights, and outdoor fixtures that protect the lamps from the elements. TCP 15 Watt 1200 Lumen 40 Degree Beam Dimmable Elite LED PAR38 Flood Light Bulb 5000K | 5000 | 84 | 1200 | 80 | 25000 | 15 | 1 | 14.4 | 14.4 | 16.9206 | 2020Q3 | https://www.greenelectricalsupply.com/tcp-led17p38d50kfl-elite-dimmable-led-par38-light-bulbs-5000k.aspx | Green Electrical Supply | 2020 | Yes
LED Lighting | Reflector | Manufacturer: TCP | True | Daylighting/Photocell, | Reflector (Flood/Spot) | PAR38 | E26 (Medium) | Wet Location Rated,Recessed Fixtures Wet Location Rated,Recessed Fixtures Home > LED Light Bulbs > LED PAR Bulbs > LED PAR38 > Narrow Flood (25 Degree) > 5000K Daylight > 15 Watt 1200 Lumen 25 Degree Beam Dimmable Elite LED PAR38 Narrow Flood Light Bulb 5000K Product Specifications - Quick Reference Input Voltage: Lumens: 120 Volt AC 1200 Lumens Dimensions: Dimmable: 4.8" W x 5.3" MOL Yes LED Color: 5000 K Daylight Beam Angle: 25 Degree Beam Power Consumption: Luminous Efficacy: 15 Watts 80 lm/W CRI: Certifications: 80 CRI UL Damp Locations Built off a 20-year history of producing energy efficient lighting, Technical Consumer Products, Inc. (TCP) is excited to announce its most advanced and comprehensive lineup of LED lamps: the LED Elite Series. With TCPs dedication to manufacturing high quality, state-of-the-art lighting, combined with excellent high color rendering index (CRI), smooth dimming capabilities and new shatterproof smooth housing (which gives the appearance of traditional halogen bulbs), the LED Elite Series bulbs are a perfect choice to transform nearly every lighted environment into something extraordinary. TCPs design results in world class LED lamps with industry leading dimming performance and best-in-class efficiencies! TCPs precision-designed full face optic lens offers extremely accurate light pattern control, with no washouts, color shifting or hot spots. This results in better overall light levels delivered right where it is needed. This is the TCP, LED Elite Dimmable PAR38 lamp and it comes with a color temperature of 5000 Kelvin (K). UL approved, the TCP LED17P38D50KNFL offers a very durable, solid state lighting technology that significantly reduces lighting service and maintenance costs. These Energy Star rated Dimmable LED PAR38 bulbs consume up to 85% LESS energy than a standard 120PAR38 120-watt incandescent. These LED PAR38 bulbs do not contain Mercury or any other harmful substance, generate no IR or UV rays and carry a 5 Year Limited Warranty. TCPs LED PAR38 lamps have the highest light output, best dimmability (100% down to 5%) and are the most efficient LED PAR38 lamps available today. Previously a 17 watt bulb, now consuming just 15 watts of 120 volt energy, this PAR38 lamp generates 1200 lumens- that's 80 Lumens per watt. This LED PAR38 25 degree beam angle narrow flood lamp is rated for 25,000 hours with a minimum starting temperature of -30 degrees Celsius and measures 5.3" MOL and 4.8" in diameter. Click here to see the TCP LED Elite PAR Series Specification Sheet. Typical Applications Typical applications for the TCP LED17P38D50KNFL, Elite Dimmable PAR38 LED flood light bulbs include dimmable recessed downlights, track lights, display lights, and outdoor fixtures that protect the lamps from the elements. TCP 15 Watt 1200 Lumen 25 Degree Beam Dimmable Elite LED PAR38 Narrow Flood Light Bulb 5000K | 5000 | 84 | 1200 | 80 | 25000 | 15 | 1 | 14.4 | 14.4 | 16.9206 | 2020Q3 | https://www.greenelectricalsupply.com/tcp-led17p38d50knfl-elite-dimmable-led-par38-light-bulbs-5000k.aspx | Green Electrical Supply | 2020 | Yes
LED Lighting | A-Type | PLT |  |  |  | A19 | Medium (E26) | Description Provide comfortable soft white lighting similar to that of a 75-Watt incandescent at a fraction of the cost with this LED A19 bulb. Saves up to 86% in energy savings Lifespan outlasts incandescents Frosted for even light diffusion 1100 Lumens - 2700 Kelvin - Medium Base - 120 Volt - PLT-11635 LED A19 - 11 Watt - 75 Watt Equal - Incandescent Match | 2700 |  | 1100 | 100 |  | 11 | 50 | 113 | 2.26 | 2.6556 | 2020Q3 | https://www.1000bulbs.com/product/219007/PLT-11635.html | 1000bulbs.com | 2020 | Yes
LED Lighting | Decorative | Manufacturer: TCP | True |  | Other | B11 | E12 (Candelabra) | Damp Location Rated Damp Location Rated Home > LED Light Bulbs > LED Speciality Bulbs > 5W Dim LED E12 Candelabra 2700K Product Specifications - Quick Reference Wattage of Bulb: 5 Watt Dimensions: 1.4" (W) x 3.8" (H) Light Color: Rated Life: 2700K - Warm White 25,000 Hours Certifications: Warranty: UL, cUL TCP 3 Year Limited Lumen Output: Operating Voltage: 300 Lumens 120 Volt Equivalent: Dimmable: 40W Incandescent YES - DIMMABLE A dimmable LED decorative candle for multi-socket ornamental fixtures and decorative chandeliers, the 5-watt LED candelabra base bulbs, in a clear blunt tip (some call a torpedo) shape, replaces up to a 40-watt incandescent bulb. This results in up to 80 percent savings in energy over the 25,000 hour rated life. UL Damp Location rated and uniform, smooth dimming (NOTE: three or more lamps per dimming circuit is recommended for optimal dimming), make this LED Candelabra bulb a great option for chandeliers, ceiling fans and indoor/outdoor fixtures. The TCP LED5E12B1127K consumes just 5 watts of energy and generates 300 lumens (that's 60 lumens/watt). All LEDs are matched for color and CRI. This candelabra bulb is dimmable down to 10 percent, creates a 2700K color temperature and has a CRI of 82. The minimum starting temperature is -30 degrees C and has a maximum operating temperature of 40 degrees C. The physical dimensions are 1.4" wide by 3.8" high. The TCP LED5E12B1127K carrys a 3 year limited warranty. Click here to see the TCP 2013 DECO Dimmable LED Candelabra Specification Sheet. TCP 5W Dim LED E12 Candelabra 2700K | 2700 | 83 | 350 | 70 | 25000 | 5 | 1 | 5.3 | 5.3 | 6.2277 | 2020Q3 | https://www.greenelectricalsupply.com/tcp-led5e12b1127k-5-watt-dimmable-led-e12-candelabra-bulbs-2700k.aspx | Green Electrical Supply | 2020 | Yes
LED Lighting | Decorative | Manufacturer: TCP | True |  | Other | B11 | E12 (Candelabra) | Damp Location Rated Damp Location Rated Home > LED Light Bulbs > LED Speciality Bulbs > 5W Dim LED Frosted E12 2700K Product Specifications - Quick Reference Wattage of Bulb: 5 Watt Dimensions: 1.4" (W) x 3.8" (H) Light Color: Rated Life: 2700K - Warm White 25,000 Hours Certifications: Warranty: UL, cUL TCP 3 Year Limited Lumen Output: Operating Voltage: 300 Lumens 120 Volt Equivalent: Dimmable: 40W Incandescent YES - DIMMABLE A dimmable LED decorative candle for multi-socket ornamental fixtures and decorative chandeliers, the 5-watt LED candelabra base bulbs, in a Frosted blunt tip (some call a torpedo) shape, replaces up to a 40-watt incandescent bulb. This results in up to 80 percent savings in energy over the 25,000 hour rated life. UL Damp Location rated and uniform, smooth dimming (NOTE: three or more lamps per dimming circuit is recommended for optimal dimming), make this LED Candelabra bulb a great option for chandeliers, ceiling fans and indoor/outdoor fixtures. The TCP LED5E12B1127KF consumes just 5 watts of energy and generates 300 lumens (that's 60 lumens/watt). All LEDs are matched for color and CRI. This candelabra bulb is dimmable down to 10 percent, creates a 2700K color temperature and has a CRI of 82. The minimum starting temperature is -30 degrees C and has a maximum operating temperature of 40 degrees C. The physical dimensions are 1.4" wide by 3.8" high. The TCP LED5E12B1127KF carrys a 3 year limited warranty. Click here to see the TCP Dimmable LED Candelabra Specification Sheet. TCP 5W Dim LED Frosted E12 2700K | 2700 | 81 | 350 | 70 | 25000 | 5 | 1 | 5.3 | 5.3 | 6.2277 | 2020Q3 | https://www.greenelectricalsupply.com/tcp-led5e12b1127kf-5-watt-dimmable-led-e12-candelabra-bulbs-2700k.aspx | Green Electrical Supply | 2020 | Yes
LED Lighting | Decorative | Manufacturer: TCP | True |  | Globe | G25 | E26 (Medium) | Damp Location Rated Damp Location Rated Home > Energy Star Qualified Products > 5 Watt Dimmable Frosted LED G25 Globe 120V 2700K Product Specifications - Quick Reference Input Voltage: Lumens: 120 Volt AC 350 Lumens Dimensions: Dimmable: 3.1" W x 4.3" MOL Yes LED Color: 2700 K Warm White Life Time: 25,000 Hours Power Consumption: Luminous Efficacy: 5 Watts 60 lm/W CRI: Certifications: 82 CRI UL Damp Locations Built off a 20-year history of producing energy efficient lighting, Technical Consumer Products, Inc. (TCP) is excited to announce its most advanced and comprehensive lineup of LED lamps: the LED Elite Series. With TCPs dedication to manufacturing high quality, state-of-the-art lighting, combined with excellent high color rendering index (CRI), smooth dimming capabilities and new shatterproof smooth housing (which gives the appearance of traditional halogen bulbs), the LED Elite Series bulbs are a perfect choice to transform nearly every lighted environment into something extraordinary. TCPs design results in world class LED lamps with industry leading dimming performance and best-in-class efficiencies! TCPs precision-designed full face optic lens offers extremely accurate light pattern control, with no washouts, color shifting or hot spots. This results in better overall light levels delivered right where it is needed. This is the TCP, LED Elite Dimmable G25 lamp and it comes with a color temperature of 2700 Kelvin (K). UL approved, the TCP LED5G25D27KF offers a very durable, solid state lighting technology that significantly reduces lighting service and maintenance costs. These Dimmable LED G25 bulbs consume up to 80% LESS energy than a standard 40G25 40-watt incandescent. These LED G25 bulbs do not contain Mercury or any other harmful substance, generate no IR or UV rays and carry a 5 Year Limited Warranty. TCPs LED G25 lamps have the highest light output, best dimmability (100% down to 5%) and are the most efficient LED G25 lamps available today. Consuming just 5 watts of 120 volt energy, this G25 lamp generates 350 lumens thats 70 Lumens per watt. This LED G25 lamp is rated for 25,000 hours with a minimum starting temperature of -30 degrees Celsius and measures 4.3" MOL and 3.1" in diameter. Click here to see the TCP LED Elite G25 Globe Specification Sheet. Typical Applications Typical applications for the TCP LED5G25D27K, Elite Dimmable G25 globe LED light bulbs include dimmable vanity strips, pendant lighting, decorative and outdoor fixtures that protect the lamps from the elements. TCP 5 Watt Dimmable Frosted LED G25 Globe 120V 2700K | 2700 | 83 | 350 | 87.5 | 25000 | 4 | 1 | 5.56 | 5.56 | 6.5332 | 2020Q3 | https://www.greenelectricalsupply.com/tcp-led5g25d27k-elite-dimmable-led-g25-light-bulbs-2700k.aspx | Green Electrical Supply | 2020 | Yes
LED Lighting | Decorative | Manufacturer: TCP | True |  | Globe | G25 | E26 (Medium) | Damp Location Rated Damp Location Rated Home > LED Light Bulbs > LED Globe Bulbs > LED G25 Globe > 3000K Warm White > 5 Watt Frosted Dimmable LED G25 Globe Light Bulb 325 Lumens 3000K Product Specifications - Quick Reference Input Voltage: Lumens: 120 Volt AC 325 Lumens Dimensions: Dimmable: 3.1" W x 4.3" MOL Yes LED Color: 3000 K Warm White Life Time: 25,000 Hours Power Consumption: Luminous Efficacy: 5 Watts 65 lm/W CRI: Certifications: 82 CRI UL Damp Locations Built off a 20-year history of producing energy efficient lighting, Technical Consumer Products, Inc. (TCP) is excited to announce its most advanced and comprehensive lineup of LED lamps: the LED Elite Series. With TCPs dedication to manufacturing high quality, state-of-the-art lighting, combined with excellent high color rendering index (CRI), smooth dimming capabilities and new shatterproof smooth housing (which gives the appearance of traditional halogen bulbs), the LED Elite Series bulbs are a perfect choice to transform nearly every lighted environment into something extraordinary. TCPs design results in world class LED lamps with industry leading dimming performance and best-in-class efficiencies! TCPs precision-designed full face optic lens offers extremely accurate light pattern control, with no washouts, color shifting or hot spots. This results in better overall light levels delivered right where it is needed. This is the TCP, LED Elite Dimmable G25 lamp and it comes with a color temperature of 3000 Kelvin (K). UL approved, the TCP LED5G25D30KF offers a very durable, solid state lighting technology that significantly reduces lighting service and maintenance costs. These Dimmable LED G25 bulbs consume up to 80% LESS energy than a standard 40G25 40-watt incandescent. These LED G25 bulbs do not contain Mercury or any other harmful substance, generate no IR or UV rays and carry a 5 Year Limited Warranty. TCPs LED G25 lamps have the highest light output, best dimmability (100% down to 5%) and are the most efficient LED G25 lamps available today. Consuming just 5 watts of 120 volt energy, this G25 lamp generates 325 lumens thats 65 Lumens per watt. This LED G25 lamp is rated for 25,000 hours with a minimum starting temperature of -30 degrees Celsius and measures 4.3" MOL and 3.1" in diameter. Click here to see the TCP LED Elite G25 Globe Specification Sheet. Typical Applications Typical applications for the TCP LED4G25D30K, Elite Dimmable G25 globe LED light bulbs include dimmable vanity strips, pendant lighting, decorative and outdoor fixtures that protect the lamps from the elements. TCP 5 Watt Frosted Dimmable LED G25 Globe Light Bulb 325 Lumens 3000K | 3000 | 84 | 350 | 87.5 | 25000 | 4 | 1 | 5.56 | 5.56 | 6.5332 | 2020Q3 | https://www.greenelectricalsupply.com/tcp-led5g25d30k-elite-dimmable-led-g25-light-bulbs-3000k.aspx | Green Electrical Supply | 2020 | Yes
LED Lighting | Reflector | Manufacturer: TCP | True |  | Reflector (Flood/Spot) | PAR20 | E26 (Medium) | Wet Location Rated,Recessed Fixtures Wet Location Rated,Recessed Fixtures Home > Energy Star Qualified Products > 7 Watt 600 Lumen 40 Degree Beam Angle Elite LED PAR20 Flood Light Bulb 2700K Product Specifications - Quick Reference Input Voltage: Lumens: 120 Volt AC 600 Lumens Dimensions: Dimmable: 2.5" W x 3.5" MOL Yes LED Color: 2700 K Warm White Beam Angle: 40 Degree Beam Power Consumption: Luminous Efficacy: 7 Watts 85.7 lm/W CRI: Certifications: 80 CRI UL Damp Locations Built off a 20-year history of producing energy efficient lighting, Technical Consumer Products, Inc. (TCP) is excited to announce its most advanced and comprehensive lineup of LED lamps: the LED Elite Series. With TCPs dedication to manufacturing high quality, state-of-the-art lighting, combined with excellent high color rendering index (CRI), smooth dimming capabilities and new shatterproof smooth housing (which gives the appearance of traditional halogen bulbs), the LED Elite Series bulbs are a perfect choice to transform nearly every lighted environment into something extraordinary. TCPs design results in world class LED lamps with industry leading dimming performance and best-in-class efficiencies! TCPs precision-designed full face optic lens offers extremely accurate light pattern control, with no washouts, color shifting or hot spots. This results in better overall light levels delivered right where it is needed. This is the TCP, LED Elite Dimmable PAR20 lamp and it comes with a color temperature of 2700 Kelvin (K). UL approved, the TCP LED8P20D27KFL offers a very durable, solid state lighting technology that significantly reduces lighting service and maintenance costs. These Dimmable LED PAR20 bulbs consume up to 85% LESS energy than a standard 50PAR20 50-watt incandescent. These LED PAR20 bulbs do not contain Mercury or any other harmful substance, generate no IR or UV rays and carry a 5 Year Limited Warranty. TCPs LED PAR20 lamps have the highest light output, best dimmability (100% down to 5%) and are the most efficient LED PAR20 lamps available today. Previously an 8 watt bulb, now consuming just 7 watts of 120 volt energy, this PAR20 lamp generates 600 lumens- that's 85.7 Lumens per watt. This LED PAR20 40 degree beam angle flood lamp is rated for 25,000 hours with a minimum starting temperature of -30 degrees Celsius and measures 3.5" MOL and 2.5" in diameter. Click here to see the TCP LED Elite PAR Series Specification Sheet. Typical Applications Typical applications for the TCP LED8P20D27KFL, Elite Dimmable LED flood light bulbs include dimmable recessed downlights, track lights, display lights, and outdoor fixtures that protect the lamps from the elements. TCP 7 Watt 600 Lumen 40 Degree Beam Angle Elite LED PAR20 Flood Light Bulb 2700K | 2700 | 83 | 600 | 85.7143 | 25000 | 7 | 1 | 9.63 | 9.63 | 11.3156 | 2020Q3 | https://www.greenelectricalsupply.com/tcp-led8p20d27kfl-elite-dimmable-led-par20-light-bulbs-2700k.aspx | Green Electrical Supply | 2020 | Yes
LED Lighting | Reflector | Manufacturer: TCP | True |  | Reflector (Flood/Spot) | PAR20 | E26 (Medium) | Wet Location Rated,Recessed Fixtures Wet Location Rated,Recessed Fixtures Home > Energy Star Qualified Products > 7 Watt 600 Lumen 25 Degree Beam Angle Elite LED PAR20 Narrow Flood Light Bulb 2700K Product Specifications - Quick Reference Input Voltage: Lumens: 120 Volt AC 600 Lumens Dimensions: Dimmable: 2.5" W x 3.5" MOL Yes LED Color: 2700 K Warm White Beam Angle: 25 Degree Beam Power Consumption: Luminous Efficacy: 7 Watts 85.7 lm/W CRI: Certifications: 80 CRI UL Damp Locations Built off a 20-year history of producing energy efficient lighting, Technical Consumer Products, Inc. (TCP) is excited to announce its most advanced and comprehensive lineup of LED lamps: the LED Elite Series. With TCPs dedication to manufacturing high quality, state-of-the-art lighting, combined with excellent high color rendering index (CRI), smooth dimming capabilities and new shatterproof smooth housing (which gives the appearance of traditional halogen bulbs), the LED Elite Series bulbs are a perfect choice to transform nearly every lighted environment into something extraordinary. TCPs design results in world class LED lamps with industry leading dimming performance and best-in-class efficiencies! TCPs precision-designed full face optic lens offers extremely accurate light pattern control, with no washouts, color shifting or hot spots. This results in better overall light levels delivered right where it is needed. This is the TCP, LED Elite Dimmable PAR20 lamp and it comes with a color temperature of 2700 Kelvin (K). UL approved, the TCP LED8P20D27KNFL offers a very durable, solid state lighting technology that significantly reduces lighting service and maintenance costs. These Dimmable LED PAR20 bulbs consume up to 85% LESS energy than a standard 50PAR20 50-watt incandescent. These LED PAR20 bulbs do not contain Mercury or any other harmful substance, generate no IR or UV rays and carry a 5 Year Limited Warranty. TCPs LED PAR20 lamps have the highest light output, best dimmability (100% down to 5%) and are the most efficient LED PAR20 lamps available today. Previously an 8 watt bulb, now consuming just 7 watts of 120 volt energy, this PAR20 lamp generates 600 lumens- that's 85.7 Lumens per watt. This LED PAR20 25 degree beam angle narrow flood lamp is rated for 25,000 hours with a minimum starting temperature of -30 degrees Celsius and measures 3.5" MOL and 2.5" in diameter. Click here to see the TCP LED Elite PAR Series Specification Sheet. Typical Applications Typical applications for the TCP LED8P20D27KNFL, Elite Dimmable LED flood light bulbs include dimmable recessed downlights, track lights, display lights, and outdoor fixtures that protect the lamps from the elements. TCP 7 Watt 600 Lumen 25 Degree Beam Angle Elite LED PAR20 Narrow Flood Light Bulb 2700K | 2700 | 83 | 600 | 85.7143 | 25000 | 7 | 1 | 9.63 | 9.63 | 11.3156 | 2020Q3 | https://www.greenelectricalsupply.com/tcp-led8p20d27knfl-elite-dimmable-led-par20-light-bulbs-2700k.aspx | Green Electrical Supply | 2020 | Yes
LED Lighting | Reflector | Manufacturer: TCP | True |  | Reflector (Flood/Spot) | PAR20 | E26 (Medium) | Wet Location Rated,Recessed Fixtures Wet Location Rated,Recessed Fixtures Home > Energy Star Qualified Products > 7 Watt 625 Lumen 40 Degree Beam Angle Elite LED PAR20 Flood Light Bulb 3000K Product Specifications - Quick Reference Input Voltage: Lumens: 120 Volt AC 625 Lumens Dimensions: Dimmable: 2.5" W x 3.5" MOL Yes LED Color: 3000 K Warm White Beam Angle: 40 Degree Beam Power Consumption: Luminous Efficacy: 7 Watts 89.3 lm/W CRI: Certifications: 80 CRI UL Damp Locations Built off a 20-year history of producing energy efficient lighting, Technical Consumer Products, Inc. (TCP) is excited to announce its most advanced and comprehensive lineup of LED lamps: the LED Elite Series. With TCPs dedication to manufacturing high quality, state-of-the-art lighting, combined with excellent high color rendering index (CRI), smooth dimming capabilities and new shatterproof smooth housing (which gives the appearance of traditional halogen bulbs), the LED Elite Series bulbs are a perfect choice to transform nearly every lighted environment into something extraordinary. TCPs design results in world class LED lamps with industry leading dimming performance and best-in-class efficiencies! TCPs precision-designed full face optic lens offers extremely accurate light pattern control, with no washouts, color shifting or hot spots. This results in better overall light levels delivered right where it is needed. This is the TCP, LED Elite Dimmable PAR20 lamp and it comes with a color temperature of 3000 Kelvin (K). UL approved, the TCP LED8P20D30KFL offers a very durable, solid state lighting technology that significantly reduces lighting service and maintenance costs. These Dimmable LED PAR20 bulbs consume up to 85% LESS energy than a standard 50PAR20 50-watt incandescent. These LED PAR20 bulbs do not contain Mercury or any other harmful substance, generate no IR or UV rays and carry a 5 Year Limited Warranty. TCPs LED PAR20 lamps have the highest light output, best dimmability (100% down to 5%) and are the most efficient LED PAR20 lamps available today. Previously an 8 watt bulb, now consuming just 7 watts of 120 volt energy, this PAR20 lamp generates 625 lumens- that's 89.3 Lumens per watt. This LED PAR20 40 degree beam angle flood lamp is rated for 25,000 hours with a minimum starting temperature of -30 degrees Celsius and measures 3.5" MOL and 2.5" in diameter. Click here to see the TCP LED Elite PAR Series Specification Sheet. Typical Applications Typical applications for the TCP LED8P20D30KFL, Elite Dimmable LED flood light bulbs include dimmable recessed downlights, track lights, display lights, and outdoor fixtures that protect the lamps from the elements. TCP 7 Watt 625 Lumen 40 Degree Beam Angle Elite LED PAR20 Flood Light Bulb 3000K | 3000 | 83 | 625 | 89.2857 | 25000 | 7 | 1 | 9.63 | 9.63 | 11.3156 | 2020Q3 | https://www.greenelectricalsupply.com/tcp-led8p20d30kfl-elite-dimmable-led-par20-light-bulbs-3000k.aspx | Green Electrical Supply | 2020 | Yes
LED Lighting | Reflector | Manufacturer: TCP | True |  | Reflector (Flood/Spot) | PAR20 | E26 (Medium) | Wet Location Rated,Recessed Fixtures Wet Location Rated,Recessed Fixtures Home > Energy Star Qualified Products > 7 Watt 625 Lumen 25 Degree Beam Angle Elite LED PAR20 Narrow Flood Light Bulb 3000K Product Specifications - Quick Reference Input Voltage: Lumens: 120 Volt AC 625 Lumens Dimensions: Dimmable: 2.5" W x 3.5" MOL Yes LED Color: 3000 K Warm White Beam Angle: 25 Degree Beam Power Consumption: Luminous Efficacy: 7 Watts 89.3 lm/W CRI: Certifications: 80 CRI UL Damp Locations Built off a 20-year history of producing energy efficient lighting, Technical Consumer Products, Inc. (TCP) is excited to announce its most advanced and comprehensive lineup of LED lamps: the LED Elite Series. With TCPs dedication to manufacturing high quality, state-of-the-art lighting, combined with excellent high color rendering index (CRI), smooth dimming capabilities and new shatterproof smooth housing (which gives the appearance of traditional halogen bulbs), the LED Elite Series bulbs are a perfect choice to transform nearly every lighted environment into something extraordinary. TCPs design results in world class LED lamps with industry leading dimming performance and best-in-class efficiencies! TCPs precision-designed full face optic lens offers extremely accurate light pattern control, with no washouts, color shifting or hot spots. This results in better overall light levels delivered right where it is needed. This is the TCP, LED Elite Dimmable PAR20 lamp and it comes with a color temperature of 3000 Kelvin (K). UL approved, the TCP LED8P20D30KNFL offers a very durable, solid state lighting technology that significantly reduces lighting service and maintenance costs. These Dimmable LED PAR20 bulbs consume up to 85% LESS energy than a standard 50PAR20 50-watt incandescent. These LED PAR20 bulbs do not contain Mercury or any other harmful substance, generate no IR or UV rays and carry a 5 Year Limited Warranty. TCPs LED PAR20 lamps have the highest light output, best dimmability (100% down to 5%) and are the most efficient LED PAR20 lamps available today. Previously an 8 watt bulb, now consuming just 7 watts of 120 volt energy, this PAR20 lamp generates 625 lumens- that's 89.3 Lumens per watt. This LED PAR20 25 degree beam angle narrow flood lamp is rated for 25,000 hours with a minimum starting temperature of -30 degrees Celsius and measures 3.5" MOL and 2.5" in diameter. Click here to see the TCP LED Elite PAR Series Specification Sheet. Typical Applications Typical applications for the TCP LED8P20D30KNFL, Elite Dimmable LED flood light bulbs include dimmable recessed downlights, track lights, display lights, and outdoor fixtures that protect the lamps from the elements. TCP 7 Watt 625 Lumen 25 Degree Beam Angle Elite LED PAR20 Narrow Flood Light Bulb 3000K | 3000 | 83 | 625 | 89.2857 | 25000 | 7 | 1 | 9.63 | 9.63 | 11.3156 | 2020Q3 | https://www.greenelectricalsupply.com/tcp-led8p20d30knfl-elite-dimmable-led-par20-light-bulbs-3000k.aspx | Green Electrical Supply | 2020 | Yes
LED Lighting | Reflector | Manufacturer: TCP | True |  | Reflector (Flood/Spot) | PAR20 | E26 (Medium) | Wet Location Rated,Recessed Fixtures Wet Location Rated,Recessed Fixtures Home > Energy Star Qualified Products > 7 Watt 675 Lumen 40 Degree Beam Angle Elite LED PAR20 Flood Light Bulb 3500K Product Specifications - Quick Reference Input Voltage: Lumens: 120 Volt AC 675 Lumens Dimensions: Dimmable: 2.5" W x 3.5" MOL Yes LED Color: 3500 K Bright White Beam Angle: 40 Degree Beam Power Consumption: Luminous Efficacy: 7 Watts 96.4 lm/W CRI: Certifications: 80 CRI UL Damp Locations Built off a 20-year history of producing energy efficient lighting, Technical Consumer Products, Inc. (TCP) is excited to announce its most advanced and comprehensive lineup of LED lamps: the LED Elite Series. With TCPs dedication to manufacturing high quality, state-of-the-art lighting, combined with excellent high color rendering index (CRI), smooth dimming capabilities and new shatterproof smooth housing (which gives the appearance of traditional halogen bulbs), the LED Elite Series bulbs are a perfect choice to transform nearly every lighted environment into something extraordinary. TCPs design results in world class LED lamps with industry leading dimming performance and best-in-class efficiencies! TCPs precision-designed full face optic lens offers extremely accurate light pattern control, with no washouts, color shifting or hot spots. This results in better overall light levels delivered right where it is needed. This is the TCP, LED Elite Dimmable PAR20 lamp and it comes with a color temperature of 3500 Kelvin (K). UL approved, the TCP LED8P20D35KFL offers a very durable, solid state lighting technology that significantly reduces lighting service and maintenance costs. These Dimmable LED PAR20 bulbs consume up to 85% LESS energy than a standard 50PAR20 50-watt incandescent. These LED PAR20 bulbs do not contain Mercury or any other harmful substance, generate no IR or UV rays and carry a 5 Year Limited Warranty. TCPs LED PAR20 lamps have the highest light output, best dimmability (100% down to 5%) and are the most efficient LED PAR20 lamps available today. Previously an 8 watt bulb, now consuming just 7 watts of 120 volt energy, this PAR20 lamp generates 675 lumens- that's 96.4 Lumens per watt. This LED PAR20 40 degree beam angle flood lamp is rated for 25,000 hours with a minimum starting temperature of -30 degrees Celsius and measures 3.5" MOL and 2.5" in diameter. Click here to see the TCP LED Elite PAR Series Specification Sheet. Typical Applications Typical applications for the TCP LED8P20D35KFL, Elite Dimmable LED flood light bulbs include dimmable recessed downlights, track lights, display lights, and outdoor fixtures that protect the lamps from the elements. TCP 7 Watt 675 Lumen 40 Degree Beam Angle Elite LED PAR20 Flood Light Bulb 3500K | 3500 | 84 | 675 | 96.4286 | 25000 | 7 | 1 | 9.63 | 9.63 | 11.3156 | 2020Q3 | https://www.greenelectricalsupply.com/tcp-led8p20d35kfl-elite-dimmable-led-par20-light-bulbs-3500k.aspx | Green Electrical Supply | 2020 | Yes
LED Lighting | Reflector | Manufacturer: TCP | True |  | Reflector (Flood/Spot) | PAR20 | E26 (Medium) | Wet Location Rated,Recessed Fixtures Wet Location Rated,Recessed Fixtures Home > Energy Star Qualified Products > 7 Watt 675 Lumen 40 Degree Beam Angle Elite LED PAR20 Flood Light Bulb 4100K Product Specifications - Quick Reference Input Voltage: Lumens: 120 Volt AC 675 Lumens Dimensions: Dimmable: 2.5" W x 3.5" MOL Yes LED Color: 4100 K Cool White Beam Angle: 40 Degree Beam Power Consumption: Luminous Efficacy: 7 Watts 96.4 lm/W CRI: Certifications: 80 CRI UL Damp Locations Built off a 20-year history of producing energy efficient lighting, Technical Consumer Products, Inc. (TCP) is excited to announce its most advanced and comprehensive lineup of LED lamps: the LED Elite Series. With TCPs dedication to manufacturing high quality, state-of-the-art lighting, combined with excellent high color rendering index (CRI), smooth dimming capabilities and new shatterproof smooth housing (which gives the appearance of traditional halogen bulbs), the LED Elite Series bulbs are a perfect choice to transform nearly every lighted environment into something extraordinary. TCPs design results in world class LED lamps with industry leading dimming performance and best-in-class efficiencies! TCPs precision-designed full face optic lens offers extremely accurate light pattern control, with no washouts, color shifting or hot spots. This results in better overall light levels delivered right where it is needed. This is the TCP, LED Elite Dimmable PAR20 lamp and it comes with a color temperature of 4100 Kelvin (K). UL approved, the TCP LED8P20D41KFL offers a very durable, solid state lighting technology that significantly reduces lighting service and maintenance costs. These Dimmable LED PAR20 bulbs consume up to 85% LESS energy than a standard 50PAR20 50-watt incandescent. These LED PAR20 bulbs do not contain Mercury or any other harmful substance, generate no IR or UV rays and carry a 5 Year Limited Warranty. TCPs LED PAR20 lamps have the highest light output, best dimmability (100% down to 5%) and are the most efficient LED PAR20 lamps available today. Previously an 8 watt bulb, now consuming just 7 watts of 120 volt energy, this PAR20 lamp generates 675 lumens- that's 96.4 Lumens per watt. This LED PAR20 40 degree beam angle flood lamp is rated for 25,000 hours with a minimum starting temperature of -30 degrees Celsius and measures 3.5" MOL and 2.5" in diameter. Click here to see the TCP LED Elite PAR Series Specification Sheet. Typical Applications Typical applications for the TCP LED8P20D41KFL, Elite Dimmable LED flood light bulbs include dimmable recessed downlights, track lights, display lights, and outdoor fixtures that protect the lamps from the elements. TCP 7 Watt 675 Lumen 40 Degree Beam Angle Elite LED PAR20 Flood Light Bulb 4100K | 4000 | 86 | 675 | 96.4286 | 25000 | 7 | 1 | 9.63 | 9.63 | 11.3156 | 2020Q3 | https://www.greenelectricalsupply.com/tcp-led8p20d41kfl-elite-dimmable-led-par20-light-bulbs-4100k.aspx | Green Electrical Supply | 2020 | Yes
LED Lighting | Reflector | Manufacturer: TCP | True |  | Reflector (Flood/Spot) | PAR20 | E26 (Medium) | Wet Location Rated,Recessed Fixtures Wet Location Rated,Recessed Fixtures Home > Energy Star Qualified Products > 7 Watt 675 Lumen 25 Degree Beam Angle Elite LED PAR20 Narrow Flood Light Bulb 4100K Product Specifications - Quick Reference Input Voltage: Lumens: 120 Volt AC 675Lumens Dimensions: Dimmable: 2.5" W x 3.5" MOL Yes LED Color: 4100 K Cool White Beam Angle: 25 Degree Beam Power Consumption: Luminous Efficacy: 7 Watts 96.4 lm/W CRI: Certifications: 80 CRI UL Damp Locations Built off a 20-year history of producing energy efficient lighting, Technical Consumer Products, Inc. (TCP) is excited to announce its most advanced and comprehensive lineup of LED lamps: the LED Elite Series. With TCPs dedication to manufacturing high quality, state-of-the-art lighting, combined with excellent high color rendering index (CRI), smooth dimming capabilities and new shatterproof smooth housing (which gives the appearance of traditional halogen bulbs), the LED Elite Series bulbs are a perfect choice to transform nearly every lighted environment into something extraordinary. TCPs design results in world class LED lamps with industry leading dimming performance and best-in-class efficiencies! TCPs precision-designed full face optic lens offers extremely accurate light pattern control, with no washouts, color shifting or hot spots. This results in better overall light levels delivered right where it is needed. This is the TCP, LED Elite Dimmable PAR20 lamp and it comes with a color temperature of 4100 Kelvin (K). UL approved, the TCP LED8P20D41KNFL offers a very durable, solid state lighting technology that significantly reduces lighting service and maintenance costs. These Dimmable LED PAR20 bulbs consume up to 85% LESS energy than a standard 50PAR20 50-watt incandescent. These LED PAR20 bulbs do not contain Mercury or any other harmful substance, generate no IR or UV rays and carry a 5 Year Limited Warranty. TCPs LED PAR20 lamps have the highest light output, best dimmability (100% down to 5%) and are the most efficient LED PAR20 lamps available today. Previously an 8 watt bulb, no consuming just 7 watts of 120 volt energy, this PAR20 lamp generates 675 lumens- that's 96.4 Lumens per watt. This LED PAR20 25 degree beam angle narrow flood lamp is rated for 25,000 hours with a minimum starting temperature of -30 degrees Celsius and measures 3.5" MOL and 2.5" in diameter. Click here to see the TCP LED Elite PAR Series Specification Sheet. Typical Applications Typical applications for the TCP LED8P20D41KNFL, Elite Dimmable LED flood light bulbs include dimmable recessed downlights, track lights, display lights, and outdoor fixtures that protect the lamps from the elements. TCP 7 Watt 675 Lumen 25 Degree Beam Angle Elite LED PAR20 Narrow Flood Light Bulb 4100K | 4000 | 86 | 675 | 96.4286 | 25000 | 7 | 1 | 9.63 | 9.63 | 11.3156 | 2020Q3 | https://www.greenelectricalsupply.com/tcp-led8p20d41knfl-elite-dimmable-led-par20-light-bulbs-4100k.aspx | Green Electrical Supply | 2020 | Yes
LED Lighting | Reflector | Manufacturer: TCP | True | Daylighting/Photocell, | Reflector (Flood/Spot) | PAR20 | E26 (Medium) | Wet Location Rated,Recessed Fixtures Wet Location Rated,Recessed Fixtures Home > LED Light Bulbs > LED PAR Bulbs > LED PAR20 > Flood (40 Degree) > 5000K Daylight > 7 Watt 700 Lumen 40 Degree Beam Angle Elite LED PAR20 Flood Light Bulb 5000K Product Specifications - Quick Reference Input Voltage: Lumens: 120 Volt AC 700 Lumens Dimensions: Dimmable: 2.5" W x 3.5" MOL Yes LED Color: 5000 K Daylight Beam Angle: 40 Degree Beam Power Consumption: Luminous Efficacy: 7 Watts 100 lm/W CRI: Certifications: 80 CRI UL Damp Locations Built off a 20-year history of producing energy efficient lighting, Technical Consumer Products, Inc. (TCP) is excited to announce its most advanced and comprehensive lineup of LED lamps: the LED Elite Series. With TCPs dedication to manufacturing high quality, state-of-the-art lighting, combined with excellent high color rendering index (CRI), smooth dimming capabilities and new shatterproof smooth housing (which gives the appearance of traditional halogen bulbs), the LED Elite Series bulbs are a perfect choice to transform nearly every lighted environment into something extraordinary. TCPs design results in world class LED lamps with industry leading dimming performance and best-in-class efficiencies! TCPs precision-designed full face optic lens offers extremely accurate light pattern control, with no washouts, color shifting or hot spots. This results in better overall light levels delivered right where it is needed. This is the TCP, LED Elite Dimmable PAR20 lamp and it comes with a color temperature of 5000 Kelvin (K). UL approved, the TCP LED8P20D50KFL offers a very durable, solid state lighting technology that significantly reduces lighting service and maintenance costs. These Dimmable LED PAR20 bulbs consume up to 85% LESS energy than a standard 50PAR20 50-watt incandescent. These LED PAR20 bulbs do not contain Mercury or any other harmful substance, generate no IR or UV rays and carry a 5 Year Limited Warranty. TCPs LED PAR20 lamps have the highest light output, best dimmability (100% down to 5%) and are the most efficient LED PAR20 lamps available today. Previously an 8 watt bulb, now consuming just 7 watts of 120 volt energy, this PAR20 lamp generates 700 lumens- that's 100 Lumens per watt. This LED PAR20 40 degree beam angle flood lamp is rated for 25,000 hours with a minimum starting temperature of -30 degrees Celsius and measures 3.5" MOL and 2.5" in diameter. Click here to see the TCP LED Elite PAR Series Specification Sheet. Typical Applications Typical applications for the TCP LED8P20D50KFL, Elite Dimmable LED flood light bulbs include dimmable recessed downlights, track lights, display lights, and outdoor fixtures that protect the lamps from the elements. TCP 7 Watt 700 Lumen 40 Degree Beam Angle Elite LED PAR20 Flood Light Bulb 5000K | 5000 | 84 | 700 | 100 | 25000 | 7 | 1 | 9.63 | 9.63 | 11.3156 | 2020Q3 | https://www.greenelectricalsupply.com/tcp-led8p20d50kfl-elite-dimmable-led-par20-light-bulbs-5000k.aspx | Green Electrical Supply | 2020 | Yes
LED Lighting | Reflector |  | True | Daylighting/Photocell, | Reflector (Flood/Spot) | PAR38 | E26 (Medium) | Damp Location Rated,Recessed Fixtures Damp Location Rated,Recessed Fixtures Home ¦Products ¦ Lighting Fixtures ¦ Outdoor Lighting ¦ Garage Lighting ¦RAB PRT30 Ultra high efficacy Pendant or surface mount IP66 rated, keeps water and dust out Low glare, vandal resistant polycarbonate lens 20% uplight eliminates cave effect 100000 hr LED lifespan 118 LPW efficacy Die cast aluminum back box with (4) 1/2 in conduit openings with plugs Hinged tether for easy installation and wiring Specular polycarbonate reflector High temperature silicone gasket Suitable for use in 104 deg F ambient temperature Minimum starting temperature is -40 deg F Replaces 70 to 100 W metal halide lamp Without photocell RAB Porto™ Garage Light, Standard, 120 to 277 VAC, 30 W Fixture, 0.25/0.13/0.12/0.11 A, LED Lamp, 29 W Lamp, 100000 hr Average Life, Cool Light, 5000 K Color, 74 CRI, 120 to 277 VAC On/Off Ballast, Frosted Polycarbonate Glass Lens, 3455 Lumens, IP66, Ceiling Mount, Aluminum/Sheet Metal Housing, Bronze Housing, 13-15/16 in L x 13-15/16 in W x 5-3/4 in H RAB Porto™ PRT30 Standard Garage Light,) LED Lamp, 30 W Fixture, 120 to 277 VAC, Bronze Housing RAB PRT30 | 5000 | 82 | 1050 | 75 | 25000 | 14 | 1 | 358.18 | 358.18 | 420.8753 | 2020Q3 | https://www.iesbuy.com/2525627/Product/RAB-PRT30 | Independent Electric Supply | 2020 | No
LED Lighting | Decorative |  | True | Daylighting/Photocell, | Decorative | CA10 | E12 (Candelabra) | Damp Location Rated,Use With Timers,Not for Use in Recessed Fixtures,Use With Photo and/or Motion Sensors Damp Location Rated,Use With Timers,Not for Use in Recessed Fixtures,Use With Photo and/or Motion Sensors Home ¦Products ¦ Lamps & Lightbulbs ¦ LED Lamps ¦ LED - Decorative ¦GE LED4DCAC-C3/827 120 GEL LED4DCAC-C3/827 21231 LED GE LED4DCAC-C3/827 120 | 2700 | 82 | 300 | 71.4286 | 15000 | 4.2 | 1 | 5.61 | 5.61 | 6.592 | 2020Q3 | https://www.iesbuy.com/2527746/Product/GE-LED4DCAC-C3/827-120 | Independent Electric Supply | 2020 | Yes
LED Lighting | Reflector |  | True |  | Reflector (Flood/Spot) | PAR38 | E26 (Medium) | Wet Location Rated,Recessed Fixtures Wet Location Rated,Recessed Fixtures Home ¦Products ¦ Lamps & Lightbulbs ¦ LED Lamps ¦ LED - Reflective ¦GE LED18D38OW383040 GEL LED18D38OW383040 92967 LED GE LED18D38OW383040 | 3000 | 82 | 1550 | 86.1111 | 25000 | 18 | 1 | 22.42 | 22.42 | 26.3444 | 2020Q3 | https://www.iesbuy.com/2527758/Product/GE-LED18D38OW383040 | Independent Electric Supply | 2020 | Yes
LED Lighting | Reflector |  | True |  | Reflector (Flood/Spot) | BR40 | E26 (Medium) | Damp Location Rated,Recessed Fixtures Damp Location Rated,Recessed Fixtures Home ¦Products ¦GE LED2DCAC-F GE Energy Smart(R) Candles GEL LED2DCAC-F 64045 LED GE LED2DCAC-F | 5000 | 86 | 1150 | 90.5512 | 25000 | 12.7 | 1 | 12.76 | 12.76 | 14.9935 | 2020Q3 | https://www.iesbuy.com/2529313/Product/GE-LED2DCAC-F | Independent Electric Supply | 2020 | Yes
LED Lighting | Downlight | [6 empty] | Downlight Recessed Downlight Recessed Home ¦Products ¦GE LED2CAC-F/ES/TP GE LED 1.8 watt bent tip 1-pack GEL LED2CAC-F/ES/TP 61544 LED GE LED2CAC-F/ES/TP | 3500 | 93 | 900 | 85.7143 | 60000 | 10.5 | 1 | 17.26 | 17.26 | 20.2812 | 2020Q3 | https://www.iesbuy.com/2531710/Product/GE-LED2CAC-F/ES/TP | Independent Electric Supply | 2020 | Yes
LED Lighting | Reflector |  | True | Daylighting/Photocell, | Reflector (Flood/Spot) | BR30 | E26 (Medium) | Damp Location Rated,Use With Timers,Use With Photo and/or Motion Sensors,Recessed Fixtures Damp Location Rated,Use With Timers,Use With Photo and/or Motion Sensors,Recessed Fixtures Home ¦Products ¦ Lamps & Lightbulbs ¦ LED Lamps ¦ LED - Reflective ¦GE LED10DR303/827W GE LED R30 GEL LED10DR303/827W 68160 LED GE LED10DR303/827W | 2700 | 81 | 700 | 70 | 25000 | 10 | 1 | 6.41 | 6.41 | 7.532 | 2020Q3 | https://www.iesbuy.com/2532173/Product/GE-LED10DR303/827W | Independent Electric Supply | 2020 | Yes
LED Lighting | Reflector |  | True | Daylighting/Photocell, | Reflector (Flood/Spot) | BR30 | E26 (Medium) | Damp Location Rated,Use With Timers,Use With Photo and/or Motion Sensors,Recessed Fixtures Damp Location Rated,Use With Timers,Use With Photo and/or Motion Sensors,Recessed Fixtures Home ¦Products ¦ Lamps & Lightbulbs ¦ LED Lamps ¦ LED - Reflective ¦GE LED10DR303/830W Energy-efficient LED lamps, long life 70 lumens per watt efficiency GE LED Reflective Lamp, Dimmable, 10 W Wattage, 120 VAC, LED Lamp, E26 Medium Lamp Base, BR30 Shape, 700 Lumens, 25000 hr Average Life, White, 80 CRI, 3000 K Color Temperature, Frosted Lamp, Instant Start, Flood Beam, 3.75 in Dia x 5.4 in L Dimensions GE LED10DR303/830W Dimmable LED Reflective Lamp, 10 W, E26 Medium LED Lamp, BR30, 700 Lumens GE LED10DR303/830W | 3000 | 81 | 700 | 70 | 25000 | 10 | 1 | 6.41 | 6.41 | 7.532 | 2020Q3 | https://www.iesbuy.com/2532174/Product/GE-LED10DR303/830W | Independent Electric Supply | 2020 | Yes
LED Lighting | Reflector |  | True |  | Reflector (Flood/Spot) | PAR38 | E26 (Medium) | Wet Location Rated,Recessed Fixtures Wet Location Rated,Recessed Fixtures Home ¦Products ¦GE LED20DP38V830/25 GE LED PAR38 GEL LED20DP38V830/25 68195 LED GE LED20DP38V830/25 | 3000 | 81 | 1160 | 77.3333 | 25000 | 15 | 1 | 30.55 | 30.55 | 35.8974 | 2020Q3 | https://www.iesbuy.com/2532175/Product/GE-LED20DP38V830/25 | Independent Electric Supply | 2020 | Yes
LED Lighting | Downlight | [5 empty] | Other | Downlight Solid State Retrofit Downlight Solid State Retrofit Home ¦Products ¦ Lighting Fixtures ¦ Recessed Lighting ¦ Retrofit LED Modules ¦Lithonia Lighting® 6BPMW LED M6 The P series gives you the power of performance. Available in 4, 5 and 6 in, P series is engineered to deliver quality construction and superior lighting performance. Perfect for residential spaces such as kitchens and basements and light commercial applications such as boutiques and hotels, P series is up to 86 percent more efficient than incandescent luminaires giving you up to 46 years of expected life! (50000 hr at 3 hr per day). The P series 6 in can fit any 6 in recessed can-style housings making it great for both new construction and retrofit applications. It can retrofit a 65 to 100 W incandescent lamp. P series in matte white is wet rated for installation in any indoor location. Lithonia Lighting® Retrofit LED Module, Round, Series: 6BPMW, 120 VAC, 12.7 W Fixture, Static LED Lamp, 50000 hr Average Life, White Light, 3000 K Color, 90 CRI, Acrylic Glass Lens, 725 Lumens, Ceiling Mount, Aluminum Housing, 16-1/2 in L x 15-1/2 in W x 8-3/4 in H Lithonia Lighting® 6BPMW LED M6 Round Retrofit LED Module With 6 in Matte White Baffle, Static LED Lamp, 12.7 W Fixture, 120 VAC, Aluminum Housing Lithonia Lighting® 6BPMW LED M6 | 3000 | 84 | 900 | 69.2308 | 50000 | 13 | 1 | 28.95 | 28.95 | 34.0174 | 2020Q3 | https://www.iesbuy.com/2532183/Product/Lithonia-Lighting®-6BPMW-LED-M6 | Independent Electric Supply | 2020 | Yes
LED Lighting | Downlight | [6 empty] | Downlight Solid State Retrofit Downlight Solid State Retrofit Home ¦Products ¦ Lamps & Lightbulbs ¦ LED Lamps ¦ LED - A-Line ¦GE LED7DAV3/827/W GE LED A19 GEL LED7DAV3/827/W 14063 LED GE LED7DAV3/827/W | 2700 | 82 | 1200 | 85.7143 | 35000 | 14 | 1 | 9.09 | 9.09 | 10.6811 | 2020Q3 | https://www.iesbuy.com/2532189/Product/GE-LED7DAV3/827/W | Independent Electric Supply | 2020 | Yes
LED Lighting | Downlight |  | True |  |  |  |  | Downlight Recessed Downlight Recessed Home ¦Products ¦ Lighting Fixtures ¦ Recessed Lighting ¦ Retrofit LED Modules ¦Lithonia Lighting® 65BEMW LED 30K 90CRI M6 Aluminum spun reflector with deep baffle configuration for reduced glare Combined LED and driver printed circuit board attached Inner reflector cone funnels light through the pressed in diffused lens Using adjustable torsion springs, the economical, E series LED downlight fits most manufacturers 5 in and 6 in recessed can style housings. It can be dimmed down to 10% and maintains 70% light output after 54000 hr of use. Ideal for both retrofitting and new construction in a variety of residential and light commercial settings such as multifamily residences, retail shops and offices. Lithonia Lighting® Retrofit LED Module, 5-5/8 in Aperture Dimmable, Series: 65BE, 120 VAC, 11.9 W Fixture, 0.1 A, Center 2 Edge™ Lighting Technology, LED Lamp, 11 W Lamp, E26 Lamp Base, 5-5/8 in Ceiling Opening, Baffle Recessed Trim, 35000 hr Average Life, 3000 K Color Temperature, 90 CRI, Diffused Lens, 835 Lumens, Ceiling Mounting, Aluminum Housing Material, 8-3/4 in L x 3-1/2 in W x 8-3/4 in H Lithonia Lighting® 65BEMW LED 30K 90CRI M6 5-5/8 in Aperture Dimmable Retrofit LED Module, LED Lamp, 11.9 W Fixture, 5-5/8 in Ceiling Opening, 120 VAC, Aluminum Housing Lithonia Lighting® 65BEMW LED 30K 90CRI M6 | 2700 | 90 | 734 | 69.9048 | 54000 | 10.5 | 1 | 12.74 | 12.74 | 14.97 | 2020Q3 | https://www.iesbuy.com/2533677/Product/Lithonia-Lighting®-65BEMW-LED-30K-90CRI-M6 | Independent Electric Supply | 2020 | Yes
LED Lighting | Reflector |  | True |  | Reflector (Flood/Spot) | PAR38 | E26 (Medium) | None,Recessed Fixtures None,Recessed Fixtures Home ¦Products ¦GE LED12DP382W83035 GE LED PAR38 GEL LED12DP382W83035 90151 LED GE LED12DP382W83035 | 5000 | 96 | 1200 | 70.5882 | 40000 | 17 | 1 | 33.63 | 33.63 | 39.5165 | 2020Q3 | https://www.iesbuy.com/2533856/Product/GE-LED12DP382W83035 | Independent Electric Supply | 2020 | Yes
LED Lighting | Reflector |  | True |  | Reflector (Flood/Spot) | PAR38 | E26 (Medium) | None,Recessed Fixtures None,Recessed Fixtures Home ¦Products ¦GE LED12DP3L2W83035 GE LED PAR30 Long Neck GEL LED12DP3L2W83035 94214 LED GE LED12DP3L2W83035 | 5000 | 96 | 1200 | 70.5882 | 40000 | 17 | 1 | 33.63 | 33.63 | 39.5165 | 2020Q3 | https://www.iesbuy.com/2535738/Product/GE-LED12DP3L2W83035 | Independent Electric Supply | 2020 | Yes
LED Lighting | Reflector |  | True |  | Reflector (Flood/Spot) | PAR38 | E26 (Medium) | None,Recessed Fixtures None,Recessed Fixtures Home ¦Products ¦GE LED12DP302W83035 GE LED PAR30 GEL LED12DP302W83035 94216 LED GE LED12DP302W83035 | 5000 | 96 | 1200 | 70.5882 | 40000 | 17 | 1 | 38.18 | 38.18 | 44.863 | 2020Q3 | https://www.iesbuy.com/2535744/Product/GE-LED12DP302W83035 | Independent Electric Supply | 2020 | Yes
LED Lighting | Downlight | [6 empty] | Downlight Solid State Retrofit Downlight Solid State Retrofit Home ¦Products ¦Cutler-Hammer E34GDB97LED2A-1X E34, 30.5 mm, Corrosion Resistant, 40 mm, NEMA 3, 3R, 4, 4X, 12, 13, Illuminated, Two-position, Maintained push and pull, Standard, Red actuator, Plastic bus, LED, full voltage light unit, 1NO-1NC, 120 Vac/dc light unit ETN E34GDB97LED2A-1X 30.5 mm, Corro Cutler-Hammer E34GDB97LED2A-1X | 3000 | 92 | 1400 | 56 | 54000 | 25 | 1 | 250 | 250 | 293.7597 | 2020Q3 | https://www.iesbuy.com/2535855/Product/Cutler-Hammer-E34GDB97LED2A-1X | Independent Electric Supply | 2020 | Yes
LED Lighting | Downlight | [6 empty] | Downlight Recessed Downlight Recessed Home ¦Products ¦ Industrial Control ¦ Pushbuttons & Pilot Lights ¦ Pilot Lights ¦Cutler-Hammer E34FB197LRP2A LED, full voltage light unit Standard actuator Cutler-Hammer Indicating Light, Corrosion Resistant Oiltight Watertight, Series: E34, 120 VAC, Red Lens, Plastic Lens, LED Lamp, 30.5 mm, Bayonet Base, NEMA 3/3R/3S/4/4X/12/13 Cutler-Hammer E34 Corrosion Resistant Oiltight Watertight Indicating Light, 120 VAC Cutler-Hammer E34FB197LRP2A | 3000 | 91 | 1100 | 61.1111 | 54000 | 18 | 1 | 192.47 | 192.47 | 226.1597 | 2020Q3 | https://www.iesbuy.com/2535857/Product/Cutler-Hammer-E34FB197LRP2A | Independent Electric Supply | 2020 | Yes
LED Lighting | Downlight |  |  | Daylighting/Photocell, |  |  |  | Downlight Solid State Retrofit Downlight Solid State Retrofit Home ¦Products ¦ Lighting Fixtures ¦ Outdoor Lighting ¦ Flood Light Fixtures ¦RAB HSLED26YA 80% energy savings vs PAR floods Mount on junction box or on RAB mighty post Patent pending air flow technology Suitable for ground mounting 72 LPW efficacy 3H x 3V beam distribution Without photocell No DLC listed 0.24 A at 120 VAC, 0.15 A at 208 VAC, 0.13 A at 240 VAC, 0.11 A at 277 VAC RAB Floodlight Fixture, Bullet Standard, Series: HSLED, 120/208/240/277 VAC, 27 W Fixture, 0.24/0.15/0.13/0.11 A, LED Lamp, 26 W Lamp, 100000 hr Average Life, Warm White Light, 3000 K Color, 81 CRI, Constant Current Ballast, Semi-Specular Polycarbonate Spot Reflector Lens, 1929 Lumens, Arm Mount, Die Cast Aluminum Housing, Bronze Housing, 5-1/2 in H x 9-1/4 in W RAB HSLED26YA Bullet Standard Floodlight Fixture,) LED Lamp, 27 W Fixture, 120/208/240/277 VAC, Bronze Housing RAB HSLED26YA | 2700 | 92 | 1130 | 62.7778 | 50000 | 18 | 1 | 441.53 | 441.53 | 518.8148 | 2020Q3 | https://www.iesbuy.com/2536274/Product/RAB-HSLED26YA | Independent Electric Supply | 2020 | Yes
LED Lighting | Reflector |  | True | Daylighting/Photocell, | Reflector (Flood/Spot) | MR16 | GU5.3 | Use With Photo and/or Motion Sensors,Damp Location Rated,Dim to Warm,Recessed Fixtures Use With Photo and/or Motion Sensors,Damp Location Rated,Dim to Warm,Recessed Fixtures Home ¦Products ¦ Lighting Fixtures ¦ Landscape Lighting ¦ Spot - Flood Landscape Lights ¦RAB LFLED5B Microprismatic diffusion lens for even light distribution 4H x 4V NEMA type with 44 deg beam angle High temperature silicone gasket Polyester powder coated finish 5 W high output, long life LED 0.1 A at 120 VAC, 0.06 A at 208 VAC, 0.05 A at 240 VAC RAB Floodlight, 100 to 240 VAC, 5 W Fixture, 0.1/0.06/0.05 A, Mercury/UV Free, LED Lamp, 5 W Lamp, 100000 hr Average Life, Cool White Light, 5000 K Color, 68 CRI, Constant Current Ballast, Micro-Prismatic Glass Lens, 299 Lumens, NEMA 4H x 4V, Aluminum Housing, Black Housing, 2-3/8 in Dia x 6 in L RAB LFLED5B Floodlight,) LED Lamp, 5 W Fixture, 100 to 240 VAC, Black Housing RAB LFLED5B | 2700 | 82 | 350 | 70 | 25000 | 5 | 1 | 100.97 | 100.97 | 118.6437 | 2020Q3 | https://www.iesbuy.com/2547417/Product/RAB-LFLED5B | Independent Electric Supply | 2020 | No
LED Lighting | Downlight |  |  |  |  | Other | Other | Downlight Solid State Retrofit Downlight Solid State Retrofit Home ¦Products ¦ Lighting Fixtures ¦ Landscape Lighting ¦ Spot - Flood Landscape Lights ¦RAB HNLED26A Heavy duty mounting arm with O-ring seal and stainless steel screws Reflector semi-specular, vacuum metalized polycarbonate Superior heat sinking with external air flow fins High temperature silicone gasket Mount on junction box or on RAB mighty post Up to 80% energy savings Polyester powder coated finish Multi-chip high output, long life LED 0.24 A at 120 VAC, 0.15 A at 208 VAC, 0.13 A at 240 VAC, 0.24 A at 277 VAC RAB Floodlight, 120 to 277 VAC, 27 W Fixture, 0.24/0.15/0.13/0.11 A, Air-Flo Mercury/UV Free, LED Lamp, 26 W Lamp, 100000 hr Average Life, Cool White Light, 5000 K Color, 67 CRI, Constant Current Ballast, 2272 Lumens, Aluminum Housing, Bronze Housing, 5-1/2 in Dia x 9-1/4 in L RAB HNLED26A Floodlight,) LED Lamp, 27 W Fixture, 120 to 277 VAC, Bronze Housing RAB HNLED26A | 2700 | 93 | 765 | 85 | 50000 | 9 | 1 | 396.47 | 396.47 | 465.8676 | 2020Q3 | https://www.iesbuy.com/2548275/Product/RAB-HNLED26A | Independent Electric Supply | 2020 | Yes
LED Lighting | Decorative |  | True |  | Globe | G25 | E26 (Medium) | Damp Location Rated Damp Location Rated Home ¦Products ¦ Lamps & Lightbulbs ¦ LED Lamps ¦ LED - Decorative ¦Philips Lighting 458745 Traditional lamp shape A19, R20, BR30 and BR40 are energy STAR® certified Smooth dimming to <10% A19 and G25 features all-around light Incandescent-like dimming experience Long life, can reduce maintenance costs Enjoy the energy savings of LEDs without sacrificing light quality Dims to a smooth, even glow Maintains CRI throughout dimming range, dimmable 60 Hz input frequency 0.5 sec starting time 0.8 power factor 90 deg C maximum nominal temperature Philips Candle dimmable LED lamps offer decorative energy saving ambience with the elegant effect of incandescent candles. Available in bent, blunt and flame tip candles, their unique design provides light in all directions, giving lighting designers a long life alternative to standard incandescent sources. Philips Lighting LED Decorative Lamp, 7A19/LED/827-22/CL/DIM 120V Designation, 7 W Wattage, 120 VAC, 68 mA, LED Lamp, E26 Medium Lamp Base, A19 Shape, 450 Lumens, 25000 hr Average Life, Warm White, 80 CRI, 2700 K Color Temperature, Clear Lamp, 61 mm Dia x 61 mm L Dimensions Philips Lighting 458745 LED Decorative Lamp, 7 W, E26 Medium LED Lamp, A19, 450 Lumens Philips Lighting 458745 | 2700 | 82 | 450 | 100 | 15000 | 4.5 | 1 | 12.73 | 12.73 | 14.9582 | 2020Q3 | https://www.iesbuy.com/2554190/Product/Philips-Lighting-458745 | Independent Electric Supply | 2020 | Yes
LED Lighting | Reflector |  | True |  | Reflector (Flood/Spot) | R20 | E26 (Medium) | Damp Location Rated,Recessed Fixtures Damp Location Rated,Recessed Fixtures Home ¦Products ¦ Lamps & Lightbulbs ¦ LED Lamps ¦ LED - Reflective ¦SATCO® S9630 BR LED, Designation: 6.5W LED R20 Reflector - 107' Beam Spread - Medium Base - 2700K - 120V - Dimmable SATCO S9630 6.5R20/LED/2700K/525L/1 SATCO® S9630 | 2700 | 83 | 525 | 80.7692 | 25000 | 6.5 | 1 | 8.17 | 8.17 | 9.6001 | 2020Q3 | https://www.iesbuy.com/2554191/Product/SATCO®-S9630 | Independent Electric Supply | 2020 | Yes
LED Lighting | Reflector |  | True |  | Reflector (Flood/Spot) | BR30 | E26 (Medium) | Damp Location Rated,Recessed Fixtures Damp Location Rated,Recessed Fixtures Home ¦Products ¦ Lighting Fixtures ¦ Outdoor Lighting ¦ Outdoor Wallpacks ¦Lumark XTOR4B-WT Crosstour MAXX, LED 38W, Wall Mount, Full Cutoff Door, 5000K, 120-277V, Summit White ETNCL XTOR4B-WT LED,38W,LG,UNV WL/L Lumark XTOR4B-WT | 5000 | 84 | 750 | 83.3333 | 25000 | 9 | 1 | 250.36 | 250.36 | 294.1827 | 2020Q3 | https://www.iesbuy.com/2559145/Product/Lumark-XTOR4B-WT | Independent Electric Supply | 2020 | No
LED Lighting | Reflector |  | True |  | Reflector (Flood/Spot) | PAR16 | GU10 | Damp Location Rated,Recessed Fixtures Damp Location Rated,Recessed Fixtures Home ¦Products ¦ Lamps & Lightbulbs ¦ LED Lamps ¦ LED - Reflective ¦SATCO® S9383 Solid state led lighting High efficiency Long life 50 W Incandescent 0.96 power factor SATCO® LED Reflective Lamp, Dimmable, 6.5MR16/LED/40'/30K/120V/GU10 Designation, 6.5 W Wattage, 120 VAC, LED Lamp, GU10 Lamp Base, MR16 Shape, 500 Lumens Initial Lumens, 25000 hr Average Life, Warm White, 80 CRI, 3000 K Color Temperature, Enclosed Fixture, Spread Beam, 40 deg Beam, 2 in Dia x 2-3/16 in L Dimensions SATCO® S9383 Dimmable LED Reflective Lamp, 6.5 W, GU10 LED Lamp, MR16, 500 Lumens Initial SATCO® S9383 | 3000 | 83 | 500 | 76.9231 | 25000 | 6.5 | 1 | 11.84 | 11.84 | 13.9125 | 2020Q3 | https://www.iesbuy.com/2560240/Product/SATCO®-S9383 | Independent Electric Supply | 2020 | Yes
LED Lighting | A-Type | Brand TCP | False |  | General Purpose Replacement | A19 | E26 (Medium) | Damp Location Rated Tcp Led 11 Watt A19 Non-Dimming 2700k Replaces 75 Watt, Medium Base Tcp 11w Non-Dimming Led A19 Bulb 2700k 15,000 Hour Life Non-Dimmable 1,100 Lumens 80 Cri Replaces 75w Incandescent 120 Volt Medium Base Energy Star Mfg #L11A19N1527K TCP® LED 11 Watt A19 Non-Dimming 2700k Replaces 75 Watt, Medium Base, Pack Of 12 | 2700 | 83 | 1100 | 100 | 15000 | 11 | 1 | 59.95 | 59.95 | 70.4436 | 2020Q2 | https://hdsupplysolutions.com/p/led-00-75-10-35/tcp-led-11-watt-a19-non-dimming-2700k-replaces-75-watt-medium-base-pack-of-12-p104401 | HD Supply | 2020 | Yes
LED Lighting | Reflector |  | True |  | Reflector (Flood/Spot) | MR16 | GU5.3 | Damp Location Rated,Recessed Fixtures Damp Location Rated,Recessed Fixtures Home ¦Products ¦ Lamps & Lightbulbs ¦ LED Lamps ¦ LED - General Purpose ¦SATCO® S9495 MR LED, Designation: 6.5W - MR16 LED - 40' Beam Spread - GU5.3 Base - 2700K - 12V SATCO S9495 6.5MR16/LED/40'/27K/12V SATCO® S9495 | 2700 | 83 | 500 | 76.9231 | 25000 | 6.5 | 1 | 12.64 | 12.64 | 14.8525 | 2020Q3 | https://www.iesbuy.com/2562537/Product/SATCO®-S9495 | Independent Electric Supply | 2020 | Yes
LED Lighting | Downlight | [6 empty] | Downlight Recessed Downlight Recessed Home ¦Products ¦ Industrial Control ¦ Pushbuttons & Pilot Lights ¦ Pilot Lights ¦GE P9PDNVBLL IEC pilot devices. P9 pushbuttons. Full voltage screw LED 12vac/dc blue. GE P9PDNVBLL FULL VOLTAGE;SCREW;LED GE P9PDNVBLL | 2700 | 94 | 1500 | 78.9474 | 50000 | 19 | 1 | 55.31 | 55.31 | 64.9914 | 2020Q3 | https://www.iesbuy.com/2563777/Product/GE-P9PDNVBLL | Independent Electric Supply | 2020 | Yes
LED Lighting | Reflector |  | True |  | Reflector (Flood/Spot) | PAR30L | E26 (Medium) | Damp Location Rated,Recessed Fixtures Damp Location Rated,Recessed Fixtures Home ¦Products ¦ Lighting Controls & Ballasts ¦ Dimmers ¦ Dimmer Switches ¦Lithonia Lighting® NPODM WH Standard dimming control Standard dynamic Standard humidity RJ45 ports network connection Communicates with light network Remotely configurable Runs locally stored scenes or global scenes Programmable to initiate occ. sensor time delay sweep "Dynamic" options for custom button names when pairing with Acuity brands nTUNE fixtures Capable of programming 4 different scene types Expiration timer programmable to each scene Single gang switch box or low voltage ring mounting Dual on-off action Push button actuator The nPODM xS Series WallPods are single gang nLight-enabled devices that provide one, two, and four scene control. These units provide a convenient method of selecting a custom lighting control scene for the room in which it is installed, or requesting a global profile scene be run across several remote zones. By default, however, the buttons of an nPODM xS are configured as on/off toggle switches. Scenes are programmed to these units utilizing available SensorView software. The nPODM xS has soft-click push-buttons with a green LED indicator for each button. These button are field replaceable and can be custom engraved. Two RJ-45 connectors allow the nPODM xS to be daisy-chain wired with CAT-5e cabling to other nLight network devices. The nPODM xSB offers individual on/off buttons for each scene. Pressing the “on” button will reset the expiration time of a scene back to the original programmed time. In order to utilize a blink warning, system gateway and additional programming is required. nPODM xSB WallPods are not recommended for use with “preset” style scenes. Lithonia Lighting® Network Wall Pod, Series: nPODM, <5 mA, Wall Mount, -10 to 71 deg C, White, 1.68 in W x 1.63 in D x 2.74 in H Lithonia Lighting® nPODM Network Wall Pod, <5 mA, White Lithonia Lighting® NPODM WH | 2700 | 93 | 810 | 62.3077 | 25000 | 13 | 1 | 119.31 | 119.31 | 140.1939 | 2020Q3 | https://www.iesbuy.com/2568386/Product/Lithonia-Lighting®-NPODM-WH | Independent Electric Supply | 2020 | No
LED Lighting | Reflector |  | True |  | Reflector (Flood/Spot) | PAR30 | E26 (Medium) | Damp Location Rated,Recessed Fixtures Damp Location Rated,Recessed Fixtures Home ¦Products ¦ Lamps & Lightbulbs ¦ LED Lamps ¦ LED - Directional ¦GE LED12DP30RW83040 120 GEL LED12DP30RW83040 GE LED PAR30 4 GE LED12DP30RW83040 120 | 3000 | 83 | 1050 | 87.5 | 25000 | 12 | 1 | 24.02 | 24.02 | 28.2244 | 2020Q3 | https://www.iesbuy.com/2573247/Product/GE-LED12DP30RW83040-120 | Independent Electric Supply | 2020 | Yes
LED Lighting | Reflector |  | True |  | Reflector (Flood/Spot) | PAR30L | E26 (Medium) | Damp Location Rated,Recessed Fixtures Damp Location Rated,Recessed Fixtures Home ¦Products ¦ Lamps & Lightbulbs ¦ LED Lamps ¦ LED - Directional ¦GE LED12DP3LRW93040 120 GEL LED12DP3LRW93040 GE Led PAR30 L GE LED12DP3LRW93040 120 | 3000 | 92 | 900 | 75 | 25000 | 12 | 1 | 21.62 | 21.62 | 25.4043 | 2020Q3 | https://www.iesbuy.com/2573249/Product/GE-LED12DP3LRW93040-120 | Independent Electric Supply | 2020 | Yes
LED Lighting | Reflector |  | True | Daylighting/Photocell, | Reflector (Flood/Spot) | BR40 | E26 (Medium) | Damp Location Rated,Use With Timers,Use With Photo and/or Motion Sensors,Recessed Fixtures Damp Location Rated,Use With Timers,Use With Photo and/or Motion Sensors,Recessed Fixtures Home ¦Products ¦ Lamps & Lightbulbs ¦ LED Lamps ¦ LED - Reflective ¦GE LED13DBR40/827 120 GEL LED13DBR40/827 GE LED BR40 6417 GE LED13DBR40/827 120 | 2700 | 82 | 1070 | 82.3077 | 25000 | 13 | 1 | 17.62 | 17.62 | 20.7042 | 2020Q3 | https://www.iesbuy.com/2573250/Product/GE-LED13DBR40/827-120 | Independent Electric Supply | 2020 | Yes
LED Lighting | Reflector |  | True |  | Reflector (Flood/Spot) | PAR38 | E26 (Medium) | Damp Location Rated,Recessed Fixtures Damp Location Rated,Recessed Fixtures Home ¦Products ¦ Lamps & Lightbulbs ¦ LED Lamps ¦ LED - Directional ¦GE LED18D38W3927/40 GEL LED18D38W3927/40 GE LED PAR38 9 GE LED18D38W3927/40 | 2700 | 92 | 1250 | 69.4444 | 25000 | 18 | 1 | 25.63 | 25.63 | 30.1162 | 2020Q3 | https://www.iesbuy.com/2573255/Product/GE-LED18D38W3927/40 | Independent Electric Supply | 2020 | Yes
LED Lighting | Reflector |  | True | Daylighting/Photocell, | Reflector (Flood/Spot) | PAR20 | E26 (Medium) | Damp Location Rated,Use With Timers,Use With Photo and/or Motion Sensors,Recessed Fixtures Damp Location Rated,Use With Timers,Use With Photo and/or Motion Sensors,Recessed Fixtures Home ¦Products ¦ Lamps & Lightbulbs ¦ LED Lamps ¦ LED - Directional ¦GE LED7DP203B830/20 GEL LED7DP203B830/20 GE LED PAR20 9 GE LED7DP203B830/20 | 3000 | 85 | 520 | 74.2857 | 25000 | 7 | 1 | 13.61 | 13.61 | 15.9923 | 2020Q3 | https://www.iesbuy.com/2573256/Product/GE-LED7DP203B830/20 | Independent Electric Supply | 2020 | Yes
LED Lighting | Reflector |  | True | Daylighting/Photocell, | Reflector (Flood/Spot) | PAR20 | E26 (Medium) | Damp Location Rated,Use With Timers,Use With Photo and/or Motion Sensors,Recessed Fixtures Damp Location Rated,Use With Timers,Use With Photo and/or Motion Sensors,Recessed Fixtures Home ¦Products ¦ Lamps & Lightbulbs ¦ LED Lamps ¦ LED - Directional ¦GE LED7DP203B827/20 GEL LED7DP203B827/20 GE LED PAR20 9 GE LED7DP203B827/20 | 2700 | 83 | 500 | 71.4286 | 25000 | 7 | 1 | 14.81 | 14.81 | 17.4023 | 2020Q3 | https://www.iesbuy.com/2573280/Product/GE-LED7DP203B827/20 | Independent Electric Supply | 2020 | Yes
LED Lighting | Downlight | [5 empty] | Other | Downlight Solid State Retrofit Downlight Solid State Retrofit Home ¦Products ¦ Lighting Fixtures ¦ Recessed Lighting ¦ Retrofit LED Modules ¦GE LED10RS4/827E26P 120 GEL LED10RS4/827E26P GE LED RS Can GE LED10RS4/827E26P 120 | 2700 | 80 | 700 | 66.6667 | 35000 | 10.5 | 1 | 14.41 | 14.41 | 16.9323 | 2020Q3 | https://www.iesbuy.com/2573282/Product/GE-LED10RS4/827E26P-120 | Independent Electric Supply | 2020 | Yes
LED Lighting | Decorative | Satco | True |  | Decorative | CA10 | E12 (Candelabra) | Damp Location Rated,Recessed Fixtures Damp Location Rated,Recessed Fixtures Home Lamps, Bulbs, Ballasts Bulbs - LED LED - Decorative Lamps - Bent Tip LED Lamp, 4 Watt, 350 Lumen, 2700K, CA11, Clear, Candelabra Base, 120 Volt Satco S29923 LED Lamp, 4 Watt, 350 Lumen, 2700K, CA11, Clear, Candelabra, 120V | 2700 | 83 | 350 | 87.5 | 15000 | 4 | 1 | 6.46 | 6.46 | 7.5907 | 2020Q3 | https://www.platt.com/platt-electric-supply/LED-Decorative-Lamps-Bent-Tip/Satco/S29923/product.aspx?zpid=1172642 | Platt | 2020 | Yes
LED Lighting | Decorative | Satco | True |  | Decorative | CA10 | E12 (Candelabra) | Damp Location Rated,Recessed Fixtures Damp Location Rated,Recessed Fixtures Home Lamps, Bulbs, Ballasts Bulbs - LED LED - Decorative Lamps - Bent Tip LED Lamp, 4 Watt, 4000K, 350 Lumen, CA11, Clear, Candelabra Base, 120 Volt, Dimmable Satco S8840 LED Lamp, 4 Watt, 4000K, 350 Lumen, CA11, Clear, 120 Volt | 4000 | 86 | 350 | 87.5 | 15000 | 4 | 1 | 6.46 | 6.46 | 7.5907 | 2020Q3 | https://www.platt.com/platt-electric-supply/LED-Decorative-Lamps-Bent-Tip/Satco/S8840/product.aspx?zpid=1418784 | Platt | 2020 | Yes
LED Lighting | Decorative | Satco | True |  | Decorative | B10 | E12 (Candelabra) | Damp Location Rated,Recessed Fixtures Damp Location Rated,Recessed Fixtures Home Lamps, Bulbs, Ballasts Bulbs - LED LED - Decorative Lamps - Blunt Tip SAT S29922 4W CTC/LED/27K/CL 4 Watt C11 LED; Clear; Candelabra Base; 2700K; 350 LUMENS; 120V Satco S29922 4 Watt C11 LED; Clear; Candelabra Base; 2700K; 350 LUMEN; 120V | 2700 | 83 | 350 | 87.5 | 15000 | 4 | 1 | 6.1 | 6.1 | 7.1677 | 2020Q3 | https://www.platt.com/platt-electric-supply/LED-Decorative-Lamps-Blunt-Tip/Satco/S29922/product.aspx?zpid=1206138 | Platt | 2020 | Yes
LED Lighting | Decorative | Satco | True |  | Decorative | B10 | E12 (Candelabra) | Damp Location Rated,Recessed Fixtures Damp Location Rated,Recessed Fixtures Home Lamps, Bulbs, Ballasts Bulbs - LED LED - Decorative Lamps - Blunt Tip STACO S9570 4.5W/CTC/LED/27K Satco S9570 SATCO S9570 4.5 watt C11 LED; Clear; Candelabra base; 2700K; 450 lumens; 120 volts | 2700 | 82 | 470 | 104.4444 | 20000 | 4.5 | 1 | 7.92 | 7.92 | 9.3063 | 2020Q3 | https://www.platt.com/platt-electric-supply/LED-Decorative-Lamps-Blunt-Tip/Satco/S9570/product.aspx?zpid=192786 | Platt | 2020 | Yes
LED Lighting | Decorative | Satco | True |  | Decorative | B10 | E12 (Candelabra) | Damp Location Rated,Recessed Fixtures Damp Location Rated,Recessed Fixtures Home Lamps, Bulbs, Ballasts Bulbs - LED LED - Decorative Lamps - Blunt Tip LED Lamp, 5.5 Watt, 500 Lumen, B11, Clear, 3000K, 80 CRI, Candelabra Base, 120 Volt, Dimmable Satco S9961 LED Lamp, 5.5 Watt, 500 Lumen, B11, Clear, 3000K, 120V | 3000 | 82 | 500 | 90.9091 | 15000 | 5.5 | 1 | 7.2 | 7.2 | 8.4603 | 2020Q3 | https://www.platt.com/platt-electric-supply/LED-Decorative-Lamps-Blunt-Tip/Satco/S9961/product.aspx?zpid=1276231 | Platt | 2020 | Yes
LED Lighting | Decorative | Satco | True |  | Decorative | CA10 | E12 (Candelabra) | Damp Location Rated,Recessed Fixtures Damp Location Rated,Recessed Fixtures Home Lamps, Bulbs, Ballasts Bulbs - LED LED - Decorative Lamps - Blunt Tip SATCO S9962 5.5W 27K CAND 60W Satco S9962 5.5 watt CA11 LED; Clear; Candelabra base; 2700K; 500 lumens; 120 volts | 2700 | 82 | 500 | 90.9091 | 15000 | 5.5 | 1 | 7.92 | 7.92 | 9.3063 | 2020Q3 | https://www.platt.com/platt-electric-supply/LED-Decorative-Lamps-Blunt-Tip/Satco/S9962/product.aspx?zpid=1127034 | Platt | 2020 | Yes
LED Lighting | Decorative | Satco | True |  | Decorative | B10 | E26 (Medium) | Damp Location Rated,Recessed Fixtures Damp Location Rated,Recessed Fixtures Home Lamps, Bulbs, Ballasts Bulbs - LED LED - Decorative Lamps - Blunt Tip 5.5W ETC/LED/27K/CL/120V Satco S9964 5.5W ETC/LED/27K/CL/120V | 2700 | 83 | 500 | 90.9091 | 15000 | 5.5 | 1 | 7.2 | 7.2 | 8.4603 | 2020Q3 | https://www.platt.com/platt-electric-supply/LED-Decorative-Lamps-Blunt-Tip/Satco/S9964/product.aspx?zpid=1419102 | Platt | 2020 | Yes
LED Lighting | Decorative | TCP | True |  | Other | B11 | E12 (Candelabra) | Damp Location Rated,Filament Style Damp Location Rated,Filament Style Home Lamps, Bulbs, Ballasts Bulbs - LED LED - Decorative Lamps - Blunt Tip LED Filament Deco Lamp, 4.5 Watts, Lumens: 350 (25W Equiv.), Bulb: B11, Color Temperature: 2700K, CRI: 90, Base: E12, Dimmable ***Title 20/24 Compliant*** CQ (CALIFORNIA QUALIFIED) TCP FB11D4027ECCQ LED Filament Lamp, 4.5W, 350L, E12 | 2700 | 93 | 350 | 77.7778 | 15000 | 4.5 | 1 | 5.94 | 5.94 | 6.9797 | 2020Q3 | https://www.platt.com/platt-electric-supply/LED-Decorative-Lamps-Blunt-Tip/TCP/FB11D4027ECCQ/product.aspx?zpid=1446636 | Platt | 2020 | Yes
LED Lighting | Decorative | TCP | True |  | Globe | G25 | E26 (Medium) | Damp Location Rated,Filament Style Damp Location Rated,Filament Style Home Lamps, Bulbs, Ballasts Bulbs - LED LED - Decorative Lamps - Blunt Tip LED G25 Filament Lamp, 4.5 Watts, Lumens: 350, Color Temperature: 2700K, CRI: 90, Base: E26, Dimmable ***Title 20 Compliant*** TCP FG25D4027FCQ LED G25 Filament Lamp, 4.5W, 350L, E26 | 2700 | 92 | 350 | 77.7778 | 15000 | 4.5 | 1 | 4.54 | 4.54 | 5.3347 | 2020Q3 | https://www.platt.com/platt-electric-supply/LED-Decorative-Lamps-Blunt-Tip/TCP/FG25D4027FCQ/product.aspx?zpid=1446638 | Platt | 2020 | Yes
LED Lighting | Decorative | TCP | True |  | Other | B11 | E12 (Candelabra) | Damp Location Rated Damp Location Rated Home Lamps, Bulbs, Ballasts Bulbs - LED LED - Decorative Lamps - Blunt Tip LED Elite Decorative 5W Dimmable Candelabra Blunt Tip B11 2700K TCP LED5E12B1127K LED 5W B11 E12 DIM 2700K | 2700 | 83 | 350 | 70 | 25000 | 5 | 1 | 7.37 | 7.37 | 8.66 | 2020Q3 | https://www.platt.com/platt-electric-supply/LED-Decorative-Lamps-Blunt-Tip/TCP/LED5E12B1127K/product.aspx?zpid=66235 | Platt | 2020 | Yes
LED Lighting | Decorative | TCP | True |  | Other | B11 | E12 (Candelabra) | Damp Location Rated Damp Location Rated Home Lamps, Bulbs, Ballasts Bulbs - LED LED - Decorative Lamps - Blunt Tip Dimmable LED Lamp, 5W, 120V, Bulb: B11, Base: Candelabra Screw (E12), Lumens: 300, CRI: 82, Color Temperature: 3000K, Rated Average Life: 25,000 Hrs. Finish: Clear. 40W Equivalent. TCP LED5E12B1130K 5W Dimmable Candle LED | 3000 | 83 | 350 | 70 | 25000 | 5 | 1 | 7.37 | 7.37 | 8.66 | 2020Q3 | https://www.platt.com/platt-electric-supply/LED-Decorative-Lamps-Blunt-Tip/TCP/LED5E12B1130K/product.aspx?zpid=66866 | Platt | 2020 | Yes
LED Lighting | Decorative | TCP | True |  | Other | B11 | E26 (Medium) | Damp Location Rated Damp Location Rated Home Lamps, Bulbs, Ballasts Bulbs - LED LED - Decorative Lamps - Blunt Tip LED Lamp, Dimmable, 5 Watt, 120 Volt, Bulb: B11 (Blunt Tip), Base: Medium Screw (E26), Lumens: 300, CRI: 82, Color Temperature: 2700K TCP LED5E26B1127K LED Lamp, Dimmable, B11, 5W, 120V, Medium Base | 2700 | 83 | 350 | 70 | 25000 | 5 | 1 | 7.37 | 7.37 | 8.66 | 2020Q3 | https://www.platt.com/platt-electric-supply/LED-Decorative-Lamps-Blunt-Tip/TCP/LED5E26B1127K/product.aspx?zpid=77473 | Platt | 2020 | Yes
LED Lighting | Decorative | TCP | True |  | Other | B11 | E26 (Medium) | Damp Location Rated,Filament Style Damp Location Rated,Filament Style Home Lamps, Bulbs, Ballasts Bulbs - LED LED - Decorative Lamps - Blunt Tip LED Dimmable Filament Lamp, 3.5 Watt, Amber E12, 120 Volt, 300 Lumens, 80 CRI, 2700K, Diameter: 1.4", Clear Glass TCP LFB11C4027KDCQ LED Dimmable Filament Lamp, Clear Glass | 2700 | 93 | 350 | 77.7778 | 15000 | 4.5 | 1 | 8.05 | 8.05 | 9.4591 | 2020Q3 | https://www.platt.com/platt-electric-supply/LED-Decorative-Lamps-Blunt-Tip/TCP/LFB11C4027KDCQ/product.aspx?zpid=282439 | Platt | 2020 | Yes
LED Lighting | Decorative | TCP | True |  | Other | B11 | E12 (Candelabra) | Damp Location Rated Damp Location Rated Home Lamps, Bulbs, Ballasts Bulbs - LED LED - Decorative Lamps - Flame Tip LED Elite Decorative 5W Dimmable Candelabra Flame Tip F11 2700K TCP LED5E12F1127K LED 5W F11 DIM 2700K E12 | 2700 | 83 | 350 | 70 | 25000 | 5 | 1 | 7.37 | 7.37 | 8.66 | 2020Q3 | https://www.platt.com/platt-electric-supply/LED-Decorative-Lamps-Flame-Tip/TCP/LED5E12F1127K/product.aspx?zpid=133331 | Platt | 2020 | Yes
LED Lighting | Decorative | TCP | True |  | Other | B11 | E26 (Medium) | Damp Location Rated Damp Location Rated Home Lamps, Bulbs, Ballasts Bulbs - LED LED - Decorative Lamps - Flame Tip Dimmable LED Lamp, 5W, 120V, Bulb: F11, Base: Medium Screw (E26), Lumens: 300, CRI: 60, Color Temperature: 2700K, Rated Average Life: 25,000 Hrs. 40W Equivalent. TCP LED5E26F1127K Dimmable 5W Deco Lamps | 2700 | 83 | 350 | 70 | 25000 | 5 | 1 | 7.37 | 7.37 | 8.66 | 2020Q3 | https://www.platt.com/platt-electric-supply/LED-Decorative-Lamps-Flame-Tip/TCP/LED5E26F1127K/product.aspx?zpid=92444 | Platt | 2020 | Yes
LED Lighting | Decorative | Satco | True |  | Globe | G25 | E26 (Medium) | Damp Location Rated,Recessed Fixtures Damp Location Rated,Recessed Fixtures Home Lamps, Bulbs, Ballasts Bulbs - LED LED - Decorative Lamps - Globe SAT S29563 4.5G25/CL/LED/E26/ Satco S29563 SAT S29563 4.5G25/CL/LED/E26/ | 2700 | 82 | 450 | 100 | 20000 | 4.5 | 1 | 7.92 | 7.92 | 9.3063 | 2020Q3 | https://www.platt.com/platt-electric-supply/LED-Decorative-Lamps-Globe/Satco/S29563/product.aspx?zpid=1419477 | Platt | 2020 | Yes
LED Lighting | Decorative | Satco | True |  | Globe | G16.5 | E12 (Candelabra) | Damp Location Rated Damp Location Rated Home Lamps, Bulbs, Ballasts Bulbs - LED LED - Decorative Lamps - Globe SAT S8553 4G16/LED/CL/27K/120 Satco S8553 | 2700 | 94 | 350 | 77.7778 | 15000 | 4.5 | 1 | 4.27 | 4.27 | 5.0174 | 2020Q3 | https://www.platt.com/platt-electric-supply/LED-Decorative-Lamps-Globe/Satco/S8553/product.aspx?zpid=1418588 | Platt | 2020 | Yes
LED Lighting | Decorative | Satco | True |  | Globe | G25 | E26 (Medium) | Damp Location Rated Damp Location Rated Home Lamps, Bulbs, Ballasts Bulbs - LED LED - Decorative Lamps - Globe SAT S9827 Satco S9827 4.5 watt G25 LED; Soft white finish; Medium base; 2700K; 430 lumens; 120 volts | 2700 | 81 | 420 | 93.3333 | 15000 | 4.5 | 1 | 8.54 | 8.54 | 10.0348 | 2020Q3 | https://www.platt.com/platt-electric-supply/LED-Decorative-Lamps-Globe/Satco/S9827/product.aspx?zpid=231984 | Platt | 2020 | Yes
LED Lighting | Decorative | TCP | True |  | Globe | G16.5 | E12 (Candelabra) | Filament Style,Damp Location Rated Filament Style,Damp Location Rated Home Lamps, Bulbs, Ballasts Bulbs - LED LED - Decorative Lamps - Globe LED Lamp: Filament Style; Wattage: 4.5, Voltage: 120, Shape: G16 (Globe); Lumens: 350, Color Temperature: 2700K, CRI: 90CRI, Base: E12 Candelabra. CQ (CALIFORNIA QUALIFIED) T20/24. TCP FG16D4027EFCQ LED Filament Globe | 2700 | 92 | 360 | 80 | 15000 | 4.5 | 1 | 4.21 | 4.21 | 4.9469 | 2020Q3 | https://www.platt.com/platt-electric-supply/LED-Decorative-Lamps-Globe/TCP/FG16D4027EFCQ/product.aspx?zpid=1446637 | Platt | 2020 | Yes
LED Lighting | Decorative | TCP | True |  | Globe | G25 | E26 (Medium) | Damp Location Rated,Filament Style Damp Location Rated,Filament Style Home Lamps, Bulbs, Ballasts Bulbs - LED LED - Decorative Lamps - Globe LED G25 Deco Globe, 120W, 500 Lumens, CRI 80, 2700K, Dimmable, White TCP FG25D6027EW LED G25 Deco Globe | 2700 | 81 | 500 | 111.1111 | 15000 | 4.5 | 1 | 7.43 | 7.43 | 8.7305 | 2020Q3 | https://www.platt.com/platt-electric-supply/LED-Decorative-Lamps-Globe/TCP/FG25D6027EW/product.aspx?zpid=1275259 | Platt | 2020 | Yes
LED Lighting | Decorative | TCP | True |  | Globe | G25 | E26 (Medium) | Damp Location Rated Damp Location Rated Home Lamps, Bulbs, Ballasts Bulbs - LED LED - Decorative Lamps - Globe TCP L6G25D2527KF 6W G25 DIM 2 TCP L6G25D2527KF LED 6W G25 DIM 2700K E26 FROST | 2700 | 83 | 525 | 87.5 | 25000 | 6 | 1 | 9.05 | 9.05 | 10.6341 | 2020Q3 | https://www.platt.com/platt-electric-supply/LED-Decorative-Lamps-Globe/TCP/L6G25D2527KF/product.aspx?zpid=445782 | Platt | 2020 | Yes
LED Lighting | Decorative | TCP | True |  | Globe | G25 | E26 (Medium) | Damp Location Rated Damp Location Rated Home Lamps, Bulbs, Ballasts Bulbs - LED LED - Decorative Lamps - Globe Dimmable LED Lamp, 6W, 120V, Bulb: G25 (Globe), Base: Medium Screw (E26), Lumens: 550, CRI: 80, Color Temperature: 3000K, Lamp Finish: Frosted, Standard Case Qty: 12 TCP L6G25D2530KF Dimmable LED Lamp, G25, 6W, 120V | 3000 | 83 | 525 | 87.5 | 25000 | 6 | 1 | 9.05 | 9.05 | 10.6341 | 2020Q3 | https://www.platt.com/platt-electric-supply/LED-Decorative-Lamps-Globe/TCP/L6G25D2530KF/product.aspx?zpid=445783 | Platt | 2020 | Yes
LED Lighting | Decorative | TCP | True |  | Globe | G16.5 | E12 (Candelabra) | Damp Location Rated,Not for Use in Recessed Fixtures Damp Location Rated,Not for Use in Recessed Fixtures Home Lamps, Bulbs, Ballasts Bulbs - LED LED - Decorative Lamps - Globe LED Elite Decorative 4W Dimmable Candelabra Globe G16 2700K TCP LED4E12G1627K LED 4W G16 DIM 2700K E12 | 2700 | 82 | 280 | 70 | 25000 | 4 | 1 | 7.37 | 7.37 | 8.66 | 2020Q3 | https://www.platt.com/platt-electric-supply/LED-Decorative-Lamps-Globe/TCP/LED4E12G1627K/product.aspx?zpid=76705 | Platt | 2020 | Yes
LED Lighting | Decorative | TCP | True |  | Globe | G16.5 | E26 (Medium) | Damp Location Rated Damp Location Rated Home Lamps, Bulbs, Ballasts Bulbs - LED LED - Decorative Lamps - Globe LED Lamp, Dimmable, 4 Watt, 120 Volt, Bulb: G16 (Globe), Base: Medium Screw (E26), Lumens: 200, CRI: 82, Color Temperature: 2700K, Lamp Finish: Clear TCP LED4E26G1627K LED Lamp, Dimmable, G16, 4W, 120V, Medium Base, Limited Quantities Available | 2700 | 83 | 280 | 80 | 25000 | 3.5 | 1 | 7.37 | 7.37 | 8.66 | 2020Q3 | https://www.platt.com/platt-electric-supply/LED-Decorative-Lamps-Globe/TCP/LED4E26G1627K/product.aspx?zpid=130837 | Platt | 2020 | Yes
LED Lighting | Decorative | TCP | True |  | Globe | G25 | E26 (Medium) | Damp Location Rated Damp Location Rated Home Lamps, Bulbs, Ballasts Bulbs - LED LED - Decorative Lamps - Globe LED Lamp, Dimmable, 5 Watt, 120 Volt, Bulb: G25 (Globe), Base: Medium Screw (E26), Lumens: 300, CRI: 82, Color Temperature: 2700K, Lamp Finish: Frosted TCP LED5G25D27KF LED Lamp, Dimmable, G25, 5W, 120V, Medium Base | 2700 | 83 | 350 | 87.5 | 25000 | 4 | 1 | 7.71 | 7.71 | 9.0595 | 2020Q3 | https://www.platt.com/platt-electric-supply/LED-Decorative-Lamps-Globe/TCP/LED5G25D27KF/product.aspx?zpid=108422 | Platt | 2020 | Yes
LED Lighting | Decorative | TCP | True |  | Globe | G25 | E26 (Medium) | Damp Location Rated,Not for Use in Recessed Fixtures,Filament Style Damp Location Rated,Not for Use in Recessed Fixtures,Filament Style Home Lamps, Bulbs, Ballasts Bulbs - LED LED - Decorative Lamps - Globe LED Deco Filament Lamp, 4.5 Watt, 120 Volt, 350 Lumens, 2700K, E26 Screw Base TCP LFG254027KDCQ LED Deco Filament Lamp | 2700 | 93 | 350 | 77.7778 | 15000 | 4.5 | 1 | 8.27 | 8.27 | 9.7176 | 2020Q3 | https://www.platt.com/platt-electric-supply/LED-Decorative-Lamps-Globe/TCP/LFG254027KDCQ/product.aspx?zpid=1413417 | Platt | 2020 | Yes
LED Lighting | Decorative | Philips Lighting | True | Daylighting/Photocell, | Other | ST19 | E26 (Medium) | Damp Location Rated,Use With Timers,Use With Photo and/or Motion Sensors,Recessed Fixtures Damp Location Rated,Use With Timers,Use With Photo and/or Motion Sensors,Recessed Fixtures Home Lamps, Bulbs, Ballasts Bulbs - LED LED - Decorative Lamps - Vintage Dimmable Filament LED Lamp, 5.5W, Bulb: ST19, Base: Medium (E26), Vs: 120, Lumens: 400, Color Temp.: 2000K, Rated Life: 15,000 Hrs, Finish: Clear-Amber. Philips # 46167-3 / Mdl.# 9290012102 Philips Lighting 5.5ST19/LEDFilament/822/CL-A/DIM 120V Dimmable Filament LED Lamp, 5.5W, ST19, Medium Base (E26), 120V, 2000K | 2200 | 81 | 400 | 66.6667 | 15000 | 6 | 1 | 13.55 | 13.55 | 15.9218 | 2020Q3 | https://www.platt.com/platt-electric-supply/LED-Decorative-Lamps-Vintage/Philips-Lighting/5-5ST19-LEDFilament-822-CL-A-DIM-120V/product.aspx?zpid=74755 | Platt | 2020 | Yes
LED Lighting | A-Type | Satco | True |  | General Purpose Replacement | A19 | GU24 | Damp Location Rated,Recessed Fixtures Home / Light Bulbs / LED / Satco - S29814 - 11A19/LED/2700K/120V/D/GU24 Approved for Totally Enclosed Fixtures; Damp Location Rated; Energy Star Rated 11W A19 LED Lamp - Universal - 1100 Lumens - Warm White (2700K) - 80 CRI - 25000 Hours - GU24 (Bi-Pin / Twist & Lock) - 120 to 130V - Frost Satco - S29814 - 11A19/LED/2700K/120V/D/GU24 | 2700 | 81 | 1100 | 100 | 25000 | 11 | 1 | 7.64 | 7.64 | 8.9773 | 2020Q2 | https://shop.regencylighting.com/lamps/led/11a19-led-2700k-120v-d-gu24-s29814.html | Regency Lighting | 2020 | Yes
LED Lighting | Decorative | TCP | True |  | Other | ST19 | E26 (Medium) | Damp Location Rated,Filament Style Damp Location Rated,Filament Style Home Lamps, Bulbs, Ballasts Bulbs - LED LED - Decorative Lamps - Vintage LED Dimmable Filament Lamp: Watttage: 4.2W, Bulb: ST19, Lumens: 340LM, Color Temperature: 2700K, CRI: 90, E26 MEDIUM BASE. T-20/24 CQ (CALIFORNIA QUALIFIED). TCP FST19D4027CCQ LED Dimmable Filament Lamp | 2700 | 93 | 340 | 80.9524 | 15000 | 4.2 | 1 | 4.58 | 4.58 | 5.3817 | 2020Q3 | https://www.platt.com/platt-electric-supply/LED-Decorative-Lamps-Vintage/TCP/FST19D4027CCQ/product.aspx?zpid=1446639 | Platt | 2020 | Yes
LED Lighting | Downlight | American Lighting | True |  | Round |  |  | Downlight Recessed Downlight Recessed Home Lighting, Lighting Controls Indoor Lighting - Recessed LED Downlighting LED Downlight 6" LED Downlight, Baffle Wall Retrofit, Line Voltage: 120V, Watts: 15, Lumens: Up to 1200Lm, Color Temperature: 5-CCT; 2700K / 3000K / 3500K / 4000K / 5000K, CRI: 90+, Color: White Trim. Spring loaded mounting clips. Life: 50,000 Hours. Dimming: 10-100% with most standard TRIAC dimmers. LED Driver included. American Lighting AD6RE-5CCT-WH LED 6" Downlight | 2700 | 93 | 1100 | 73.3333 | 50000 | 15 | 1 | 28.38 | 28.38 | 33.3476 | 2020Q3 | https://www.platt.com/platt-electric-supply/LED-Downlighting-Downlight/American-Lighting/AD6RE-5CCT-WH/product.aspx?zpid=1793431 | Platt | 2020 | Yes
LED Lighting | Downlight | American Lighting | True |  |  |  |  | Downlight Recessed Downlight Recessed Home Lighting, Lighting Controls Indoor Lighting - Recessed LED Downlighting LED Downlight LED Down light: 2" remodel downlight that includes a remote driver housed in an attached junction box and spring loaded mounting clips for ease of installation. Voltage: 120V, Lumens: 400, Wattage: 5.5, CRI: 90+, Beam Angle: 42°, Dimming: 10-100% (TRIAC, CL, ELV), Rated Life: 35.000 Hrs., Energy Star; cETLus Listed; Type IC; Wet location. EPIQ DIRECT 2" Remodel Downlight. American Lighting E2-RE-30-WH LED 2" Remodel Downlight | 3000 | 94 | 400 | 72.7273 | 30000 | 5.5 | 1 | 39.86 | 39.86 | 46.837 | 2020Q3 | https://www.platt.com/platt-electric-supply/LED-Downlighting-Downlight/American-Lighting/E2-RE-30-WH/product.aspx?zpid=452258 | Platt | 2020 | Yes
LED Lighting | Downlight | American Lighting | [5 empty] | Downlight Recessed Downlight Recessed Home Lighting, Lighting Controls Indoor Lighting - Recessed LED Downlighting LED Downlight LED Remodel Downlight, 120 Volts AC, 750 Lumens, 90+ CRI, 3000K, 4", White American Lighting E4-RE-30-WH LED Remodel Downlight, 120V, 3000K, 4" | 3000 | 93 | 750 | 74.2574 | 30000 | 10.1 | 1 | 29.87 | 29.87 | 35.0984 | 2020Q3 | https://www.platt.com/platt-electric-supply/LED-Downlighting-Downlight/American-Lighting/E4-RE-30-WH/product.aspx?zpid=444544 | Platt | 2020 | Yes
LED Lighting | Downlight | American Lighting | True |  | Round |  |  | Downlight Recessed Downlight Recessed Home Lighting, Lighting Controls Indoor Lighting - Recessed LED Downlighting LED Downlight LED 6" Remodel Downlight: Wattage: 12.8W, Lumens: 975Lm, Voltage: 120V AC, Color Temperature: 3000K, CRI: 92+, Finish: White, Beam Angle: 85°, Dimming: 10-100% (TRIAC, CL, ELV). Includes a remote driver housed in an attached junction box and spring loaded mounting clips for ease of installation. Rough-in plates available for new construction (sold separately). American Lighting E6-RE-30-WH LED 6" Remodel Downlight | 3000 | 92 | 975 | 76.1719 | 30000 | 12.8 | 1 | 29.87 | 29.87 | 35.0984 | 2020Q3 | https://www.platt.com/platt-electric-supply/LED-Downlighting-Downlight/American-Lighting/E6-RE-30-WH/product.aspx?zpid=452805 | Platt | 2020 | Yes
LED Lighting | Downlight | American Lighting | [5 empty] | Downlight Recessed Downlight Recessed Home Lighting, Lighting Controls Indoor Lighting - Recessed LED Downlighting LED Downlight LED Remodel Downlight, 120-277V, 4000K, 2000 Lumens, 23.8 Watts, 92 CRI, Alzak, 6" American Lighting EM6-40-AZ LED Remodel Downlight, 120-277V, Alzak, 6" | 4000 | 93 | 2000 | 84.0336 | 30000 | 23.8 | 1 | 74.91 | 74.91 | 88.0221 | 2020Q3 | https://www.platt.com/platt-electric-supply/LED-Downlighting-Downlight/American-Lighting/EM6-40-AZ/product.aspx?zpid=476954 | Platt | 2020 | Yes
LED Lighting | Downlight | Cree Lighting |  |  |  | LED Retrofit Kit | LED Retrofit Kit | Downlight Solid State Retrofit Downlight Solid State Retrofit Home Lighting, Lighting Controls Indoor Lighting - Recessed LED Downlighting LED Downlight Premium LED 4" Downlight, 575 Lumens, 2700K, 120V, E26 Screw Base, Single Pack, Replaces 55W Incandescent Cree Lighting C-DL4-A-575L-27K-B1 Premium LED 4" Downlight | 2700 | 91 | 575 | 75.6579 | 35000 | 7.6 | 1 | 8.4 | 8.4 | 9.8703 | 2020Q3 | https://www.platt.com/platt-electric-supply/LED-Downlighting-Downlight/Cree-Lighting/C-DL4-A-575L-27K-B1/product.aspx?zpid=1233052 | Platt | 2020 | Yes
LED Lighting | Downlight | Cree Lighting | True |  |  | LED Retrofit Kit | LED Retrofit Kit | Downlight Solid State Retrofit Downlight Solid State Retrofit Home Lighting, Lighting Controls Indoor Lighting - Recessed LED Downlighting LED Downlight LED 4 Inch Downlight, 7.6 Watt, 575 Lumen, 3000K, 90 CRI, 120 Volt, Dimmable, Adapter with Separate E26 Medium Base Connector Cree Lighting C-DL4-A-575L-30K-B1 LED 4" Downlight, 7.6 Watt, 575 Lumen, 3000K, 120V | 3000 | 92 | 575 | 75.6579 | 35000 | 7.6 | 1 | 8.4 | 8.4 | 9.8703 | 2020Q3 | https://www.platt.com/platt-electric-supply/LED-Downlighting-Downlight/Cree-Lighting/C-DL4-A-575L-30K-B1/product.aspx?zpid=1233053 | Platt | 2020 | Yes
LED Lighting | Downlight | Cree Lighting | True |  |  | LED Retrofit Kit | LED Retrofit Kit | Downlight Solid State Retrofit Downlight Solid State Retrofit Home Lighting, Lighting Controls Indoor Lighting - Recessed LED Downlighting LED Downlight LED Downlight, 6", 8.6W, 2700K (Warm White), 120V, 650 Lumen, Dimmable Cree Lighting C-DL6-A-650L-27K-B1 LED Downlight, 6", 8.6W | 2700 | 91 | 650 | 75.5814 | 35000 | 8.6 | 1 | 10.08 | 10.08 | 11.8444 | 2020Q3 | https://www.platt.com/platt-electric-supply/LED-Downlighting-Downlight/Cree-Lighting/C-DL6-A-650L-27K-B1/product.aspx?zpid=967600 | Platt | 2020 | Yes
LED Lighting | Downlight | Cree Lighting | True |  |  | LED Retrofit Kit | LED Retrofit Kit | Downlight Solid State Retrofit Downlight Solid State Retrofit Home Lighting, Lighting Controls Indoor Lighting - Recessed LED Downlighting LED Downlight LED 6 Inch Downlight, 8.6 Watt, 650 Lumen, 3000K, 90 CRI, 120 Volt, Dimmable, Adapter with Separate E26 Medium Base Connector Cree Lighting C-DL6-A-650L-30K-B1 LED 6" Downlight, 8.6 Watt, 650 Lumen, 3000K, 120V | 3000 | 92 | 650 | 75.5814 | 35000 | 8.6 | 1 | 10.08 | 10.08 | 11.8444 | 2020Q3 | https://www.platt.com/platt-electric-supply/LED-Downlighting-Downlight/Cree-Lighting/C-DL6-A-650L-30K-B1/product.aspx?zpid=1233056 | Platt | 2020 | Yes
LED Lighting | Downlight | Cree Lighting | True |  |  | LED Retrofit Kit | LED Retrofit Kit | Downlight Solid State Retrofit Downlight Solid State Retrofit Home Lighting, Lighting Controls Indoor Lighting - Recessed LED Downlighting LED Downlight LED 6 Inch Downlight, 8.6 Watt, 650 Lumen, 4000K, 90 CRI, 120 Volt, Dimmable, Adapter with Separate E26 Medium Base Connector Cree Lighting C-DL6-A-650L-40K-B1 LED 6" Downlight, 8.6 Watt, 650 Lumen, 4000K, 120V | 4000 | 95 | 650 | 75.5814 | 35000 | 8.6 | 1 | 10.08 | 10.08 | 11.8444 | 2020Q3 | https://www.platt.com/platt-electric-supply/LED-Downlighting-Downlight/Cree-Lighting/C-DL6-A-650L-40K-B1/product.aspx?zpid=1233057 | Platt | 2020 | Yes
LED Lighting | Downlight | Cree Lighting |  |  |  | LED Retrofit Kit | LED Retrofit Kit | Downlight Solid State Retrofit Downlight Solid State Retrofit Home Lighting, Lighting Controls Indoor Lighting - Recessed LED Downlighting LED Downlight LED Downlight, CRT Series, 4", 10.5W, 790 Lumens, 2700K, 120V, E26 Base Cree Lighting CR4T-790L-27K-12-E26GU24 LED Downlight, CRT Series | 2700 | 91 | 790 | 75.2381 | 50000 | 10.5 | 1 | 15.12 | 15.12 | 17.7666 | 2020Q3 | https://www.platt.com/platt-electric-supply/LED-Downlighting-Downlight/Cree-Lighting/CR4T-790L-27K-12-E26GU24/product.aspx?zpid=1233109 | Platt | 2020 | Yes
LED Lighting | Downlight | Cree Lighting |  |  |  | LED Retrofit Kit | LED Retrofit Kit | Downlight Solid State Retrofit Downlight Solid State Retrofit Home Lighting, Lighting Controls Indoor Lighting - Recessed LED Downlighting LED Downlight LED Downlight, CRT Series, 4", 10.5W, 790 Lumens, 4000K, 120V, E26 Base Cree Lighting CR4T-790L-40K-12-E26GU24 LED Downlight, CRT Series | 4000 | 94 | 790 | 75.2381 | 50000 | 10.5 | 1 | 15.12 | 15.12 | 17.7666 | 2020Q3 | https://www.platt.com/platt-electric-supply/LED-Downlighting-Downlight/Cree-Lighting/CR4T-790L-40K-12-E26GU24/product.aspx?zpid=1233114 | Platt | 2020 | Yes
LED Lighting | Downlight | Cree Lighting |  |  |  | LED Retrofit Kit | LED Retrofit Kit | Downlight Solid State Retrofit Downlight Solid State Retrofit Home Lighting, Lighting Controls Indoor Lighting - Recessed LED Downlighting LED Downlight LED Downlight, 6", CRT Series, 825 Lumens, 11W, 2700K, 120V, E26 Base Cree Lighting CR6T-825L-27K-12-E26GU24 LED Downlight, 6", CRT Series | 2700 | 92 | 825 | 75 | 50000 | 11 | 1 | 15.12 | 15.12 | 17.7666 | 2020Q3 | https://www.platt.com/platt-electric-supply/LED-Downlighting-Downlight/Cree-Lighting/CR6T-825L-27K-12-E26GU24/product.aspx?zpid=1233127 | Platt | 2020 | Yes
LED Lighting | Downlight | Cree Lighting |  |  |  | LED Retrofit Kit | LED Retrofit Kit | Downlight Solid State Retrofit Downlight Solid State Retrofit Home Lighting, Lighting Controls Indoor Lighting - Recessed LED Downlighting LED Downlight LED Downlight, 6 Inch, CRT Series, 825 Lumens, 11 Watt, 3500K, 120 Volt, E26 Base Cree Lighting CR6T-825L-35K-12-E26GU24 LED Downlight, 6", 825 Lumens, 11 Watt, 3500K, 120V | 3500 | 93 | 825 | 75 | 50000 | 11 | 1 | 15.12 | 15.12 | 17.7666 | 2020Q3 | https://www.platt.com/platt-electric-supply/LED-Downlighting-Downlight/Cree-Lighting/CR6T-825L-35K-12-E26GU24/product.aspx?zpid=1233130 | Platt | 2020 | Yes
LED Lighting | Downlight | Cree Lighting | True |  |  |  | Other | Downlight Surface Mount Downlight Surface Mount Home Lighting, Lighting Controls Indoor Lighting - Recessed LED Downlighting LED Downlight LED Disk Light, 6", 10.5 Watt, 900 Lumen, 3000K, 90 CRI, 120 Volt, Dimmable. Energy Star Certified Cree Lighting DS6-900L-30K-U1 6" Disk Light, 10.5W, 900L, 3000k, 120V Dimmable | 3000 | 94 | 900 | 85.7143 | 50000 | 10.5 | 1 | 20.42 | 20.42 | 23.9943 | 2020Q3 | https://www.platt.com/platt-electric-supply/LED-Downlighting-Downlight/Cree-Lighting/DS6-900L-30K-U1/product.aspx?zpid=1233062 | Platt | 2020 | Yes
LED Lighting | Downlight | Elite Lighting |  |  |  | LED Retrofit Kit | LED Retrofit Kit | Downlight Recessed Downlight Recessed Home Lighting, Lighting Controls Indoor Lighting - Recessed LED Downlighting LED Downlight 8" Round Slim LED with Multi CCT, Lumens: 1,400, Color Temperature (Selectable): 27K/30K/35K/40K/50K, CRI: 90+, Trim Color: White Elite Lighting RL8751400LDIMTR 8" Round Slim LED with Multi CCT | 3500 | 85 | 983 | 103.4737 | 56000 | 9.5 | 1 | 38.75 | 38.75 | 45.5327 | 2020Q3 | https://www.platt.com/platt-electric-supply/LED-Downlighting-Downlight/Elite-Lighting/RL8751400LDIMTR/product.aspx?zpid=1848553 | Platt | 2020 | Yes
LED Lighting | Downlight | Green Creative | True |  |  | LED Retrofit Kit | LED Retrofit Kit | Downlight Solid State Retrofit Downlight Solid State Retrofit Home Lighting, Lighting Controls Indoor Lighting - Recessed LED Downlighting LED Downlight Dimmable LED Downlight, 14.5 Watt, 120 Volt, Lumens: 950, CRI: 90, Color Temperature: 2700K, Dia. x MOL: 7.32" x 1.30", Color: White. E26 / LED Adapter (GU24 optional). Fits most 4" J-Boxes. Also for 4", 5" & 6" recessed housings when used with appropriate Accessories (p/n 57973 for 4" Can Install & p/n 57974 for 5-6" Can Install) Sold Separately. Green Creative 40842 14.5SMDL6DIM/927 LED Downlight, 6", 14.5W, 120V, 2700K | 2700 | 94 | 920 | 63.4483 | 40000 | 14.5 | 1 | 27.02 | 27.02 | 31.7495 | 2020Q3 | https://www.platt.com/platt-electric-supply/LED-Downlighting-Downlight/Green-Creative/40842-14-5SMDL6DIM-927/product.aspx?zpid=201751 | Platt | 2020 | Yes
LED Lighting | Downlight | Green Creative | True |  |  | LED Retrofit Kit | LED Retrofit Kit | Downlight Solid State Retrofit Downlight Solid State Retrofit Home Lighting, Lighting Controls Indoor Lighting - Recessed LED Downlighting LED Downlight Dimmable LED Downlight, 14.5 Watt, 120 Volt, Lumens: 950, CRI: 90, Color Temperature: 3000K, Dia. x MOL: 7.32" x 1.30", Color: White. E26 / LED Adapter (GU24 optional). Fits most 4" J-Boxes. Also for 4", 5" & 6" recessed housings when used with appropriate Accessories (p/n 57973 for 4" Can Install & p/n 57974 for 5-6" Can Install) Sold Separately. Green Creative 40843 14.5SMDL6DIM/930 LED Downlight, 7", 14.5W, 120V, 3000K | 3000 | 92 | 950 | 65.5172 | 40000 | 14.5 | 1 | 27.02 | 27.02 | 31.7495 | 2020Q3 | https://www.platt.com/platt-electric-supply/LED-Downlighting-Downlight/Green-Creative/40843-14-5SMDL6DIM-930/product.aspx?zpid=188023 | Platt | 2020 | Yes
LED Lighting | Downlight | Green Creative | True |  |  | LED Retrofit Kit | LED Retrofit Kit | Downlight Solid State Retrofit Downlight Solid State Retrofit Home Lighting, Lighting Controls Indoor Lighting - Recessed LED Downlighting LED Downlight Dimmable LED Downlight, 14.5 Watt, 120 Volt, Lumens: 1150, CRI: 80, Color Temperature: 4000K, 7.32" Dia. x 1.30" MOL, Color: White. E26 / LED Adapter (GU24 optional). Fits most 4" J-Boxes. Also for 4", 5" & 6" recessed housings when used with appropriate Accessories (p/n 57973 for 4" Can Install & p/n 57974 for 5-6" Can Install) Sold Separately. Green Creative 40847 14.5SMDL6DIM/840 LED Downlight, 7", 14.5W, 120V, 4000K | 4000 | 83 | 1050 | 72.4138 | 40000 | 14.5 | 1 | 27.02 | 27.02 | 31.7495 | 2020Q3 | https://www.platt.com/platt-electric-supply/LED-Downlighting-Downlight/Green-Creative/40847-14-5SMDL6DIM-840/product.aspx?zpid=108343 | Platt | 2020 | Yes
LED Lighting | Downlight | Green Creative | True |  |  |  |  | Downlight Recessed Downlight Recessed Home Lighting, Lighting Controls Indoor Lighting - Recessed LED Downlighting LED Downlight THINFIT Dimmable LED Downlight, 8.5 Watt, 120 Volt, Lumens: 510, CRI: 82, Color Temperature: 2700K, Dia. x MOL: 4.71" x 1.75", Color: White. Designed to be used for both new construction and remodel installations. Green Creative 58025 8.5DLNC4DIM/827 THINFIT LED Downlight, 4", 120V, 2700K | 2700 | 82 | 510 | 60 | 48000 | 8.5 | 1 | 20.47 | 20.47 | 24.053 | 2020Q3 | https://www.platt.com/platt-electric-supply/LED-Downlighting-Downlight/Green-Creative/58025-8-5DLNC4DIM-827/product.aspx?zpid=207314 | Platt | 2020 | Yes
LED Lighting | Downlight | Green Creative | True |  |  |  |  | Downlight Recessed Downlight Recessed Home Lighting, Lighting Controls Indoor Lighting - Recessed LED Downlighting LED Downlight THINFIT Dimmable LED Downlight, 8.5 Watt, 120 Volt, Lumens: 530, CRI: 82, Color Temperature: 3000K, Dia. x MOL: 4.71" x 1.75", Color: White. Designed to be used for both new construction and remodel installations. Green Creative 58026 8.5DLNC4DIM/830 THINFIT LED Downlight, 4", 120V, 3000K | 3000 | 83 | 530 | 62.3529 | 48000 | 8.5 | 1 | 22.49 | 22.49 | 26.4266 | 2020Q3 | https://www.platt.com/platt-electric-supply/LED-Downlighting-Downlight/Green-Creative/58026-8-5DLNC4DIM-830/product.aspx?zpid=210319 | Platt | 2020 | Yes
LED Lighting | Downlight | Green Creative | True |  |  |  |  | Downlight Recessed Downlight Recessed Home Lighting, Lighting Controls Indoor Lighting - Recessed LED Downlighting LED Downlight THINFIT Dimmable LED Downlight, 8.5 Watt, 120 Volt, Lumens: 550, CRI: 82, Color Temperature: 4000K, Dia. x MOL: 4.71" x 1.75", Color: White. Designed to be used for both new construction and remodel installations. Green Creative 58027 8.5DLNC4DIM/840 THINFIT LED Downlight, 4", 120V, 4000K | 4000 | 83 | 550 | 64.7059 | 48000 | 8.5 | 1 | 22.49 | 22.49 | 26.4266 | 2020Q3 | https://www.platt.com/platt-electric-supply/LED-Downlighting-Downlight/Green-Creative/58027-8-5DLNC4DIM-840/product.aspx?zpid=210320 | Platt | 2020 | Yes
LED Lighting | Downlight | Green Creative | True |  |  |  |  | Downlight Recessed Downlight Recessed Home Lighting, Lighting Controls Indoor Lighting - Recessed LED Downlighting LED Downlight THINFIT Dimmable LED Downlight, 11.6 Watt, 120 Volt, Lumens: 830, CRI: 82, Color Temperature: 3000K, Dia. x MOL: 6.84" x 1.77", Color: White. Designed to be used for both new construction and remodel installations. Green Creative 58029 11.6DLNC6DIM/830 THINFIT LED Downlight, 6", 120V, 3000K | 3000 | 84 | 830 | 70.339 | 48000 | 11.8 | 1 | 26.01 | 26.01 | 30.5628 | 2020Q3 | https://www.platt.com/platt-electric-supply/LED-Downlighting-Downlight/Green-Creative/58029-11-6DLNC6DIM-830/product.aspx?zpid=210322 | Platt | 2020 | Yes
LED Lighting | Downlight | Green Creative | True |  |  |  |  | Downlight Recessed Downlight Recessed Home Lighting, Lighting Controls Indoor Lighting - Recessed LED Downlighting LED Downlight THINFIT Dimmable LED Downlight, 11.6 Watt, 120 Volt, Lumens: 850, CRI: 82, Color Temperature: 4000K, Dia. x MOL: 6.84" x 1.77", Color: White. Designed to be used for both new construction and remodel installations. Green Creative 58030 11.6DLNC6DIM/840 THINFIT LED Downlight, 6", 120V, 4000K | 4000 | 84 | 850 | 72.0339 | 48000 | 11.8 | 1 | 26.01 | 26.01 | 30.5628 | 2020Q3 | https://www.platt.com/platt-electric-supply/LED-Downlighting-Downlight/Green-Creative/58030-11-6DLNC6DIM-840/product.aspx?zpid=210323 | Platt | 2020 | Yes
LED Lighting | Downlight | Green Creative | True |  |  |  |  | Downlight Solid State Retrofit Downlight Solid State Retrofit Home Lighting, Lighting Controls Indoor Lighting - Recessed LED Downlighting LED Downlight 5"/6" Dimmable LED Downlight, Retrofit, Line Voltage: 120V, 12W, Lumens: 720, CRI: 82, Color Temperature: 2700K, Color: White Trim. Life: 50,000 Hrs. Green Creative 97991 5"/6" LED Downlight, 12W, 120V, 2700K | 2700 | 93 | 840 | 70 | 50000 | 12 | 1 | 14.25 | 14.25 | 16.7443 | 2020Q3 | https://www.platt.com/platt-electric-supply/LED-Downlighting-Downlight/Green-Creative/97991/product.aspx?zpid=1212223 | Platt | 2020 | Yes
LED Lighting | Downlight | Halo |  |  |  |  | Other | Downlight Recessed Downlight Recessed Home Lighting, Lighting Controls Indoor Lighting - Recessed LED Downlighting LED Downlight Ultra-Thin LED Lens Downlight with Remote Driver/Junction Box, 4", 750 Lumens, 90 CRI, 120V, 60Hz, Matte White Flange , Adjustable Kelvin Temperatures at 2700, 3000, 3500, 4000, or 5000K CCT Halo HLB4069FS1EMWR LED Downlight | 2700 | 95 | 723 | 60.25 | 50000 | 12 | 1 | 33.14 | 33.14 | 38.9408 | 2020Q3 | https://www.platt.com/platt-electric-supply/LED-Downlighting-Downlight/Halo/HLB4069FS1EMWR/product.aspx?zpid=1305971 | Platt | 2020 | Yes
LED Lighting | Downlight | Halo |  |  |  |  | Other | Downlight Recessed Downlight Recessed Home Lighting, Lighting Controls Indoor Lighting - Recessed LED Downlighting LED Downlight Ultra-Thin LED Lens Downlight, 6", 900 Lumens, 90 CRI, 120V, 60Hz, Matte White Flange, Adjustable Kelvin Temperatures at 2700, 3000, 3500, 4000, or 5000K CCT. Halo HLB6099FS1EMWR 6" Ultra-Thin LED Lens Downlight | 3000 | 95 | 1061 | 66.3125 | 50000 | 16 | 1 | 33.14 | 33.14 | 38.9408 | 2020Q3 | https://www.platt.com/platt-electric-supply/LED-Downlighting-Downlight/Halo/HLB6099FS1EMWR/product.aspx?zpid=1303437 | Platt | 2020 | Yes
LED Lighting | Downlight | Halo |  |  |  | Other | Other | Downlight Solid State Retrofit Downlight Solid State Retrofit Home Lighting, Lighting Controls Indoor Lighting - Recessed LED Downlighting LED Downlight 4" LED Recessed Retrofit Module-Trim, CRI: 90, Color Temperature: 3000K, Color: Matte White Halo LT460WH6930R-CA 4" LED Recessed Retrofit Module-Trim, 3000K | 3000 | 91 | 650 | 90.2778 | 35000 | 7.2 | 1 | 15.27 | 15.27 | 17.9428 | 2020Q3 | https://www.platt.com/platt-electric-supply/LED-Downlighting-Downlight/Halo/LT460WH6930R-CA/product.aspx?zpid=1776656 | Platt | 2020 | Yes
LED Lighting | Downlight | Halo | True |  |  |  |  | Downlight Solid State Retrofit Downlight Solid State Retrofit Home Lighting, Lighting Controls Indoor Lighting - Recessed LED Downlighting LED Downlight 4" LED Downlight Module, 12.1W, 120-277V, Lumens: 900, Narrow Flood, CRI: 90, Color Temperature: 3000K, LE/TE5pct Dimming Recessed Halo ML4D09NFL930E 4" LED Downlight Module, 12.1W, 120-277V | 3000 | 92 | 1025 | 89.1304 | 72000 | 11.5 | 1 | 69.14 | 69.14 | 81.2422 | 2020Q3 | https://www.platt.com/platt-electric-supply/LED-Downlighting-Downlight/Halo/ML4D09NFL930E/product.aspx?zpid=227126 | Platt | 2020 | Yes
LED Lighting | Downlight | Halo |  |  |  | LED Retrofit Kit | Other | Downlight Solid State Retrofit Downlight Solid State Retrofit Home Lighting, Lighting Controls Indoor Lighting - Recessed LED Downlighting LED Downlight 4" LED Retro Downlight, Lumens: 570, Color Temperature: 2700K-5000K, Baffle Color: White ***Title 24 California Compliant*** Halo RL4069S1EWHR-CA 4" LED Retrofit Baffle-Trim, CCT 27-50K, CA | 2700 | 94 | 570 | 86.3636 | 70000 | 6.6 | 1 | 27.65 | 27.65 | 32.4898 | 2020Q3 | https://www.platt.com/platt-electric-supply/LED-Downlighting-Downlight/Halo/RL4069S1EWHR-CA/product.aspx?zpid=1814708 | Platt | 2020 | Yes
LED Lighting | Downlight | Halo |  |  |  | LED Retrofit Kit | LED Retrofit Kit | Downlight Solid State Retrofit Downlight Solid State Retrofit Home Lighting, Lighting Controls Indoor Lighting - Recessed LED Downlighting LED Downlight SLD405840WHJB Halo SLD405840WHJB ETNCL SLD405840WHJB 4" SURFACE LED | 4000 | 84 | 852 | 71 | 50000 | 12 | 1 | 42.17 | 42.17 | 49.5514 | 2020Q3 | https://www.platt.com/platt-electric-supply/LED-Downlighting-Downlight/Halo/SLD405840WHJB/product.aspx?zpid=212659 | Platt | 2020 | Yes
LED Lighting | Downlight | Halo |  |  |  | LED Retrofit Kit | LED Retrofit Kit | Downlight Solid State Retrofit Downlight Solid State Retrofit Home Lighting, Lighting Controls Indoor Lighting - Recessed LED Downlighting LED Downlight 6” 12.9W Surface LED Downlight, 90 CRI, 675 Lumens, 3000K - 50,000 Hours. Replaces a 65W BR30, Damp Location Ceiling/Wall Wet Location Ceiling Only Halo SLD606930WH 6" LED Downlight | 3000 | 96 | 776 | 58.7879 | 50000 | 13.2 | 1 | 49.5 | 49.5 | 58.1644 | 2020Q3 | https://www.platt.com/platt-electric-supply/LED-Downlighting-Downlight/Halo/SLD606930WH/product.aspx?zpid=95592 | Platt | 2020 | Yes
LED Lighting | Downlight | Halo |  |  |  | LED Retrofit Kit | LED Retrofit Kit | Downlight Solid State Retrofit Downlight Solid State Retrofit Home Lighting, Lighting Controls Indoor Lighting - Recessed LED Downlighting LED Downlight HALO SLD606940WH JB Halo SLD606940WHJB ETNCL SLD606940WHJB 6" SURF LED DWN | 4000 | 97 | 799 | 60.5303 | 50000 | 13.2 | 1 | 44.48 | 44.48 | 52.2657 | 2020Q3 | https://www.platt.com/platt-electric-supply/LED-Downlighting-Downlight/Halo/SLD606940WHJB/product.aspx?zpid=198045 | Platt | 2020 | Yes
LED Lighting | Downlight | Halo |  |  |  | LED Retrofit Kit | LED Retrofit Kit | Downlight Solid State Retrofit Downlight Solid State Retrofit Home Lighting, Lighting Controls Indoor Lighting - Recessed LED Downlighting LED Downlight Surface LED Downlight, 6", 120-277V, 80 CRI, 2700K, JBox Mount Only, White Halo SLD612827WHUNVJB Surface LED Downlight, 6" | 2700 | 83 | 1180 | 80.8219 | 50000 | 14.6 | 1 | 67.65 | 67.65 | 79.4914 | 2020Q3 | https://www.platt.com/platt-electric-supply/LED-Downlighting-Downlight/Halo/SLD612827WHUNVJB/product.aspx?zpid=229485 | Platt | 2020 | Yes
LED Lighting | Downlight | Halo |  |  |  | LED Retrofit Kit | LED Retrofit Kit | Downlight Solid State Retrofit Downlight Solid State Retrofit Home Lighting, Lighting Controls Indoor Lighting - Recessed LED Downlighting LED Downlight LED Surface Light, 4", Round, 2700K, 600 Lumen, 90 CRI, White Recessed Halo SMD4R6927WH LED Surface Light | 2700 | 93 | 600 | 62.5 | 50000 | 9.6 | 1 | 24.51 | 24.51 | 28.8002 | 2020Q3 | https://www.platt.com/platt-electric-supply/LED-Downlighting-Downlight/Halo/SMD4R6927WH/product.aspx?zpid=230551 | Platt | 2020 | Yes
LED Lighting | Downlight | Halo |  |  |  | LED Retrofit Kit | LED Retrofit Kit | Downlight Solid State Retrofit Downlight Solid State Retrofit Home Lighting, Lighting Controls Indoor Lighting - Recessed LED Downlighting LED Downlight LED Surface Light, 4", Round, 2700K, 600 Lumen, 90 CRI, White. Direct Mount Recessed Halo SMD4R6927WHDM LED Surface Light | 2700 | 93 | 600 | 62.5 | 50000 | 9.6 | 1 | 25.41 | 25.41 | 29.8577 | 2020Q3 | https://www.platt.com/platt-electric-supply/LED-Downlighting-Downlight/Halo/SMD4R6927WHDM/product.aspx?zpid=981431 | Platt | 2020 | Yes
LED Lighting | Downlight | Halo |  |  |  | LED Retrofit Kit | LED Retrofit Kit | Downlight Solid State Retrofit Downlight Solid State Retrofit Home Lighting, Lighting Controls Indoor Lighting - Recessed LED Downlighting LED Downlight LED Surface Light, 4", Round, 2700K, 600 Lumen, 90 CRI, White Recessed Halo SMD4S6927WH LED Surface Light | 2700 | 93 | 600 | 61.8557 | 50000 | 9.7 | 1 | 43.81 | 43.81 | 51.4784 | 2020Q3 | https://www.platt.com/platt-electric-supply/LED-Downlighting-Downlight/Halo/SMD4S6927WH/product.aspx?zpid=576205 | Platt | 2020 | Yes
LED Lighting | Downlight | Halo |  |  |  | LED Retrofit Kit | LED Retrofit Kit | Downlight Solid State Retrofit Downlight Solid State Retrofit Home Lighting, Lighting Controls Indoor Lighting - Recessed LED Downlighting LED Downlight HAL SMD4S6927WHDM 4 SQR SURF Halo SMD4S6927WHDM HAL SMD4S6927WHDM 4 SQR SURF | 2700 | 93 | 600 | 61.8557 | 50000 | 9.7 | 1 | 25.41 | 25.41 | 29.8577 | 2020Q3 | https://www.platt.com/platt-electric-supply/LED-Downlighting-Downlight/Halo/SMD4S6927WHDM/product.aspx?zpid=981493 | Platt | 2020 | Yes
LED Lighting | Downlight | Halo |  |  |  | LED Retrofit Kit | LED Retrofit Kit | Downlight Solid State Retrofit Downlight Solid State Retrofit Home Lighting, Lighting Controls Indoor Lighting - Recessed LED Downlighting LED Downlight LED Surface Light, 6", Round, 2700K, 600 Lumen, 90 CRI, White Halo SMD6R6927WH LED Surface Light | 2700 | 93 | 600 | 62.5 | 50000 | 9.6 | 1 | 24.51 | 24.51 | 28.8002 | 2020Q3 | https://www.platt.com/platt-electric-supply/LED-Downlighting-Downlight/Halo/SMD6R6927WH/product.aspx?zpid=230552 | Platt | 2020 | Yes
LED Lighting | Downlight | Halo |  |  |  | LED Retrofit Kit | LED Retrofit Kit | Downlight Solid State Retrofit Downlight Solid State Retrofit Home Lighting, Lighting Controls Indoor Lighting - Recessed LED Downlighting LED Downlight HAL SMD6R6927WHDM 6 RND SURF Halo SMD6R6927WHDM HAL SMD6R6927WHDM 6 RND SURF | 2700 | 93 | 600 | 62.5 | 50000 | 9.6 | 1 | 25.41 | 25.41 | 29.8577 | 2020Q3 | https://www.platt.com/platt-electric-supply/LED-Downlighting-Downlight/Halo/SMD6R6927WHDM/product.aspx?zpid=981703 | Platt | 2020 | Yes
LED Lighting | Downlight | Halo |  |  |  | LED Retrofit Kit | LED Retrofit Kit | Downlight Solid State Retrofit Downlight Solid State Retrofit Home Lighting, Lighting Controls Indoor Lighting - Recessed LED Downlighting LED Downlight LED Surface Light, 6", Square, 2700K, 600 Lumen, 90 CRI, White Halo SMD6S6927WH LED Surface Light | 2700 | 94 | 600 | 61.2245 | 50000 | 9.8 | 1 | 24.51 | 24.51 | 28.8002 | 2020Q3 | https://www.platt.com/platt-electric-supply/LED-Downlighting-Downlight/Halo/SMD6S6927WH/product.aspx?zpid=234128 | Platt | 2020 | Yes
LED Lighting | Downlight | Halo |  |  |  | LED Retrofit Kit | LED Retrofit Kit | Downlight Solid State Retrofit Downlight Solid State Retrofit Home Lighting, Lighting Controls Indoor Lighting - Recessed LED Downlighting LED Downlight HAL SMD6S6927WHDM 6 SQR SURF Halo SMD6S6927WHDM HAL SMD6S6927WHDM 6 SQR SURF | 2700 | 94 | 600 | 61.2245 | 50000 | 9.8 | 1 | 25.41 | 25.41 | 29.8577 | 2020Q3 | https://www.platt.com/platt-electric-supply/LED-Downlighting-Downlight/Halo/SMD6S6927WHDM/product.aspx?zpid=981588 | Platt | 2020 | Yes
LED Lighting | Downlight | Kichler | [5 empty] | Downlight Surface Mount Downlight Surface Mount Home Lighting, Lighting Controls Indoor Lighting - Recessed LED Downlighting LED Downlight KIC 43870WHLED30 DOWNLIGHT LE Kichler 43870WHLED30 KIC 43870WHLED30 DOWNLIGHT LE | 3000 | 94 | 855 | 68.4 | 50000 | 12.5 | 1 | 66 | 66 | 77.5526 | 2020Q3 | https://www.platt.com/platt-electric-supply/LED-Downlighting-Downlight/Kichler/43870WHLED30/product.aspx?zpid=951416 | Platt | 2020 | Yes
LED Lighting | Downlight | Kichler | [5 empty] | Downlight Surface Mount Downlight Surface Mount Home Lighting, Lighting Controls Indoor Lighting - Recessed LED Downlighting LED Downlight DOWNLIGHT LED 3000K 24PK Kichler 43870WHLED30B DOWNLIGHT LED 3000K 24PK | 3000 | 94 | 855 | 68.4 | 50000 | 12.5 | 1 | 63 | 63 | 74.0274 | 2020Q3 | https://www.platt.com/platt-electric-supply/LED-Downlighting-Downlight/Kichler/43870WHLED30B/product.aspx?zpid=951417 | Platt | 2020 | Yes
LED Lighting | Downlight | Lightolier | [5 empty] | Downlight Surface Mount Downlight Surface Mount Home Lighting, Lighting Controls Indoor Lighting - Recessed LED Downlighting LED Downlight 7" LED Surface-Mount Downlight, Round, Lumens: 1000, CRI: 90, 120V, Color Temperature: 3000K, Color: Matte White Lightolier SD7R099301W 7" LED SM Downlight, 1000L/3000K | 3000 | 93 | 1121 | 72.7922 | 50000 | 15.4 | 1 | 87.49 | 87.49 | 102.8041 | 2020Q3 | https://www.platt.com/platt-electric-supply/LED-Downlighting-Downlight/Lightolier/SD7R099301W/product.aspx?zpid=445864 | Platt | 2020 | Yes
LED Lighting | Downlight | Morris Products | [5 empty] | Downlight Solid State Retrofit Downlight Solid State Retrofit Home Lighting, Lighting Controls Indoor Lighting - Recessed LED Downlighting LED Downlight LED Surface Mount Downlight, Smooth Trim, 6", 120V, 14.5 Watt, 1100 Lumens, 3000K, White Surface Morris Products 72612 LED Surface Mount Downlight, Smooth Trim, 6" | 3000 | 93 | 1100 | 73.3333 | 50000 | 15 | 1 | 20.19 | 20.19 | 23.724 | 2020Q3 | https://www.platt.com/platt-electric-supply/LED-Downlighting-Downlight/Morris-Products/72612/product.aspx?zpid=1383882 | Platt | 2020 | Yes
LED Lighting | Downlight | Morris Products | [5 empty] | Downlight Recessed Downlight Recessed Home Lighting, Lighting Controls Indoor Lighting - Recessed LED Downlighting LED Downlight LED Surface Mount Downlight, Smooth Trim, 4", 120-277V, 10 Watt, 673 Lumens, 3000K, White Surface Morris Products 72615 LED Surface Mount Downlight, Smooth Trim, 4" | 4000 | 91 | 658 | 65.8 | 50000 | 10 | 1 | 18.07 | 18.07 | 21.2329 | 2020Q3 | https://www.platt.com/platt-electric-supply/LED-Downlighting-Downlight/Morris-Products/72615/product.aspx?zpid=1383881 | Platt | 2020 | Yes
LED Lighting | Downlight | Philips - Light To Go |  |  | Round |  |  | Downlight Recessed Downlight Recessed Home Lighting, Lighting Controls Indoor Lighting - Recessed LED Downlighting LED Downlight 6" Round Regressed Downlight, 900 Lumen, CRI: 90, 3000K, 120V, Color: White Matte Philips - Light To Go FDL6R09930TE1W 6" Round Regressed Downlight | 3000 | 91 | 900 | 65.6934 | 50000 | 13.7 | 1 | 32.79 | 32.79 | 38.5295 | 2020Q3 | https://www.platt.com/platt-electric-supply/LED-Downlighting-Downlight/Philips-Light-To-Go/FDL6R09930TE1W/product.aspx?zpid=445588 | Platt | 2020 | Yes
LED Lighting | Downlight | Philips - Light To Go | [5 empty] | Downlight Solid State Retrofit Downlight Solid State Retrofit Home Lighting, Lighting Controls Indoor Lighting - Recessed LED Downlighting LED Downlight 9.5 Inch Round Commercial Retrofit DL - 90 CRI, 4000K, 120-277V, Lumens: 1500/2000/3200 (Field Switchable Lumen) Philips - Light To Go PCR10R30940UW 9.5" LED Downlight Solid State Retrofit 4000K | 4000 | 93 | 3000 | 75 | 50000 | 40 | 1 | 88.55 | 88.55 | 104.0497 | 2020Q3 | https://www.platt.com/platt-electric-supply/LED-Downlighting-Downlight/Philips-Light-To-Go/PCR10R30940UW/product.aspx?zpid=1446507 | Platt | 2020 | Yes
LED Lighting | Downlight | Philips - Light To Go | [5 empty] | Downlight Solid State Retrofit Downlight Solid State Retrofit Home Lighting, Lighting Controls Indoor Lighting - Recessed LED Downlighting LED Downlight 4 Inch Round Commercial Retrofit DL - 90 CRI, 4000K, 120-277V, Lumens: 500/750/1000 (Field Switchable Lumen) Philips - Light To Go PCR4R10940UW 4" LED Downlight Solid State Retrofit 4000K | 4000 | 93 | 1000 | 76.9231 | 50000 | 13 | 1 | 49.59 | 49.59 | 58.2702 | 2020Q3 | https://www.platt.com/platt-electric-supply/LED-Downlighting-Downlight/Philips-Light-To-Go/PCR4R10940UW/product.aspx?zpid=1446495 | Platt | 2020 | Yes
LED Lighting | Downlight | Philips - Light To Go | [5 empty] | Downlight Solid State Retrofit Downlight Solid State Retrofit Home Lighting, Lighting Controls Indoor Lighting - Recessed LED Downlighting LED Downlight 6 Inch Round Commercial Retrofit DL - 90 CRI, 4000K, 120-277V, Lumens: 700/1000/1500 (Field Switchable Lumen) Philips - Light To Go PCR6R15940UW 6" LED Downlight Solid State Retrofit 4000K | 4000 | 94 | 1500 | 78.9474 | 50000 | 19 | 1 | 60.22 | 60.22 | 70.7608 | 2020Q3 | https://www.platt.com/platt-electric-supply/LED-Downlighting-Downlight/Philips-Light-To-Go/PCR6R15940UW/product.aspx?zpid=1446499 | Platt | 2020 | Yes
LED Lighting | Downlight | Philips - Light To Go | [5 empty] | Downlight Solid State Retrofit Downlight Solid State Retrofit Home Lighting, Lighting Controls Indoor Lighting - Recessed LED Downlighting LED Downlight 8 Inch Round Commercial Retrofit DL - 90 CRI, 4000K, 120-277V, Lumens: 700/1000/1500 (Field Switchable Lumen) Philips - Light To Go PCR8R23940UW 8" LED Downlight Solid State Retrofit 4000K | 4000 | 93 | 2300 | 79.3103 | 50000 | 29 | 1 | 79.7 | 79.7 | 93.6506 | 2020Q3 | https://www.platt.com/platt-electric-supply/LED-Downlighting-Downlight/Philips-Light-To-Go/PCR8R23940UW/product.aspx?zpid=1446503 | Platt | 2020 | Yes
LED Lighting | Downlight | Philips - Light To Go | [5 empty] | Downlight Surface Mount Downlight Surface Mount Home Lighting, Lighting Controls Indoor Lighting - Recessed LED Downlighting LED Downlight LED Downlight, 5 Inch, Round, Color Temperature: Warm White (3000K), Lumens: 700, 120 Volt, Color/Finish: White/Matte, Replaces 65W PAR30 Philips - Light To Go PSD5R079301W LED Downlight, 5" Round | 3000 | 93 | 700 | 70 | 50000 | 10 | 1 | 35.7 | 35.7 | 41.9489 | 2020Q3 | https://www.platt.com/platt-electric-supply/LED-Downlighting-Downlight/Philips-Light-To-Go/PSD5R079301W/product.aspx?zpid=445676 | Platt | 2020 | Yes
LED Lighting | Downlight | Satco | True |  |  |  |  | Downlight Recessed Downlight Recessed Home Lighting, Lighting Controls Indoor Lighting - Recessed LED Downlighting LED Downlight 11.6 Watt Led Direct Wire Downlight; Edge-Lit; 5-6 Inch; 2700K; 120 Volt; Dimmable. *** DISCONTINUED *** Subs to Satco S39061, Platt# 1841632. Satco S29061 11.6WLED/DW/EL/5-6/27K/120V 5-6' LED Downlight | 2700 | 83 | 800 | 68.9655 | 40000 | 11.6 | 1 | 26.7 | 26.7 | 31.3735 | 2020Q3 | https://www.platt.com/platt-electric-supply/LED-Downlighting-Downlight/Satco/S29061-11-6WLED-DW-EL-5-6-27K-120V/product.aspx?zpid=1301018 | Platt | 2020 | Yes
LED Lighting | Downlight | Satco | [5 empty] | Downlight Solid State Retrofit Downlight Solid State Retrofit Home Lighting, Lighting Controls Indoor Lighting - Recessed LED Downlighting LED Downlight SATCO 13W 40K RETRO TRIM LED Satco S29474 SATCO 13W 40K RETRO TRIM LED | 4000 | 94 | 800 | 61.5385 | 50000 | 13 | 1 | 35.06 | 35.06 | 41.1969 | 2020Q3 | https://www.platt.com/platt-electric-supply/LED-Downlighting-Downlight/Satco/S29474/product.aspx?zpid=1307411 | Platt | 2020 | Yes
LED Lighting | Downlight | Satco | True |  |  | LED Retrofit Kit |  | Downlight Solid State Retrofit Downlight Solid State Retrofit Home Lighting, Lighting Controls Indoor Lighting - Recessed LED Downlighting LED Downlight 4" LED Retrofit Downlight, 8.5W, 120V, CRI: 90, Color Temperature: 4000K, Dimmable, Rated Lifetime: 50,000 Hrs. Satco S29714 4" LED Retrofit Downlight, 8.5W | 3000 | 92 | 600 | 70.5882 | 50000 | 8.5 | 1 | 17.53 | 17.53 | 20.5984 | 2020Q3 | https://www.platt.com/platt-electric-supply/LED-Downlighting-Downlight/Satco/S29714/product.aspx?zpid=1213861 | Platt | 2020 | Yes
LED Lighting | Downlight | Satco | True |  |  | LED Retrofit Kit |  | Downlight Solid State Retrofit Downlight Solid State Retrofit Home Lighting, Lighting Controls Indoor Lighting - Recessed LED Downlighting LED Downlight 6" LED Downlight, Retrofit 5"-6", 10.5W, 120V, Color Temperature 3000K, Dimmable Satco S29725 6" LED Downlight | 3000 | 92 | 800 | 76.1905 | 50000 | 10.5 | 1 | 21.72 | 21.72 | 25.5218 | 2020Q3 | https://www.platt.com/platt-electric-supply/LED-Downlighting-Downlight/Satco/S29725/product.aspx?zpid=1213863 | Platt | 2020 | Yes
LED Lighting | Downlight | Satco |  |  |  | LED Retrofit Kit |  | Downlight Solid State Retrofit Downlight Solid State Retrofit Home Lighting, Lighting Controls Indoor Lighting - Recessed LED Downlighting LED Downlight 15.5WLED/RDL/5-6/30K/120V Satco S29741 15.5WLED/RDL/5-6/30K/120V | 3000 | 91 | 1200 | 77.4194 | 50000 | 15.5 | 1 | 23.85 | 23.85 | 28.0247 | 2020Q3 | https://www.platt.com/platt-electric-supply/LED-Downlighting-Downlight/Satco/S29741/product.aspx?zpid=1419514 | Platt | 2020 | Yes
LED Lighting | Downlight | Satco | True |  |  |  |  | Downlight Solid State Retrofit Downlight Solid State Retrofit Home Lighting, Lighting Controls Indoor Lighting - Recessed LED Downlighting LED Downlight LED Downlight Retrofit, 9 Watt, 600 Lumen, 3000K, 90 CRI, 120 Volt, 4 Inch Square, Dimmable Satco S29757 LED Downlight Retrofit, 9 Watt, Square, 3000K, 120 Volt | 3000 | 92 | 600 | 66.6667 | 50000 | 9 | 1 | 29.61 | 29.61 | 34.7929 | 2020Q3 | https://www.platt.com/platt-electric-supply/LED-Downlighting-Downlight/Satco/S29757/product.aspx?zpid=1211653 | Platt | 2020 | Yes
LED Lighting | Downlight | Satco | True |  | Round |  |  | Downlight Recessed Downlight Recessed Home Lighting, Lighting Controls Indoor Lighting - Recessed LED Downlighting LED Downlight 11.6 Watt Led Direct Wire Downlight; Edge-Lit; 5-6 Inch; 2700K; 120 Volt; Dimmable. California T24 Compliant. Satco S39061 5-6' LED Downlight | 2700 | 92 | 730 | 62.931 | 40000 | 11.6 | 1 | 33.5 | 33.5 | 39.3638 | 2020Q3 | https://www.platt.com/platt-electric-supply/LED-Downlighting-Downlight/Satco/S39061/product.aspx?zpid=1841632 | Platt | 2020 | Yes
LED Lighting | Downlight | TCP | True |  |  | LED Retrofit Kit |  | Downlight Surface Mount Downlight Surface Mount Home Lighting, Lighting Controls Indoor Lighting - Recessed LED Downlighting LED Downlight 4" 850LM Round Downlight, 13 Watt, 120 Volt, Color Temperature: 2700K, Replcement Wattage: 75, Lumens: 850, CRI: 80, Diameter: 4.6", Dimmable TCP DDR40127 DDR40130 4" LED Round Downlight, Snap-In | 2700 | 81 | 850 | 65.3846 | 40000 | 13 | 1 | 17.62 | 17.62 | 20.7042 | 2020Q3 | https://www.platt.com/platt-electric-supply/LED-Downlighting-Downlight/TCP/DDR40127/product.aspx?zpid=1275196 | Platt | 2020 | Yes
LED Lighting | Downlight | TCP | True |  |  | LED Retrofit Kit |  | Downlight Surface Mount Downlight Surface Mount Home Lighting, Lighting Controls Indoor Lighting - Recessed LED Downlighting LED Downlight 6" 1100LM Round Downlight, 14 Watt, 120 Volt, Color Temperature: 2700K, Replacement Wattage: 85, Lumens: 1100, CRI: 80, Diameter: 6.7", Dimmable TCP DDR60127 DDR60130 6" LED Round Downlight, Snap-In | 2700 | 82 | 1100 | 78.5714 | 40000 | 14 | 1 | 23.17 | 23.17 | 27.2256 | 2020Q3 | https://www.platt.com/platt-electric-supply/LED-Downlighting-Downlight/TCP/DDR60127/product.aspx?zpid=1275204 | Platt | 2020 | Yes
LED Lighting | Downlight | TCP | True |  |  | LED Retrofit Kit |  | Downlight Surface Mount Downlight Surface Mount Home Lighting, Lighting Controls Indoor Lighting - Recessed LED Downlighting LED Downlight 8" Round Downlight, 14 Watt, 120 Volt, Color Temperature: 2700K, Replacement Wattage: 120, Lumens: 1550, CRI: 80, Diameter: 8.7", Dimmable TCP DDR80127 DDR80130 8" LED Round Downlight, Snap-In | 2700 | 82 | 1550 | 86.1111 | 40000 | 18 | 1 | 32.46 | 32.46 | 38.1418 | 2020Q3 | https://www.platt.com/platt-electric-supply/LED-Downlighting-Downlight/TCP/DDR80127/product.aspx?zpid=1275188 | Platt | 2020 | Yes
LED Lighting | Downlight | American Lighting | [5 empty] | Downlight Recessed Downlight Recessed Home Lighting, Lighting Controls Indoor Lighting - Recessed LED Downlighting LED Modules 4” Retrofit Downlight, 9.5W, 120VAC, CRI: 90, Color Temperature: 3000K, Color: Dark Bronze American Lighting AD4-30-DB 4” Retrofit Downlight | 3000 | 90 | 630 | 60 | 35000 | 10.5 | 1 | 10.82 | 10.82 | 12.7139 | 2020Q3 | https://www.platt.com/platt-electric-supply/LED-Downlighting-Modules/American-Lighting/AD4-30-DB/product.aspx?zpid=965788 | Platt | 2020 | Yes
LED Lighting | Downlight | American Lighting | True |  |  |  |  | Downlight Solid State Retrofit Downlight Solid State Retrofit Home Lighting, Lighting Controls Indoor Lighting - Recessed LED Downlighting LED Modules 4" LED Downlight, Smooth Wall Retrofit, Line Voltage: 120V, Watts: 10, Lumens: Up to 700Lm, Color Temperature: 5-CCT; 2700K / 3000K / 3500K / 4000K / 5000K, CRI: 90+, Color: Dark Bronze Trim. Life: 50,000 Hours. Dimming: 10-100% with most standard TRIAC dimmers. Attached E26 connection and torsion clips for most 6" recessed housings; • ENERGY STAR certified, JA8 Compliant, cETLus Wet Location Listed. • Fits most standard 4" recessed housings. American Lighting AD4-5CCT-DB 10W LED 4" Retrofit | 2700 | 93 | 630 | 63 | 50000 | 10 | 1 | 14.14 | 14.14 | 16.615 | 2020Q3 | https://www.platt.com/platt-electric-supply/LED-Downlighting-Modules/American-Lighting/AD4-5CCT-DB/product.aspx?zpid=1793409 | Platt | 2020 | Yes
LED Lighting | Downlight | American Lighting | True |  |  |  |  | Downlight Solid State Retrofit Downlight Solid State Retrofit Home Lighting, Lighting Controls Indoor Lighting - Recessed LED Downlighting LED Modules 4" LED Downlight, Smooth Wall Retrofit, Line Voltage: 120V, Watts: 10, Lumens: Up to 820Lm, Color Temperature: 5-CCT; 2700K / 3000K / 3500K / 4000K / 5000K, CRI: 90+, Color: White Trim. Life: 50,000 Hours. Dimming: 10-100% with most standard TRIAC dimmers. Attached E26 connection and torsion clips for most 6" recessed housings; • ENERGY STAR certified, JA8 Compliant, cETLus Wet Location Listed. • Fits most standard 4" recessed housings. American Lighting AD4-5CCT-WH 10W LED 4" Retrofit | 2700 | 93 | 720 | 72 | 50000 | 10 | 1 | 14.14 | 14.14 | 16.615 | 2020Q3 | https://www.platt.com/platt-electric-supply/LED-Downlighting-Modules/American-Lighting/AD4-5CCT-WH/product.aspx?zpid=1793410 | Platt | 2020 | Yes
LED Lighting | Downlight | American Lighting | True |  |  |  |  | Downlight Recessed Downlight Recessed Home Lighting, Lighting Controls Indoor Lighting - Recessed LED Downlighting LED Modules 4" LED Downlight, Retrofit, Line Voltage: 120V, Watts: 10.5, Lumens: 660, Color Temperature: 3000K, CRI: 90+, Color: White Trim. Life: 50,000 Hours. Dimming: 10-100% with most TRIAC, CL, MLV and ELV dimmers. TRIAC, CL, MLV and ELV dimmers. Energy Star. cETLus Listed and ENERGY STAR Certified. American Lighting AD4-B30-WH 10.5W LED 4" Retrofit | 3000 | 91 | 630 | 60 | 35000 | 10.5 | 1 | 10.82 | 10.82 | 12.7139 | 2020Q3 | https://www.platt.com/platt-electric-supply/LED-Downlighting-Modules/American-Lighting/AD4-B30-WH/product.aspx?zpid=851764 | Platt | 2020 | Yes
LED Lighting | Downlight | American Lighting | True |  |  |  |  | Downlight Solid State Retrofit Downlight Solid State Retrofit Home Lighting, Lighting Controls Indoor Lighting - Recessed LED Downlighting LED Modules 4" LED Downlight, Baffle Wall Retrofit, Line Voltage: 120V, Watts: 15, Lumens: Up to 820Lm, Color Temperature: 5-CCT; 2700K / 3000K / 3500K / 4000K / 5000K, CRI: 90+, Color: White Trim. Life: 50,000 Hours. Dimming: 10-100% with most standard TRIAC dimmers. Attached E26 connection and torsion clips for most 6" recessed housings; • ENERGY STAR certified, JA8 Compliant, cETLus Wet Location Listed. p/n: AD56B-5CCT-WH. • Fits most standard 5" and 6" recessed housings. American Lighting AD4B-5CCT-WH 10W LED 4" Retrofit | 2700 | 93 | 720 | 72 | 50000 | 10 | 1 | 14.14 | 14.14 | 16.615 | 2020Q3 | https://www.platt.com/platt-electric-supply/LED-Downlighting-Modules/American-Lighting/AD4B-5CCT-WH/product.aspx?zpid=1793411 | Platt | 2020 | Yes
LED Lighting | Downlight | American Lighting | [5 empty] | Downlight Solid State Retrofit Downlight Solid State Retrofit Home Lighting, Lighting Controls Indoor Lighting - Recessed LED Downlighting LED Modules 4" Adjustable Swivel (Gimbal) Recessed Downlight, Retrofit LED Module, Watts: 8, Voltage: 120V, CRI: 90, Coloer Temperature: 3000K, Color: White. AD4S Retrofit: Torsion clips fit most 4” Type IC rated cans (requires 2-9/16” clearance) with E26 sockets; compatible with AL4-ICAT (sold separately). American Lighting AD4S-30-WH LED 4” Retrofit Downlight | 3000 | 91 | 500 | 62.5 | 50000 | 8 | 1 | 14.45 | 14.45 | 16.9793 | 2020Q3 | https://www.platt.com/platt-electric-supply/LED-Downlighting-Modules/American-Lighting/AD4S-30-WH/product.aspx?zpid=947927 | Platt | 2020 | Yes
LED Lighting | Downlight | American Lighting | True |  | Round |  |  | Downlight Solid State Retrofit Downlight Solid State Retrofit Home Lighting, Lighting Controls Indoor Lighting - Recessed LED Downlighting LED Modules 5"/6" LED Downlight, Smooth Wall, Retrofit, Line Voltage: 120V, Watts: 15, Lumens: Up to 1000Lm, Color Temperature: 5-CCT; 2700K / 3000K / 3500K / 4000K / 5000K, CRI: 90+, Color: Dark Bronze Trim. Life: 50,000 Hours. Dimming: 10-100% with most standard TRIAC dimmers. Attached E26 connection and torsion clips for most 6" recessed housings; • ENERGY STAR certified, JA8 Compliant, cETLus Wet Location Listed. p/n: AD56B-5CCT-WH. • Fits most standard 5" and 6" recessed housings. American Lighting AD56-5CCT-DB LED 5/6" Downlight | 2700 | 93 | 900 | 60 | 50000 | 15 | 1 | 14.14 | 14.14 | 16.615 | 2020Q3 | https://www.platt.com/platt-electric-supply/LED-Downlighting-Modules/American-Lighting/AD56-5CCT-DB/product.aspx?zpid=1793413 | Platt | 2020 | Yes
LED Lighting | Downlight | American Lighting | True |  | Round |  |  | Downlight Solid State Retrofit Downlight Solid State Retrofit Home Lighting, Lighting Controls Indoor Lighting - Recessed LED Downlighting LED Modules 5"/6" LED Downlight, Smooth Wall, Retrofit, Line Voltage: 120V, Watts: 15, Lumens: Up to 1200Lm, Color Temperature: 5-CCT; 2700K / 3000K / 3500K / 4000K / 5000K, CRI: 90+, Color: White Trim. Life: 50,000 Hours. Dimming: 10-100% with most standard TRIAC dimmers. Attached E26 connection and torsion clips for most 6" recessed housings; • ENERGY STAR certified, JA8 Compliant, cETLus Wet Location Listed. p/n: AD56B-5CCT-WH. • Fits most standard 5" and 6" recessed housings. American Lighting AD56-5CCT-WH LED 5/6" Downlight | 2700 | 93 | 1000 | 66.6667 | 50000 | 15 | 1 | 14.14 | 14.14 | 16.615 | 2020Q3 | https://www.platt.com/platt-electric-supply/LED-Downlighting-Modules/American-Lighting/AD56-5CCT-WH/product.aspx?zpid=1793414 | Platt | 2020 | Yes
LED Lighting | Downlight | American Lighting | [5 empty] | Downlight Recessed Downlight Recessed Home Lighting, Lighting Controls Indoor Lighting - Recessed LED Downlighting LED Modules 5/6" LED Retrofit Downlight, 15.05W, 120VAC, Lumens: 903, CRI: 90+, Color Temperature: 3000K, Color: Dark Bronze. *** Note: DISCONTINUED *** Subs to Platt item# 1793413: American Lighting AD56-5CCT-DB (No Baffle). American Lighting AD56-B30-DB 5/6" LED Retrofit Downlight | 3000 | 89 | 870 | 60 | 35000 | 14.5 | 1 | 10.82 | 10.82 | 12.7139 | 2020Q3 | https://www.platt.com/platt-electric-supply/LED-Downlighting-Modules/American-Lighting/AD56-B30-DB/product.aspx?zpid=721459 | Platt | 2020 | Yes
LED Lighting | Downlight | American Lighting | True |  |  |  |  | Downlight Recessed Downlight Recessed Home Lighting, Lighting Controls Indoor Lighting - Recessed LED Downlighting LED Modules 5"/6" LED Downlight, Retrofit, Line Voltage: 120V, Watts: 15.05, Lumens: 930, Color Temperature: 3000K, CRI: 90+, Color: White Trim. Life: 50,000 Hours. Dimming: 10-100% with most standard TRIAC dimmers. Attached E26 connection and torsion clips for most 6" recessed housings; Energy Star ; cETLus Wet Location Listed. p/n: AD56-B30-WH. American Lighting AD56-B30-WH 15W LED 5/6" Retrofit | 3000 | 89 | 930 | 61.1842 | 35000 | 15.2 | 1 | 10.82 | 10.82 | 12.7139 | 2020Q3 | https://www.platt.com/platt-electric-supply/LED-Downlighting-Modules/American-Lighting/AD56-B30-WH/product.aspx?zpid=829908 | Platt | 2020 | Yes
LED Lighting | Downlight | American Lighting | True |  |  |  |  | Downlight Solid State Retrofit Downlight Solid State Retrofit Home Lighting, Lighting Controls Indoor Lighting - Recessed LED Downlighting LED Modules 5"/6" LED Downlight, Baffle Wall Retrofit, Line Voltage: 120V, Watts: 15, Lumens: Up to 1200Lm, Color Temperature: 5-CCT; 2700K / 3000K / 3500K / 4000K / 5000K, CRI: 90+, Color: White Trim. Life: 50,000 Hours. Dimming: 10-100% with most standard TRIAC dimmers. Attached E26 connection and torsion clips for most 6" recessed housings; • ENERGY STAR certified, JA8 Compliant, cETLus Wet Location Listed. • Fits most standard 5" and 6" recessed housings. American Lighting AD56B-5CCT-WH 15W LED 5/6" Retrofit | 2700 | 93 | 1000 | 66.6667 | 50000 | 15 | 1 | 14.14 | 14.14 | 16.615 | 2020Q3 | https://www.platt.com/platt-electric-supply/LED-Downlighting-Modules/American-Lighting/AD56B-5CCT-WH/product.aspx?zpid=1793415 | Platt | 2020 | Yes
LED Lighting | Downlight | American Lighting | True |  |  | LED Retrofit Kit | LED Retrofit Kit | Downlight Solid State Retrofit Downlight Solid State Retrofit Home Lighting, Lighting Controls Indoor Lighting - Recessed LED Downlighting LED Modules 5"/6" LED Downlight, Retrofit, Line Voltage: 120V, Watts: 15.05, Lumens: 900, Color Temperature: 3000K, CRI: 90+, Color: White Trim. Life: 50,000 Hours. Dimming: 10-100% with most standard TRIAC dimmers. Title 24 connection and torsion clips for most 5/6" recessed housings; Energy Star ; cETLus Wet Location Listed. JA8 Compliant. p/n: AD56V2-30-WH American Lighting AD56V2-30-WH 15W LED 5/6" Retrofit | 3000 | 92 | 1000 | 66.6667 | 50000 | 15 | 1 | 10.82 | 10.82 | 12.7139 | 2020Q3 | https://www.platt.com/platt-electric-supply/LED-Downlighting-Modules/American-Lighting/AD56V2-30-WH/product.aspx?zpid=1793417 | Platt | 2020 | Yes
LED Lighting | Downlight | American Lighting | True |  |  |  |  | Downlight Solid State Retrofit Downlight Solid State Retrofit Home Lighting, Lighting Controls Indoor Lighting - Recessed LED Downlighting LED Modules 5"/6" LED Downlight Retrofit, Featuring adjustable swivel lens for sloped ceilings or directing light. Line Voltage: 120V, Watts: 15, Lumens: Up to 1200Lm, Color Temperature: 5-CCT; 2700K / 3000K / 3500K / 4000K / 5000K, CRI: 90+, Color: White Trim. Life: 50,000 Hours. Dimming: 10-100% with most standard TRIAC dimmers. Fits most 6" recessed housings; • ENERGY STAR certified, JA8 Compliant, Type IC and cETLus Listed for damp locations. • Fits most standard 5" and 6" recessed housings. ENERGY STAR certified & JA8 Compliant. American Lighting AD6S-5CCT-WH 15W LED 5/6" Retrofit | 2700 | 92 | 950 | 63.3333 | 50000 | 15 | 1 | 18.31 | 18.31 | 21.515 | 2020Q3 | https://www.platt.com/platt-electric-supply/LED-Downlighting-Modules/American-Lighting/AD6S-5CCT-WH/product.aspx?zpid=1746934 | Platt | 2020 | Yes
LED Lighting | Downlight | Cree Lighting |  |  |  | LED Retrofit Kit | LED Retrofit Kit | Downlight Solid State Retrofit Downlight Solid State Retrofit Home Lighting, Lighting Controls Indoor Lighting - Recessed LED Downlighting LED Modules LED Downlight, CRT Series, 6", 14.5W, 1100 Lumens, 2700K, 120V, E26 Base Cree Lighting CR6T-1100L-27K-12-E26GU24 LED Downlight, CRT Series | 2700 | 92 | 1100 | 75.8621 | 50000 | 14.5 | 1 | 18.15 | 18.15 | 21.327 | 2020Q3 | https://www.platt.com/platt-electric-supply/LED-Downlighting-Modules/Cree-Lighting/CR6T-1100L-27K-12-E26GU24/product.aspx?zpid=1233116 | Platt | 2020 | Yes
LED Lighting | Downlight | Cree Lighting |  |  |  | LED Retrofit Kit | LED Retrofit Kit | Downlight Solid State Retrofit Downlight Solid State Retrofit Home Lighting, Lighting Controls Indoor Lighting - Recessed LED Downlighting LED Modules LED Downlight, CRT Series, 6", 14.5W, 1000 Lumens, 3000K, 120V, E26 Base Cree Lighting CR6T-1100L-30K-12-E26GU24 6" Downlight, 14.5W, 1000L, 3000K, 120V | 3000 | 92 | 1100 | 75.8621 | 50000 | 14.5 | 1 | 18.15 | 18.15 | 21.327 | 2020Q3 | https://www.platt.com/platt-electric-supply/LED-Downlighting-Modules/Cree-Lighting/CR6T-1100L-30K-12-E26GU24/product.aspx?zpid=1233118 | Platt | 2020 | Yes
LED Lighting | Downlight | Cree Lighting |  |  |  | LED Retrofit Kit | LED Retrofit Kit | Downlight Solid State Retrofit Downlight Solid State Retrofit Home Lighting, Lighting Controls Indoor Lighting - Recessed LED Downlighting LED Modules LED Downlight, CRT Series, 6", 14.5W, 1000 Lumens, 4000K, 120V, Includes: E26 and GU24 Adapters Cree Lighting CR6T-1100L-40K-12-E26GU24 6" Downlight, 14.5W, 1000L, 4000K, 120V | 4000 | 93 | 1100 | 75.8621 | 50000 | 14.5 | 1 | 18.15 | 18.15 | 21.327 | 2020Q3 | https://www.platt.com/platt-electric-supply/LED-Downlighting-Modules/Cree-Lighting/CR6T-1100L-40K-12-E26GU24/product.aspx?zpid=1233119 | Platt | 2020 | Yes
LED Lighting | Downlight | Cree Lighting |  |  |  | LED Retrofit Kit | LED Retrofit Kit | Downlight Solid State Retrofit Downlight Solid State Retrofit Home Lighting, Lighting Controls Indoor Lighting - Recessed LED Downlighting LED Modules LED Downlight, CRT Series, 6", 14.5W, 1600 Lumens, 2700K, 120V, E26 Base Cree Lighting CR6T-1600L-27K-12-E26GU24 6" Downlight, 14.5W, 1600L, 2700K, 120V | 2700 | 92 | 1600 | 76.1905 | 50000 | 21 | 1 | 21.17 | 21.17 | 24.8756 | 2020Q3 | https://www.platt.com/platt-electric-supply/LED-Downlighting-Modules/Cree-Lighting/CR6T-1600L-27K-12-E26GU24/product.aspx?zpid=1233121 | Platt | 2020 | Yes
LED Lighting | Downlight | Cree Lighting |  |  |  | LED Retrofit Kit | LED Retrofit Kit | Downlight Solid State Retrofit Downlight Solid State Retrofit Home Lighting, Lighting Controls Indoor Lighting - Recessed LED Downlighting LED Modules LED Downlight, CRT Series, 6", 14.5W, 1600 Lumens, 3000K, 120V, E26 Base Cree Lighting CR6T-1600L-30K-12-E26GU24 6" Downlight, 14.5W, 1600L, 3000K, 120V | 3000 | 92 | 1600 | 76.1905 | 50000 | 21 | 1 | 21.17 | 21.17 | 24.8756 | 2020Q3 | https://www.platt.com/platt-electric-supply/LED-Downlighting-Modules/Cree-Lighting/CR6T-1600L-30K-12-E26GU24/product.aspx?zpid=1233123 | Platt | 2020 | Yes
LED Lighting | Downlight | Cree Lighting |  |  |  | LED Retrofit Kit | LED Retrofit Kit | Downlight Solid State Retrofit Downlight Solid State Retrofit Home Lighting, Lighting Controls Indoor Lighting - Recessed LED Downlighting LED Modules LED Downlight, CRT Series, 6", 14.5W, 1600 Lumens, 3500K, 120V, E26 Base Cree Lighting CR6T-1600L-35K-12-E26GU24 6" Downlight, 14.5W, 1600L, 3500K, 120V | 3500 | 93 | 1600 | 76.1905 | 50000 | 21 | 1 | 21.17 | 21.17 | 24.8756 | 2020Q3 | https://www.platt.com/platt-electric-supply/LED-Downlighting-Modules/Cree-Lighting/CR6T-1600L-35K-12-E26GU24/product.aspx?zpid=1233159 | Platt | 2020 | Yes
LED Lighting | Downlight | Cree Lighting |  |  |  | LED Retrofit Kit | LED Retrofit Kit | Downlight Solid State Retrofit Downlight Solid State Retrofit Home Lighting, Lighting Controls Indoor Lighting - Recessed LED Downlighting LED Modules LED Downlight, CRT Series, 6", 14.5W, 1600 Lumens, 4000K, 120V, E26 Base Cree Lighting CR6T-1600L-40K-12-E26GU24 6" Downlight, 14.5W, 1600L, 4000K, 120V | 4000 | 94 | 1600 | 76.1905 | 50000 | 21 | 1 | 21.17 | 21.17 | 24.8756 | 2020Q3 | https://www.platt.com/platt-electric-supply/LED-Downlighting-Modules/Cree-Lighting/CR6T-1600L-40K-12-E26GU24/product.aspx?zpid=1233125 | Platt | 2020 | Yes
LED Lighting | Downlight | Cree Lighting |  |  |  | LED Retrofit Kit | LED Retrofit Kit | Downlight Solid State Retrofit Downlight Solid State Retrofit Home Lighting, Lighting Controls Indoor Lighting - Recessed LED Downlighting LED Modules LED Downlight, 6", CRT Series, 825 Lumens, 11W, 3000K, 120V, E26 Base Cree Lighting CR6T-825L-30K-12-E26GU24 LED Downlight, 6", CRT Series | 3000 | 92 | 825 | 75 | 50000 | 11 | 1 | 15.12 | 15.12 | 17.7666 | 2020Q3 | https://www.platt.com/platt-electric-supply/LED-Downlighting-Modules/Cree-Lighting/CR6T-825L-30K-12-E26GU24/product.aspx?zpid=1233128 | Platt | 2020 | Yes
LED Lighting | Downlight | Cree Lighting |  |  |  | LED Retrofit Kit | LED Retrofit Kit | Downlight Solid State Retrofit Downlight Solid State Retrofit Home Lighting, Lighting Controls Indoor Lighting - Recessed LED Downlighting LED Modules LED Downlight, 6", CRT Series, 825 Lumens, 11W, 4000K, 120V, E26 Base Cree Lighting CR6T-825L-40K-12-E26GU24 LED Downlight, 6", CRT Series | 4000 | 93 | 825 | 75 | 50000 | 11 | 1 | 15.12 | 15.12 | 17.7666 | 2020Q3 | https://www.platt.com/platt-electric-supply/LED-Downlighting-Modules/Cree-Lighting/CR6T-825L-40K-12-E26GU24/product.aspx?zpid=1233132 | Platt | 2020 | Yes
LED Lighting | Downlight | Elite Lighting |  |  |  |  | Other | Downlight Solid State Retrofit Downlight Solid State Retrofit Home Lighting, Lighting Controls Indoor Lighting - Recessed LED Downlighting LED Modules 6” Led Retrofit Lighting Module With 5-CCT Selector Switch Elite Lighting REL637-950L-DIMTR-120-27K/30K/35K/40K/50K-90-W-WH 6” Led Retrofit Module 5-CCT | 2700 | 92 | 950 | 63.3333 | 50000 | 15 | 1 | 19.38 | 19.38 | 22.7722 | 2020Q3 | https://www.platt.com/platt-electric-supply/LED-Downlighting-Modules/Elite-Lighting/REL637-950L-DIMTR-120-27K-30K-35K-40K-50K-90-W-WH/product.aspx?zpid=1315242 | Platt | 2020 | Yes
LED Lighting | Downlight | Elite Lighting |  |  |  |  | Other | Downlight Solid State Retrofit Downlight Solid State Retrofit Home Lighting, Lighting Controls Indoor Lighting - Recessed LED Downlighting LED Modules Universal 6”- Adjustable Led Retrofit Module Elite Lighting RL664-900L-DIMTR-120-30K-90-WH 6” Led Retrofit Module | 3000 | 81 | 900 | 90 | 42000 | 10 | 1 | 34.88 | 34.88 | 40.9853 | 2020Q3 | https://www.platt.com/platt-electric-supply/LED-Downlighting-Modules/Elite-Lighting/RL664-900L-DIMTR-120-30K-90-WH/product.aspx?zpid=1747273 | Platt | 2020 | Yes
LED Lighting | Reflector | Green Creative | True |  | Reflector (Flood/Spot) | PAR38 | E26 (Medium) | None,Recessed Fixtures None,Recessed Fixtures Home Lighting, Lighting Controls Indoor Lighting - Recessed LED Downlighting LED Modules 8" LED Downlight, Watt: 12/19/27W, Line Voltage: 120/277V, Color Temperature: 3000K, Lumens: 1000/1500/2000, 80 CRI, Color: White. Life: 40,000 Hours. Green Creative 27CDLA8830277 8" LED Downlight, 12/19/27W, 120-277V, 3000K, 1000/1500/2000L | 4000 | 95 | 1200 | 70.5882 | 40000 | 17 | 1 | 61.8 | 61.8 | 72.6174 | 2020Q3 | https://www.platt.com/platt-electric-supply/LED-Downlighting-Modules/Green-Creative/27CDLA8830277/product.aspx?zpid=127000 | Platt | 2020 | Yes
LED Lighting | Downlight | Green Creative | [5 empty] | Downlight Recessed Downlight Recessed Home Lighting, Lighting Controls Indoor Lighting - Recessed LED Downlighting LED Modules 6" LED Downlight, Watt: 8.5/13.5/21, Line Voltage: 120/277V, Color Temperature: 2700K, Lumens: 650/930/1400, 80 CRI, Color: White. Life: 40,000 Hours. Green Creative 57868 6" LED Downlight, 8.5/13.5/21W, 120-277V, 2700K, 650/930/1400L | 2700 | 82 | 1400 | 66.6667 | 25000 | 21 | 1 | 51.22 | 51.22 | 60.1855 | 2020Q3 | https://www.platt.com/platt-electric-supply/LED-Downlighting-Modules/Green-Creative/57868/product.aspx?zpid=211749 | Platt | 2020 | Yes
LED Lighting | Downlight | Green Creative | [5 empty] | Downlight Recessed Downlight Recessed Home Lighting, Lighting Controls Indoor Lighting - Recessed LED Downlighting LED Modules 6" LED Downlight, Watt: 8.5/13.5/21, Line Voltage: 120/277V, Color Temperature: 3000K, Lumens: 700/1000/1500, 80 CRI, Color: White. Life: 40,000 Hours. Green Creative 57869 6" LED Downlight, 8.5/13.5/21W, 120-277V, 2700K, 700/1000/1500L | 3000 | 84 | 1500 | 71.4286 | 25000 | 21 | 1 | 51.22 | 51.22 | 60.1855 | 2020Q3 | https://www.platt.com/platt-electric-supply/LED-Downlighting-Modules/Green-Creative/57869/product.aspx?zpid=211998 | Platt | 2020 | Yes
LED Lighting | Downlight | Green Creative | [5 empty] | Downlight Recessed Downlight Recessed Home Lighting, Lighting Controls Indoor Lighting - Recessed LED Downlighting LED Modules 6" LED Downlight, Watt: 8.5/13.5/21, Line Voltage: 120/277V, Color Temperature: 3500K, Lumens: 700/1000/1500, 80 CRI, Color: White. Life: 40,000 Hours. Green Creative 57870 6" LED Downlight, 8.5/13.5/21W, 120-277V, 3500K, 700/1000/1500L | 3500 | 84 | 1500 | 71.4286 | 25000 | 21 | 1 | 92.72 | 92.72 | 108.9496 | 2020Q3 | https://www.platt.com/platt-electric-supply/LED-Downlighting-Modules/Green-Creative/57870/product.aspx?zpid=205941 | Platt | 2020 | Yes
LED Lighting | Downlight | Green Creative | False |  |  |  |  | Downlight Recessed Downlight Recessed Home Lighting, Lighting Controls Indoor Lighting - Recessed LED Downlighting LED Modules 6" LED Downlight, Watt: 8.5/13.5/21, Line Voltage: 120/277V, Color Temperature: 4000K, Lumens: 700/1000/1500, 80 CRI, Color: White. Life: 40,000 Hours. Green Creative 57871 6" LED Downlight, 8.5/13.5/21W, 120-277V, 4000K, 700/1000/1500L | 4000 | 83 | 1500 | 71.4286 | 25000 | 21 | 1 | 92.72 | 92.72 | 108.9496 | 2020Q3 | https://www.platt.com/platt-electric-supply/LED-Downlighting-Modules/Green-Creative/57871/product.aspx?zpid=89810 | Platt | 2020 | Yes
LED Lighting | Downlight | Halo Home |  |  |  | LED Retrofit Kit | LED Retrofit Kit | Downlight Solid State Retrofit Downlight Solid State Retrofit Home Lighting, Lighting Controls Indoor Lighting - Recessed LED Downlighting LED Modules Retrofit LED Module, All-Purpose, 4", 600 Lumens, 90 CRI Minimum, White Tuning, Select CCT 2700K-5000K in Mobile App, Bluetooth Mesh Wireless Control, Matte White Baffle Finish Halo Home RL4069BLE40AWH Retrofit LED Module, All-Purpose, 4" | 2700 | 92 | 535 | 66.875 | 50000 | 8 | 1 | 34.65 | 34.65 | 40.7151 | 2020Q3 | https://www.platt.com/platt-electric-supply/LED-Downlighting-Modules/Halo-Home/RL4069BLE40AWH/product.aspx?zpid=996633 | Platt | 2020 | Yes
LED Lighting | Downlight | Halo Home |  |  |  | LED Retrofit Kit | LED Retrofit Kit | Downlight Solid State Retrofit Downlight Solid State Retrofit Home Lighting, Lighting Controls Indoor Lighting - Recessed LED Downlighting LED Modules Retrofit LED Module, All-Purpose, 5"/6", 600 Lumens, 90 CRI Minimum, White Tuning, Select CC 2700K-5000K in Mobile App, Bluetooth Mesh Wireless Control, Matte White Baffle Finish Halo Home RL56069BLE40AWH Retrofit LED Module, All-Purpose, 5"/6" | 2700 | 91 | 685 | 72.1053 | 50000 | 9.5 | 1 | 61.95 | 61.95 | 72.7936 | 2020Q3 | https://www.platt.com/platt-electric-supply/LED-Downlighting-Modules/Halo-Home/RL56069BLE40AWH/product.aspx?zpid=996635 | Platt | 2020 | Yes
LED Lighting | Downlight | Halo |  |  |  | LED Retrofit Kit | LED Retrofit Kit | Downlight Solid State Retrofit Downlight Solid State Retrofit Home Lighting, Lighting Controls Indoor Lighting - Recessed LED Downlighting LED Modules HALO ER8A50840 8IN MODULE 5000 LUMEN 40K Halo ER8A50840 ETNCL ER8A50840 8"ROUND 5000LUMEN L | 2700 | 92 | 900 | 69.2308 | 35000 | 13 | 1 | 300.54 | 300.54 | 353.1461 | 2020Q3 | https://www.platt.com/platt-electric-supply/LED-Downlighting-Modules/Halo/ER8A50840/product.aspx?zpid=128794 | Platt | 2020 | Yes
LED Lighting | Downlight | Halo |  |  |  | LED Retrofit Kit | LED Retrofit Kit | Downlight Solid State Retrofit Downlight Solid State Retrofit Home Lighting, Lighting Controls Indoor Lighting - Recessed LED Downlighting LED Modules Halo LT4 Series - LED Baffle-Trim Module For 4" Aperture Recessed Downlights Recessed Halo LT460WH6927 LED Baffle-Trim Module For 4" | 2700 | 92 | 630 | 76.8293 | 35000 | 8.2 | 1 | 30.98 | 30.98 | 36.4027 | 2020Q3 | https://www.platt.com/platt-electric-supply/LED-Downlighting-Modules/Halo/LT460WH6927/product.aspx?zpid=444908 | Platt | 2020 | Yes
LED Lighting | Downlight | Halo | [5 empty] | Downlight Solid State Retrofit Downlight Solid State Retrofit Home Lighting, Lighting Controls Indoor Lighting - Recessed LED Downlighting LED Modules 4-Inch LED Recessed Retrofit Module-Trim, White, 90 CRI, 3000K Halo LT460WH6930 4-Inch LED Recessed Retrofit Module-Trim | 3000 | 93 | 547 | 69.2405 | 35000 | 7.9 | 1 | 17.33 | 17.33 | 20.3634 | 2020Q3 | https://www.platt.com/platt-electric-supply/LED-Downlighting-Modules/Halo/LT460WH6930/product.aspx?zpid=42324 | Platt | 2020 | Yes
LED Lighting | Downlight | Halo |  |  |  | LED Retrofit Kit | LED Retrofit Kit | Downlight Solid State Retrofit Downlight Solid State Retrofit Home Lighting, Lighting Controls Indoor Lighting - Recessed LED Downlighting LED Modules 4" LED Retrofit Downlight, 120V, 7.5 to 8 Watt, 5000K, White Halo LT460WH6950 4" LED Retrofit Downlight, White | 5000 | 96 | 675 | 81.3253 | 35000 | 8.3 | 1 | 17.33 | 17.33 | 20.3634 | 2020Q3 | https://www.platt.com/platt-electric-supply/LED-Downlighting-Modules/Halo/LT460WH6950/product.aspx?zpid=229838 | Platt | 2020 | Yes
LED Lighting | Downlight | Halo |  |  |  | LED Retrofit Kit | LED Retrofit Kit | Downlight Solid State Retrofit Downlight Solid State Retrofit Home Lighting, Lighting Controls Indoor Lighting - Recessed LED Downlighting LED Modules 5"/6" Retrofit Baffle-Trim LED Module, 120V, CRI: 90, Color Temperature: 2700K, Color: Matte White Halo LT560WH6927 5"/6" Retrofit LED Module | 2700 | 92 | 720 | 75.7895 | 35000 | 9.5 | 1 | 15.68 | 15.68 | 18.4246 | 2020Q3 | https://www.platt.com/platt-electric-supply/LED-Downlighting-Modules/Halo/LT560WH6927/product.aspx?zpid=1067848 | Platt | 2020 | Yes
LED Lighting | Downlight | Halo | True |  |  | LED Retrofit Kit | LED Retrofit Kit | Downlight Solid State Retrofit Downlight Solid State Retrofit Home Lighting, Lighting Controls Indoor Lighting - Recessed LED Downlighting LED Modules 5"/6" LED Module, Retrofit, Line Voltage: 120V, Watts: 10.2, Lumens: 687, Color Temperature: 3000K, Trim with E26 Base. Baffle Trim, Integral Dimmable Driver. For use in Insulated & Non-Insulated Ceiling Rated Housings. Halo LT560WH6930 5/6IN LED RETROFIT PLASTIC BAFFLE 930 | 3000 | 92 | 670 | 65.6863 | 35000 | 10.2 | 1 | 15.68 | 15.68 | 18.4246 | 2020Q3 | https://www.platt.com/platt-electric-supply/LED-Downlighting-Modules/Halo/LT560WH6930/product.aspx?zpid=20559 | Platt | 2020 | Yes
LED Lighting | Downlight | Halo |  |  |  | LED Retrofit Kit | LED Retrofit Kit | Downlight Solid State Retrofit Downlight Solid State Retrofit Home Lighting, Lighting Controls Indoor Lighting - Recessed LED Downlighting LED Modules HALO LT560WH6940 Halo LT560WH6940 Integrated LED Recessed Retrofit Baffle Trim LED Module | 4000 | 95 | 760 | 73.7864 | 35000 | 10.3 | 1 | 15.68 | 15.68 | 18.4246 | 2020Q3 | https://www.platt.com/platt-electric-supply/LED-Downlighting-Modules/Halo/LT560WH6940/product.aspx?zpid=329529 | Platt | 2020 | Yes
LED Lighting | Downlight | Halo |  |  |  | LED Retrofit Kit | LED Retrofit Kit | Downlight Solid State Retrofit Downlight Solid State Retrofit Home Lighting, Lighting Controls Indoor Lighting - Recessed LED Downlighting LED Modules HAL LT560WH6940R 5/6 INCH, 4000K, Matte White Halo LT560WH6940R LT560WH6940R, 5"/6" retrofit downlight, 4000K | 4000 | 94 | 737 | 70.8654 | 35000 | 10.4 | 1 | 15.68 | 15.68 | 18.4246 | 2020Q3 | https://www.platt.com/platt-electric-supply/LED-Downlighting-Modules/Halo/LT560WH6940R/product.aspx?zpid=1820768 | Platt | 2020 | Yes
LED Lighting | Downlight | Halo |  |  |  | LED Retrofit Kit | LED Retrofit Kit | Downlight Solid State Retrofit Downlight Solid State Retrofit Home Lighting, Lighting Controls Indoor Lighting - Recessed LED Downlighting LED Modules HALLT560WH6950 Recessed Halo LT560WH6950 ETNCL LT560WH6950 LT56 LED RETROFIT | 5000 | 96 | 780 | 82.1053 | 35000 | 9.5 | 1 | 15.68 | 15.68 | 18.4246 | 2020Q3 | https://www.platt.com/platt-electric-supply/LED-Downlighting-Modules/Halo/LT560WH6950/product.aspx?zpid=233877 | Platt | 2020 | Yes
LED Lighting | Downlight | Halo | [5 empty] | Downlight Solid State Retrofit Downlight Solid State Retrofit Home Lighting, Lighting Controls Indoor Lighting - Recessed LED Downlighting LED Modules HALML4D09NFL927E Halo ML4D09NFL927E ETNCL ML4D09NFL927E 4" LED DWNLIGHT | 2700 | 93 | 1019 | 82.8455 | 72000 | 12.3 | 1 | 69.14 | 69.14 | 81.2422 | 2020Q3 | https://www.platt.com/platt-electric-supply/LED-Downlighting-Modules/Halo/ML4D09NFL927E/product.aspx?zpid=207003 | Platt | 2020 | Yes
LED Lighting | Downlight | Halo |  |  |  | Other | GU24 | Downlight Solid State Retrofit Downlight Solid State Retrofit Home Lighting, Lighting Controls Indoor Lighting - Recessed LED Downlighting LED Modules HALO RA406927NFLWH LED TRIM Halo RA406927NFLWH ETNCL RA406927NFLWH 4" LED ADJ WHIT | 2700 | 93 | 613 | 88.8406 | 70000 | 6.9 | 1 | 54.05 | 54.05 | 63.5108 | 2020Q3 | https://www.platt.com/platt-electric-supply/LED-Downlighting-Modules/Halo/RA406927NFLWH/product.aspx?zpid=100028 | Platt | 2020 | Yes
LED Lighting | Downlight | Halo |  |  |  | LED Retrofit Kit | LED Retrofit Kit | Downlight Solid State Retrofit Downlight Solid State Retrofit Home Lighting, Lighting Controls Indoor Lighting - Recessed LED Downlighting LED Modules 4" Aperture Adjustable Gimbal Recessed Downlight, Retrofit LED Module, Very Wide Flood, 90CRI, 2700K, Color: White. 35-° tilt and up to 360-° rotation. Halo RA406927WH 4" LED Very Wide Flood Adjustable Gimbal, WH | 2700 | 94 | 578 | 60.8421 | 50000 | 9.5 | 1 | 50.42 | 50.42 | 59.2454 | 2020Q3 | https://www.platt.com/platt-electric-supply/LED-Downlighting-Modules/Halo/RA406927WH/product.aspx?zpid=89922 | Platt | 2020 | Yes
LED Lighting | Downlight | Halo |  |  |  | Other | GU24 | Downlight Solid State Retrofit Downlight Solid State Retrofit Home Lighting, Lighting Controls Indoor Lighting - Recessed LED Downlighting LED Modules 4" Retrofit Adjustable LED Module, 90CRI, 120V, 3000 K, Narrow Flood, White Halo RA406930NFLWH 4" Retrofit Adjustable LED Module | 3000 | 92 | 671 | 97.2464 | 70000 | 6.9 | 1 | 54.05 | 54.05 | 63.5108 | 2020Q3 | https://www.platt.com/platt-electric-supply/LED-Downlighting-Modules/Halo/RA406930NFLWH/product.aspx?zpid=91541 | Platt | 2020 | Yes
LED Lighting | Downlight | Halo |  |  |  | LED Retrofit Kit | LED Retrofit Kit | Downlight Solid State Retrofit Downlight Solid State Retrofit Home Lighting, Lighting Controls Indoor Lighting - Recessed LED Downlighting LED Modules 4" Aperture Adjustable Gimbal Recessed Downlight, Retrofit LED Module, Very Wide Flood, 90CRI, 3000K, Color: White. 35-° tilt and up to 360-° rotation. Halo RA406930WH LED Module Adjustable Gimbal, 4" | 3000 | 95 | 607 | 61.9388 | 50000 | 9.8 | 1 | 50.42 | 50.42 | 59.2454 | 2020Q3 | https://www.platt.com/platt-electric-supply/LED-Downlighting-Modules/Halo/RA406930WH/product.aspx?zpid=89969 | Platt | 2020 | Yes
LED Lighting | Downlight | Halo |  |  |  | Other | Other | Downlight Solid State Retrofit Downlight Solid State Retrofit Home Lighting, Lighting Controls Indoor Lighting - Recessed LED Downlighting LED Modules 4-Inch All-Purpose LED Retrofit Module With SeleCCTable Switch: 2700K, 3000K, 3500K, 4000K & 5000K, Lumens: 600 (Nominal), Baffle Color: Matte White ***Title 20 California Compliant*** Halo RA4069S1EWHR-CA 4" LED Retrofit Module With SeleCCTable, CA | 2700 | 95 | 615 | 87.8571 | 70000 | 7 | 1 | 67.38 | 67.38 | 79.1741 | 2020Q3 | https://www.platt.com/platt-electric-supply/LED-Downlighting-Modules/Halo/RA4069S1EWHR-CA/product.aspx?zpid=1739486 | Platt | 2020 | Yes
LED Lighting | Downlight | Halo | True |  |  |  |  | Downlight Recessed Downlight Recessed Home Lighting, Lighting Controls Indoor Lighting - Recessed LED Downlighting LED Modules 5"/6" LED Adjustable Gimbal, Line Voltage: 120V, Watts: 10, Color Temperature: 2700K, Dimmable, Color: White. Halo RA5606927NFLWH 5"/6" LED Adjustable Gimbal, White | 2700 | 95 | 645 | 65.8163 | 50000 | 9.8 | 1 | 54.05 | 54.05 | 63.5108 | 2020Q3 | https://www.platt.com/platt-electric-supply/LED-Downlighting-Modules/Halo/RA5606927NFLWH/product.aspx?zpid=89935 | Platt | 2020 | Yes
LED Lighting | Downlight | Halo | True |  |  |  |  | Downlight Recessed Downlight Recessed Home Lighting, Lighting Controls Indoor Lighting - Recessed LED Downlighting LED Modules 6" LED Adjustable Gimbal Module,35° Tilt, 360-° rotation, Retrofit, Line Voltage: 120V, Watts: 9.4, Lumens: 600, Color Temperature: 2700K, Dimmable, Color: White Trim. For use with: H5, H7, ET/EI500, ET/EI700 Series Housing. Life: 50,000 Hours. Energy Star Rated. Halo RA5606927WH LED Module, Adjustable, 6", 9.4W | 2700 | 95 | 642 | 65.5102 | 50000 | 9.8 | 1 | 50.42 | 50.42 | 59.2454 | 2020Q3 | https://www.platt.com/platt-electric-supply/LED-Downlighting-Modules/Halo/RA5606927WH/product.aspx?zpid=89932 | Platt | 2020 | Yes
LED Lighting | Downlight | Halo | True |  |  |  |  | Downlight Recessed Downlight Recessed Home Lighting, Lighting Controls Indoor Lighting - Recessed LED Downlighting LED Modules HALO RA5606930NFLWH 5&6" LED MOD GIMBAL 120V DIMMABLE WHT NARROW FLOOD 90CRI 3000°K Halo RA5606930NFLWH ETNCL RA5606930NFLWH 5/6" LED ADJ W | 3000 | 94 | 664 | 67.7551 | 50000 | 9.8 | 1 | 54.05 | 54.05 | 63.5108 | 2020Q3 | https://www.platt.com/platt-electric-supply/LED-Downlighting-Modules/Halo/RA5606930NFLWH/product.aspx?zpid=89936 | Platt | 2020 | Yes
LED Lighting | Downlight | Halo | True |  |  |  |  | Downlight Recessed Downlight Recessed Home Lighting, Lighting Controls Indoor Lighting - Recessed LED Downlighting LED Modules 6" LED Adjustable Gimbal Module,35° Tilt, 360-° rotation, Retrofit, Line Voltage: 120V, Watts: 9.4, Lumens: 650, Color Temperature: 3045K, CRI: 90, Dimmable, Color: White Trim. For use with: H5, H7, ET/EI500, ET/EI700 Series Housing. Life: 50,000 Hours. Energy Star Rated, Damp Location Halo RA5606930WH LED Module, Adjustable, 6", 9.4W | 3000 | 94 | 692 | 69.899 | 50000 | 9.9 | 1 | 50.42 | 50.42 | 59.2454 | 2020Q3 | https://www.platt.com/platt-electric-supply/LED-Downlighting-Modules/Halo/RA5606930WH/product.aspx?zpid=89933 | Platt | 2020 | Yes
LED Lighting | Downlight | Halo |  |  |  | Other | Other | Downlight Solid State Retrofit Downlight Solid State Retrofit Home Lighting, Lighting Controls Indoor Lighting - Recessed LED Downlighting LED Modules 5-Inch/6-Inch All-Purpose LED Retrofit Module With SeleCCTable Switch, Lumens: 600 (Nominal), Color Temperature: 2700K, 3000K, 3500K, 4000K, and 5000K, CRI: 90, California Title 24 High Efficacy Luminaire Compliance, Color: Matte White Baffle Halo RA56069S1EWHR-CA 5/6" LED Retrofit Module 27/30/35/40/50K | 2700 | 95 | 630 | 90 | 70000 | 7 | 1 | 67.38 | 67.38 | 79.1741 | 2020Q3 | https://www.platt.com/platt-electric-supply/LED-Downlighting-Modules/Halo/RA56069S1EWHR-CA/product.aspx?zpid=1792996 | Platt | 2020 | Yes
LED Lighting | Downlight | Halo |  |  |  |  | Other | Downlight Recessed Downlight Recessed Home Lighting, Lighting Controls Indoor Lighting - Recessed LED Downlighting LED Modules 4" LED Module, Retrofit, Line Voltage: 120V, Watts: 8.7, Lumens: 600, Color Temperature: 2700K - 5000K, Trim with E26 Base. Halo RL4069S1EWHDM 4" LED Module, Retrofit | 3000 | 94 | 652 | 74.9425 | 70000 | 8.7 | 1 | 41.25 | 41.25 | 48.4703 | 2020Q3 | https://www.platt.com/platt-electric-supply/LED-Downlighting-Modules/Halo/RL4069S1EWHDM/product.aspx?zpid=1365150 | Platt | 2020 | Yes
LED Lighting | Downlight | Halo |  |  |  | LED Retrofit Kit | LED Retrofit Kit | Downlight Solid State Retrofit Downlight Solid State Retrofit Home Lighting, Lighting Controls Indoor Lighting - Recessed LED Downlighting LED Modules 4" LED Module, Retrofit, Line Voltage: 120V, Watts: 7.3, Lumens: 600, Color Temperature: 3000K. For use with: H99, H995, ET/EI400 Series Housing. Life: 50,000 Hours. Color: White. Energy Star Rated. Halo RL460WH830PK 4" 7W LED Module | 3000 | 83 | 621 | 70.5682 | 50000 | 8.8 | 1 | 34.65 | 34.65 | 40.7151 | 2020Q3 | https://www.platt.com/platt-electric-supply/LED-Downlighting-Modules/Halo/RL460WH830PK/product.aspx?zpid=907279 | Platt | 2020 | Yes
LED Lighting | Downlight | Halo |  |  |  | LED Retrofit Kit | LED Retrofit Kit | Downlight Solid State Retrofit Downlight Solid State Retrofit Home Lighting, Lighting Controls Indoor Lighting - Recessed LED Downlighting LED Modules HAL RL460WH927PK 4" LED Retrofit Baffle-Trim, 90 CRI, 2700K, Matte White Halo RL460WH927PK 4" LED Retrofit Baffle-Trim, 90 CRI, 2700K, Matte White | 2700 | 92 | 530 | 66.25 | 50000 | 8 | 1 | 30.95 | 30.95 | 36.3674 | 2020Q3 | https://www.platt.com/platt-electric-supply/LED-Downlighting-Modules/Halo/RL460WH927PK/product.aspx?zpid=100574 | Platt | 2020 | Yes
LED Lighting | Downlight | Halo |  |  |  | LED Retrofit Kit | LED Retrofit Kit | Downlight Solid State Retrofit Downlight Solid State Retrofit Home Lighting, Lighting Controls Indoor Lighting - Recessed LED Downlighting LED Modules 4" LED Module, Retrofit, Line Voltage: 120V, Watts: 10.5, Lumens: 600, Color Temperature: 3000K. For use with: H99, H995, ET/EI400 Series Housing. Life: 50,000 Hours. Color: White. Energy Star Rated. Halo RL460WH930PK LED Module, 4", 10.5W | 3000 | 91 | 570 | 71.25 | 50000 | 8 | 1 | 30.95 | 30.95 | 36.3674 | 2020Q3 | https://www.platt.com/platt-electric-supply/LED-Downlighting-Modules/Halo/RL460WH930PK/product.aspx?zpid=82882 | Platt | 2020 | Yes
LED Lighting | Downlight | Halo |  |  |  | LED Retrofit Kit | LED Retrofit Kit | Downlight Solid State Retrofit Downlight Solid State Retrofit Home Lighting, Lighting Controls Indoor Lighting - Recessed LED Downlighting LED Modules 4 Inch Retrofit Baffle-Trim, LED Module, 120 Volt, 90CRI, 3500K, White Halo RL460WH935PK 4" Retrofit Baffle-Trim, LED Module, 120V, 3500K, White | 3500 | 94 | 550 | 68.75 | 50000 | 8 | 1 | 30.95 | 30.95 | 36.3674 | 2020Q3 | https://www.platt.com/platt-electric-supply/LED-Downlighting-Modules/Halo/RL460WH935PK/product.aspx?zpid=123570 | Platt | 2020 | Yes
LED Lighting | Downlight | Halo |  |  |  | Other | Other | Downlight Solid State Retrofit Downlight Solid State Retrofit Home Lighting, Lighting Controls Indoor Lighting - Recessed LED Downlighting LED Modules 5 Inch /6 Inch Recessed, Round LED Downlight, 120V, 7.6 Watts, Selectable Color Temperature: 2700/3000/3500/4000/5000K, CRI: 90, ***CA Title 20 Compliant*** Halo RL56069S1EWHR-CA 7.6W, 5"/6" LED Downlight, Selectable CCT | 2700 | 94 | 665 | 87.5 | 70000 | 7.6 | 1 | 25.58 | 25.58 | 30.0575 | 2020Q3 | https://www.platt.com/platt-electric-supply/LED-Downlighting-Modules/Halo/RL56069S1EWHR-CA/product.aspx?zpid=1682230 | Platt | 2020 | Yes
LED Lighting | Downlight | Halo |  |  |  | Other | Other | Downlight Solid State Retrofit Downlight Solid State Retrofit Home Lighting, Lighting Controls Indoor Lighting - Recessed LED Downlighting LED Modules All-Purpose LED Retrofit Module, 5/6", 90 CRI Minimum, White Tuning, Switchable Color Temperature: 2700K-5000K Halo RL56099S1EWHR All-Purpose LED Retrofit Module, 5/6" | 2700 | 95 | 957 | 83.2174 | 70000 | 11.5 | 1 | 64.9 | 64.9 | 76.26 | 2020Q3 | https://www.platt.com/platt-electric-supply/LED-Downlighting-Modules/Halo/RL56099S1EWH/product.aspx?zpid=1190028 | Platt | 2020 | Yes
LED Lighting | Downlight | Halo | True |  |  | LED Retrofit Kit | Other | Downlight Solid State Retrofit Downlight Solid State Retrofit Home Lighting, Lighting Controls Indoor Lighting - Recessed LED Downlighting LED Modules 5”/6” All- Purpose Retrofit LED Module, Lumens: 900, 90 CRI Minimum, White Tuning, Selectable CCT 2700K-5000K, 120V 60Hz Leading or Trailing Edge Phase Cut 1% Dimming, Color: Matte White Baffle, Recyclable ***CA Title 20 Compliant*** Halo RL56099S1EWHR-CA 5”/6” All- Purpose Retrofit LED Module, 900L | 2700 | 94 | 915 | 90.5941 | 70000 | 10.1 | 1 | 28.88 | 28.88 | 33.9351 | 2020Q3 | https://www.platt.com/platt-electric-supply/LED-Downlighting-Modules/Halo/RL56099S1EWHR-CA/product.aspx?zpid=1731851 | Platt | 2020 | Yes
LED Lighting | Downlight | Halo |  |  |  | LED Retrofit Kit | LED Retrofit Kit | Downlight Solid State Retrofit Downlight Solid State Retrofit Home Lighting, Lighting Controls Indoor Lighting - Recessed LED Downlighting LED Modules HAL RL560WH12927 Recessed Halo RL560WH12927 ETNCL RL560WH12927 HALO RL56 WH 120 | 2700 | 92 | 1230 | 71.0983 | 50000 | 17.3 | 1 | 61.95 | 61.95 | 72.7936 | 2020Q3 | https://www.platt.com/platt-electric-supply/LED-Downlighting-Modules/Halo/RL560WH12927/product.aspx?zpid=621944 | Platt | 2020 | Yes
LED Lighting | Downlight | Halo |  |  |  | LED Retrofit Kit | LED Retrofit Kit | Downlight Solid State Retrofit Downlight Solid State Retrofit Home Lighting, Lighting Controls Indoor Lighting - Recessed LED Downlighting LED Modules HALO RL560WH12930 90CRI 3000K Halo RL560WH12930 RL560WH12930 | 3000 | 91 | 1240 | 70.4545 | 50000 | 17.6 | 1 | 34.65 | 34.65 | 40.7151 | 2020Q3 | https://www.platt.com/platt-electric-supply/LED-Downlighting-Modules/Halo/RL560WH12930/product.aspx?zpid=238269 | Platt | 2020 | Yes
LED Lighting | Downlight | Halo | True |  |  | LED Retrofit Kit | LED Retrofit Kit | Downlight Solid State Retrofit Downlight Solid State Retrofit Home Lighting, Lighting Controls Indoor Lighting - Recessed LED Downlighting LED Modules 5/6" LED Module, Retrofit, Line Voltage: 120V, Watts: 18, Lumens: 1240, Color Temperature: 4000K, Dimmable, Color: White Trim, CRI: 90 Life: 50,000 Hours. Energy Star Rated Halo RL560WH12940 5/6" LED Module. 18W | 4000 | 93 | 1330 | 73.8889 | 50000 | 18 | 1 | 34.65 | 34.65 | 40.7151 | 2020Q3 | https://www.platt.com/platt-electric-supply/LED-Downlighting-Modules/Halo/RL560WH12940/product.aspx?zpid=235206 | Platt | 2020 | Yes
LED Lighting | Downlight | Halo | True |  |  | LED Retrofit Kit | LED Retrofit Kit | Downlight Solid State Retrofit Downlight Solid State Retrofit Home Lighting, Lighting Controls Indoor Lighting - Recessed LED Downlighting LED Modules 6" LED Module, Retrofit, Line Voltage: 120V, Watts: 9.4, Lumens: 600, Color Temperature: 2700K, Dimmable, Color: White Trim. For use with: H5, H7, ET/EI500, ET/EI700 Series Housing. Life: 50,000 Hours. Energy Star Rated. Halo RL560WH6827 6" LED Module. 9.4W | 2700 | 83 | 694 | 69.4 | 50000 | 10 | 1 | 27.65 | 27.65 | 32.4898 | 2020Q3 | https://www.platt.com/platt-electric-supply/LED-Downlighting-Modules/Halo/RL560WH6827/product.aspx?zpid=50607 | Platt | 2020 | Yes
LED Lighting | Downlight | Halo | True |  |  | LED Retrofit Kit | LED Retrofit Kit | Downlight Solid State Retrofit Downlight Solid State Retrofit Home Lighting, Lighting Controls Indoor Lighting - Recessed LED Downlighting LED Modules 5"/6" LED Module, Retrofit, Line Voltage: 120V, Watts: 7.3, Lumens: 600, Color Temperature: 3000K, Dimmable, Color: White Trim. For use with: H5, H7, ET/EI500, ET/EI700 Series Housing. UL/cUL Listed for Wet Location – Shower Applications. Life: 50,000 Hours. Energy Star Rated. Halo RL560WH6830 LED Module, 5"/6" | 3000 | 83 | 689 | 68.9 | 50000 | 10 | 1 | 27.65 | 27.65 | 32.4898 | 2020Q3 | https://www.platt.com/platt-electric-supply/LED-Downlighting-Modules/Halo/RL560WH6830/product.aspx?zpid=925400 | Platt | 2020 | Yes
LED Lighting | Downlight | Halo |  |  |  | LED Retrofit Kit | LED Retrofit Kit | Downlight Solid State Retrofit Downlight Solid State Retrofit Home Lighting, Lighting Controls Indoor Lighting - Recessed LED Downlighting LED Modules 5”/6” Retrofit Baffle - Trim LED Module, 80CRI, 4000K, Matte White Halo RL560WH6840 5”/6” Retrofit Baffle Trim LED Mod., White | 4000 | 85 | 680 | 68 | 50000 | 10 | 1 | 27.65 | 27.65 | 32.4898 | 2020Q3 | https://www.platt.com/platt-electric-supply/LED-Downlighting-Modules/Halo/RL560WH6840/product.aspx?zpid=143266 | Platt | 2020 | Yes
LED Lighting | Downlight | Halo |  |  |  | LED Retrofit Kit | LED Retrofit Kit | Downlight Solid State Retrofit Downlight Solid State Retrofit Home Lighting, Lighting Controls Indoor Lighting - Recessed LED Downlighting LED Modules 5"/6" Retrofit Baffle - Trim LED Module, 90CRI 2700K, Color: Matte White. For use with IC and Non-IC rated housings. Halo RL560WH6927 5"/6" Retrofit Baffle-Trim LED Module, WH | 2700 | 92 | 630 | 72.4138 | 50000 | 8.7 | 1 | 27.65 | 27.65 | 32.4898 | 2020Q3 | https://www.platt.com/platt-electric-supply/LED-Downlighting-Modules/Halo/RL560WH6927/product.aspx?zpid=92833 | Platt | 2020 | Yes
LED Lighting | Downlight | Halo | True |  |  | LED Retrofit Kit | LED Retrofit Kit | Downlight Solid State Retrofit Downlight Solid State Retrofit Home Lighting, Lighting Controls Indoor Lighting - Recessed LED Downlighting LED Modules 6" LED Module, Retrofit, Line Voltage: 120V, Watts: 10.5, Lumens: 600, Color Temperature: 3039K, Dimmable, Color: White Trim. For use with: H5, H7, ET/EI500, ET/EI700 Series Housing. Life: 50,000 Hours. Energy Star Rated. Halo RL560WH6930 LED Module, 6", 10.5W | 3000 | 91 | 645 | 73.2955 | 50000 | 8.8 | 1 | 27.65 | 27.65 | 32.4898 | 2020Q3 | https://www.platt.com/platt-electric-supply/LED-Downlighting-Modules/Halo/RL560WH6930/product.aspx?zpid=69501 | Platt | 2020 | Yes
LED Lighting | Downlight | Halo |  |  |  | LED Retrofit Kit | LED Retrofit Kit | Downlight Solid State Retrofit Downlight Solid State Retrofit Home Lighting, Lighting Controls Indoor Lighting - Recessed LED Downlighting LED Modules LED Module, 6 Inch, 10.5 Watt, 120 Volt, Base: Medium Screw Adaptor, Lumens: 600, CRI: 93, Color Temperature: 3500K, Trim Color: White, Baffle Color: White Halo RL560WH6935 LED Module, 6", 10.5W, 120V, 3500K | 3500 | 93 | 650 | 73.0337 | 50000 | 8.9 | 1 | 27.65 | 27.65 | 32.4898 | 2020Q3 | https://www.platt.com/platt-electric-supply/LED-Downlighting-Modules/Halo/RL560WH6935/product.aspx?zpid=91809 | Platt | 2020 | Yes
LED Lighting | Downlight | Halo |  |  |  | LED Retrofit Kit | LED Retrofit Kit | Downlight Solid State Retrofit Downlight Solid State Retrofit Home Lighting, Lighting Controls Indoor Lighting - Recessed LED Downlighting LED Modules HALO RL560WH6940 LED TRIM 40K Halo RL560WH6940 LED TRIM 40K | 4000 | 92 | 690 | 75 | 50000 | 9.2 | 1 | 27.65 | 27.65 | 32.4898 | 2020Q3 | https://www.platt.com/platt-electric-supply/LED-Downlighting-Modules/Halo/RL560WH6940/product.aspx?zpid=146499 | Platt | 2020 | Yes
LED Lighting | Downlight | Halo |  |  |  | LED Retrofit Kit | LED Retrofit Kit | Downlight Solid State Retrofit Downlight Solid State Retrofit Home Lighting, Lighting Controls Indoor Lighting - Recessed LED Downlighting LED Modules RL560WH9927 900LUMEN 90CRI Halo RL560WH9927 ETNCL RL560WH9927 HALO RL56 WH 900L | 2700 | 92 | 940 | 74.6032 | 50000 | 12.6 | 1 | 31.35 | 31.35 | 36.8375 | 2020Q3 | https://www.platt.com/platt-electric-supply/LED-Downlighting-Modules/Halo/RL560WH9927/product.aspx?zpid=191252 | Platt | 2020 | Yes
LED Lighting | Downlight | Halo |  |  |  | LED Retrofit Kit | LED Retrofit Kit | Downlight Solid State Retrofit Downlight Solid State Retrofit Home Lighting, Lighting Controls Indoor Lighting - Recessed LED Downlighting LED Modules 5/6 Inch Retrofit Baffle-Trim, LED Module, 120 Volt, 91CRI, 3000K, White Halo RL560WH9930 5/6"" Retrofit Baffle-Trim, LED Module, 120V, 3000K, White | 3000 | 91 | 930 | 72.6562 | 50000 | 12.8 | 1 | 31.35 | 31.35 | 36.8375 | 2020Q3 | https://www.platt.com/platt-electric-supply/LED-Downlighting-Modules/Halo/RL560WH9930/product.aspx?zpid=150592 | Platt | 2020 | Yes
LED Lighting | Downlight | Halo |  |  |  | LED Retrofit Kit | LED Retrofit Kit | Downlight Solid State Retrofit Downlight Solid State Retrofit Home Lighting, Lighting Controls Indoor Lighting - Recessed LED Downlighting LED Modules HALRL560WH9940 LED RETRO Halo RL560WH9940 ETNCL RL560WH9940 HALO RL56 WH 900L | 4000 | 93 | 1000 | 75.7576 | 50000 | 13.2 | 1 | 31.35 | 31.35 | 36.8375 | 2020Q3 | https://www.platt.com/platt-electric-supply/LED-Downlighting-Modules/Halo/RL560WH9940/product.aspx?zpid=30208 | Platt | 2020 | Yes
LED Lighting | Downlight | Halo | True |  |  |  |  | Downlight Solid State Retrofit Downlight Solid State Retrofit Home Lighting, Lighting Controls Indoor Lighting - Recessed LED Downlighting LED Modules 5/6" LED Retrofit Module, ZigBee Wireless, Line Voltage: 120v, Watts: 9.5, Lumens: 600, Color Temperature: 2700-5000K, CRI: 90. The Halo RL56 wireless controlled LED retrofit downlight is a complete LED Baffle-Trim Module for 5” and 6” aperture recessed downlights. When paired with a ZigBee based system, the RL56 Wireless can perform dimming, white tuning, scheduling, grouping, geo-fencing, automations, and remote access all through a mobile device. Halo RL560WHZHA69 LED Module, 5/6", Wireless | 2700 | 92 | 650 | 65 | 50000 | 10 | 1 | 34.65 | 34.65 | 40.7151 | 2020Q3 | https://www.platt.com/platt-electric-supply/LED-Downlighting-Modules/Halo/RL560WHZHA69/product.aspx?zpid=327297 | Platt | 2020 | Yes
LED Lighting | Downlight | Halo |  |  |  |  | Other | Downlight Recessed Downlight Recessed Home Lighting, Lighting Controls Indoor Lighting - Recessed LED Downlighting LED Modules The RSQ4 is an integrated LED module / trim with a square shallow lens suitable for new construction, remodel and retrofit installation. Certified for use with Halo and compatible 4” housings and can be used with housings in direct contact with insulation. Integral gasket provides airtight compliance in non-airtight housings, provides code compliance and additional energy savings. Use for general area lighting in low to medium height ceilings where energy savings and long life are desired. Halo RSQ4089FS1EMWWB RSQ4089FS1EMWWB, 4 inch LED module, 3000K | 2700 | 94 | 800 | 85.1064 | 70000 | 9.4 | 1 | 34.49 | 34.49 | 40.5271 | 2020Q3 | https://www.platt.com/platt-electric-supply/LED-Downlighting-Modules/Halo/RSQ4089FS1EMWWB/product.aspx?zpid=1445718 | Platt | 2020 | Yes
LED Lighting | Downlight | Halo |  |  |  |  | Other | Downlight Solid State Retrofit Downlight Solid State Retrofit Home Lighting, Lighting Controls Indoor Lighting - Recessed LED Downlighting LED Modules 6” All-Purpose Square LED Module, 800 Lumens (Nominal), Selectable Color Temperature: 3000K, Matte White Flange & Baffle Halo RSQ6089301EMWWB HALO 6" Square LED Retrofit Module | 3000 | 94 | 800 | 82.4742 | 70000 | 9.7 | 1 | 30.36 | 30.36 | 35.6742 | 2020Q3 | https://www.platt.com/platt-electric-supply/LED-Downlighting-Modules/Halo/RSQ6089301EMWWB/product.aspx?zpid=1391468 | Platt | 2020 | Yes
LED Lighting | Downlight | Halo |  |  |  | LED Retrofit Kit | LED Retrofit Kit | Downlight Solid State Retrofit Downlight Solid State Retrofit Home Lighting, Lighting Controls Indoor Lighting - Recessed LED Downlighting LED Modules HAL SLD405827WHJB Halo SLD405827WHJB ETNCL SLD405827WHJB 4" SURFACE LED | 2700 | 83 | 742 | 62.3529 | 50000 | 11.9 | 1 | 42.17 | 42.17 | 49.5514 | 2020Q3 | https://www.platt.com/platt-electric-supply/LED-Downlighting-Modules/Halo/SLD405827WHJB/product.aspx?zpid=41594 | Platt | 2020 | Yes
LED Lighting | Downlight | Halo |  |  |  | Other | Other | Downlight Recessed Downlight Recessed Home Lighting, Lighting Controls Indoor Lighting - Recessed LED Downlighting LED Modules 4” 12.5W Surface LED Downlight, 80 CRI, 750 Lumens, 3000K - 50,000 Hours. Replaces a 40W R20, Damp Location Ceiling/Wall Wet Location Ceiling Only Halo SLD405830WH LED Downlight, 4", 12.5W | 3000 | 84 | 719 | 58.9344 | 50000 | 12.2 | 1 | 53.06 | 53.06 | 62.3476 | 2020Q3 | https://www.platt.com/platt-electric-supply/LED-Downlighting-Modules/Halo/SLD405830WH/product.aspx?zpid=90088 | Platt | 2020 | Yes
LED Lighting | Downlight | Halo |  |  |  | LED Retrofit Kit | LED Retrofit Kit | Downlight Solid State Retrofit Downlight Solid State Retrofit Home Lighting, Lighting Controls Indoor Lighting - Recessed LED Downlighting LED Modules HALO SLD405835WH Halo SLD405835WH ETNCL SLD405835WH 4" SURFACE LED DW | 3500 | 83 | 817 | 69.2373 | 50000 | 11.8 | 1 | 53.06 | 53.06 | 62.3476 | 2020Q3 | https://www.platt.com/platt-electric-supply/LED-Downlighting-Modules/Halo/SLD405835WH/product.aspx?zpid=172764 | Platt | 2020 | Yes
LED Lighting | Downlight | Halo | [5 empty] | Downlight Surface Mount Downlight Surface Mount Home Lighting, Lighting Controls Indoor Lighting - Recessed LED Downlighting LED Modules HAL SLD405927WH Halo SLD405927WH ETNCL SLD405927WH 4" SURFACE LED DW | 3500 | 94 | 637 | 57.9091 | 50000 | 11 | 1 | 56.27 | 56.27 | 66.1194 | 2020Q3 | https://www.platt.com/platt-electric-supply/LED-Downlighting-Modules/Halo/SLD405927WH/product.aspx?zpid=180755 | Platt | 2020 | Yes
LED Lighting | Downlight | Halo |  |  |  | LED Retrofit Kit | LED Retrofit Kit | Downlight Solid State Retrofit Downlight Solid State Retrofit Home Lighting, Lighting Controls Indoor Lighting - Recessed LED Downlighting LED Modules 6" SURFACE LED DWNLT RET 827 Halo SLD606827WH ETNCL SLD606827WH 6" SURFACE LED DW | 2700 | 82 | 806 | 67.7311 | 50000 | 11.9 | 1 | 55.61 | 55.61 | 65.3439 | 2020Q3 | https://www.platt.com/platt-electric-supply/LED-Downlighting-Modules/Halo/SLD606827WH/product.aspx?zpid=185487 | Platt | 2020 | Yes
LED Lighting | Downlight | Halo |  |  |  | LED Retrofit Kit | LED Retrofit Kit | Downlight Solid State Retrofit Downlight Solid State Retrofit Home Lighting, Lighting Controls Indoor Lighting - Recessed LED Downlighting LED Modules HAL SLD606827WHJB Halo SLD606827WHJB ETNCL SLD606827WHJB 6" SURFACE LED | 2700 | 82 | 806 | 67.7311 | 50000 | 11.9 | 1 | 42.9 | 42.9 | 50.4092 | 2020Q3 | https://www.platt.com/platt-electric-supply/LED-Downlighting-Modules/Halo/SLD606827WHJB/product.aspx?zpid=41605 | Platt | 2020 | Yes
LED Lighting | Downlight | Halo |  |  |  | LED Retrofit Kit | LED Retrofit Kit | Downlight Solid State Retrofit Downlight Solid State Retrofit Home Lighting, Lighting Controls Indoor Lighting - Recessed LED Downlighting LED Modules 6” 12.5W Surface LED Downlight, 80 CRI, 675 Lumens, 3000K - 50,000 Hours. Replaces a 65W BR30, Damp Location Ceiling/Wall Wet Location Ceiling Only Halo SLD606830WH LED Surface Downlight, 6" | 3000 | 83 | 779 | 63.8525 | 50000 | 12.2 | 1 | 55.61 | 55.61 | 65.3439 | 2020Q3 | https://www.platt.com/platt-electric-supply/LED-Downlighting-Modules/Halo/SLD606830WH/product.aspx?zpid=92547 | Platt | 2020 | Yes
LED Lighting | Downlight | Halo |  |  |  | LED Retrofit Kit | LED Retrofit Kit | Downlight Solid State Retrofit Downlight Solid State Retrofit Home Lighting, Lighting Controls Indoor Lighting - Recessed LED Downlighting LED Modules HALO SLD606830 WH JB Junction Box Kit, 120V 80CRI 3000K, Color: White. Halo SLD606830WHJB Junction Box Kit, 120V, 80CRI, 3000K, White | 3000 | 83 | 779 | 63.8525 | 50000 | 12.2 | 1 | 42.9 | 42.9 | 50.4092 | 2020Q3 | https://www.platt.com/platt-electric-supply/LED-Downlighting-Modules/Halo/SLD606830WHJB/product.aspx?zpid=145507 | Platt | 2020 | Yes
LED Lighting | Downlight | Halo |  |  |  | LED Retrofit Kit | LED Retrofit Kit | Downlight Solid State Retrofit Downlight Solid State Retrofit Home Lighting, Lighting Controls Indoor Lighting - Recessed LED Downlighting LED Modules HALO SLD606835WH Halo SLD606835WH ETNCL SLD606835WH 6" SURFACE LED DW | 3500 | 84 | 810 | 68.6441 | 50000 | 11.8 | 1 | 55.61 | 55.61 | 65.3439 | 2020Q3 | https://www.platt.com/platt-electric-supply/LED-Downlighting-Modules/Halo/SLD606835WH/product.aspx?zpid=172763 | Platt | 2020 | Yes
LED Lighting | Downlight | Halo |  |  |  | LED Retrofit Kit | LED Retrofit Kit | Downlight Solid State Retrofit Downlight Solid State Retrofit Home Lighting, Lighting Controls Indoor Lighting - Recessed LED Downlighting LED Modules HAL SLD606835WHJB 6” Surface LED Downlight, 120V, 80 CRI, 35K Halo SLD606835WHJB ETNCL SLD606835WHJB 6" SURF LED DWN | 3500 | 84 | 810 | 68.6441 | 50000 | 11.8 | 1 | 42.9 | 42.9 | 50.4092 | 2020Q3 | https://www.platt.com/platt-electric-supply/LED-Downlighting-Modules/Halo/SLD606835WHJB/product.aspx?zpid=193624 | Platt | 2020 | Yes
LED Lighting | Downlight | Halo |  |  |  | LED Retrofit Kit | LED Retrofit Kit | Downlight Solid State Retrofit Downlight Solid State Retrofit Home Lighting, Lighting Controls Indoor Lighting - Recessed LED Downlighting LED Modules HALO SLD606840WH Halo SLD606840WH ETNCL SLD606840WH 6" SURFACE LED DW | 4000 | 84 | 853 | 69.3496 | 50000 | 12.3 | 1 | 55.61 | 55.61 | 65.3439 | 2020Q3 | https://www.platt.com/platt-electric-supply/LED-Downlighting-Modules/Halo/SLD606840WH/product.aspx?zpid=18620 | Platt | 2020 | Yes
LED Lighting | Downlight | Halo |  |  |  | LED Retrofit Kit | LED Retrofit Kit | Downlight Solid State Retrofit Downlight Solid State Retrofit Home Lighting, Lighting Controls Indoor Lighting - Recessed LED Downlighting LED Modules HALO SLD606840WHJB Halo SLD606840WHJB ETNCL SLD606840WHJB 6" SURF LED DWN | 4000 | 84 | 853 | 69.3496 | 50000 | 12.3 | 1 | 42.9 | 42.9 | 50.4092 | 2020Q3 | https://www.platt.com/platt-electric-supply/LED-Downlighting-Modules/Halo/SLD606840WHJB/product.aspx?zpid=200262 | Platt | 2020 | Yes
LED Lighting | Downlight | Halo | [5 empty] | Downlight Surface Mount Downlight Surface Mount Home Lighting, Lighting Controls Indoor Lighting - Recessed LED Downlighting LED Modules HAL SLD606927WH Halo SLD606927WH ETNCL SLD606927WH 6" SURFACE LED DW | 2700 | 94 | 689 | 56.0163 | 50000 | 12.3 | 1 | 59 | 59 | 69.3273 | 2020Q3 | https://www.platt.com/platt-electric-supply/LED-Downlighting-Modules/Halo/SLD606927WH/product.aspx?zpid=133755 | Platt | 2020 | Yes
LED Lighting | Downlight | Halo |  |  |  | LED Retrofit Kit | LED Retrofit Kit | Downlight Solid State Retrofit Downlight Solid State Retrofit Home Lighting, Lighting Controls Indoor Lighting - Recessed LED Downlighting LED Modules 6” 12.9W Surface LED Downlight, 90 CRI, 675 Lumens, 3000K - 50,000 Hours. Junction Box Kit. Replaces a 65W BR30, Damp Location Ceiling/Wall Wet Location Ceiling Only Halo SLD606930WHJB 6" Surface LED Downlight Junction Box Kit | 3000 | 96 | 776 | 58.7879 | 50000 | 13.2 | 1 | 44.48 | 44.48 | 52.2657 | 2020Q3 | https://www.platt.com/platt-electric-supply/LED-Downlighting-Modules/Halo/SLD606930WHJB/product.aspx?zpid=135754 | Platt | 2020 | Yes
LED Lighting | Downlight | Halo |  |  |  | LED Retrofit Kit | LED Retrofit Kit | Downlight Solid State Retrofit Downlight Solid State Retrofit Home Lighting, Lighting Controls Indoor Lighting - Recessed LED Downlighting LED Modules HALSLD606935WHJB Halo SLD606935WHJB ETNCL SLD606935WHJB 6" SURF LED DWN | 3500 | 97 | 795 | 60.2273 | 50000 | 13.2 | 1 | 44.48 | 44.48 | 52.2657 | 2020Q3 | https://www.platt.com/platt-electric-supply/LED-Downlighting-Modules/Halo/SLD606935WHJB/product.aspx?zpid=86177 | Platt | 2020 | Yes
LED Lighting | Downlight | Halo |  |  |  | LED Retrofit Kit | LED Retrofit Kit | Downlight Solid State Retrofit Downlight Solid State Retrofit Home Lighting, Lighting Controls Indoor Lighting - Recessed LED Downlighting LED Modules HAL SLD606940WH Halo SLD606940WH ETNCL SLD606940WH 6" SURFACE LED DW | 4000 | 97 | 799 | 60.5303 | 50000 | 13.2 | 1 | 59 | 59 | 69.3273 | 2020Q3 | https://www.platt.com/platt-electric-supply/LED-Downlighting-Modules/Halo/SLD606940WH/product.aspx?zpid=167153 | Platt | 2020 | Yes
LED Lighting | Downlight | Halo |  |  |  | LED Retrofit Kit | LED Retrofit Kit | Downlight Solid State Retrofit Downlight Solid State Retrofit Home Lighting, Lighting Controls Indoor Lighting - Recessed LED Downlighting LED Modules HALO SLD612827WH LED SURFACE 6" DOWNLIGHT Halo SLD612827WH ETNCL SLD612827WH 6" SURFACE LED DW | 2700 | 83 | 1180 | 80.8219 | 50000 | 14.6 | 1 | 60.72 | 60.72 | 71.3483 | 2020Q3 | https://www.platt.com/platt-electric-supply/LED-Downlighting-Modules/Halo/SLD612827WH/product.aspx?zpid=183253 | Platt | 2020 | Yes
LED Lighting | Downlight | Lightolier | [5 empty] | Downlight Recessed Downlight Recessed Home Lighting, Lighting Controls Indoor Lighting - Recessed LED Downlighting LED Modules 3" Round Mini LED Downlight, 8 Watt, Lumens: 550, CRI: 90, Color Temperature: 3000K, 120V, Flood, Color: White Lightolier MD3R069301FW 3" Round Mini LED Downlight, 550L/3000K | 3000 | 98 | 588 | 74.4304 | 60000 | 7.9 | 1 | 70.83 | 70.83 | 83.228 | 2020Q3 | https://www.platt.com/platt-electric-supply/LED-Downlighting-Modules/Lightolier/MD3R069301FW/product.aspx?zpid=1817341 | Platt | 2020 | Yes
LED Lighting | Downlight | Lightolier | [5 empty] | Downlight Recessed Downlight Recessed Home Lighting, Lighting Controls Indoor Lighting - Recessed LED Downlighting LED Modules 3" Round Mini Gimbal, Lumens: 550, CRI: 90, Color Temperature: 3000K, Narrow Flood, 120V, Color: White Lightolier MG3R06930NF1W 3" Round Mini Gimbal, 550L/3000K | 3000 | 94 | 592 | 74 | 60000 | 8 | 1 | 75 | 75 | 88.1279 | 2020Q3 | https://www.platt.com/platt-electric-supply/LED-Downlighting-Modules/Lightolier/MG3R06930NF1W/product.aspx?zpid=1817340 | Platt | 2020 | Yes
LED Lighting | Downlight | Lightolier | [5 empty] | Downlight Solid State Retrofit Downlight Solid State Retrofit Home Lighting, Lighting Controls Indoor Lighting - Recessed LED Downlighting LED Modules 4" LED Downlight, Retrofit, Line Voltage: 120V, Lumens: 900, Color Temperature: 3000K, Color: Matte White Lightolier RD4R089301W 4" LED Retrofit Downlight, 900L/3000K | 3000 | 93 | 974 | 81.8487 | 42000 | 11.9 | 1 | 39.58 | 39.58 | 46.508 | 2020Q3 | https://www.platt.com/platt-electric-supply/LED-Downlighting-Modules/Lightolier/RD4R089301W/product.aspx?zpid=445789 | Platt | 2020 | Yes
LED Lighting | Downlight | Lightolier | [5 empty] | Downlight Solid State Retrofit Downlight Solid State Retrofit Home Lighting, Lighting Controls Indoor Lighting - Recessed LED Downlighting LED Modules 5/6" LED Downlight, Retrofit, Line Voltage: 120V, Lumens: 1,400, Color Temperature: 3000K, Color: Matte White Lightolier RD5R129301W 5/6" LED Retrofit Downlight, 1400L/3000K | 3000 | 93 | 1467 | 82.4157 | 42000 | 17.8 | 1 | 41.66 | 41.66 | 48.9521 | 2020Q3 | https://www.platt.com/platt-electric-supply/LED-Downlighting-Modules/Lightolier/RD5R129301W/product.aspx?zpid=445792 | Platt | 2020 | Yes
LED Lighting | Downlight | Lithonia Lighting | True |  |  |  |  | Downlight Solid State Retrofit Downlight Solid State Retrofit Home Lighting, Lighting Controls Indoor Lighting - Recessed LED Downlighting LED Modules 4" LED Module, Retrofit, 9.8W, 120V, 700 Lumens, 90CRI, 3000K, Dimmable Lithonia Lighting 4BEMW LED 30K 90CR 4" LED Module, Retrofit | 3000 | 82 | 570 | 57 | 35000 | 10 | 1 | 12.08 | 12.08 | 14.1945 | 2020Q3 | https://www.platt.com/platt-electric-supply/LED-Downlighting-Modules/Lithonia-Lighting/4BEMW-LED-30K-90CR/product.aspx?zpid=82939 | Platt | 2020 | Yes
LED Lighting | Downlight | Lithonia Lighting | [5 empty] | Downlight Recessed Downlight Recessed Home Lighting, Lighting Controls Indoor Lighting - Recessed LED Downlighting LED Modules 5"/6" Baffle LED Module, Retrofit, 11.9W, 120V, Lumens: 835, CRI: 80, Color Temperature: 3000K, Color: White Trim, Rated Life: 35,000 Hours Lithonia Lighting 65BEMW LED 30K 90CRI M6 5"- 6" LED Downlight | 2700 | 90 | 734 | 69.9048 | 54000 | 10.5 | 1 | 20.22 | 20.22 | 23.7593 | 2020Q3 | https://www.platt.com/platt-electric-supply/LED-Downlighting-Modules/Lithonia-Lighting/65BEMW-LED-30K-90CRI-M6/product.aspx?zpid=439958 | Platt | 2020 | Yes
LED Lighting | Downlight | Philips - Light To Go | [5 empty] | Downlight Recessed Downlight Recessed Home Lighting, Lighting Controls Indoor Lighting - Recessed LED Downlighting LED Modules LED Flat Downlight, Round, 4 Inch, Color Temperature: Warm White (3000K), 90 CRI, 13W, 120 Volt, Color/Finsh: White/Matte Philips - Light To Go FDL4R07930TE1W LED Flat Downlight, Round, 4" | 3000 | 93 | 700 | 60.3448 | 50000 | 11.6 | 1 | 28.27 | 28.27 | 33.2183 | 2020Q3 | https://www.platt.com/platt-electric-supply/LED-Downlighting-Modules/Philips-Light-To-Go/FDL4R07930TE1W/product.aspx?zpid=445586 | Platt | 2020 | Yes
LED Lighting | Downlight | Philips - Light To Go | [5 empty] | Downlight Solid State Retrofit Downlight Solid State Retrofit Home Lighting, Lighting Controls Indoor Lighting - Recessed LED Downlighting LED Modules Retrofit Downlight, LED, 4 Inch Round, Color Temperature: 3000K (Warm White), Lumens: 900, 90 CRI, 120 Volt, 13W, Color/Finish: White/Matte Philips - Light To Go PRD4R089301W Retrofit Downlight, LED, 4" Round | 3000 | 93 | 974 | 81.8487 | 42000 | 11.9 | 1 | 19.47 | 19.47 | 22.878 | 2020Q3 | https://www.platt.com/platt-electric-supply/LED-Downlighting-Modules/Philips-Light-To-Go/PRD4R089301W/product.aspx?zpid=445662 | Platt | 2020 | Yes
LED Lighting | Downlight | Philips - Light To Go | [5 empty] | Downlight Solid State Retrofit Downlight Solid State Retrofit Home Lighting, Lighting Controls Indoor Lighting - Recessed LED Downlighting LED Modules Retrofit Downlight, LED, 5 / 6 Inch Round, Color Temperature: 3000K (Warm White), Lumens: 1,400, 90 CRI, 120 Volt, 18.5W, Color/Finish: White/Matte Philips - Light To Go PRD5R129301W Retrofit Downlight, LED, 5"/6" Round | 3000 | 93 | 1467 | 82.4157 | 42000 | 17.8 | 1 | 19.84 | 19.84 | 23.3128 | 2020Q3 | https://www.platt.com/platt-electric-supply/LED-Downlighting-Modules/Philips-Light-To-Go/PRD5R129301W/product.aspx?zpid=445672 | Platt | 2020 | Yes
LED Lighting | Downlight | RAB | [5 empty] | Downlight Recessed Downlight Recessed Home Lighting, Lighting Controls Indoor Lighting - Recessed LED Downlighting LED Modules RABDLED4R11YY RAB DLED4R11YY Retrofit Downlight 4" Round 11W LED 2700K White | 2700 | 90 | 752 | 73.0097 | 54000 | 10.3 | 1 | 45.16 | 45.16 | 53.0647 | 2020Q3 | https://www.platt.com/platt-electric-supply/LED-Downlighting-Modules/RAB/DLED4R11YY/product.aspx?zpid=598685 | Platt | 2020 | Yes
LED Lighting | Downlight | TCP |  |  |  | LED Retrofit Kit | LED Retrofit Kit | Downlight Solid State Retrofit Downlight Solid State Retrofit Home Lighting, Lighting Controls Indoor Lighting - Recessed LED Downlighting LED Modules LED Downlight Retrofit, 11 Watt, 5/6" Recessed, 120 Volt, 750 Lumens, 2700K, 35,000 Life Hours TCP L11DR56D3527K95 LED Downlight Retrofit, 11W, 5/6" Recessed, 120V | 2700 | 91 | 700 | 63.6364 | 35000 | 11 | 1 | 14.2 | 14.2 | 16.6855 | 2020Q3 | https://www.platt.com/platt-electric-supply/LED-Downlighting-Modules/TCP/L11DR56D3527K95/product.aspx?zpid=445835 | Platt | 2020 | Yes
LED Lighting | Downlight | TCP | True |  |  | LED Retrofit Kit | LED Retrofit Kit | Downlight Solid State Retrofit Downlight Solid State Retrofit Home Lighting, Lighting Controls Indoor Lighting - Recessed LED Downlighting LED Modules 4" LED Downlight, Retrofit, Line Voltage: 120V, Watts: 9.5, Lumens: 750, Color Temperature: 2700K, Beam Angle: 110°, Color: White Trim. Life: 35,000 Hours. Replaces up to 75W Incandescent. Dimmable. California Title 24 JA8-2016-E and Title 20. TCP L75DR4D3527KCQ 4" LED Retrofit | 2700 | 92 | 750 | 83.3333 | 35000 | 9 | 1 | 16.74 | 16.74 | 19.6701 | 2020Q3 | https://www.platt.com/platt-electric-supply/LED-Downlighting-Modules/TCP/L75DR4D3527KCQ/product.aspx?zpid=1814166 | Platt | 2020 | Yes
LED Lighting | Downlight | TCP | True |  |  | LED Retrofit Kit | LED Retrofit Kit | Downlight Solid State Retrofit Downlight Solid State Retrofit Home Lighting, Lighting Controls Indoor Lighting - Recessed LED Downlighting LED Modules 5"/6" LED Downlight, Retrofit, Line Voltage: 120V, Watts: 10.5, Lumens: 850, Color Temperature: 2700K, Beam Angle 110°, Color: White Trim. Life: 35,000 Hours. Replaces up to 85W Incandescent. Dimmable. Title 24 JA8-2016-E and Title 20. TCP L85DR56D3527KCQ 5"/6" LED Retrofit | 2700 | 91 | 850 | 80.9524 | 35000 | 10.5 | 1 | 18.53 | 18.53 | 21.7735 | 2020Q3 | https://www.platt.com/platt-electric-supply/LED-Downlighting-Modules/TCP/L85DR56D3527KCQ/product.aspx?zpid=1814169 | Platt | 2020 | Yes
LED Lighting | Downlight | TCP |  |  |  | LED Retrofit Kit | LED Retrofit Kit | Downlight Solid State Retrofit Downlight Solid State Retrofit Home Lighting, Lighting Controls Indoor Lighting - Recessed LED Downlighting LED Modules LED Downlight Retrofit, 4" Recessed, 9 Watt, 120 Volt, 550 Lumens, 2700K, 35,000 Rated Hours. TCP L9DR4D3527K95 LED Downlight Retrofit, 4" Recessed, 9W, 120V | 2700 | 91 | 550 | 61.1111 | 35000 | 9 | 1 | 12.13 | 12.13 | 14.2532 | 2020Q3 | https://www.platt.com/platt-electric-supply/LED-Downlighting-Modules/TCP/L9DR4D3527K95/product.aspx?zpid=445809 | Platt | 2020 | Yes
LED Lighting | Downlight | TCP |  |  |  | LED Retrofit Kit | LED Retrofit Kit | Downlight Solid State Retrofit Downlight Solid State Retrofit Home Lighting, Lighting Controls Indoor Lighting - Recessed LED Downlighting LED Modules 4" LED Downlight, Retrofit, Line Voltage: 120V, Watts: 10, Lumens: 600, Color Temperature: 2700K, Color: White Trim. TCP LED10DR427K LED Retrofit Downlight, 4", 10W, 120V, 2700K | 2700 | 82 | 750 | 75 | 35000 | 10 | 1 | 15.46 | 15.46 | 18.1661 | 2020Q3 | https://www.platt.com/platt-electric-supply/LED-Downlighting-Modules/TCP/LED10DR427K/product.aspx?zpid=26180 | Platt | 2020 | Yes
LED Lighting | Downlight | TCP | True |  |  | LED Retrofit Kit | LED Retrofit Kit | Downlight Solid State Retrofit Downlight Solid State Retrofit Home Lighting, Lighting Controls Indoor Lighting - Recessed LED Downlighting LED Modules 5"/6" LED Downlight, Retrofit, Line Voltage: 120V, Watts: 11, Lumens: 800, Color Temperature: 2700K, Color: White Trim. Life: 35,000 Hours. Energy Star Rated. Replaces up to 75W Incandescent. Dimmable TCP LED11DR5627K 5"/6" LED Retrofit | 2700 | 83 | 850 | 89.4737 | 35000 | 9.5 | 1 | 17.18 | 17.18 | 20.1872 | 2020Q3 | https://www.platt.com/platt-electric-supply/LED-Downlighting-Modules/TCP/LED11DR5627K/product.aspx?zpid=201823 | Platt | 2020 | Yes
LED Lighting | Downlight | TCP |  |  |  | LED Retrofit Kit |  | Downlight Solid State Retrofit Downlight Solid State Retrofit Home Lighting, Lighting Controls Indoor Lighting - Recessed LED Downlighting LED Modules 5"/6" LED Downlight, Retrofit, Line Voltage: 120V, Watts: 14, Lumens: 1250, CRI: 82, Color Temperature: 2700K, Color: White Trim. Life: 35,000 Hours. Energy Star Rated. Replaces up to 65W Incandescent TCP LED14DR5627K 14 Watt LED Recessed 5"/6" Retrofit | 2700 | 82 | 1250 | 104.1667 | 35000 | 12 | 1 | 16.49 | 16.49 | 19.3764 | 2020Q3 | https://www.platt.com/platt-electric-supply/LED-Downlighting-Modules/TCP/LED14DR5627K/product.aspx?zpid=931708 | Platt | 2020 | Yes
LED Lighting | Downlight | TCP | True |  |  | LED Retrofit Kit |  | Downlight Solid State Retrofit Downlight Solid State Retrofit Home Lighting, Lighting Controls Indoor Lighting - Recessed LED Downlighting LED Modules 5"/6" LED Downlight, Retrofit, Line Voltage: 120V, Watts: 14, Lumens: 800, CRI: 90, Color Temperature: 2700K, Color: White Trim. Life: 35,000 Hours. Energy Star Rated. Replaces up to 65W Incandescent TCP LED14DR5627K95 Dimmable 14W 5"/6" Recessed Retrofit Downlight | 2700 | 82 | 1250 | 104.1667 | 35000 | 12 | 1 | 20.24 | 20.24 | 23.7828 | 2020Q3 | https://www.platt.com/platt-electric-supply/LED-Downlighting-Modules/TCP/LED14DR5627K95/product.aspx?zpid=129625 | Platt | 2020 | Yes
LED Lighting | Downlight | Halo |  |  |  | LED Retrofit Kit | LED Retrofit Kit | Downlight Solid State Retrofit Downlight Solid State Retrofit Home Lighting, Lighting Controls Indoor Lighting - Recessed LED Downlighting LED Recessed Housing Surface Led Downlight, 4", Retrofit, IC, 4000K Halo SLD405840WH LED Downlight | 4000 | 84 | 852 | 71 | 50000 | 12 | 1 | 53.06 | 53.06 | 62.3476 | 2020Q3 | https://www.platt.com/platt-electric-supply/LED-Downlighting-Recessed-Housing/Halo/SLD405840WH/product.aspx?zpid=195554 | Platt | 2020 | Yes
LED Lighting | Downlight | Lithonia Lighting | [5 empty] | Downlight Recessed Downlight Recessed Home Lighting, Lighting Controls Indoor Lighting - Recessed LED Downlighting LED Recessed Housing 3" LED Downlight, IC/Non-IC, 7.5W, 120V, Lumens: 345, Color Temperature: 3000K, Color: Matte White Trim Lithonia Lighting LK3BMW LED M4 3" LED IC/Non IC Recessed Downlight | 3000 | 94 | 461 | 61.4667 | 36000 | 7.5 | 1 | 49.09 | 49.09 | 57.6826 | 2020Q3 | https://www.platt.com/platt-electric-supply/LED-Downlighting-Recessed-Housing/Lithonia-Lighting/LK3BMW-LED-M4/product.aspx?zpid=901126 | Platt | 2020 | Yes
LED Lighting | Downlight | Lithonia Lighting | [5 empty] | Downlight Recessed Downlight Recessed Home Lighting, Lighting Controls Indoor Lighting - Recessed LED Downlighting LED Recessed Housing 4" LED Downlight, 9W, 120V, Lumens: 400, Color Temperature: 3000K, Color: Matte White Trim Lithonia Lighting LK4BMW LED M4 4" LED IC/Non IC Recessed Downlight | 3000 | 94 | 528 | 64.3902 | 36000 | 8.2 | 1 | 67.74 | 67.74 | 79.5971 | 2020Q3 | https://www.platt.com/platt-electric-supply/LED-Downlighting-Recessed-Housing/Lithonia-Lighting/LK4BMW-LED-M4/product.aspx?zpid=901124 | Platt | 2020 | Yes
LED Lighting | Downlight | Lithonia Lighting | [5 empty] | Downlight Recessed Downlight Recessed Home Lighting, Lighting Controls Indoor Lighting - Recessed LED Downlighting LED Recessed Housing 5" LED Downlight, 13W, 120V, Lumens: 600, Color Temperature: 3000K, Color: Matte White Trim Lithonia Lighting LK5BMW LED M4 5" LED IC/Non IC Recessed Downlight | 3000 | 94 | 667 | 62.9245 | 36000 | 10.6 | 1 | 83.58 | 83.58 | 98.2097 | 2020Q3 | https://www.platt.com/platt-electric-supply/LED-Downlighting-Recessed-Housing/Lithonia-Lighting/LK5BMW-LED-M4/product.aspx?zpid=901125 | Platt | 2020 | Yes
LED Lighting | Downlight | Halo | [5 empty] | Downlight Solid State Retrofit Downlight Solid State Retrofit Home Lighting, Lighting Controls Indoor Lighting - Recessed LED Downlighting LED Trims HALO ML4D09NFL940E ML4D 4" Integrated Led Recessed Trim Module 90 Cri 4000K Cct, Black Recessed Halo ML4D09NFL940E Halo Ml4D 4" Integrated Led Recessed | 4000 | 93 | 1151 | 95.124 | 72000 | 12.1 | 1 | 69.14 | 69.14 | 81.2422 | 2020Q3 | https://www.platt.com/platt-electric-supply/LED-Downlighting-Trims/Halo/ML4D09NFL940E/product.aspx?zpid=242318 | Platt | 2020 | Yes
LED Lighting | Downlight | Halo |  |  |  | LED Retrofit Kit | LED Retrofit Kit | Downlight Solid State Retrofit Downlight Solid State Retrofit Home Lighting, Lighting Controls Indoor Lighting - Recessed LED Downlighting LED Trims Trim, LED Module, 4" Retrofit Baffle, 90 CRI, 4000K, Matte White Halo RL460WH940PK Trim, LED Module, 4" Retrofit Baffle | 4000 | 93 | 560 | 67.4699 | 50000 | 8.3 | 1 | 30.95 | 30.95 | 36.3674 | 2020Q3 | https://www.platt.com/platt-electric-supply/LED-Downlighting-Trims/Halo/RL460WH940PK/product.aspx?zpid=169635 | Platt | 2020 | Yes
LED Lighting | Downlight | Halo |  |  |  |  | Other | Downlight Recessed Downlight Recessed Home Lighting, Lighting Controls Indoor Lighting - Recessed LED Downlighting LED Trims LED Baffle Trim Direct Mount, 6", Remote Driver J-Box, 120 Volt, 719 Lumens, 9 Watt, White Halo RL6069S1EWHDM LED Baffle Trim Direct Mount, 6" | 3000 | 94 | 719 | 82.6437 | 70000 | 8.7 | 1 | 45.41 | 45.41 | 53.3585 | 2020Q3 | https://www.platt.com/platt-electric-supply/LED-Downlighting-Trims/Halo/RL6069S1EWHDM/product.aspx?zpid=1357239 | Platt | 2020 | Yes
LED Lighting | Downlight | Progress Lighting | True |  |  |  |  | Downlight Solid State Retrofit Downlight Solid State Retrofit Home Lighting, Lighting Controls Indoor Lighting - Recessed LED Downlighting LED Trims 5"/6" LED Downlight, Retrofit, Line Voltage: 120V, Watts: 10.1, Lumens: 763, Color Temperature: 3000K, Color: White Trim. Life: 35,000 Hours. Energy Star Rated. Replaces up to 65W Incandescent. Dimmable to 10% with many dimmers. ENERGY STAR® qualified. Meets California Title 24 - JA8 - 2016. *** NOTE: New 2019 T-20/T-24 model available for use in CA. HS56CA-WH-30K9, Platt #1448061. Progress Lighting HS56-WH-30K9 10W, 5/6", LED TRIM | 3000 | 93 | 650 | 65 | 50000 | 10 | 1 | 19.18 | 19.18 | 22.5372 | 2020Q3 | https://www.platt.com/platt-electric-supply/LED-Downlighting-Trims/Progress-Lighting/HS56-WH-30K9/product.aspx?zpid=203830 | Platt | 2020 | Yes
LED Lighting | Downlight | Progress Lighting | True |  |  | Other | Other | Downlight Solid State Retrofit Downlight Solid State Retrofit Home Lighting, Lighting Controls Indoor Lighting - Recessed LED Downlighting LED Trims 5"/6" LED Downlight, Retrofit, Line Voltage: 120V, Watts: 10, Lumens: 760, CRI: 93, Color Temperature: 3000K, Color: White Trim, Life: 50,000 Hours, Energy Star Certified, Replaces Up To 65W Incandescent, Dimmable to 10% With Many Dimmers, ENERGY STAR® Qualified, ***Meets California Title Title-20/24*** Progress Lighting HS56CA-WH-30K9 10W, 5/6", LED TRIM T-20/T-24 | 3000 | 93 | 747 | 74.7 | 50000 | 10 | 1 | 19.18 | 19.18 | 22.5372 | 2020Q3 | https://www.platt.com/platt-electric-supply/LED-Downlighting-Trims/Progress-Lighting/HS56CA-WH-30K9/product.aspx?zpid=1448061 | Platt | 2020 | Yes
LED Lighting | Downlight | Progress Lighting | True |  |  |  | GU24 | Downlight Solid State Retrofit Downlight Solid State Retrofit Home Lighting, Lighting Controls Indoor Lighting - Recessed LED Downlighting LED Trims LED Recessed Trim, 5 Inch, Satin White, 10 Watt, 713 Lumen, 3000K, 90 CRI, Dimmable Progress Lighting P8061-28-30K LED Recessed Trim, 5", Satin White, 10W, 713L, 3000K | 3000 | 93 | 700 | 66.6667 | 50000 | 10.5 | 1 | 65.4 | 65.4 | 76.8475 | 2020Q3 | https://www.platt.com/platt-electric-supply/LED-Downlighting-Trims/Progress-Lighting/P8061-28-30K/product.aspx?zpid=587888 | Platt | 2020 | Yes
LED Lighting | Downlight | Progress Lighting | True |  |  |  | GU24 | Downlight Solid State Retrofit Downlight Solid State Retrofit Home Lighting, Lighting Controls Indoor Lighting - Recessed LED Downlighting LED Trims LED Recessed Eyeball Trim for 6 Inch Housing, 10 Watt, 752 Lumen, 3000K, 90 CRI, 120 Volt, White Finish Progress Lighting P8076-28-30K LED Recessed Eyeball Trim, 10 Watt, 752 Lumen, 3000K, 120V | 3000 | 93 | 700 | 66.6667 | 50000 | 10.5 | 1 | 43.04 | 43.04 | 50.5737 | 2020Q3 | https://www.platt.com/platt-electric-supply/LED-Downlighting-Trims/Progress-Lighting/P8076-28-30K/product.aspx?zpid=294212 | Platt | 2020 | Yes
LED Lighting | Downlight | Green Creative | False |  |  |  |  | Downlight Surface Mount Downlight Surface Mount Home Lighting, Lighting Controls Indoor Lighting LED - Indoor LED - Drum / Mushroom Fixtures LED 6" Downlight: 120V, 50/60 Hz driver, 90CRI; 2700K. Integrated PIR motion sensor turns ON with motion and OFF after 10 minutes of inactivity. Fixture surface mounts to industry standard 4” junction boxes from below the ceiling. Compliance – ETL Listed for WET locations. Energy Star listed. Air-tight rated JA8 Certified to meet CA T24 requirements. Green Creative p/n 98498: CLKSEN6/10MIN/927/120V Green Creative CLKSEN6/10MIN/927/120V 6" LED Down Light w/ PIR Sensor | 2700 | 96 | 600 | 60 | 50000 | 10 | 1 | 42.48 | 42.48 | 49.9156 | 2020Q3 | https://www.platt.com/platt-electric-supply/LED-Indoor-Drum-Mushroom-Fixtures/Green-Creative/CLKSEN6-10MIN-927-120V/product.aspx?zpid=1526649 | Platt | 2020 | Yes
LED Lighting | Downlight | Satco | [5 empty] | Downlight Surface Mount Downlight Surface Mount Home Lighting, Lighting Controls Indoor Lighting LED - Indoor LED - Drum / Mushroom Fixtures LED 'Blink' Series Fixture, 10.5W, 5.5" Flush Mount, 120V, 3000K, Round, White, 120V. Satco S29323 LED Fixture | 3000 | 92 | 580 | 55.2381 | 50000 | 10.5 | 1 | 36.45 | 36.45 | 42.8302 | 2020Q3 | https://www.platt.com/platt-electric-supply/LED-Indoor-Drum-Mushroom-Fixtures/Satco/S29323/product.aspx?zpid=1201546 | Platt | 2020 | Yes
LED Lighting | Downlight | Satco | [5 empty] | Downlight Surface Mount Downlight Surface Mount Home Lighting, Lighting Controls Indoor Lighting LED - Indoor LED - Drum / Mushroom Fixtures LED 7" Flush Mount Downlight: 277 volt, 13.5 watt, 820 Lumens, 3000K, 90 CRI, Round Shape, White Finish. Satco S29357 13.5W/LED/7"/30K/RD/WH/277V | 3000 | 93 | 820 | 60.7407 | 50000 | 13.5 | 1 | 47.66 | 47.66 | 56.0023 | 2020Q3 | https://www.platt.com/platt-electric-supply/LED-Indoor-Drum-Mushroom-Fixtures/Satco/S29357-13-5W-LED-7-30K-RD-WH-277V/product.aspx?zpid=1419445 | Platt | 2020 | Yes
LED Lighting | Downlight | Satco | [5 empty] | Downlight Surface Mount Downlight Surface Mount Home Lighting, Lighting Controls Indoor Lighting LED - Indoor LED - Drum / Mushroom Fixtures 18.5 watt; 9" Flush Mount LED Fixture; 3000K; Round Shape; White Finish; 277 volts Satco S29358 9" Flush Mount LED Fixture | 3000 | 93 | 1200 | 64.8649 | 50000 | 18.5 | 1 | 61.68 | 61.68 | 72.4764 | 2020Q3 | https://www.platt.com/platt-electric-supply/LED-Indoor-Drum-Mushroom-Fixtures/Satco/S29358/product.aspx?zpid=1419447 | Platt | 2020 | Yes
LED Lighting | Downlight | Satco | [5 empty] | Downlight Surface Mount Downlight Surface Mount Home Lighting, Lighting Controls Indoor Lighting LED - Indoor LED - Drum / Mushroom Fixtures LED Drum Fixture, 18.5W, 9" Flush Mount, 120V, 3000K, Round, White. Satco S9339 LED Drum Fixture | 3000 | 83 | 1200 | 64.8649 | 40000 | 18.5 | 1 | 30.4 | 30.4 | 35.7212 | 2020Q3 | https://www.platt.com/platt-electric-supply/LED-Indoor-Drum-Mushroom-Fixtures/Satco/S9339/product.aspx?zpid=27817 | Platt | 2020 | Yes
LED Lighting | Downlight | Satco | [5 empty] | Downlight Surface Mount Downlight Surface Mount Home Lighting, Lighting Controls Indoor Lighting LED - Indoor LED - Drum / Mushroom Fixtures 16 watt; 9" Flush Mount LED Fixture; 2700K; Square Shape; White Finish; 120V Satco S9340 16 watt; 9" Flush Mount LED Fixture; 2700K; Square Shape; White Finish; 120V | 2700 | 82 | 1100 | 59.4595 | 40000 | 18.5 | 1 | 75.54 | 75.54 | 88.7624 | 2020Q3 | https://www.platt.com/platt-electric-supply/LED-Indoor-Drum-Mushroom-Fixtures/Satco/S9340/product.aspx?zpid=166956 | Platt | 2020 | Yes
LED Lighting | Downlight | Satco | [5 empty] | Downlight Surface Mount Downlight Surface Mount Home Lighting, Lighting Controls Indoor Lighting LED - Indoor LED - Drum / Mushroom Fixtures SATCO S9368 16W/LED/18 FLUSH/ Satco S9368 SATCO S9368 16W/LED/18 FLUSH/ | 3000 | 93 | 900 | 56.25 | 40000 | 16 | 1 | 93.85 | 93.85 | 110.2774 | 2020Q3 | https://www.platt.com/platt-electric-supply/LED-Indoor-Drum-Mushroom-Fixtures/Satco/S9368/product.aspx?zpid=159517 | Platt | 2020 | Yes
LED Lighting | Downlight | Satco | [5 empty] | Downlight Surface Mount Downlight Surface Mount Home Lighting, Lighting Controls Indoor Lighting LED - Indoor LED - Drum / Mushroom Fixtures SATCO S9369 24W/LED/18 FLUSH/ Satco S9369 SATCO S9369 24W/LED/18 FLUSH/ | 3000 | 92 | 1300 | 54.1667 | 40000 | 24 | 1 | 118.23 | 118.23 | 138.9248 | 2020Q3 | https://www.platt.com/platt-electric-supply/LED-Indoor-Drum-Mushroom-Fixtures/Satco/S9369/product.aspx?zpid=159520 | Platt | 2020 | Yes
LED Lighting | Downlight | Halo | [5 empty] | Downlight Solid State Retrofit Downlight Solid State Retrofit Home Lighting, Lighting Controls Indoor Lighting LED - Indoor LED - Luminaires HALO BLD6089SWH LED SURFACE MOUNT SELECTABLE CCT 812 LUMENS Halo BLD6089SWH LED SURFACE MOUNT | 3000 | 94 | 812 | 78.835 | 50000 | 10.3 | 1 | 30.86 | 30.86 | 36.2617 | 2020Q3 | https://www.platt.com/platt-electric-supply/LED-Indoor-Luminaires/Halo/BLD6089SWH/product.aspx?zpid=1380846 | Platt | 2020 | Yes
LED Lighting | Reflector | Green Creative | True |  | Reflector (Flood/Spot) | MR16 | GU5.3 | Damp Location Rated,Recessed Fixtures Damp Location Rated,Recessed Fixtures Home Lamps, Bulbs, Ballasts Bulbs - LED LED - Reflective Lamps - MR16 Dimmable LED Lamp, 6 Watt, 12 Volt, Bulb: MR16, Base: GU5.3, Lumens: 500, CRI: 82, Color Temperature: 3000K, Beam Angle: 35°, Rated Average Life: 25,000 Hrs. Suitable for totally enclosed fixtures. Replaces 50W Halogen. Green Creative 57985 6MR16DIM/830FL35 Dimmable LED Lamp, 6W, 120V, 3000K | 3000 | 83 | 500 | 83.3333 | 25000 | 6 | 1 | 8.71 | 8.71 | 10.2346 | 2020Q3 | https://www.platt.com/platt-electric-supply/LED-Reflective-Lamps-MR16/Green-Creative/57985-6MR16DIM-830FL35/product.aspx?zpid=208812 | Platt | 2020 | Yes
LED Lighting | Reflector | Green Creative | True |  | Reflector (Flood/Spot) | MR16 | GU5.3 | Damp Location Rated,Recessed Fixtures Damp Location Rated,Recessed Fixtures Home Lamps, Bulbs, Ballasts Bulbs - LED LED - Reflective Lamps - MR16 Dimmable LED Lamp, 6 Watt, 12 Volt, Bulb: MR16, Base: GU5.3, Lumens: 625, CRI: 82, Color Temperature: 4000K, Beam Angle: 35°, Rated Average Life: 25,000 Hrs. Suitable for totally enclosed fixtures. Replaces 50W Halogen. Green Creative 57986 6MR16DIM/840FL35 Dimmable LED Lamp, 6W, 120V, 4000K | 4000 | 86 | 520 | 86.6667 | 25000 | 6 | 1 | 8.71 | 8.71 | 10.2346 | 2020Q3 | https://www.platt.com/platt-electric-supply/LED-Reflective-Lamps-MR16/Green-Creative/57986-6MR16DIM-840FL35/product.aspx?zpid=242403 | Platt | 2020 | Yes
LED Lighting | Reflector | Satco | True |  | Reflector (Flood/Spot) | MR16 | GU5.3 | Damp Location Rated,Recessed Fixtures Damp Location Rated,Recessed Fixtures Home Lamps, Bulbs, Ballasts Bulbs - LED LED - Reflective Lamps - MR16 8 Watt, LED MR16, 4000K, 490 Lumen, 40 Degree Beam Spread, GU5.3 Base, 12 Volt, Replaces 75 Watt Halogen Lamp, Dimmable Satco S8643 8W, LED MR16, 4000K, 490 Lumen, GU5.3 Base, 12 Volt | 4000 | 92 | 490 | 61.25 | 25000 | 8 | 1 | 15.85 | 15.85 | 18.6244 | 2020Q3 | https://www.platt.com/platt-electric-supply/LED-Reflective-Lamps-MR16/Satco/S8643/product.aspx?zpid=462069 | Platt | 2020 | Yes
LED Lighting | Reflector | Satco | True |  | Reflector (Flood/Spot) | MR16 | GU5.3 | Damp Location Rated,Recessed Fixtures Damp Location Rated,Recessed Fixtures Home Lamps, Bulbs, Ballasts Bulbs - LED LED - Reflective Lamps - MR16 6.5 watt; LED MR16 LED; 2700K; 25' beam spread; GU5.3 base; 12 volts Satco S9490 6.5 watt; LED MR16 LED; 2700K; 25' beam spread; GU5.3 base; 12 volts | 2700 | 83 | 500 | 76.9231 | 25000 | 6.5 | 1 | 10.36 | 10.36 | 12.1734 | 2020Q3 | https://www.platt.com/platt-electric-supply/LED-Reflective-Lamps-MR16/Satco/S9490/product.aspx?zpid=321467 | Platt | 2020 | Yes
LED Lighting | Reflector | Satco | True |  | Reflector (Flood/Spot) | MR16 | GU5.3 | Damp Location Rated,Recessed Fixtures Damp Location Rated,Recessed Fixtures Home Lamps, Bulbs, Ballasts Bulbs - LED LED - Reflective Lamps - MR16 SAT S9491 6.5MR16/LED/25FT/30 Satco S9491 6.5MR16/LED/25'/30K/12V | 3000 | 83 | 520 | 80 | 25000 | 6.5 | 1 | 10.36 | 10.36 | 12.1734 | 2020Q3 | https://www.platt.com/platt-electric-supply/LED-Reflective-Lamps-MR16/Satco/S9491/product.aspx?zpid=1418973 | Platt | 2020 | Yes
LED Lighting | Reflector | Satco | True |  | Reflector (Flood/Spot) | MR16 | GU5.3 | Damp Location Rated,Recessed Fixtures Damp Location Rated,Recessed Fixtures Home Lamps, Bulbs, Ballasts Bulbs - LED LED - Reflective Lamps - MR16 6.5MR16/LED/25FT /40K/12V Satco S9493 6.5MR16/LED/25FT /40K/12V | 4000 | 84 | 540 | 83.0769 | 25000 | 6.5 | 1 | 10.36 | 10.36 | 12.1734 | 2020Q3 | https://www.platt.com/platt-electric-supply/LED-Reflective-Lamps-MR16/Satco/S9493/product.aspx?zpid=1324152 | Platt | 2020 | Yes
LED Lighting | Reflector | Satco | True |  | Reflector (Flood/Spot) | MR16 | GU5.3 | Damp Location Rated,Recessed Fixtures Damp Location Rated,Recessed Fixtures Home Lamps, Bulbs, Ballasts Bulbs - LED LED - Reflective Lamps - MR16 SATCO S9495 Satco S9495 SATCO S9495 - 6.5 watt; LED MR16 LED; 2700K; 40' beam spread; GU5.3 base; 12 volts | 2700 | 83 | 500 | 76.9231 | 25000 | 6.5 | 1 | 10.36 | 10.36 | 12.1734 | 2020Q3 | https://www.platt.com/platt-electric-supply/LED-Reflective-Lamps-MR16/Satco/S9495/product.aspx?zpid=128111 | Platt | 2020 | Yes
LED Lighting | Reflector | Satco | True |  | Reflector (Flood/Spot) | MR16 | GU5.3 | Damp Location Rated,Recessed Fixtures Damp Location Rated,Recessed Fixtures Home Lamps, Bulbs, Ballasts Bulbs - LED LED - Reflective Lamps - MR16 SATCO S9498 6.5MR16/LED/40 /4 Satco S9498 6.5 watt; LED MR16 LED; 4000K; 40' beam spread; GU5.3 base; 12 volt AC/DC | 4000 | 84 | 540 | 83.0769 | 25000 | 6.5 | 1 | 10.36 | 10.36 | 12.1734 | 2020Q3 | https://www.platt.com/platt-electric-supply/LED-Reflective-Lamps-MR16/Satco/S9498/product.aspx?zpid=1084400 | Platt | 2020 | Yes
LED Lighting | Reflector | Satco | True |  | Reflector (Flood/Spot) | MR16 | GU5.3 | Damp Location Rated,Recessed Fixtures Damp Location Rated,Recessed Fixtures Home Lamps, Bulbs, Ballasts Bulbs - LED LED - Reflective Lamps - MR16 SATCO S9499 6.5MR16/LED Satco S9499 SATCO S9499 - 6.5 watt; LED MR16 LED; 5000K; 40' beam spread; GU5.3 base; 12 volts | 5000 | 85 | 560 | 86.1538 | 25000 | 6.5 | 1 | 10.36 | 10.36 | 12.1734 | 2020Q3 | https://www.platt.com/platt-electric-supply/LED-Reflective-Lamps-MR16/Satco/S9499/product.aspx?zpid=223270 | Platt | 2020 | Yes
LED Lighting | Reflector | TCP | True |  | Reflector (Flood/Spot) | MR16 | GU5.3 | Damp Location Rated,Recessed Fixtures Damp Location Rated,Recessed Fixtures Home Lamps, Bulbs, Ballasts Bulbs - LED LED - Reflective Lamps - MR16 Dimmable LED, 6.5W, 12V, Bulb: MR16, Base: GU5.3, Lumens: 430, CRI: 90, Color Temperature: 2700K, Beam Angle: 40º, Rated Average Life: 25,000 Hrs. Up to a 50W halogen MR16 Replacement. Title 24 JA8-2016-E and Title 20. TCP L50MR16D2527KFLCQ LED MR16 Dimmable | 2700 | 92 | 430 | 66.1538 | 25000 | 6.5 | 1 | 5.65 | 5.65 | 6.639 | 2020Q3 | https://www.platt.com/platt-electric-supply/LED-Reflective-Lamps-MR16/TCP/L50MR16D2527KFLCQ/product.aspx?zpid=1814164 | Platt | 2020 | Yes
LED Lighting | Reflector | TCP | True |  | Reflector (Flood/Spot) | MR16 | GU5.3 | Damp Location Rated,Recessed Fixtures Damp Location Rated,Recessed Fixtures Home Lamps, Bulbs, Ballasts Bulbs - LED LED - Reflective Lamps - MR16 Dimmable LED, 6.5W, 12V, Bulb: MR16, Base: GU5.3, Lumens: 470, CRI: 90, Color Temperature: 3000K, Beam Angle: 40º, Rated Average Life: 25,000 Hrs. Up to a 50W halogen MR16 Replacement. Title 24 JA8-2016-E and Title 20. TCP L50MR16D2530KFLCQ LED MR16 Dimmable | 3000 | 94 | 470 | 72.3077 | 25000 | 6.5 | 1 | 5.65 | 5.65 | 6.639 | 2020Q3 | https://www.platt.com/platt-electric-supply/LED-Reflective-Lamps-MR16/TCP/L50MR16D2530KFLCQ/product.aspx?zpid=1814165 | Platt | 2020 | Yes
LED Lighting | Reflector | TCP | True |  | Reflector (Flood/Spot) | MR16 | GU5.3 | Damp Location Rated,Recessed Fixtures Damp Location Rated,Recessed Fixtures Home Lamps, Bulbs, Ballasts Bulbs - LED LED - Reflective Lamps - MR16 TCP LED512VMR1630KFL 5W LED M TCP LED512VMR1630KFL TCP LED512VMR1630KFL | 3000 | 83 | 400 | 80 | 25000 | 5 | 1 | 8.94 | 8.94 | 10.5048 | 2020Q3 | https://www.platt.com/platt-electric-supply/LED-Reflective-Lamps-MR16/TCP/LED512VMR1630KFL/product.aspx?zpid=179977 | Platt | 2020 | Yes
LED Lighting | Reflector | TCP | True |  | Reflector (Flood/Spot) | MR16 | GU5.3 | Damp Location Rated,Recessed Fixtures Damp Location Rated,Recessed Fixtures Home Lamps, Bulbs, Ballasts Bulbs - LED LED - Reflective Lamps - MR16 TCP LED712VMR16V27K LAMP TCP LED712VMR16V27KFL TCP LED712VMR16V27KFL 7W 12V DIM MR | 2700 | 82 | 500 | 76.9231 | 25000 | 6.5 | 1 | 8.94 | 8.94 | 10.5048 | 2020Q3 | https://www.platt.com/platt-electric-supply/LED-Reflective-Lamps-MR16/TCP/LED712VMR16V27KFL/product.aspx?zpid=170560 | Platt | 2020 | Yes
LED Lighting | Reflector | TCP | True |  | Reflector (Flood/Spot) | MR16 | GU5.3 | Damp Location Rated,Recessed Fixtures Damp Location Rated,Recessed Fixtures Home Lamps, Bulbs, Ballasts Bulbs - LED LED - Reflective Lamps - MR16 Dimmable Elite LED Lamp, Dimming 7W, 12V, Bulb: MR16, Base: GU5.3, Lumens: 500, CRI: 82, Color Temperature: 3000K, Beam Angle: 40°, Rated Average Life: 25,000 Hrs. Energy Star Rated. TCP LED712VMR16V30KFL Dimmable LED Lamp, MR16, 7W, 12V, FL40 | 3000 | 83 | 500 | 76.9231 | 25000 | 6.5 | 1 | 8.94 | 8.94 | 10.5048 | 2020Q3 | https://www.platt.com/platt-electric-supply/LED-Reflective-Lamps-MR16/TCP/LED712VMR16V30KFL/product.aspx?zpid=133353 | Platt | 2020 | Yes
LED Lighting | Reflector | TCP | True |  | Reflector (Flood/Spot) | MR16 | GU5.3 | Damp Location Rated,Recessed Fixtures Damp Location Rated,Recessed Fixtures Home Lamps, Bulbs, Ballasts Bulbs - LED LED - Reflective Lamps - MR16 TCP LED712VMR16V41KFL TCP LED712VMR16V41KFL TCP LED712VMR16V41KFL 7W 12V DIM MR | 4000 | 84 | 500 | 76.9231 | 25000 | 6.5 | 1 | 8.94 | 8.94 | 10.5048 | 2020Q3 | https://www.platt.com/platt-electric-supply/LED-Reflective-Lamps-MR16/TCP/LED712VMR16V41KFL/product.aspx?zpid=272005 | Platt | 2020 | Yes
LED Lighting | Reflector | TCP | True |  | Reflector (Flood/Spot) | MR16 | GU5.3 | Damp Location Rated,Recessed Fixtures Damp Location Rated,Recessed Fixtures Home Lamps, Bulbs, Ballasts Bulbs - LED LED - Reflective Lamps - MR16 Dimmable LED Lamp, 7W, 12V, Bulb: MR16, Base: GU5.3, Lumens: 525, CRI: 80, Color Temperature: 4100K, Beam Angle: 20°, Rated Average Life: 25,000 Hrs. TCP LED712VMR16V41KNFL 7 Watt Dimmable LED MR16 | 4000 | 82 | 500 | 71.4286 | 25000 | 7 | 1 | 8.94 | 8.94 | 10.5048 | 2020Q3 | https://www.platt.com/platt-electric-supply/LED-Reflective-Lamps-MR16/TCP/LED712VMR16V41KNFL/product.aspx?zpid=156926 | Platt | 2020 | Yes
LED Lighting | Reflector | Satco | True |  | Reflector (Flood/Spot) | PAR16 | GU10 | Damp Location Rated,Recessed Fixtures Damp Location Rated,Recessed Fixtures Home Lamps, Bulbs, Ballasts Bulbs - LED LED - Reflective Lamps - PAR16 SATCO S9380 4.5MR16/LED/40 /3 Satco S9380 4.5 watt; LED MR16 LED; 3000K; 40' beam spread; GU10 base; 120 volts | 3000 | 84 | 370 | 82.2222 | 25000 | 4.5 | 1 | 6.71 | 6.71 | 7.8845 | 2020Q3 | https://www.platt.com/platt-electric-supply/LED-Reflective-Lamps-PAR16/Satco/S9380/product.aspx?zpid=1165601 | Platt | 2020 | Yes
LED Lighting | Reflector | Satco | True |  | Reflector (Flood/Spot) | PAR16 | GU10 | Damp Location Rated,Recessed Fixtures Damp Location Rated,Recessed Fixtures Home Lamps, Bulbs, Ballasts Bulbs - LED LED - Reflective Lamps - PAR16 SATCO S9383 Satco S9383 SATCO S9383 6.5 watt; LED MR16 LED; 3000K; 40' beam spread; GU10 base; 120 volts | 3000 | 83 | 500 | 76.9231 | 25000 | 6.5 | 1 | 6.95 | 6.95 | 8.1665 | 2020Q3 | https://www.platt.com/platt-electric-supply/LED-Reflective-Lamps-PAR16/Satco/S9383/product.aspx?zpid=66109 | Platt | 2020 | Yes
LED Lighting | Reflector | Satco | True |  | Reflector (Flood/Spot) | PAR16 | E26 (Medium) | Damp Location Rated,Recessed Fixtures Damp Location Rated,Recessed Fixtures Home Lamps, Bulbs, Ballasts Bulbs - LED LED - Reflective Lamps - PAR16 SAT S9388 Satco S9388 SATCO S9388 - 6.5 watt PAR16 LED; 3000K; 40' beam spread; Medium base; 120 volts | 3000 | 83 | 500 | 76.9231 | 25000 | 6.5 | 1 | 8.54 | 8.54 | 10.0348 | 2020Q3 | https://www.platt.com/platt-electric-supply/LED-Reflective-Lamps-PAR16/Satco/S9388/product.aspx?zpid=230814 | Platt | 2020 | Yes
LED Lighting | Reflector | TCP | True |  | Reflector (Flood/Spot) | PAR16 | E26 (Medium) | Damp Location Rated,Recessed Fixtures Damp Location Rated,Recessed Fixtures Home Lamps, Bulbs, Ballasts Bulbs - LED LED - Reflective Lamps - PAR16 LED Lamp, Dimmable, 7 Watt, 120 Volt, Bulb: PAR16 (Sealed Beam), Base: Medium Screw (E26), Lumens: 500, CRI: 82, Color Temperature: 2700K, Beam Angle: Flood 40° TCP LED7P1627KFL LED Lamp, Dimmable, PAR16, 7W, 120V, FL40 | 2700 | 83 | 550 | 78.5714 | 25000 | 7 | 1 | 14.45 | 14.45 | 16.9793 | 2020Q3 | https://www.platt.com/platt-electric-supply/LED-Reflective-Lamps-PAR16/TCP/LED7P1627KFL/product.aspx?zpid=108417 | Platt | 2020 | Yes
LED Lighting | Reflector | TCP | True |  | Reflector (Flood/Spot) | PAR16 | E26 (Medium) | Damp Location Rated,Recessed Fixtures Damp Location Rated,Recessed Fixtures Home Lamps, Bulbs, Ballasts Bulbs - LED LED - Reflective Lamps - PAR16 Dimmable LED Lamp, 7W, 120V, Bulb: PAR16, Base: Medium Screw (E26), Lumens: 500, CRI: 75, Color Temperature: 3000K, Beam Angle: 40°, Rated Average Life: 40,000 Hrs. TCP LED7P1630KFL 7W Dimmable PAR16 | 3000 | 85 | 600 | 85.7143 | 25000 | 7 | 1 | 14.45 | 14.45 | 16.9793 | 2020Q3 | https://www.platt.com/platt-electric-supply/LED-Reflective-Lamps-PAR16/TCP/LED7P1630KFL/product.aspx?zpid=123088 | Platt | 2020 | Yes
LED Lighting | Reflector | TCP | True |  | Reflector (Flood/Spot) | PAR16 | E26 (Medium) | Damp Location Rated,Recessed Fixtures Damp Location Rated,Recessed Fixtures Home Lamps, Bulbs, Ballasts Bulbs - LED LED - Reflective Lamps - PAR16 TCPLED7P1641KFL TCP LED7P1641KFL TCP LED7P1641KFL | 4000 | 85 | 625 | 89.2857 | 25000 | 7 | 1 | 14.45 | 14.45 | 16.9793 | 2020Q3 | https://www.platt.com/platt-electric-supply/LED-Reflective-Lamps-PAR16/TCP/LED7P1641KFL/product.aspx?zpid=142797 | Platt | 2020 | Yes
LED Lighting | Reflector | Green Creative | True | Daylighting/Photocell, | Reflector (Flood/Spot) | PAR20 | E26 (Medium) | Damp Location Rated,Use With Timers,Use With Photo and/or Motion Sensors,Recessed Fixtures Damp Location Rated,Use With Timers,Use With Photo and/or Motion Sensors,Recessed Fixtures Home Lamps, Bulbs, Ballasts Bulbs - LED LED - Reflective Lamps - PAR20 Dimmable LED Lamp, 8W, 120V, Bulb: PAR20, Base: Medium Screw (E26), Lumens: 550, CRI: 90, Color Temperature: 3000K, Beam Angle: 40º, Rated Average Life: 50,000 Hrs. Green Creative 58109 8PAR20DIM/930FL40 Dimmable LED Lamp, 8W, 120V, E26, 3000K, Angle: 40° | 3000 | 92 | 550 | 68.75 | 25000 | 8 | 1 | 5.05 | 5.05 | 5.9339 | 2020Q3 | https://www.platt.com/platt-electric-supply/LED-Reflective-Lamps-PAR20/Green-Creative/58109-8PAR20DIM-930FL40/product.aspx?zpid=362834 | Platt | 2020 | Yes
LED Lighting | Reflector | Satco | True |  | Reflector (Flood/Spot) | PAR20 | E26 (Medium) | Wet Location Rated,Recessed Fixtures Wet Location Rated,Recessed Fixtures Home Lamps, Bulbs, Ballasts Bulbs - LED LED - Reflective Lamps - PAR20 SATCO S9401 7PAR20/LED/25 /30 Satco S9401 SATCO S9401 7 watt PAR20 LED; 3000K; 25' beam spread; Medium base; 120 volts | 3000 | 81 | 525 | 75 | 25000 | 7 | 1 | 7.2 | 7.2 | 8.4603 | 2020Q3 | https://www.platt.com/platt-electric-supply/LED-Reflective-Lamps-PAR20/Satco/S9401/product.aspx?zpid=1626 | Platt | 2020 | Yes
LED Lighting | Reflector | Satco | True |  | Reflector (Flood/Spot) | PAR20 | E26 (Medium) | Wet Location Rated,Recessed Fixtures Wet Location Rated,Recessed Fixtures Home Lamps, Bulbs, Ballasts Bulbs - LED LED - Reflective Lamps - PAR20 SATCO S9404 7PAR20/LED/25DEG 5000K FLOOD 120V Satco S9404 7 watt PAR20 LED; 5000K; 25' beam spread; Medium base; 120 volts | 5000 | 84 | 525 | 75 | 25000 | 7 | 1 | 7.2 | 7.2 | 8.4603 | 2020Q3 | https://www.platt.com/platt-electric-supply/LED-Reflective-Lamps-PAR20/Satco/S9404/product.aspx?zpid=440358 | Platt | 2020 | Yes
LED Lighting | Reflector | Satco | True |  | Reflector (Flood/Spot) | PAR20 | E26 (Medium) | Wet Location Rated,Recessed Fixtures Wet Location Rated,Recessed Fixtures Home Lamps, Bulbs, Ballasts Bulbs - LED LED - Reflective Lamps - PAR20 SAT S9405 7WPAR20/40*/27K/DIM Satco S9405 SATCO S9405 7 watt PAR20 LED; 2700K; 38' beam spread; Medium base; 120 volts | 2700 | 82 | 525 | 75 | 25000 | 7 | 1 | 7.2 | 7.2 | 8.4603 | 2020Q3 | https://www.platt.com/platt-electric-supply/LED-Reflective-Lamps-PAR20/Satco/S9405/product.aspx?zpid=178115 | Platt | 2020 | Yes
LED Lighting | Reflector | Satco | True |  | Reflector (Flood/Spot) | PAR20 | E26 (Medium) | Wet Location Rated,Recessed Fixtures Wet Location Rated,Recessed Fixtures Home Lamps, Bulbs, Ballasts Bulbs - LED LED - Reflective Lamps - PAR20 Dimmable LED Lamp, 7W, 120V, Bulb: PAR20, Base: Medium Screw (E26), Lumens: 525, CRI: 80, Color Temperature: 3000K, Beam Angle: 40°, Rated Average Life: 25,000 Hrs. Satco S9406 LED Lamp, Dimmable, PAR20, 7W, 120V | 3000 | 81 | 525 | 75 | 25000 | 7 | 1 | 7.2 | 7.2 | 8.4603 | 2020Q3 | https://www.platt.com/platt-electric-supply/LED-Reflective-Lamps-PAR20/Satco/S9406/product.aspx?zpid=208657 | Platt | 2020 | Yes
LED Lighting | Reflector | Satco | True |  | Reflector (Flood/Spot) | PAR20 | E26 (Medium) | Wet Location Rated,Recessed Fixtures Wet Location Rated,Recessed Fixtures Home Lamps, Bulbs, Ballasts Bulbs - LED LED - Reflective Lamps - PAR20 SATCO S9408 7PAR20/LED/40 /40 Satco S9408 SATCO S9408 7 watt PAR20 LED; 4000K; 38' beam spread; Medium base; 120 volts | 4000 | 82 | 525 | 75 | 25000 | 7 | 1 | 7.2 | 7.2 | 8.4603 | 2020Q3 | https://www.platt.com/platt-electric-supply/LED-Reflective-Lamps-PAR20/Satco/S9408/product.aspx?zpid=207143 | Platt | 2020 | Yes
LED Lighting | Reflector | Satco | True |  | Reflector (Flood/Spot) | PAR20 | E26 (Medium) | Wet Location Rated,Recessed Fixtures Wet Location Rated,Recessed Fixtures Home Lamps, Bulbs, Ballasts Bulbs - LED LED - Reflective Lamps - PAR20 7PAR20/LED/40FT /2700K/90CRI Satco S9485 7PAR20/LED/40FT /2700K/90CRI | 2700 | 93 | 470 | 67.1429 | 25000 | 7 | 1 | 9.15 | 9.15 | 10.7516 | 2020Q3 | https://www.platt.com/platt-electric-supply/LED-Reflective-Lamps-PAR20/Satco/S9485/product.aspx?zpid=1348606 | Platt | 2020 | Yes
LED Lighting | Reflector | TCP | True |  | Reflector (Flood/Spot) | PAR20 | E26 (Medium) | Wet Location Rated,Recessed Fixtures Wet Location Rated,Recessed Fixtures Home Lamps, Bulbs, Ballasts Bulbs - LED LED - Reflective Lamps - PAR20 PAR20 Lamp, 7 Watts, Lumens: 550, Color Temperature: 2700K, CRI: 90, Dimmable, Title 24 JA8-2016-E and Title 20 Compliant TCP L50P20D2527KNFLCQ 7W PAR20 Lamp, 2700K, 550L | 2700 | 93 | 550 | 78.5714 | 25000 | 7 | 1 | 10.04 | 10.04 | 11.7974 | 2020Q3 | https://www.platt.com/platt-electric-supply/LED-Reflective-Lamps-PAR20/TCP/L50P20D2527KNFLCQ/product.aspx?zpid=1446626 | Platt | 2020 | Yes
LED Lighting | Reflector | TCP | True |  | Reflector (Flood/Spot) | PAR20 | E26 (Medium) | Wet Location Rated,Recessed Fixtures Wet Location Rated,Recessed Fixtures Home Lamps, Bulbs, Ballasts Bulbs - LED LED - Reflective Lamps - PAR20 LED PAR20 Lamp, 7 Watts, Lumens: 600, Beam Spread: 40°, Color Temperature: 3000K, CRI: 90, Dimmable, Title 24 JA8-2016-E and Title 20 Compliant. TCP L50P20D2530KFLCQ 7W PAR20 Lamp, 3000K | 3000 | 93 | 600 | 85.7143 | 25000 | 7 | 1 | 10.04 | 10.04 | 11.7974 | 2020Q3 | https://www.platt.com/platt-electric-supply/LED-Reflective-Lamps-PAR20/TCP/L50P20D2530KFLCQ/product.aspx?zpid=1796531 | Platt | 2020 | Yes
LED Lighting | Reflector | TCP | True |  | Reflector (Flood/Spot) | PAR20 | E26 (Medium) | Wet Location Rated,Recessed Fixtures Wet Location Rated,Recessed Fixtures Home Lamps, Bulbs, Ballasts Bulbs - LED LED - Reflective Lamps - PAR20 LED PAR20 Lamp, 7 Watts, Lumens: 550, Beam Spread: 25°, Color Temperature: 3000K, CRI: 90, Dimmable. Title 24 JA8-2016-E and Title 20 Compliant. TCP L50P20D2530KNFLCQ 7W PAR20 Lamp, 3000K, 550L | 3000 | 93 | 600 | 85.7143 | 25000 | 7 | 1 | 10.04 | 10.04 | 11.7974 | 2020Q3 | https://www.platt.com/platt-electric-supply/LED-Reflective-Lamps-PAR20/TCP/L50P20D2530KNFLCQ/product.aspx?zpid=1446628 | Platt | 2020 | Yes
LED Lighting | Reflector | TCP | True |  | Reflector (Flood/Spot) | PAR20 | E26 (Medium) | Wet Location Rated,Recessed Fixtures Wet Location Rated,Recessed Fixtures Home Lamps, Bulbs, Ballasts Bulbs - LED LED - Reflective Lamps - PAR20 LED Lamp, Dimmable, 8 Watt, 120 Volt, Bulb: PAR20 (Sealed Beam), Base: Medium Screw (E26), Lumens: 500, CRI: 82, Color Temperature: 2700K, Beam Angle: Flood 40° TCP LED8P20D27KFL LED Lamp, Dimmable, PAR20, 8W, 120V, FL40 | 2700 | 83 | 600 | 85.7143 | 25000 | 7 | 1 | 13.36 | 13.36 | 15.6985 | 2020Q3 | https://www.platt.com/platt-electric-supply/LED-Reflective-Lamps-PAR20/TCP/LED8P20D27KFL/product.aspx?zpid=100571 | Platt | 2020 | Yes
LED Lighting | Reflector | TCP | True |  | Reflector (Flood/Spot) | PAR20 | E26 (Medium) | Wet Location Rated,Recessed Fixtures Wet Location Rated,Recessed Fixtures Home Lamps, Bulbs, Ballasts Bulbs - LED LED - Reflective Lamps - PAR20 LED Lamp, Dimmable, 8 Watt, 120 Volt, Bulb: PAR20 (Sealed Beam), Base: Medium Screw (E26), Lumens: 500, CRI: 82, Color Temperature: 2700K, Beam Angle: Narrow Flood 25° TCP LED8P20D27KNFL LED Lamp, Dimmable, PAR20, 8W, 120V, NFL25 | 2700 | 83 | 600 | 85.7143 | 25000 | 7 | 1 | 13.36 | 13.36 | 15.6985 | 2020Q3 | https://www.platt.com/platt-electric-supply/LED-Reflective-Lamps-PAR20/TCP/LED8P20D27KNFL/product.aspx?zpid=105710 | Platt | 2020 | Yes
LED Lighting | Reflector | TCP | True |  | Reflector (Flood/Spot) | PAR20 | E26 (Medium) | Wet Location Rated,Recessed Fixtures Wet Location Rated,Recessed Fixtures Home Lamps, Bulbs, Ballasts Bulbs - LED LED - Reflective Lamps - PAR20 TCP LED8P20D27KNFLB LED 8W P2 TCP LED8P20D27KNFLB TCP LED8P20D27KNFLB | 2700 | 83 | 600 | 85.7143 | 25000 | 7 | 1 | 15.27 | 15.27 | 17.9428 | 2020Q3 | https://www.platt.com/platt-electric-supply/LED-Reflective-Lamps-PAR20/TCP/LED8P20D27KNFLB/product.aspx?zpid=282315 | Platt | 2020 | Yes
LED Lighting | Reflector | TCP | True |  | Reflector (Flood/Spot) | PAR20 | E26 (Medium) | Wet Location Rated,Recessed Fixtures Wet Location Rated,Recessed Fixtures Home Lamps, Bulbs, Ballasts Bulbs - LED LED - Reflective Lamps - PAR20 Dimmable LED Lamp, 8W, 120V, Bulb: PAR20, Base: Medium Screw (E26), Lumens: 515, CRI: 82, Color Temperature: 3000K, Beam Angle: 40°, Rated Average Life: 25,000 Hrs. 50W Equivalent. TCP LED8P20D30KFL LED Lamp, Dimmable, PAR20, 8W, 120V, FL40 | 3000 | 83 | 625 | 89.2857 | 25000 | 7 | 1 | 13.36 | 13.36 | 15.6985 | 2020Q3 | https://www.platt.com/platt-electric-supply/LED-Reflective-Lamps-PAR20/TCP/LED8P20D30KFL/product.aspx?zpid=80227 | Platt | 2020 | Yes
LED Lighting | Reflector | TCP | True |  | Reflector (Flood/Spot) | PAR20 | E26 (Medium) | Wet Location Rated,Recessed Fixtures Wet Location Rated,Recessed Fixtures Home Lamps, Bulbs, Ballasts Bulbs - LED LED - Reflective Lamps - PAR20 Dimmable LED Lamp, 8W, 120V, Bulb: PAR20, Base: Medium Screw (E26), Lumens: 515, CRI: 82, Color Temperature: 3000K, Beam Angle: 25°, Rated Average Life: 25,000 Hrs. 50W Equivalent. TCP LED8P20D30KNFL 8W Dimmable LED PAR20 Bulb | 3000 | 83 | 625 | 89.2857 | 25000 | 7 | 1 | 13.36 | 13.36 | 15.6985 | 2020Q3 | https://www.platt.com/platt-electric-supply/LED-Reflective-Lamps-PAR20/TCP/LED8P20D30KNFL/product.aspx?zpid=105711 | Platt | 2020 | Yes
LED Lighting | Reflector | TCP | True |  | Reflector (Flood/Spot) | PAR20 | E26 (Medium) | Wet Location Rated,Recessed Fixtures Wet Location Rated,Recessed Fixtures Home Lamps, Bulbs, Ballasts Bulbs - LED LED - Reflective Lamps - PAR20 TCP LED8P20D41KFL ELITE PAR20 TCP LED8P20D41KFL TCP LED8P20D41KFL | 4000 | 86 | 675 | 96.4286 | 25000 | 7 | 1 | 13.36 | 13.36 | 15.6985 | 2020Q3 | https://www.platt.com/platt-electric-supply/LED-Reflective-Lamps-PAR20/TCP/LED8P20D41KFL/product.aspx?zpid=78286 | Platt | 2020 | Yes
LED Lighting | Reflector | TCP | True |  | Reflector (Flood/Spot) | PAR20 | E26 (Medium) | Wet Location Rated,Recessed Fixtures Wet Location Rated,Recessed Fixtures Home Lamps, Bulbs, Ballasts Bulbs - LED LED - Reflective Lamps - PAR20 TCP LED8P20D41KNFL LED 8W P20 TCP LED8P20D41KNFL TCP LED8P20D41KNFL | 4000 | 86 | 675 | 96.4286 | 25000 | 7 | 1 | 13.36 | 13.36 | 15.6985 | 2020Q3 | https://www.platt.com/platt-electric-supply/LED-Reflective-Lamps-PAR20/TCP/LED8P20D41KNFL/product.aspx?zpid=282312 | Platt | 2020 | Yes
LED Lighting | Reflector | TCP | True |  | Reflector (Flood/Spot) | PAR20 | E26 (Medium) | Wet Location Rated,Recessed Fixtures Wet Location Rated,Recessed Fixtures Home Lamps, Bulbs, Ballasts Bulbs - LED LED - Reflective Lamps - PAR20 TCP LED8P20D41KNFLB LED 8W P2 TCP LED8P20D41KNFLB TCP LED8P20D41KNFLB | 4000 | 86 | 675 | 96.4286 | 25000 | 7 | 1 | 15.27 | 15.27 | 17.9428 | 2020Q3 | https://www.platt.com/platt-electric-supply/LED-Reflective-Lamps-PAR20/TCP/LED8P20D41KNFLB/product.aspx?zpid=282316 | Platt | 2020 | Yes
LED Lighting | Reflector | TCP | True |  | Reflector (Flood/Spot) | PAR20 | E26 (Medium) | Wet Location Rated,Recessed Fixtures Wet Location Rated,Recessed Fixtures Home Lamps, Bulbs, Ballasts Bulbs - LED LED - Reflective Lamps - PAR20 TCP LED8P20D50KFL LED 8W P20 TCP LED8P20D50KFL TCP LED8P20D50KFL | 5000 | 84 | 700 | 100 | 25000 | 7 | 1 | 13.36 | 13.36 | 15.6985 | 2020Q3 | https://www.platt.com/platt-electric-supply/LED-Reflective-Lamps-PAR20/TCP/LED8P20D50KFL/product.aspx?zpid=282313 | Platt | 2020 | Yes
LED Lighting | Reflector | Green Creative | True | Daylighting/Photocell, | Reflector (Flood/Spot) | PAR30L | E26 (Medium) | Damp Location Rated,Use With Timers,Use With Photo and/or Motion Sensors,Wet Location Rated,Recessed Fixtures Damp Location Rated,Use With Timers,Use With Photo and/or Motion Sensors,Wet Location Rated,Recessed Fixtures Home Lamps, Bulbs, Ballasts Bulbs - LED LED - Reflective Lamps - PAR30 Dimmable LED Lamp, 13W, 120V, Bulb: PAR30, Base: Medium Screw (E26), Lumens: 1100, CRI: 90, Color Temperature: 4000K, Beam Angle: 40º, Rated Average Life: 40,000 Hrs. Green Creative 58121 13PAR30DIM/940FL40 Dimmable LED Lamp, 13W, 120V, E26, 4000K, Angle: 40° | 4000 | 92 | 1100 | 84.6154 | 25000 | 13 | 1 | 19.13 | 19.13 | 22.4785 | 2020Q3 | https://www.platt.com/platt-electric-supply/LED-Reflective-Lamps-PAR30/Green-Creative/58121-13PAR30DIM-940FL40/product.aspx?zpid=233758 | Platt | 2020 | Yes
LED Lighting | Reflector | Green Creative | False | Daylighting/Photocell, | Reflector (Flood/Spot) | PAR30L | E26 (Medium) | Damp Location Rated,Use With Timers,Use With Photo and/or Motion Sensors,Recessed Fixtures Damp Location Rated,Use With Timers,Use With Photo and/or Motion Sensors,Recessed Fixtures Home Lamps, Bulbs, Ballasts Bulbs - LED LED - Reflective Lamps - PAR30 LED Lamp, 13W, 277V, Bulb: PAR30, Base: Medium Screw (E26), Lumens: 1100, CRI: 90, Color Temperature: 4000K, Beam Angle: 40°, Rated Average Life: 40,000 Hrs. Green Creative 58130 13PAR30/940FL40/277V LED Lamp, 13W, 277V, E26, 4000K, Angle: 40° | 4000 | 91 | 1100 | 84.6154 | 25000 | 13 | 1 | 29.04 | 29.04 | 34.1231 | 2020Q3 | https://www.platt.com/platt-electric-supply/LED-Reflective-Lamps-PAR30/Green-Creative/58130-13PAR30-940FL40-277V/product.aspx?zpid=236339 | Platt | 2020 | Yes
LED Lighting | Reflector | Litetronics | True |  | Reflector (Flood/Spot) | PAR30S | E26 (Medium) | Damp Location Rated,Recessed Fixtures Damp Location Rated,Recessed Fixtures Home Lamps, Bulbs, Ballasts Bulbs - LED LED - Reflective Lamps - PAR30 LED Bulb, 12 Watt, 120 Volt, Dimmable, Lamp Shape: PAR30LN, Base: E26 (Medium), Beam Spread: 40 Degree Flood, Color Temperature: 2700K Litetronics LP12564FL2D LED Bulb, PAR30LN, 12W, 2700K | 2700 | 81 | 850 | 70.8333 | 25000 | 12 | 1 | 22.81 | 22.81 | 26.8026 | 2020Q3 | https://www.platt.com/platt-electric-supply/LED-Reflective-Lamps-PAR30/Litetronics/LP12564FL2D/product.aspx?zpid=404532 | Platt | 2020 | Yes
LED Lighting | Reflector | Satco | True |  | Reflector (Flood/Spot) | PAR30S | E26 (Medium) | Wet Location Rated,Recessed Fixtures Wet Location Rated,Recessed Fixtures Home Lamps, Bulbs, Ballasts Bulbs - LED LED - Reflective Lamps - PAR30 SATCO S9410 Satco S9410 SATCO S9410 13 watt PAR30Short Neck LED; 2700K; 25' beam spread; Medium base; 120 volts | 2700 | 82 | 1000 | 76.9231 | 25000 | 13 | 1 | 12.07 | 12.07 | 14.1827 | 2020Q3 | https://www.platt.com/platt-electric-supply/LED-Reflective-Lamps-PAR30/Satco/S9410/product.aspx?zpid=229392 | Platt | 2020 | Yes
LED Lighting | Reflector | Satco | True |  | Reflector (Flood/Spot) | PAR30S | E26 (Medium) | Wet Location Rated,Recessed Fixtures Wet Location Rated,Recessed Fixtures Home Lamps, Bulbs, Ballasts Bulbs - LED LED - Reflective Lamps - PAR30 SAT S9411 Satco S9411 SATCO S9411 13 watt PAR30Short Neck LED; 3000K; 25' beam spread; Medium base; 120 volts | 3000 | 83 | 1000 | 76.9231 | 25000 | 13 | 1 | 12.07 | 12.07 | 14.1827 | 2020Q3 | https://www.platt.com/platt-electric-supply/LED-Reflective-Lamps-PAR30/Satco/S9411/product.aspx?zpid=230815 | Platt | 2020 | Yes
LED Lighting | Reflector | Satco | True |  | Reflector (Flood/Spot) | PAR30S | E26 (Medium) | Wet Location Rated,Recessed Fixtures Wet Location Rated,Recessed Fixtures Home Lamps, Bulbs, Ballasts Bulbs - LED LED - Reflective Lamps - PAR30 SATCO S9412 13PAR30/SN/LED/25 Satco S9412 13 watt PAR30 Short Neck LED; 3500K; 25' beam spread; Medium base; 120 volts | 3500 | 82 | 1000 | 76.9231 | 25000 | 13 | 1 | 12.07 | 12.07 | 14.1827 | 2020Q3 | https://www.platt.com/platt-electric-supply/LED-Reflective-Lamps-PAR30/Satco/S9412/product.aspx?zpid=386976 | Platt | 2020 | Yes
LED Lighting | Reflector | Satco | True |  | Reflector (Flood/Spot) | PAR30S | E26 (Medium) | Wet Location Rated,Recessed Fixtures Wet Location Rated,Recessed Fixtures Home Lamps, Bulbs, Ballasts Bulbs - LED LED - Reflective Lamps - PAR30 Dimmable LED Lamp, 13W, 120V, Bulb: PAR30S, Base: Medium Screw (E26), Lumens: 950, CRI: 80, Color Temperature: 2700K, Beam Angle: 40°, Rated Average Life: 25,000 Hrs. 13PAR30/SN/LED/40'/2700K/120V/D. Compatible Dimmers Lutron® C.L Family of dimmers Gen 2.0-2.1-2.2; Lutron® MAESTRO MACL-153 ; Lutron® CASETEA PPD-6WCL-WH. Satco S9415 13 Watt, PAR30 Short Neck LED, 2700K | 2700 | 82 | 1000 | 76.9231 | 25000 | 13 | 1 | 12.07 | 12.07 | 14.1827 | 2020Q3 | https://www.platt.com/platt-electric-supply/LED-Reflective-Lamps-PAR30/Satco/S9415/product.aspx?zpid=218620 | Platt | 2020 | Yes
LED Lighting | Reflector | Satco | True |  | Reflector (Flood/Spot) | PAR30S | E26 (Medium) | Wet Location Rated,Recessed Fixtures Wet Location Rated,Recessed Fixtures Home Lamps, Bulbs, Ballasts Bulbs - LED LED - Reflective Lamps - PAR30 Dimmable LED Lamp, 13W, 120V, Bulb: PAR30S (Short Neck), Base: Medium Screw (E26), Lumens: 950, CRI: 80, Color Temperature: 3000K, Beam Angle: 40°, Rated Average Life: 25,000 Hrs. Energy Star Rated. IP65 Wet Location and Enclosed Fixture Rated. Satco S9416 LED Lamp, Dimmable, PAR30S, 13W, 120V | 3000 | 83 | 1000 | 76.9231 | 25000 | 13 | 1 | 12.07 | 12.07 | 14.1827 | 2020Q3 | https://www.platt.com/platt-electric-supply/LED-Reflective-Lamps-PAR30/Satco/S9416/product.aspx?zpid=61967 | Platt | 2020 | Yes
LED Lighting | Reflector | Satco | True |  | Reflector (Flood/Spot) | PAR30S | E26 (Medium) | Wet Location Rated,Recessed Fixtures Wet Location Rated,Recessed Fixtures Home Lamps, Bulbs, Ballasts Bulbs - LED LED - Reflective Lamps - PAR30 SATCO S9418 13PAR30/SN/LED/40 Satco S9418 13 watt PAR30 Short Neck LED; 4000K; 40' beam spread; Medium base; 120 volts | 4000 | 83 | 1000 | 76.9231 | 25000 | 13 | 1 | 12.07 | 12.07 | 14.1827 | 2020Q3 | https://www.platt.com/platt-electric-supply/LED-Reflective-Lamps-PAR30/Satco/S9418/product.aspx?zpid=973975 | Platt | 2020 | Yes
LED Lighting | Reflector | Satco | True |  | Reflector (Flood/Spot) | PAR30S | E26 (Medium) | Wet Location Rated,Recessed Fixtures Wet Location Rated,Recessed Fixtures Home Lamps, Bulbs, Ballasts Bulbs - LED LED - Reflective Lamps - PAR30 13PAR30/SN/LED/40/5000K/120VD Satco S9419 13 watt PAR30 Short Neck LED; 5000K; 40' beam spread; Medium base; 120 volts | 5000 | 83 | 1000 | 76.9231 | 25000 | 13 | 1 | 12.07 | 12.07 | 14.1827 | 2020Q3 | https://www.platt.com/platt-electric-supply/LED-Reflective-Lamps-PAR30/Satco/S9419/product.aspx?zpid=928907 | Platt | 2020 | Yes
LED Lighting | Reflector | Satco | True |  | Reflector (Flood/Spot) | PAR30S | E26 (Medium) | Wet Location Rated,Recessed Fixtures Wet Location Rated,Recessed Fixtures Home Lamps, Bulbs, Ballasts Bulbs - LED LED - Reflective Lamps - PAR30 13 watt PAR30Short Neck LED; 2700K; 60' beam spread; Medium base; 120 volts Satco S9420 13 watt PAR30Short Neck LED; 2700K; 60' beam spread; Medium base; 120 volts | 2700 | 82 | 1000 | 76.9231 | 25000 | 13 | 1 | 12.07 | 12.07 | 14.1827 | 2020Q3 | https://www.platt.com/platt-electric-supply/LED-Reflective-Lamps-PAR30/Satco/S9420/product.aspx?zpid=232109 | Platt | 2020 | Yes
LED Lighting | Reflector | Satco | True |  | Reflector (Flood/Spot) | PAR30S | E26 (Medium) | Wet Location Rated,Recessed Fixtures Wet Location Rated,Recessed Fixtures Home Lamps, Bulbs, Ballasts Bulbs - LED LED - Reflective Lamps - PAR30 SATCO S9423 Satco S9423 SATCO S9423 13 watt PAR30Short Neck LED; 4000K; 60' beam spread; Medium base; 120 volts | 4000 | 83 | 1000 | 76.9231 | 25000 | 13 | 1 | 12.07 | 12.07 | 14.1827 | 2020Q3 | https://www.platt.com/platt-electric-supply/LED-Reflective-Lamps-PAR30/Satco/S9423/product.aspx?zpid=292906 | Platt | 2020 | Yes
LED Lighting | Reflector | Satco | True |  | Reflector (Flood/Spot) | PAR30L | E26 (Medium) | Wet Location Rated,Recessed Fixtures Wet Location Rated,Recessed Fixtures Home Lamps, Bulbs, Ballasts Bulbs - LED LED - Reflective Lamps - PAR30 SATCO S9426 13PAR30/LN/LED/25 Satco S9426 13 watt PAR30 Long Neck LED; 3000K; 25' beam spread; Medium base; 120 volts | 3000 | 83 | 1000 | 76.9231 | 25000 | 13 | 1 | 12.07 | 12.07 | 14.1827 | 2020Q3 | https://www.platt.com/platt-electric-supply/LED-Reflective-Lamps-PAR30/Satco/S9426/product.aspx?zpid=1131593 | Platt | 2020 | Yes
LED Lighting | Reflector | Satco | True |  | Reflector (Flood/Spot) | PAR30L | E26 (Medium) | Wet Location Rated,Recessed Fixtures Wet Location Rated,Recessed Fixtures Home Lamps, Bulbs, Ballasts Bulbs - LED LED - Reflective Lamps - PAR30 SATCO S9427 13PAR30/LN/LED/25 Satco S9427 13 watt PAR30 Long Neck LED; 3500K; 25' beam spread; Medium base; 120 volts | 3500 | 83 | 1000 | 76.9231 | 25000 | 13 | 1 | 12.07 | 12.07 | 14.1827 | 2020Q3 | https://www.platt.com/platt-electric-supply/LED-Reflective-Lamps-PAR30/Satco/S9427/product.aspx?zpid=568356 | Platt | 2020 | Yes
LED Lighting | Reflector | Satco | True |  | Reflector (Flood/Spot) | PAR30L | E26 (Medium) | Wet Location Rated,Recessed Fixtures Wet Location Rated,Recessed Fixtures Home Lamps, Bulbs, Ballasts Bulbs - LED LED - Reflective Lamps - PAR30 SATCO S9430 13PAR30/LN/LED/40 Satco S9430 13 watt PAR30 Long Neck LED; 2700K; 40' beam spread; Medium base; 120 volts | 2700 | 82 | 1000 | 76.9231 | 25000 | 13 | 1 | 12.07 | 12.07 | 14.1827 | 2020Q3 | https://www.platt.com/platt-electric-supply/LED-Reflective-Lamps-PAR30/Satco/S9430/product.aspx?zpid=1198637 | Platt | 2020 | Yes
LED Lighting | Reflector | Satco | True |  | Reflector (Flood/Spot) | PAR30L | E26 (Medium) | Wet Location Rated,Recessed Fixtures Wet Location Rated,Recessed Fixtures Home Lamps, Bulbs, Ballasts Bulbs - LED LED - Reflective Lamps - PAR30 LED Lamp, Dimmable, 13 Watt, 120 Volt, Bulb: PAR30L (Sealed Beam Long), Base: Medium Screw (E26), Lumens: 950, CRI: 80, Color Temperature: 3000K, Beam Angle: Flood 40° Satco S9431 LED Lamp, Dimmable, PAR30L, 13W, 120V, FL40 | 3000 | 83 | 1000 | 76.9231 | 25000 | 13 | 1 | 12.07 | 12.07 | 14.1827 | 2020Q3 | https://www.platt.com/platt-electric-supply/LED-Reflective-Lamps-PAR30/Satco/S9431/product.aspx?zpid=223151 | Platt | 2020 | Yes
LED Lighting | Reflector | Satco | True |  | Reflector (Flood/Spot) | PAR30L | E26 (Medium) | Wet Location Rated,Recessed Fixtures Wet Location Rated,Recessed Fixtures Home Lamps, Bulbs, Ballasts Bulbs - LED LED - Reflective Lamps - PAR30 SAT 13PAR30/LN/LED/40°/3500K/ 120V/D MEDIUM BASE 3500K 120V 13W PAR30 LONG NECK LED 40° IP65 - WET RATED DIMMABLE Satco S9432 SATCO S9432 13 watt PAR30Long Neck LED; 3500K; 38' beam spread; Medium base; 120 volts | 3500 | 82 | 1000 | 76.9231 | 25000 | 13 | 1 | 12.07 | 12.07 | 14.1827 | 2020Q3 | https://www.platt.com/platt-electric-supply/LED-Reflective-Lamps-PAR30/Satco/S9432/product.aspx?zpid=205557 | Platt | 2020 | Yes
LED Lighting | Reflector | Satco | True |  | Reflector (Flood/Spot) | PAR30L | E26 (Medium) | Wet Location Rated,Recessed Fixtures Wet Location Rated,Recessed Fixtures Home Lamps, Bulbs, Ballasts Bulbs - LED LED - Reflective Lamps - PAR30 SATCO S9433 13PAR30/LN/LED/ 40'/4000K/120V/FL Satco S9433 SATCO S9433 13 watt PAR30Long Neck LED; 4000K; 38' beam spread; Medium base; 120 volts | 4000 | 82 | 1000 | 76.9231 | 25000 | 13 | 1 | 12.07 | 12.07 | 14.1827 | 2020Q3 | https://www.platt.com/platt-electric-supply/LED-Reflective-Lamps-PAR30/Satco/S9433/product.aspx?zpid=235948 | Platt | 2020 | Yes
LED Lighting | Reflector | Satco | True |  | Reflector (Flood/Spot) | PAR30L | E26 (Medium) | Wet Location Rated,Recessed Fixtures Wet Location Rated,Recessed Fixtures Home Lamps, Bulbs, Ballasts Bulbs - LED LED - Reflective Lamps - PAR30 SAT S9434 PAR30L 13W 5K WET Satco S9434 SATCO S9434 13 watt PAR30Long Neck LED; 5000K; 38' beam spread; Medium base; 120 volts | 5000 | 83 | 1000 | 76.9231 | 25000 | 13 | 1 | 12.07 | 12.07 | 14.1827 | 2020Q3 | https://www.platt.com/platt-electric-supply/LED-Reflective-Lamps-PAR30/Satco/S9434/product.aspx?zpid=187337 | Platt | 2020 | Yes
LED Lighting | Reflector | Satco | True |  | Reflector (Flood/Spot) | PAR30L | E26 (Medium) | Wet Location Rated,Recessed Fixtures Wet Location Rated,Recessed Fixtures Home Lamps, Bulbs, Ballasts Bulbs - LED LED - Reflective Lamps - PAR30 SATCO S9435 Satco S9435 13 watt PAR30Long Neck LED; 2700K; 60' beam spread; Medium base; 120 volts | 2700 | 82 | 1000 | 76.9231 | 25000 | 13 | 1 | 12.07 | 12.07 | 14.1827 | 2020Q3 | https://www.platt.com/platt-electric-supply/LED-Reflective-Lamps-PAR30/Satco/S9435/product.aspx?zpid=230462 | Platt | 2020 | Yes
LED Lighting | Reflector | Satco | True |  | Reflector (Flood/Spot) | PAR30L | E26 (Medium) | Wet Location Rated,Recessed Fixtures Wet Location Rated,Recessed Fixtures Home Lamps, Bulbs, Ballasts Bulbs - LED LED - Reflective Lamps - PAR30 PAR LED, Designation: 13W PAR30 Long Neck LED - 60' Beam Spread - Medium Base - 4000K - 120V - Dimmable - IP65 Satco S9438 13PAR30/LN/LED/60'/4000K/120V/ | 4000 | 83 | 1000 | 76.9231 | 25000 | 13 | 1 | 12.07 | 12.07 | 14.1827 | 2020Q3 | https://www.platt.com/platt-electric-supply/LED-Reflective-Lamps-PAR30/Satco/S9438/product.aspx?zpid=62030 | Platt | 2020 | Yes
LED Lighting | Reflector | Satco | True |  | Reflector (Flood/Spot) | PAR30L | E26 (Medium) | Wet Location Rated,Recessed Fixtures Wet Location Rated,Recessed Fixtures Home Lamps, Bulbs, Ballasts Bulbs - LED LED - Reflective Lamps - PAR30 SAT S9487 13PAR30/LN/LED/40FT Satco S9487 13PAR30/LN/LED/40'/2700K/90CRI | 2700 | 93 | 820 | 63.0769 | 25000 | 13 | 1 | 15.85 | 15.85 | 18.6244 | 2020Q3 | https://www.platt.com/platt-electric-supply/LED-Reflective-Lamps-PAR30/Satco/S9487/product.aspx?zpid=1418966 | Platt | 2020 | Yes
LED Lighting | Reflector | Satco |  |  | Reflector (Flood/Spot) | PAR30L | E26 (Medium) | None,Not Rated for Recessed Fixtures None,Not Rated for Recessed Fixtures Home Lamps, Bulbs, Ballasts Bulbs - LED LED - Reflective Lamps - PAR30 12W LED PAR30 LN 3K 100-277V Satco S9764 12W LED PAR30 LN 3K 100-277V | 3000 | 84 | 1178 | 98.1667 | 50000 | 12 | 1 | 36.57 | 36.57 | 42.9712 | 2020Q3 | https://www.platt.com/platt-electric-supply/LED-Reflective-Lamps-PAR30/Satco/S9764/product.aspx?zpid=1419045 | Platt | 2020 | Yes
LED Lighting | Reflector | TCP | True |  | Reflector (Flood/Spot) | PAR30L | E26 (Medium) | Wet Location Rated,Recessed Fixtures Wet Location Rated,Recessed Fixtures Home Lamps, Bulbs, Ballasts Bulbs - LED LED - Reflective Lamps - PAR30 Dimmable LED Lamp, 12W, 120V, Bulb: PAR30L, Base: Medium Screw (E26), Lumens: 800, CRI: 82, Color Temperature: 2700K, Beam Angle: 40°, Rated Average Life: 25,000 Hrs TCP LED12P30D27KFL Dimmable LED Lamp, PAR30L, 12W, 120V, FL40 | 2700 | 83 | 850 | 80.9524 | 25000 | 10.5 | 1 | 18.42 | 18.42 | 21.6442 | 2020Q3 | https://www.platt.com/platt-electric-supply/LED-Reflective-Lamps-PAR30/TCP/LED12P30D27KFL/product.aspx?zpid=118282 | Platt | 2020 | Yes
LED Lighting | Reflector | TCP | True |  | Reflector (Flood/Spot) | PAR30L | E26 (Medium) | Wet Location Rated,Recessed Fixtures Wet Location Rated,Recessed Fixtures Home Lamps, Bulbs, Ballasts Bulbs - LED LED - Reflective Lamps - PAR30 Dimmable LED Lamp, 12W, 120V, Bulb: PAR30, Base: Medium Screw (E26), Lumens: 800, CRI: 82, Color Temperature: 2700K, Beam Angle: 25°, Rated Average Life: 25,000 Hrs. 50W Equivalent. TCP LED12P30D27KNFL 12 W Elite Dimmable LED PAR30 Bulb | 2700 | 83 | 850 | 80.9524 | 25000 | 10.5 | 1 | 18.42 | 18.42 | 21.6442 | 2020Q3 | https://www.platt.com/platt-electric-supply/LED-Reflective-Lamps-PAR30/TCP/LED12P30D27KNFL/product.aspx?zpid=176929 | Platt | 2020 | Yes
LED Lighting | Reflector | TCP | True |  | Reflector (Flood/Spot) | PAR30L | E26 (Medium) | Wet Location Rated,Recessed Fixtures Wet Location Rated,Recessed Fixtures Home Lamps, Bulbs, Ballasts Bulbs - LED LED - Reflective Lamps - PAR30 Dimmable LED Lamp, 10.5W, 120V, Bulb: PAR30, Base: Medium Screw (E26), Lumens: 850, CRI: 82, Color Temperature: 3000K, Beam Angle: 40°, Rated Average Life: 25,000 Hrs. Energy Star Rated. Up to 75W Equivalent. Formally 12watt: Old UPC# 762148244516. TCP LED12P30D30KFL Dimmable LED Lamp, PAR30, 10.5W, 120V, FL40 | 3000 | 83 | 850 | 80.9524 | 25000 | 10.5 | 1 | 18.42 | 18.42 | 21.6442 | 2020Q3 | https://www.platt.com/platt-electric-supply/LED-Reflective-Lamps-PAR30/TCP/LED12P30D30KFL/product.aspx?zpid=78956 | Platt | 2020 | Yes
LED Lighting | Reflector | TCP | True |  | Reflector (Flood/Spot) | PAR30L | E26 (Medium) | Wet Location Rated,Recessed Fixtures Wet Location Rated,Recessed Fixtures Home Lamps, Bulbs, Ballasts Bulbs - LED LED - Reflective Lamps - PAR30 LED Lamp, 12 Watt, 850 Lumen, PAR30, Dimmable, 3000K, 120 Volt, 82 CRI, 40 Degree Flood, Black Housing TCP LED12P30D30KFLB LED Lamp, 12W, PAR30, 3000K, 850 Lumen, 120V | 3000 | 83 | 850 | 80.9524 | 25000 | 10.5 | 1 | 20.34 | 20.34 | 23.9003 | 2020Q3 | https://www.platt.com/platt-electric-supply/LED-Reflective-Lamps-PAR30/TCP/LED12P30D30KFLB/product.aspx?zpid=163734 | Platt | 2020 | Yes
LED Lighting | Reflector | TCP | True |  | Reflector (Flood/Spot) | PAR30L | E26 (Medium) | Wet Location Rated,Recessed Fixtures Wet Location Rated,Recessed Fixtures Home Lamps, Bulbs, Ballasts Bulbs - LED LED - Reflective Lamps - PAR30 TCP LED12P30D35KFL LED 12W P3 TCP LED12P30D35KFL TCP LED12P30D35KFL DIM 12W P30 SMOO | 3500 | 84 | 850 | 80.9524 | 25000 | 10.5 | 1 | 18.42 | 18.42 | 21.6442 | 2020Q3 | https://www.platt.com/platt-electric-supply/LED-Reflective-Lamps-PAR30/TCP/LED12P30D35KFL/product.aspx?zpid=282336 | Platt | 2020 | Yes
LED Lighting | Reflector | TCP | True |  | Reflector (Flood/Spot) | PAR30L | E26 (Medium) | Wet Location Rated,Recessed Fixtures Wet Location Rated,Recessed Fixtures Home Lamps, Bulbs, Ballasts Bulbs - LED LED - Reflective Lamps - PAR30 TCP LED12P30D35KNFL LED 12W P TCP LED12P30D35KNFL TCP LED12P30D35KNFL | 3500 | 84 | 850 | 80.9524 | 25000 | 10.5 | 1 | 18.42 | 18.42 | 21.6442 | 2020Q3 | https://www.platt.com/platt-electric-supply/LED-Reflective-Lamps-PAR30/TCP/LED12P30D35KNFL/product.aspx?zpid=282338 | Platt | 2020 | Yes
LED Lighting | Reflector | TCP | True |  | Reflector (Flood/Spot) | PAR30L | E26 (Medium) | Wet Location Rated,Recessed Fixtures Wet Location Rated,Recessed Fixtures Home Lamps, Bulbs, Ballasts Bulbs - LED LED - Reflective Lamps - PAR30 TCP LED12P30D41KFL PAR 30 TCP LED12P30D41KFL TCP LED12P30D41KFL DIM 12W SMOOTH P | 4000 | 85 | 850 | 80.9524 | 25000 | 10.5 | 1 | 18.42 | 18.42 | 21.6442 | 2020Q3 | https://www.platt.com/platt-electric-supply/LED-Reflective-Lamps-PAR30/TCP/LED12P30D41KFL/product.aspx?zpid=120837 | Platt | 2020 | Yes
LED Lighting | Reflector | TCP | True |  | Reflector (Flood/Spot) | PAR30 | E26 (Medium) | Wet Location Rated,Recessed Fixtures Wet Location Rated,Recessed Fixtures Home Lamps, Bulbs, Ballasts Bulbs - LED LED - Reflective Lamps - PAR30 TCP LED12P30D50KNFL LED 12W P TCP LED12P30D50KNFL TCP LED12P30D50KNFL | 5000 | 83 | 850 | 80.9524 | 25000 | 10.5 | 1 | 18.42 | 18.42 | 21.6442 | 2020Q3 | https://www.platt.com/platt-electric-supply/LED-Reflective-Lamps-PAR30/TCP/LED12P30D50KNFL/product.aspx?zpid=282342 | Platt | 2020 | Yes
LED Lighting | Reflector | Green Creative | False |  | Reflector (Flood/Spot) | PAR38 | E26 (Medium) | Damp Location Rated,Recessed Fixtures Damp Location Rated,Recessed Fixtures Home Lamps, Bulbs, Ballasts Bulbs - LED LED - Reflective Lamps - PAR38 LED PAR38; Wattage: 15.5W, Lumens: 1420, Color Temerpature: 4000K, CRI: 95, Base: E26 Medium Screw, Voltage: 120-277V. Non-Dimmable. Up to 120W Equivalent. Green Creative 34927 15.5PAR38/940FL40/277V LED PAR38, 4000K | 4000 | 97 | 1420 | 91.6129 | 50000 | 15.5 | 1 | 33.4 | 33.4 | 39.2463 | 2020Q3 | https://www.platt.com/platt-electric-supply/LED-Reflective-Lamps-PAR38/Green-Creative/34927-15-5PAR38-940FL40-277V/product.aspx?zpid=1747094 | Platt | 2020 | Yes
LED Lighting | Reflector | Green Creative | True | Daylighting/Photocell, | Reflector (Flood/Spot) | PAR38 | E26 (Medium) | Damp Location Rated,Use With Timers,Use With Photo and/or Motion Sensors,Recessed Fixtures Damp Location Rated,Use With Timers,Use With Photo and/or Motion Sensors,Recessed Fixtures Home Lamps, Bulbs, Ballasts Bulbs - LED LED - Reflective Lamps - PAR38 Dimmable LED Lamp, 18.5W, 120V, Bulb: PAR38, Base: Medium Screw (E26), Lumens: 1400, CRI: 90, Color Temperature: 2700K, Beam Angle: 25º, Rated Average Life (L70): 50,000 Hrs. Green Creative 58150 17PAR38DIM/927NF25 Dimmable LED Lamp, 17W, 120V | 2700 | 94 | 1400 | 82.3529 | 25000 | 17 | 1 | 24.67 | 24.67 | 28.9882 | 2020Q3 | https://www.platt.com/platt-electric-supply/LED-Reflective-Lamps-PAR38/Green-Creative/58150-17PAR38DIM-927NF25/product.aspx?zpid=362826 | Platt | 2020 | Yes
LED Lighting | Reflector | Green Creative |  | Daylighting/Photocell, | Reflector (Flood/Spot) | PAR38 | E26 (Medium) | Damp Location Rated,Use With Timers,Use With Photo and/or Motion Sensors,Recessed Fixtures Damp Location Rated,Use With Timers,Use With Photo and/or Motion Sensors,Recessed Fixtures Home Lamps, Bulbs, Ballasts Bulbs - LED LED - Reflective Lamps - PAR38 LED Lamp, 17W, 120-277V, Bulb: PAR38, Base: Medium Screw (E26), Lumens: 1450, CRI: 90, Color Temperature: 4000K, Beam Angle: 40°, Rated Average Life: 40,000 Hrs. Suitable for use in totally enclosed fixtures. 17W Replaces 120W Halogen PAR38. Green Creative 58166 17PAR38/940FL40/277V LED Lamp, 17W, 120-277V, 4000K, Angle: 40° | 4000 | 93 | 1450 | 85.2941 | 25000 | 17 | 1 | 28.2 | 28.2 | 33.1361 | 2020Q3 | https://www.platt.com/platt-electric-supply/LED-Reflective-Lamps-PAR38/Green-Creative/58166-17PAR38-940FL40-277V/product.aspx?zpid=232555 | Platt | 2020 | Yes
LED Lighting | Reflector | Satco | True |  | Reflector (Flood/Spot) | PAR38 | E26 (Medium) | Wet Location Rated,Recessed Fixtures Wet Location Rated,Recessed Fixtures Home Lamps, Bulbs, Ballasts Bulbs - LED LED - Reflective Lamps - PAR38 15PAR38/LED/40FT /4K/90CRI Satco S8497 15PAR38/LED/40FT /4K/90CRI | 4000 | 93 | 1000 | 66.6667 | 25000 | 15 | 1 | 19.38 | 19.38 | 22.7722 | 2020Q3 | https://www.platt.com/platt-electric-supply/LED-Reflective-Lamps-PAR38/Satco/S8497/product.aspx?zpid=1418546 | Platt | 2020 | Yes
LED Lighting | Reflector | Satco | True |  | Reflector (Flood/Spot) | PAR38 | E26 (Medium) | Wet Location Rated,Recessed Fixtures Wet Location Rated,Recessed Fixtures Home Lamps, Bulbs, Ballasts Bulbs - LED LED - Reflective Lamps - PAR38 SATS9445 Satco S9445 15 watt PAR38 LED; 2700K; 40' beam spread; Medium base; 120 volts | 2700 | 83 | 1200 | 80 | 25000 | 15 | 1 | 16.95 | 16.95 | 19.9169 | 2020Q3 | https://www.platt.com/platt-electric-supply/LED-Reflective-Lamps-PAR38/Satco/S9445/product.aspx?zpid=1181104 | Platt | 2020 | Yes
LED Lighting | Reflector | Satco | True |  | Reflector (Flood/Spot) | PAR38 | E26 (Medium) | Wet Location Rated,Recessed Fixtures Wet Location Rated,Recessed Fixtures Home Lamps, Bulbs, Ballasts Bulbs - LED LED - Reflective Lamps - PAR38 LED Lamp, Dimmable, 15 Watt, 120 Volt, Bulb: PAR38 (Sealed Beam), Base: Medium Screw (E26), Lumens: 1150, CRI: 80, Color Temperature: 3000K, Beam Angle: Flood 40° Satco S9446 LED Lamp, Dimmable, PAR38, 15W, 120V, FL40 | 3000 | 82 | 1200 | 80 | 25000 | 15 | 1 | 16.95 | 16.95 | 19.9169 | 2020Q3 | https://www.platt.com/platt-electric-supply/LED-Reflective-Lamps-PAR38/Satco/S9446/product.aspx?zpid=223153 | Platt | 2020 | Yes
LED Lighting | Reflector | Satco | True |  | Reflector (Flood/Spot) | PAR38 | E26 (Medium) | Wet Location Rated,Recessed Fixtures Wet Location Rated,Recessed Fixtures Home Lamps, Bulbs, Ballasts Bulbs - LED LED - Reflective Lamps - PAR38 SAT S9447 PAR38 LED 3500K Satco S9447 Satco S9447 - 15 watt PAR38 LED; 3500K; 38' beam spread; Medium base; 120 volts | 3500 | 82 | 1200 | 80 | 25000 | 15 | 1 | 16.95 | 16.95 | 19.9169 | 2020Q3 | https://www.platt.com/platt-electric-supply/LED-Reflective-Lamps-PAR38/Satco/S9447/product.aspx?zpid=292610 | Platt | 2020 | Yes
LED Lighting | Reflector | Satco | True |  | Reflector (Flood/Spot) | PAR38 | E26 (Medium) | Wet Location Rated,Recessed Fixtures Wet Location Rated,Recessed Fixtures Home Lamps, Bulbs, Ballasts Bulbs - LED LED - Reflective Lamps - PAR38 SATCO S9456 18PAR38/LED/40 /4 Satco S9456 Satco S9456 - 18 watt PAR38 LED; 4000K; 38' beam spread; Medium base; 120 volts | 4000 | 82 | 1400 | 77.7778 | 25000 | 18 | 1 | 19.38 | 19.38 | 22.7722 | 2020Q3 | https://www.platt.com/platt-electric-supply/LED-Reflective-Lamps-PAR38/Satco/S9456/product.aspx?zpid=199719 | Platt | 2020 | Yes
LED Lighting | Reflector | TCP | True |  | Reflector (Flood/Spot) | PAR38 | E26 (Medium) | Wet Location Rated,Recessed Fixtures Wet Location Rated,Recessed Fixtures Home Lamps, Bulbs, Ballasts Bulbs - LED LED - Reflective Lamps - PAR38 LED PAR38 Dimmable Lamp: Wattage: 13W, Bulb: PAR38, Lumens: 950LM, Color Temperature: 2700K, Voltage: 120V, 90CRI. 90W EQUIV; Title 20 CQ (CALIFORNIA QUALIFIED), JA8 & Energy Star. TCP L90P38D2527KFLCQ LED 13W PAR38 2700K | 2700 | 93 | 950 | 73.0769 | 25000 | 13 | 1 | 9 | 9 | 10.5753 | 2020Q3 | https://www.platt.com/platt-electric-supply/LED-Reflective-Lamps-PAR38/TCP/L90P38D2527KFLCQ/product.aspx?zpid=1446578 | Platt | 2020 | Yes
LED Lighting | Reflector | TCP | True |  | Reflector (Flood/Spot) | PAR38 | E26 (Medium) | Wet Location Rated,Recessed Fixtures Wet Location Rated,Recessed Fixtures Home Lamps, Bulbs, Ballasts Bulbs - LED LED - Reflective Lamps - PAR38 Dimmable LED Lamp, 14 W, 120V, Bulb: PAR38 (Sealed Beam), Base: Medium Screw (E26), Lumens: 1050, CRI: 82, Color Temperature: 2700K, Beam Angle: Flood 40°, Rated Average Life: 50000 Hours. TCP LED14P38D27KFL Dimmable LED Lamp, PAR38, 14W, 120V, FL40 | 2700 | 83 | 1050 | 77.7778 | 25000 | 13.5 | 1 | 19.38 | 19.38 | 22.7722 | 2020Q3 | https://www.platt.com/platt-electric-supply/LED-Reflective-Lamps-PAR38/TCP/LED14P38D27KFL/product.aspx?zpid=100573 | Platt | 2020 | Yes
LED Lighting | Reflector | TCP | True |  | Reflector (Flood/Spot) | PAR38 | E26 (Medium) | Wet Location Rated,Recessed Fixtures Wet Location Rated,Recessed Fixtures Home Lamps, Bulbs, Ballasts Bulbs - LED LED - Reflective Lamps - PAR38 Dimmable LED Lamp, 14W, 120V, Bulb: PAR38, Base: Medium Screw (E26), Lumens: 1100, CRI: 82, Color Temperature: 3000K, Beam Angle: 40°, Rated Average Life: 25,000 Hrs. 75W Equivalent. TCP LED14P38D30KFL Dimmable LED Lamp, PAR38, 14W, 120V, FL40 | 3000 | 82 | 1050 | 77.7778 | 25000 | 13.5 | 1 | 19.38 | 19.38 | 22.7722 | 2020Q3 | https://www.platt.com/platt-electric-supply/LED-Reflective-Lamps-PAR38/TCP/LED14P38D30KFL/product.aspx?zpid=80229 | Platt | 2020 | Yes
LED Lighting | Reflector | TCP | True |  | Reflector (Flood/Spot) | PAR38 | E26 (Medium) | Wet Location Rated,Recessed Fixtures Wet Location Rated,Recessed Fixtures Home Lamps, Bulbs, Ballasts Bulbs - LED LED - Reflective Lamps - PAR38 LED Lamp, Dimmable, 14 Watt, 120 Volt, Bulb: PAR38, Base: Medium Screw (E26), Lumens: 1150, CRI: 82, Color Temperature: 4100K, Beam Angle: 40°, Rated Average Life: 25,000 Hrs. 75W Equivalent. TCP LED14P38D41KFL LED Lamp, Dimmable, PAR38, 14W, 120V, FL40 | 4000 | 84 | 1050 | 77.7778 | 25000 | 13.5 | 1 | 19.38 | 19.38 | 22.7722 | 2020Q3 | https://www.platt.com/platt-electric-supply/LED-Reflective-Lamps-PAR38/TCP/LED14P38D41KFL/product.aspx?zpid=97159 | Platt | 2020 | Yes
LED Lighting | Reflector | TCP | True |  | Reflector (Flood/Spot) | PAR38 | E26 (Medium) | Wet Location Rated,Recessed Fixtures Wet Location Rated,Recessed Fixtures Home Lamps, Bulbs, Ballasts Bulbs - LED LED - Reflective Lamps - PAR38 Dimmable LED Lamp, 17W, 120V, Bulb: PAR38, Base: Medium Screw (E26), Lumens: 1750, CRI: 82, Color Temperature: 3000K, Beam Angle: 40º, Rated Average Life: Up to 50,000 Hrs. TCP LED17HOP38D30KFL 17W HO Dimmable LED PAR38 | 3000 | 83 | 1825 | 98.6486 | 25000 | 18.5 | 1 | 23.97 | 23.97 | 28.1657 | 2020Q3 | https://www.platt.com/platt-electric-supply/LED-Reflective-Lamps-PAR38/TCP/LED17HOP38D30KFL/product.aspx?zpid=184530 | Platt | 2020 | Yes
LED Lighting | Reflector | TCP | True |  | Reflector (Flood/Spot) | PAR38 | E26 (Medium) | Wet Location Rated,Recessed Fixtures Wet Location Rated,Recessed Fixtures Home Lamps, Bulbs, Ballasts Bulbs - LED LED - Reflective Lamps - PAR38 TCP LED17P38D27KNFL TCP LED17P38D27KNFL TCP LED17P38D27KNFL DIM 17W SMOOTH | 2700 | 84 | 1200 | 80 | 25000 | 15 | 1 | 19.97 | 19.97 | 23.4655 | 2020Q3 | https://www.platt.com/platt-electric-supply/LED-Reflective-Lamps-PAR38/TCP/LED17P38D27KNFL/product.aspx?zpid=194373 | Platt | 2020 | Yes
LED Lighting | Reflector | TCP | True |  | Reflector (Flood/Spot) | PAR38 | E26 (Medium) | Wet Location Rated,Recessed Fixtures Wet Location Rated,Recessed Fixtures Home Lamps, Bulbs, Ballasts Bulbs - LED LED - Reflective Lamps - PAR38 Dimmable LED Lamp, 17W, 120V, Bulb: PAR38 (Sealed Beam), Base: Medium Screw (E26), Lumens: 1250, CRI: 82, Color Temperature: 3000K, Beam Angle: Narrow Flood 25°, Standard Case Qty: 12 TCP LED17P38D30KNFL Dimmable LED Lamp, PAR38, 17W, 120V, NFL25 | 3000 | 84 | 1200 | 80 | 25000 | 15 | 1 | 19.97 | 19.97 | 23.4655 | 2020Q3 | https://www.platt.com/platt-electric-supply/LED-Reflective-Lamps-PAR38/TCP/LED17P38D30KNFL/product.aspx?zpid=95272 | Platt | 2020 | Yes
LED Lighting | Reflector | TCP | True |  | Reflector (Flood/Spot) | PAR38 | E26 (Medium) | Wet Location Rated,Recessed Fixtures Wet Location Rated,Recessed Fixtures Home Lamps, Bulbs, Ballasts Bulbs - LED LED - Reflective Lamps - PAR38 LED Lamp, Dimmable, 17 Watt, 120 Volt, Bulb: PAR38 (Sealed Beam), Base: Medium Screw (E26), Lumens: 1300, CRI: 82, Color Temperature: 4100K, Beam Angle: Flood 40° TCP LED17P38D41KFL LED Lamp, Dimmable, PAR38, 17W, 120V, FL40 | 4000 | 85 | 1200 | 80 | 25000 | 15 | 1 | 19.97 | 19.97 | 23.4655 | 2020Q3 | https://www.platt.com/platt-electric-supply/LED-Reflective-Lamps-PAR38/TCP/LED17P38D41KFL/product.aspx?zpid=127447 | Platt | 2020 | Yes
LED Lighting | Reflector | TCP | True |  | Reflector (Flood/Spot) | PAR38 | E26 (Medium) | Wet Location Rated,Recessed Fixtures Wet Location Rated,Recessed Fixtures Home Lamps, Bulbs, Ballasts Bulbs - LED LED - Reflective Lamps - PAR38 TCPLED17P35D41KNFL TCP LED17P38D41KNFL TCPLED17P35D41KNFL | 4000 | 85 | 1200 | 80 | 25000 | 15 | 1 | 19.97 | 19.97 | 23.4655 | 2020Q3 | https://www.platt.com/platt-electric-supply/LED-Reflective-Lamps-PAR38/TCP/LED17P38D41KNFL/product.aspx?zpid=135694 | Platt | 2020 | Yes
LED Lighting | Reflector | TCP | True |  | Reflector (Flood/Spot) | PAR38 | E26 (Medium) | Wet Location Rated,Recessed Fixtures Wet Location Rated,Recessed Fixtures Home Lamps, Bulbs, Ballasts Bulbs - LED LED - Reflective Lamps - PAR38 TCP LED17P38D41KSPB LED 17W P TCP LED17P38D41KSPB TCP LED17P38D41KSPB | 4000 | 85 | 1200 | 80 | 25000 | 15 | 1 | 21.88 | 21.88 | 25.7098 | 2020Q3 | https://www.platt.com/platt-electric-supply/LED-Reflective-Lamps-PAR38/TCP/LED17P38D41KSPB/product.aspx?zpid=282474 | Platt | 2020 | Yes
LED Lighting | Reflector | TCP | True |  | Reflector (Flood/Spot) | PAR38 | E26 (Medium) | Wet Location Rated,Recessed Fixtures Wet Location Rated,Recessed Fixtures Home Lamps, Bulbs, Ballasts Bulbs - LED LED - Reflective Lamps - PAR38 TCP LED17P38D50KNFL LED 17W P TCP LED17P38D50KNFL TCP LED17P38D50KNFL 17W P38 DIM 50K | 5000 | 84 | 1200 | 80 | 25000 | 15 | 1 | 19.97 | 19.97 | 23.4655 | 2020Q3 | https://www.platt.com/platt-electric-supply/LED-Reflective-Lamps-PAR38/TCP/LED17P38D50KNFL/product.aspx?zpid=282467 | Platt | 2020 | Yes
LED Lighting | Reflector | Cree Lighting | True |  | Reflector (Flood/Spot) | BR30 | E26 (Medium) | None,Recessed Fixtures None,Recessed Fixtures Home Lamps, Bulbs, Ballasts Bulbs - LED LED - Reflective Lamps - R Type LED Lamp, BR30, 8W, 665 Lumen, 2700K, 120V, 85 CRI, Dimmable, Single Lamp Carton Cree Lighting BR30-65W-27K-U1 Dimmable LED Lamp | 2700 | 91 | 665 | 75.5682 | 35000 | 8.8 | 1 | 6.25 | 6.25 | 7.344 | 2020Q3 | https://www.platt.com/platt-electric-supply/LED-Reflective-Lamps-R-Type/Cree-Lighting/BR30-65W-27K-U1/product.aspx?zpid=438096 | Platt | 2020 | Yes
LED Lighting | Reflector | Green Creative | True |  | Reflector (Flood/Spot) | R20 | E26 (Medium) | Damp Location Rated,Recessed Fixtures Damp Location Rated,Recessed Fixtures Home Lamps, Bulbs, Ballasts Bulbs - LED LED - Reflective Lamps - R Type Dimmable LED Lamp, 7.5W, 120V, Bulb: R20 (Blown Reflector), Base: Medium Screw (E26), Lumens: 525, CRI: 82, Color Temperature: 2700K, Beam Angle: 120°, Rated Average Life: 25,000 Hrs. Green Creative 98460 7.5R20DIM/827 Dimmable LED Lamp, 7.5W, 120V | 2700 | 81 | 525 | 70 | 15000 | 7.5 | 1 | 4 | 4 | 4.7002 | 2020Q3 | https://www.platt.com/platt-electric-supply/LED-Reflective-Lamps-R-Type/Green-Creative/98460-7-5R20DIM-827/product.aspx?zpid=1315172 | Platt | 2020 | Yes
LED Lighting | Reflector | Green Creative | True |  | Reflector (Flood/Spot) | BR30 | E26 (Medium) | Damp Location Rated,Recessed Fixtures Damp Location Rated,Recessed Fixtures Home Lamps, Bulbs, Ballasts Bulbs - LED LED - Reflective Lamps - R Type Dimmable LED Reflector Lamp, 9W, 120V, Bulb: BR30, Base: Medium Screw (E26), Lumens: 650, Color Temperature: 3000K, Rated Average Life: 25,000 Hrs Green Creative 98462 Dimmable LED Reflector Lamp, 9W, 120V, 3000K | 3000 | 83 | 650 | 72.2222 | 25000 | 9 | 1 | 3.5 | 3.5 | 4.1126 | 2020Q3 | https://www.platt.com/platt-electric-supply/LED-Reflective-Lamps-R-Type/Green-Creative/98462/product.aspx?zpid=1315174 | Platt | 2020 | Yes
LED Lighting | Reflector | Green Creative | True |  | Reflector (Flood/Spot) | BR30 | E26 (Medium) | Damp Location Rated,Recessed Fixtures Damp Location Rated,Recessed Fixtures Home Lamps, Bulbs, Ballasts Bulbs - LED LED - Reflective Lamps - R Type Dimmable LED Reflector Lamp, 9W, 120V, Bulb: BR30, Base: Medium Screw (E26), Lumens: 650, Color Temperature: 4000K, Rated Average Life: 25,000 Hrs Green Creative 98463 Dimmable LED Reflector Lamp, 9W, 120V, 4000K | 4000 | 82 | 650 | 72.2222 | 25000 | 9 | 1 | 4.34 | 4.34 | 5.0997 | 2020Q3 | https://www.platt.com/platt-electric-supply/LED-Reflective-Lamps-R-Type/Green-Creative/98463/product.aspx?zpid=1315175 | Platt | 2020 | Yes
LED Lighting | Reflector | Green Creative | True |  | Reflector (Flood/Spot) | BR40 | E26 (Medium) | Damp Location Rated,Recessed Fixtures Damp Location Rated,Recessed Fixtures Home Lamps, Bulbs, Ballasts Bulbs - LED LED - Reflective Lamps - R Type Dimmable LED Reflector Lamp, 15.5W, 120V, Bulb: BR40, Base: Medium Screw (E26), Lumens: 1100, Color Temperature: 2700K, Rated Average Life: 25,000 Hrs Green Creative 98466 Dimmable LED Reflector Lamp, 15.5W, 120V, 2700K | 2700 | 82 | 1100 | 70.9677 | 25000 | 15.5 | 1 | 6.69 | 6.69 | 7.861 | 2020Q3 | https://www.platt.com/platt-electric-supply/LED-Reflective-Lamps-R-Type/Green-Creative/98466/product.aspx?zpid=1315178 | Platt | 2020 | Yes
LED Lighting | Reflector | Green Creative | True |  | Reflector (Flood/Spot) | BR40 | E26 (Medium) | Damp Location Rated,Recessed Fixtures Damp Location Rated,Recessed Fixtures Home Lamps, Bulbs, Ballasts Bulbs - LED LED - Reflective Lamps - R Type Dimmable LED Reflector Lamp, 15.5W, 120V, Bulb: BR40, Base: Medium Screw (E26), Lumens: 1100, Color Temperature: 3000K, Rated Average Life: 25,000 Hrs Green Creative 98467 Dimmable LED Reflector Lamp, 15.5W, 120V, 3000K | 3000 | 82 | 1100 | 70.9677 | 25000 | 15.5 | 1 | 7.7 | 7.7 | 9.0478 | 2020Q3 | https://www.platt.com/platt-electric-supply/LED-Reflective-Lamps-R-Type/Green-Creative/98467/product.aspx?zpid=1315179 | Platt | 2020 | Yes
LED Lighting | Reflector | Satco | True |  | Reflector (Flood/Spot) | BR30 | E26 (Medium) | Damp Location Rated,Not Rated for Recessed Fixtures Damp Location Rated,Not Rated for Recessed Fixtures Home Lamps, Bulbs, Ballasts Bulbs - LED LED - Reflective Lamps - R Type Dimmable LED Lamp, 10W, 120V, Bulb: BR30 (Bulged Reflector), Base: Medium Screw (E26), Lumens: 700, CRI: 80, Color Temperature: 3000K, Beam Angle: 100°, Rated Average Life: 25,000 Hrs. 65W Equivalent.; ** 6-pack ** Satco S9022 10BR30/LED/3K/120V/6PK | 3000 | 84 | 700 | 70 | 25000 | 10 | 1 | 29.13 | 29.13 | 34.2289 | 2020Q3 | https://www.platt.com/platt-electric-supply/LED-Reflective-Lamps-R-Type/Satco/S9022/product.aspx?zpid=1307171 | Platt | 2020 | Yes
LED Lighting | Reflector | Satco | True |  | Reflector (Flood/Spot) | BR30 | E26 (Medium) | Damp Location Rated,Recessed Fixtures Damp Location Rated,Recessed Fixtures Home Lamps, Bulbs, Ballasts Bulbs - LED LED - Reflective Lamps - R Type SAT S9620 9.5 Watt, BR30 LED, 105' Beam Spread, 2700K, Medium base, 120 Volts, Dimmable Satco S9620 Dimmable BR30 LED | 2700 | 82 | 750 | 78.9474 | 25000 | 9.5 | 1 | 6.71 | 6.71 | 7.8845 | 2020Q3 | https://www.platt.com/platt-electric-supply/LED-Reflective-Lamps-R-Type/Satco/S9620/product.aspx?zpid=11587 | Platt | 2020 | Yes
LED Lighting | Reflector | Satco | True |  | Reflector (Flood/Spot) | BR30 | E26 (Medium) | Damp Location Rated,Recessed Fixtures Damp Location Rated,Recessed Fixtures Home Lamps, Bulbs, Ballasts Bulbs - LED LED - Reflective Lamps - R Type 9.5W BR30 3000K Satco S9621 SATCO S9621 - 9.5 watt; BR30 LED; 105' beam spread; 3000K; Medium base; 120 volts; Dimmable | 3000 | 83 | 800 | 84.2105 | 25000 | 9.5 | 1 | 6.71 | 6.71 | 7.8845 | 2020Q3 | https://www.platt.com/platt-electric-supply/LED-Reflective-Lamps-R-Type/Satco/S9621/product.aspx?zpid=58436 | Platt | 2020 | Yes
LED Lighting | Reflector | Satco | True |  | Reflector (Flood/Spot) | BR30 | E26 (Medium) | Damp Location Rated,Recessed Fixtures Damp Location Rated,Recessed Fixtures Home Lamps, Bulbs, Ballasts Bulbs - LED LED - Reflective Lamps - R Type SATCO S9622 9.5BR30/LED/4000K Satco S9622 SATCO S9622 - 9.5 watt; BR30 LED; 105' beam spread; 4000K; Medium base; 120 volts; Dimmable | 4000 | 83 | 830 | 87.3684 | 25000 | 9.5 | 1 | 6.71 | 6.71 | 7.8845 | 2020Q3 | https://www.platt.com/platt-electric-supply/LED-Reflective-Lamps-R-Type/Satco/S9622/product.aspx?zpid=211823 | Platt | 2020 | Yes
LED Lighting | Reflector | Satco | True |  | Reflector (Flood/Spot) | BR30 | E26 (Medium) | Damp Location Rated,Recessed Fixtures Damp Location Rated,Recessed Fixtures Home Lamps, Bulbs, Ballasts Bulbs - LED LED - Reflective Lamps - R Type SATCO S9623 9.5BR30/LED/5000K 9.5WATT; BR30; LED; 5000K Satco S9623 SATCO S9623 - 9.5 watt; BR30 LED; 105' beam spread; 5000K; Medium base; 120 volts; Dimmable | 5000 | 81 | 860 | 90.5263 | 25000 | 9.5 | 1 | 6.71 | 6.71 | 7.8845 | 2020Q3 | https://www.platt.com/platt-electric-supply/LED-Reflective-Lamps-R-Type/Satco/S9623/product.aspx?zpid=203579 | Platt | 2020 | Yes
LED Lighting | Reflector | Satco | True |  | Reflector (Flood/Spot) | BR30 | GU24 | Damp Location Rated,Recessed Fixtures Damp Location Rated,Recessed Fixtures Home Lamps, Bulbs, Ballasts Bulbs - LED LED - Reflective Lamps - R Type LED Lamp, 9.5W; BR30 LED; 105' beam spread; 2700K; GU24 base; 120 Vs; Dimmable Satco S9624 9.5W BR30 LED GU24 | 2700 | 82 | 750 | 78.9474 | 25000 | 9.5 | 1 | 8.54 | 8.54 | 10.0348 | 2020Q3 | https://www.platt.com/platt-electric-supply/LED-Reflective-Lamps-R-Type/Satco/S9624/product.aspx?zpid=32672 | Platt | 2020 | Yes
LED Lighting | Reflector | Satco | True |  | Reflector (Flood/Spot) | R20 | E26 (Medium) | Damp Location Rated,Recessed Fixtures Damp Location Rated,Recessed Fixtures Home Lamps, Bulbs, Ballasts Bulbs - LED LED - Reflective Lamps - R Type Dimmable R20 LED, 6.5W, 120V,Medium Screw (E26), Frosted, 2700K, Frosted Satco S9630 Dimmable R20 LED, 6.5W, 120V, Frosted | 2700 | 83 | 525 | 80.7692 | 25000 | 6.5 | 1 | 5.97 | 5.97 | 7.015 | 2020Q3 | https://www.platt.com/platt-electric-supply/LED-Reflective-Lamps-R-Type/Satco/S9630/product.aspx?zpid=215121 | Platt | 2020 | Yes
LED Lighting | Reflector | Satco | True |  | Reflector (Flood/Spot) | R20 | E26 (Medium) | Damp Location Rated,Recessed Fixtures Damp Location Rated,Recessed Fixtures Home Lamps, Bulbs, Ballasts Bulbs - LED LED - Reflective Lamps - R Type SATCO S9633 R20/LED 5K Satco S9633 SATCO S9633 - 6.5 watt; LED R20; 5000K; 107' beam spread; Medium base; 120 volts; Dimmable | 5000 | 85 | 580 | 89.2308 | 25000 | 6.5 | 1 | 5.97 | 5.97 | 7.015 | 2020Q3 | https://www.platt.com/platt-electric-supply/LED-Reflective-Lamps-R-Type/Satco/S9633/product.aspx?zpid=248510 | Platt | 2020 | Yes
LED Lighting | Reflector | Satco | True |  | Reflector (Flood/Spot) | BR40 | E26 (Medium) | Damp Location Rated,Recessed Fixtures Damp Location Rated,Recessed Fixtures Home Lamps, Bulbs, Ballasts Bulbs - LED LED - Reflective Lamps - R Type SATCO S9638 16.5BR40/LED/2700 K/1200L/120V Satco S9638 SATCO S9638 - 16.5 watt; LED BR40; 2700K; 103' beam spread; Medium base; 120 volts; Dimmable | 2700 | 82 | 1200 | 72.7273 | 25000 | 16.5 | 1 | 10.98 | 10.98 | 12.9019 | 2020Q3 | https://www.platt.com/platt-electric-supply/LED-Reflective-Lamps-R-Type/Satco/S9638/product.aspx?zpid=535264 | Platt | 2020 | Yes
LED Lighting | Reflector | Satco | True |  | Reflector (Flood/Spot) | BR40 | E26 (Medium) | Damp Location Rated,Recessed Fixtures Damp Location Rated,Recessed Fixtures Home Lamps, Bulbs, Ballasts Bulbs - LED LED - Reflective Lamps - R Type SATCO S9641 MALE TO DB 9 FEMALE 6FT CABLE Satco S9641 SATCO S9641 - 16.5 watt; LED BR40; 5000K; 103' beam spread; Medium base; 120 volts; Dimmable | 5000 | 84 | 1320 | 80 | 25000 | 16.5 | 1 | 10.98 | 10.98 | 12.9019 | 2020Q3 | https://www.platt.com/platt-electric-supply/LED-Reflective-Lamps-R-Type/Satco/S9641/product.aspx?zpid=241700 | Platt | 2020 | Yes
LED Lighting | Reflector | TCP | True |  | Reflector (Flood/Spot) | BR30 | E26 (Medium) | Damp Location Rated,Recessed Fixtures Damp Location Rated,Recessed Fixtures Home Lamps, Bulbs, Ballasts Bulbs - LED LED - Reflective Lamps - R Type Tcp L65Br30D2527Kcq T-20/24 8W Br30; 120V; 650Lm; 2700K 91 Cri; 65W Equiv; Dimmable Cq (California Qualified) TCP L65BR30D2527KCQ 8 watt BR30, 650 lumens, 2700K | 2700 | 91 | 650 | 81.25 | 25000 | 8 | 1 | 5.19 | 5.19 | 6.0985 | 2020Q3 | https://www.platt.com/platt-electric-supply/LED-Reflective-Lamps-R-Type/TCP/L65BR30D2527KCQ/product.aspx?zpid=1446545 | Platt | 2020 | Yes
LED Lighting | Reflector | TCP | True |  | Reflector (Flood/Spot) | R20 | E26 (Medium) | Damp Location Rated,Recessed Fixtures Damp Location Rated,Recessed Fixtures Home Lamps, Bulbs, Ballasts Bulbs - LED LED - Reflective Lamps - R Type R20 Dimmable LED Lamp, 7.5 Watts, 120V, Lumens: 525, Color Temperature: 3000K, CRI: 80, Base: E26 TCP L7R20D2530K 7.5W R20 Dimmable LED Lamp, 3000K | 3000 | 84 | 525 | 70 | 20000 | 7.5 | 1 | 4.67 | 4.67 | 5.4874 | 2020Q3 | https://www.platt.com/platt-electric-supply/LED-Reflective-Lamps-R-Type/TCP/L7R20D2530K/product.aspx?zpid=445769 | Platt | 2020 | Yes
LED Lighting | Reflector | TCP | True |  | Reflector (Flood/Spot) | BR30 | E26 (Medium) | Damp Location Rated,Recessed Fixtures Damp Location Rated,Recessed Fixtures Home Lamps, Bulbs, Ballasts Bulbs - LED LED - Reflective Lamps - R Type LED BR30 Lamp, 120V, 9 Watts, 650 Lumens, CRI 90, E26 Base, 3000K TCP L9BR30D2530K95 LED BR30 Lamp | 3000 | 94 | 650 | 72.2222 | 25000 | 9 | 1 | 9.11 | 9.11 | 10.7046 | 2020Q3 | https://www.platt.com/platt-electric-supply/LED-Reflective-Lamps-R-Type/TCP/L9BR30D2530K95/product.aspx?zpid=1275496 | Platt | 2020 | Yes
LED Lighting | Reflector | TCP | True |  | Reflector (Flood/Spot) | BR30 | E26 (Medium) | Damp Location Rated,Dim to Warm,Recessed Fixtures Damp Location Rated,Dim to Warm,Recessed Fixtures Home Lamps, Bulbs, Ballasts Bulbs - LED LED - Reflective Lamps - R Type TCP LED10BR30DA LED 10W BR30 TCP LED10BR30DA TCP LED10BR30DA | 3000 | 85 | 700 | 70 | 25000 | 10 | 1 | 12.11 | 12.11 | 14.2297 | 2020Q3 | https://www.platt.com/platt-electric-supply/LED-Reflective-Lamps-R-Type/TCP/LED10BR30DA/product.aspx?zpid=257283 | Platt | 2020 | Yes
LED Lighting | Reflector | TCP | True |  | Reflector (Flood/Spot) | R20 | E26 (Medium) | Damp Location Rated,Recessed Fixtures Damp Location Rated,Recessed Fixtures Home Lamps, Bulbs, Ballasts Bulbs - LED LED - Reflective Lamps - R Type Dimmable LED Lamp, 10W, 120V, Bulb: R20 (Bulged Reflector), Base: Medium Screw (E26), Lumens: 650, CRI: 82, Color Temperature: 2700K TCP LED10R20D27K Dimmable LED Lamp, R20, 10W, 120V | 2700 | 80 | 660 | 73.3333 | 25000 | 9 | 1 | 9.13 | 9.13 | 10.7281 | 2020Q3 | https://www.platt.com/platt-electric-supply/LED-Reflective-Lamps-R-Type/TCP/LED10R20D27K/product.aspx?zpid=76513 | Platt | 2020 | Yes
LED Lighting | Reflector | TCP | True |  | Reflector (Flood/Spot) | R20 | E26 (Medium) | Damp Location Rated,Recessed Fixtures Damp Location Rated,Recessed Fixtures Home Lamps, Bulbs, Ballasts Bulbs - LED LED - Reflective Lamps - R Type Dimmable LED Lamp, 10W, 120V, Bulb: R20 (Bulged Reflector), Base: Medium Screw (E26), Lumens: 675, CRI: 82, Color Temperature: 3000K TCP LED10R20D30K Dimmable LED Lamp, R20, 10W, 120V | 3000 | 84 | 660 | 73.3333 | 25000 | 9 | 1 | 9.13 | 9.13 | 10.7281 | 2020Q3 | https://www.platt.com/platt-electric-supply/LED-Reflective-Lamps-R-Type/TCP/LED10R20D30K/product.aspx?zpid=91196 | Platt | 2020 | Yes
LED Lighting | Reflector | TCP | True |  | Reflector (Flood/Spot) | R20 | E26 (Medium) | Damp Location Rated,Recessed Fixtures Damp Location Rated,Recessed Fixtures Home Lamps, Bulbs, Ballasts Bulbs - LED LED - Reflective Lamps - R Type 10 Watt, LED, R20, 750 Lumen, 5000K, 80 CRI,120 Volt, Dimmable TCP LED10R20D50K 10W, LED, R20, 750 Lumen, 5000K, 120V | 5000 | 83 | 750 | 83.3333 | 25000 | 9 | 1 | 9.13 | 9.13 | 10.7281 | 2020Q3 | https://www.platt.com/platt-electric-supply/LED-Reflective-Lamps-R-Type/TCP/LED10R20D50K/product.aspx?zpid=282377 | Platt | 2020 | Yes
LED Lighting | Reflector | TCP | False |  | Reflector (Flood/Spot) | BR30 | E26 (Medium) | Damp Location Rated,Recessed Fixtures Damp Location Rated,Recessed Fixtures Home Lamps, Bulbs, Ballasts Bulbs - LED LED - Reflective Lamps - R Type LED Elite BR Series 12W Non-Dimmable Smooth BR30 4100K TCP LED12BR3041K LED 12W BR30 ND 4100K | 4000 | 83 | 850 | 80.9524 | 25000 | 10.5 | 1 | 9.78 | 9.78 | 11.4919 | 2020Q3 | https://www.platt.com/platt-electric-supply/LED-Reflective-Lamps-R-Type/TCP/LED12BR3041K/product.aspx?zpid=77560 | Platt | 2020 | Yes
LED Lighting | Reflector | TCP | True |  | Reflector (Flood/Spot) | BR30 | E26 (Medium) | Damp Location Rated,Recessed Fixtures Damp Location Rated,Recessed Fixtures Home Lamps, Bulbs, Ballasts Bulbs - LED LED - Reflective Lamps - R Type LED Elite BR Series 12W Dimmable Smooth BR30 2700K TCP LED12BR30D27K LED 12W BR30 DIM 2700K | 2700 | 83 | 850 | 80.9524 | 25000 | 10.5 | 1 | 5.94 | 5.94 | 6.9797 | 2020Q3 | https://www.platt.com/platt-electric-supply/LED-Reflective-Lamps-R-Type/TCP/LED12BR30D27K/product.aspx?zpid=67770 | Platt | 2020 | Yes
LED Lighting | Reflector | TCP | True |  | Reflector (Flood/Spot) | BR30 | E26 (Medium) | Damp Location Rated,Recessed Fixtures Damp Location Rated,Recessed Fixtures Home Lamps, Bulbs, Ballasts Bulbs - LED LED - Reflective Lamps - R Type TCP LED12BR30D27K95 LED 12W B TCP LED12BR30D27K95 TCP LED12BR30D27K95 LED 12W BR30 DI | 2700 | 83 | 850 | 80.9524 | 25000 | 10.5 | 1 | 5.94 | 5.94 | 6.9797 | 2020Q3 | https://www.platt.com/platt-electric-supply/LED-Reflective-Lamps-R-Type/TCP/LED12BR30D27K95/product.aspx?zpid=282270 | Platt | 2020 | Yes
LED Lighting | Reflector | TCP | True |  | Reflector (Flood/Spot) | BR30 | E26 (Medium) | Damp Location Rated,Recessed Fixtures Damp Location Rated,Recessed Fixtures Home Lamps, Bulbs, Ballasts Bulbs - LED LED - Reflective Lamps - R Type Dimmable LED Lamp, 12W, 120V, Bulb: BR30 (Bulged Reflector), Base: Medium Screw (E26), Lumens: 875, CRI: 82, Color Temperature: 3000K, Rated Average Life: 25,000 Hrs TCP LED12BR30D30K Dimmable LED Lamp, BR30, 12W, 120V | 3000 | 82 | 850 | 80.9524 | 25000 | 10.5 | 1 | 5.94 | 5.94 | 6.9797 | 2020Q3 | https://www.platt.com/platt-electric-supply/LED-Reflective-Lamps-R-Type/TCP/LED12BR30D30K/product.aspx?zpid=74262 | Platt | 2020 | Yes
LED Lighting | Reflector | TCP | True |  | Reflector (Flood/Spot) | BR30 | E26 (Medium) | Damp Location Rated,Recessed Fixtures Damp Location Rated,Recessed Fixtures Home Lamps, Bulbs, Ballasts Bulbs - LED LED - Reflective Lamps - R Type TCPLED12BR30D41K TCP LED12BR30D41K TCP LED12BR30D41K | 4000 | 84 | 900 | 85.7143 | 25000 | 10.5 | 1 | 5.94 | 5.94 | 6.9797 | 2020Q3 | https://www.platt.com/platt-electric-supply/LED-Reflective-Lamps-R-Type/TCP/LED12BR30D41K/product.aspx?zpid=137943 | Platt | 2020 | Yes
LED Lighting | Reflector | TCP | True |  | Reflector (Flood/Spot) | BR30 | E26 (Medium) | Damp Location Rated,Recessed Fixtures Damp Location Rated,Recessed Fixtures Home Lamps, Bulbs, Ballasts Bulbs - LED LED - Reflective Lamps - R Type LED Lamp, Dimmable, 12 Watt, 120 Volt, Bulb: BR30 (Bulged Reflector), Base: Medium Screw (E26), Lumens: 900, CRI: 82, Color Temperature: 5000K, Beam Angle: 110°, Rated Average Life: 25,000 Hrs. TCP LED12BR30D50K LED Lamp, Dimmable, BR30, 12W, 120V | 5000 | 84 | 900 | 85.7143 | 25000 | 10.5 | 1 | 5.94 | 5.94 | 6.9797 | 2020Q3 | https://www.platt.com/platt-electric-supply/LED-Reflective-Lamps-R-Type/TCP/LED12BR30D50K/product.aspx?zpid=40834 | Platt | 2020 | Yes
LED Lighting | Reflector | TCP |  |  | Reflector (Flood/Spot) | BR40 | E26 (Medium) | Damp Location Rated,Recessed Fixtures Damp Location Rated,Recessed Fixtures Home Lamps, Bulbs, Ballasts Bulbs - LED LED - Reflective Lamps - R Type TCPLED17BR4027K TCP LED17BR4027K TCPLED17BR4027K | 2700 | 83 | 1200 | 70.5882 | 25000 | 17 | 1 | 14.83 | 14.83 | 17.4258 | 2020Q3 | https://www.platt.com/platt-electric-supply/LED-Reflective-Lamps-R-Type/TCP/LED17BR4027K/product.aspx?zpid=120436 | Platt | 2020 | Yes
LED Lighting | Reflector | TCP | True |  | Reflector (Flood/Spot) | BR40 | E26 (Medium) | Damp Location Rated,Recessed Fixtures Damp Location Rated,Recessed Fixtures Home Lamps, Bulbs, Ballasts Bulbs - LED LED - Reflective Lamps - R Type LED Lamp, Dimmable, 17 Watt, 120 Volt, Bulb: BR40 (Bulged Reflector), Base: Medium Screw (E26), Lumens: 1200, CRI: 82, Color Temperature: 2700K TCP LED17BR40D27K LED Lamp, Dimmable, BR40, 17W, 120V | 2700 | 83 | 1400 | 82.3529 | 25000 | 17 | 1 | 8.94 | 8.94 | 10.5048 | 2020Q3 | https://www.platt.com/platt-electric-supply/LED-Reflective-Lamps-R-Type/TCP/LED17BR40D27K/product.aspx?zpid=79286 | Platt | 2020 | Yes
LED Lighting | Reflector | TCP | True |  | Reflector (Flood/Spot) | BR40 | E26 (Medium) | Damp Location Rated,Recessed Fixtures Damp Location Rated,Recessed Fixtures Home Lamps, Bulbs, Ballasts Bulbs - LED LED - Reflective Lamps - R Type LED Lamp, BR40, 17W, 1250 Lumen, 3000K, 120V, 82 CRI, Dimmable TCP LED17BR40D30K Dimmable LED Lamp | 3000 | 84 | 1400 | 82.3529 | 25000 | 17 | 1 | 8.94 | 8.94 | 10.5048 | 2020Q3 | https://www.platt.com/platt-electric-supply/LED-Reflective-Lamps-R-Type/TCP/LED17BR40D30K/product.aspx?zpid=73833 | Platt | 2020 | Yes
LED Lighting | Reflector | TCP | True |  | Reflector (Flood/Spot) | BR40 | E26 (Medium) | Damp Location Rated,Recessed Fixtures Damp Location Rated,Recessed Fixtures Home Lamps, Bulbs, Ballasts Bulbs - LED LED - Reflective Lamps - R Type LED Elite BR Series 17W Dimmable Smooth BR40 4100K TCP LED17BR40D41K LED 17W BR40 DIM 4100K | 4000 | 85 | 1400 | 82.3529 | 25000 | 17 | 1 | 8.94 | 8.94 | 10.5048 | 2020Q3 | https://www.platt.com/platt-electric-supply/LED-Reflective-Lamps-R-Type/TCP/LED17BR40D41K/product.aspx?zpid=142583 | Platt | 2020 | Yes
LED Lighting | Reflector | TCP | True |  | Reflector (Flood/Spot) | BR40 | E26 (Medium) | Damp Location Rated,Recessed Fixtures Damp Location Rated,Recessed Fixtures Home Lamps, Bulbs, Ballasts Bulbs - LED LED - Reflective Lamps - R Type TCP LED17BR40D50K 17W BR40 DI TCP LED17BR40D50K TCP LED17BR40D50K | 5000 | 86 | 1400 | 82.3529 | 25000 | 17 | 1 | 8.94 | 8.94 | 10.5048 | 2020Q3 | https://www.platt.com/platt-electric-supply/LED-Reflective-Lamps-R-Type/TCP/LED17BR40D50K/product.aspx?zpid=179790 | Platt | 2020 | Yes
LED Lighting | Reflector | TCP | True |  | Reflector (Flood/Spot) | BR30 | E26 (Medium) | Damp Location Rated,Recessed Fixtures Damp Location Rated,Recessed Fixtures Home Lamps, Bulbs, Ballasts Bulbs - LED LED - Reflective Lamps - R Type Dimmable LED Lamp, 9W, 120V, Bulb: BR30 (Bulged Reflector), Base: Medium Screw (E26), Lumens: 700, CRI: 82, Color Temperature: 2700K, Beam Angle: 40°, Rated Average Life: 25,000 Hrs. 65W Equivalent TCP LED9BR30D27K Dimmable LED Lamp, BR30, 9 Watt, 120 Volt | 2700 | 80 | 700 | 73.6842 | 25000 | 9.5 | 1 | 4.67 | 4.67 | 5.4874 | 2020Q3 | https://www.platt.com/platt-electric-supply/LED-Reflective-Lamps-R-Type/TCP/LED9BR30D27K/product.aspx?zpid=203124 | Platt | 2020 | Yes
LED Lighting | Reflector | TCP | True |  | Reflector (Flood/Spot) | BR30 | E26 (Medium) | Damp Location Rated,Recessed Fixtures Damp Location Rated,Recessed Fixtures Home Lamps, Bulbs, Ballasts Bulbs - LED LED - Reflective Lamps - R Type Dimmable LED Lamp, 9W, 120V, Bulb: BR30 (Bulged Reflector), Base: Medium Screw (E26), Lumens: 720, CRI: 82, Color Temperature: 3000K, Beam Angle: 40°, Rated Average Life: 25,000 Hrs. 65W Equivalent. TCP LED9BR30D30K Dimmable LED Lamp, BR30, 9Watt, 120 Volt, 3000K | 3000 | 80 | 700 | 73.6842 | 25000 | 9.5 | 1 | 4.67 | 4.67 | 5.4874 | 2020Q3 | https://www.platt.com/platt-electric-supply/LED-Reflective-Lamps-R-Type/TCP/LED9BR30D30K/product.aspx?zpid=203125 | Platt | 2020 | Yes
LED Lighting | Reflector | TCP | True |  | Reflector (Flood/Spot) | BR30 | E26 (Medium) | Damp Location Rated,Recessed Fixtures Damp Location Rated,Recessed Fixtures Home Lamps, Bulbs, Ballasts Bulbs - LED LED - Reflective Lamps - R Type Dimmable LED Lamp, 9W, 120V, Bulb: BR30 (Bulged Reflector), Base: Medium Screw (E26), Lumens: 720, CRI: 82, Color Temperature: 4100K, Beam Angle: 40°, Rated Average Life: 25,000 Hrs. 65W Equivalent. TCP LED9BR30D41K Dimmable LED Lamp, BR30, 9Watt, 120 Volt, 4100K | 4000 | 82 | 750 | 78.9474 | 25000 | 9.5 | 1 | 4.67 | 4.67 | 5.4874 | 2020Q3 | https://www.platt.com/platt-electric-supply/LED-Reflective-Lamps-R-Type/TCP/LED9BR30D41K/product.aspx?zpid=203121 | Platt | 2020 | Yes
LED Lighting | Reflector | TCP | True |  | Reflector (Flood/Spot) | BR30 | E26 (Medium) | Damp Location Rated,Recessed Fixtures Damp Location Rated,Recessed Fixtures Home Lamps, Bulbs, Ballasts Bulbs - LED LED - Reflective Lamps - R Type TCP LED9BR30D50K 9W BR30 TCP LED9BR30D50K TCP LED9BR30D50K | 5000 | 87 | 750 | 78.9474 | 25000 | 9.5 | 1 | 4.67 | 4.67 | 5.4874 | 2020Q3 | https://www.platt.com/platt-electric-supply/LED-Reflective-Lamps-R-Type/TCP/LED9BR30D50K/product.aspx?zpid=221851 | Platt | 2020 | Yes
LED Lighting | A-Type | Maxlite | True |  | General Purpose Replacement | A19 | E26 (Medium) | Damp Location Rated,Not for Use in Recessed Fixtures Home / Light Bulbs / LED / Maxlite - 1408351 - 11A19DLED40/G5 Energy Star Certified; Dry and Damp Location; Not for Use in Totally Enclosed Fixtures 11W A19 LED Lamp - Universal - 1100 Lumens - Cool White (4000K) - 83 CRI - 25000 Hours - E26 (Medium) - 120 to 130V Maxlite - 1408351 - 11A19DLED40/G5 | 4000 | 84 | 1100 | 100 | 25000 | 11 | 1 | 4.87 | 4.87 | 5.7224 | 2020Q2 | https://shop.regencylighting.com/lamps/led/11a19dled40-g5-mxt.html | Regency Lighting | 2020 | Yes
LED Lighting | A-Type | Satco | True |  | General Purpose Replacement | A19 | GU24 | Damp Location Rated,Recessed Fixtures Home / Light Bulbs / LED / LED A-Line / Satco - S29814 - 11A19/LED/2700K/120V/D/GU24 Approved for Totally Enclosed Fixtures; Damp Location Rated; Energy Star Rated 11W A19 LED Lamp - Universal - 1100 Lumens - Warm White (2700K) - 80 CRI - 25000 Hours - GU24 (Bi-Pin / Twist & Lock) - 120 to 130V - Frost Satco - S29814 - 11A19/LED/2700K/120V/D/GU24 | 2700 | 81 | 1100 | 100 | 25000 | 11 | 1 | 7.64 | 7.64 | 8.9773 | 2020Q2 | https://shop.regencylighting.com/lamps/led/a-line/11a19-led-2700k-120v-d-gu24-s29814.html | Regency Lighting | 2020 | Yes
LED Lighting | A-Type | Maxlite | True |  | General Purpose Replacement | A19 | E26 (Medium) | Damp Location Rated,Not for Use in Recessed Fixtures Home / Light Bulbs / LED / LED A-Line / Maxlite - 1408351 - 11A19DLED40/G5 Energy Star Certified; Dry and Damp Location; Not for Use in Totally Enclosed Fixtures 11W A19 LED Lamp - Universal - 1100 Lumens - Cool White (4000K) - 83 CRI - 25000 Hours - E26 (Medium) - 120 to 130V Maxlite - 1408351 - 11A19DLED40/G5 | 4000 | 84 | 1100 | 100 | 25000 | 11 | 1 | 4.87 | 4.87 | 5.7224 | 2020Q2 | https://shop.regencylighting.com/lamps/led/a-line/11a19dled40-g5-mxt.html | Regency Lighting | 2020 | Yes
LED Lighting | A-Type | Maxlite | True | Daylighting/Photocell, | General Purpose Replacement | A19 | E26 (Medium) | Damp Location Rated,Use With Timers,Use With Photo and/or Motion Sensors,Recessed Fixtures,Shatter Resistant Home / Light Bulbs / LED / LED A-Line / Maxlite - 14099399 - E11A19DLED27/G6 Enclosed Rated 11W A19 LED Lamp - Universal - 1100 Lumens - Warm White (2700K) - 82 CRI - 25000 Hours - E26 (Medium) - 120 to 130V Maxlite - 14099399 - E11A19DLED27/G6 | 2700 | 82 | 1100 | 100 | 25000 | 11 | 1 | 4.87 | 4.87 | 5.7224 | 2020Q2 | https://shop.regencylighting.com/lamps/led/a-line/e11a19dled27-g6-mxt.html | Regency Lighting | 2020 | Yes
LED Lighting | A-Type | Maxlite | True |  | General Purpose Replacement | A19 | E26 (Medium) | Damp Location Rated,Recessed Fixtures Home / Light Bulbs / LED / LED A-Line / Maxlite - 14099399 - E11A19DLED27/G7 Enclosed Rated; Damp Location Rated; Energy Star Certified 11W A19 LED Lamp - Universal - 1100 Lumens - Warm White (2700K) - 80 CRI - 25000 hrs. - E26 (Medium) - 120 to 130V - Frost Maxlite - 14099399 - E11A19DLED27/G7 | 2700 | 82 | 1100 | 100 | 25000 | 11 | 1 | 5.15 | 5.15 | 6.0514 | 2020Q2 | https://shop.regencylighting.com/lamps/led/a-line/e11a19dled27-g7-mxt.html | Regency Lighting | 2020 | Yes
LED Lighting | A-Type | Maxlite | True | Daylighting/Photocell, | General Purpose Replacement | A19 | E26 (Medium) | Use With Timers,Damp Location Rated,Use With Photo and/or Motion Sensors,Recessed Fixtures,Shatter Resistant Home / Light Bulbs / LED / LED A-Line / Maxlite - 11499401 - E11A19DLED40/G6 Enclosed Rated 11W A19 LED Lamp - Universal - 1100 Lumens - Cool White (4000K) - 84 CRI - 25000 Hours - E26 (Medium) - 120 to 130V Maxlite - 11499401 - E11A19DLED40/G6 | 4000 | 84 | 1100 | 100 | 25000 | 11 | 1 | 4.87 | 4.87 | 5.7224 | 2020Q2 | https://shop.regencylighting.com/lamps/led/a-line/e11a19dled40-g6-mxt.html | Regency Lighting | 2020 | Yes
LED Lighting | A-Type | Maxlite | True | Daylighting/Photocell, | General Purpose Replacement | A19 | GU24 | Damp Location Rated,Use With Timers,Use With Photo and/or Motion Sensors,Recessed Fixtures,Shatter Resistant Home / Light Bulbs / LED / LED A-Line / Maxlite - 14099411 - E11A19GUDLED27/G6 Enclosed Rated 11W A19 LED Lamp - Universal - 1100 Lumens - Warm White (2700K) - 82 CRI - 25000 Hours - GU24 (Bi-Pin / Twist & Lock) - 120 to 130V Maxlite - 14099411 - E11A19GUDLED27/G6 | 2700 | 82 | 1100 | 100 | 25000 | 11 | 1 | 5.24 | 5.24 | 6.1572 | 2020Q2 | https://shop.regencylighting.com/lamps/led/a-line/e11a19gudled27-g6-mxt.html | Regency Lighting | 2020 | Yes
LED Lighting | A-Type | Maxlte | True |  | General Purpose Replacement | A19 | GU24 | Damp Location Rated,Recessed Fixtures Home / Light Bulbs / LED / LED A-Line / Maxlite - 14099411 - E11A19GUDLED27/G6 Suitable for Damp Locations; Suitable for Fully Enclosed Fixtures; Energy Star Qualified 11W A19 LED Lamp - Universal - 1100 Lumens - Warm White (2700K) - 80 CRI - 25000 hrs. - GU24 (Bi-Pin / Twist & Lock) - 120 to 130V Maxlite - 14099411 - E11A19GUDLED27/G6 | 2700 | 82 | 1100 | 100 | 25000 | 11 | 1 | 5.24 | 5.24 | 6.1572 | 2020Q2 | https://shop.regencylighting.com/lamps/led/a-line/e11a19gudled27-g7-mxt.html | Regency Lighting | 2020 | Yes
LED Lighting | A-Type | Maxlite | True | Daylighting/Photocell, | General Purpose Replacement | A19 | GU24 | Damp Location Rated,Use With Timers,Use With Photo and/or Motion Sensors,Recessed Fixtures,Shatter Resistant Home / Light Bulbs / LED / LED A-Line / Maxlite - 14099413 - E11A19GUDLED40/G6 Enclosed Rated 11W A19 LED Lamp - Universal - 1100 Lumens - Cool White (4000K) - 84 CRI - 25000 Hours - GU24 (Bi-Pin / Twist & Lock) - 120 to 130V Maxlite - 14099413 - E11A19GUDLED40/G6 | 4000 | 84 | 1100 | 100 | 25000 | 11 | 1 | 5.24 | 5.24 | 6.1572 | 2020Q2 | https://shop.regencylighting.com/lamps/led/a-line/e11a19gudled40-g6-mxt.html | Regency Lighting | 2020 | Yes
LED Lighting | A-Type | Maxlite | True |  | General Purpose Replacement | A19 | GU24 | Damp Location Rated,Recessed Fixtures Home / Light Bulbs / LED / LED A-Line / Maxlite - 14009413 - E11A19GUDLED40/G7 Enclosed Rated; Suitable for Damp Locations 11W A19 LED Lamp - Universal - 1100 Lumens - Cool White (4000K) - 80 CRI - 25000 Hours - GU24 (Bi-Pin / Twist & Lock) - 120 to 130V Maxlite - 14009413 - E11A19GUDLED40/G7 | 4000 | 84 | 1100 | 100 | 25000 | 11 | 1 | 5.52 | 5.52 | 6.4862 | 2020Q2 | https://shop.regencylighting.com/lamps/led/a-line/e11a19gudled40-g7-mxt.html | Regency Lighting | 2020 | Yes
LED Lighting | A-Type | TCP | False |  | General Purpose Replacement | A19 | E26 (Medium) | Damp Location Rated Home / Light Bulbs / LED / LED A-Line / TCP - L11A19N1527K Energy Star; Durable Plastic Housing; Enclosed Fixture Rated; Damp Location Rated 13.5W A19 LED Lamp - Universal - 1100 Lumens - Warm White (2700K) - 80 CRI - 15000 Hours - E26 (Medium) - 120 to 130V TCP - L11A19N1527K | 2700 | 83 | 1100 | 100 | 15000 | 11 | 1 | 3.65 | 3.65 | 4.2889 | 2020Q2 | https://shop.regencylighting.com/lamps/led/a-line/l11a19n1527k-tcp.html | Regency Lighting | 2020 | Yes
LED Lighting | A-Type | Maxlite | True | Daylighting/Photocell, | General Purpose Replacement | A19 | E26 (Medium) | Damp Location Rated,Use With Timers,Use With Photo and/or Motion Sensors,Recessed Fixtures,Shatter Resistant Home / Light Bulbs / LED / Maxlite - 14099399 - E11A19DLED27/G6 Enclosed Rated 11W A19 LED Lamp - Universal - 1100 Lumens - Warm White (2700K) - 82 CRI - 25000 Hours - E26 (Medium) - 120 to 130V Maxlite - 14099399 - E11A19DLED27/G6 | 2700 | 82 | 1100 | 100 | 25000 | 11 | 1 | 4.87 | 4.87 | 5.7224 | 2020Q2 | https://shop.regencylighting.com/lamps/led/e11a19dled27-g6-mxt.html | Regency Lighting | 2020 | Yes
LED Lighting | A-Type | Maxlite | True |  | General Purpose Replacement | A19 | E26 (Medium) | Damp Location Rated,Recessed Fixtures Home / Light Bulbs / LED / Maxlite - 14099399 - E11A19DLED27/G7 Enclosed Rated; Damp Location Rated; Energy Star Certified 11W A19 LED Lamp - Universal - 1100 Lumens - Warm White (2700K) - 80 CRI - 25000 hrs. - E26 (Medium) - 120 to 130V - Frost Maxlite - 14099399 - E11A19DLED27/G7 | 2700 | 82 | 1100 | 100 | 25000 | 11 | 1 | 5.15 | 5.15 | 6.0514 | 2020Q2 | https://shop.regencylighting.com/lamps/led/e11a19dled27-g7-mxt.html | Regency Lighting | 2020 | Yes
LED Lighting | A-Type | Maxlite | True | Daylighting/Photocell, | General Purpose Replacement | A19 | E26 (Medium) | Use With Timers,Damp Location Rated,Use With Photo and/or Motion Sensors,Recessed Fixtures,Shatter Resistant Home / Light Bulbs / LED / Maxlite - 11499401 - E11A19DLED40/G6 Enclosed Rated 11W A19 LED Lamp - Universal - 1100 Lumens - Cool White (4000K) - 84 CRI - 25000 Hours - E26 (Medium) - 120 to 130V Maxlite - 11499401 - E11A19DLED40/G6 | 4000 | 84 | 1100 | 100 | 25000 | 11 | 1 | 4.87 | 4.87 | 5.7224 | 2020Q2 | https://shop.regencylighting.com/lamps/led/e11a19dled40-g6-mxt.html | Regency Lighting | 2020 | Yes
LED Lighting | A-Type | Maxlite | True | Daylighting/Photocell, | General Purpose Replacement | A19 | GU24 | Damp Location Rated,Use With Timers,Use With Photo and/or Motion Sensors,Recessed Fixtures,Shatter Resistant Home / Light Bulbs / LED / Maxlite - 14099411 - E11A19GUDLED27/G6 Enclosed Rated 11W A19 LED Lamp - Universal - 1100 Lumens - Warm White (2700K) - 82 CRI - 25000 Hours - GU24 (Bi-Pin / Twist & Lock) - 120 to 130V Maxlite - 14099411 - E11A19GUDLED27/G6 | 2700 | 82 | 1100 | 100 | 25000 | 11 | 1 | 5.24 | 5.24 | 6.1572 | 2020Q2 | https://shop.regencylighting.com/lamps/led/e11a19gudled27-g6-mxt.html | Regency Lighting | 2020 | Yes
LED Lighting | A-Type | Maxlte | True |  | General Purpose Replacement | A19 | GU24 | Damp Location Rated,Recessed Fixtures Home / Light Bulbs / LED / Maxlite - 14099411 - E11A19GUDLED27/G6 Suitable for Damp Locations; Suitable for Fully Enclosed Fixtures; Energy Star Qualified 11W A19 LED Lamp - Universal - 1100 Lumens - Warm White (2700K) - 80 CRI - 25000 hrs. - GU24 (Bi-Pin / Twist & Lock) - 120 to 130V Maxlite - 14099411 - E11A19GUDLED27/G6 | 2700 | 82 | 1100 | 100 | 25000 | 11 | 1 | 5.24 | 5.24 | 6.1572 | 2020Q2 | https://shop.regencylighting.com/lamps/led/e11a19gudled27-g7-mxt.html | Regency Lighting | 2020 | Yes
LED Lighting | A-Type | Maxlite | True | Daylighting/Photocell, | General Purpose Replacement | A19 | GU24 | Damp Location Rated,Use With Timers,Use With Photo and/or Motion Sensors,Recessed Fixtures,Shatter Resistant Home / Light Bulbs / LED / Maxlite - 14099413 - E11A19GUDLED40/G6 Enclosed Rated 11W A19 LED Lamp - Universal - 1100 Lumens - Cool White (4000K) - 84 CRI - 25000 Hours - GU24 (Bi-Pin / Twist & Lock) - 120 to 130V Maxlite - 14099413 - E11A19GUDLED40/G6 | 4000 | 84 | 1100 | 100 | 25000 | 11 | 1 | 5.24 | 5.24 | 6.1572 | 2020Q2 | https://shop.regencylighting.com/lamps/led/e11a19gudled40-g6-mxt.html | Regency Lighting | 2020 | Yes
LED Lighting | A-Type | Maxlite | True |  | General Purpose Replacement | A19 | GU24 | Damp Location Rated,Recessed Fixtures Home / Light Bulbs / LED / Maxlite - 14009413 - E11A19GUDLED40/G7 Enclosed Rated; Suitable for Damp Locations 11W A19 LED Lamp - Universal - 1100 Lumens - Cool White (4000K) - 80 CRI - 25000 Hours - GU24 (Bi-Pin / Twist & Lock) - 120 to 130V Maxlite - 14009413 - E11A19GUDLED40/G7 | 4000 | 84 | 1100 | 100 | 25000 | 11 | 1 | 5.52 | 5.52 | 6.4862 | 2020Q2 | https://shop.regencylighting.com/lamps/led/e11a19gudled40-g7-mxt.html | Regency Lighting | 2020 | Yes
LED Lighting | A-Type | TCP | False |  | General Purpose Replacement | A19 | E26 (Medium) | Damp Location Rated Home / Light Bulbs / LED / TCP - L11A19N1527K Energy Star; Durable Plastic Housing; Enclosed Fixture Rated; Damp Location Rated 13.5W A19 LED Lamp - Universal - 1100 Lumens - Warm White (2700K) - 80 CRI - 15000 Hours - E26 (Medium) - 120 to 130V TCP - L11A19N1527K | 2700 | 83 | 1100 | 100 | 15000 | 11 | 1 | 3.65 | 3.65 | 4.2889 | 2020Q2 | https://shop.regencylighting.com/lamps/led/l11a19n1527k-tcp.html | Regency Lighting | 2020 | Yes
LED Lighting | A-Type | EIKO | True |  | General Purpose Replacement | A19 | E26 (Medium) | Damp Location Rated Product Description SOLD IN MINIMUM QUANTITY OF 115 The EiKO LED11WA19/OMN/840-DIM-G8 09943 is A19 omni-directional LED bulb that's cost-saving alternative to incandescent bulbs. The 11W LED A19 can be used in any lamp or light fixture that uses medium base bulbs. Using only 11 watts, the bright 4000K cool white light is equivalent to the light produced by a 75 watt incandescent bulb. The bulb has a color rendering index rating of 80 plus for good color accuracy. EiKO 09943 Features: Shatter resistant with smooth housing Compatible with a wide array of dimmers Instant-on and no warm up 25,000 hour life with 5 years warranty EiKO 09943 Applications: Table lamps and wall sconces Restaurants and retail Residential, hospitality, and healthcare Accent / display lighting LED11WA19/OMN/840-DIM-G8 - 75W Incandescent Equivalent - 1100 Lumens - 80 CRI - 120V - SOLD IN MINIMUM QUANTITY OF 115 EiKO 09943 - 11W LED A19 - 4000K - E26 | 4000 | 85 | 1100 | 100 | 25000 | 11 | 1 | 2.85 | 2.85 | 3.3489 | 2020Q2 | https://www.energyavenue.com/EIKO/09943 | Energy Avenue | 2020 | Yes
LED Lighting | A-Type | MaxLite | True |  | General Purpose Replacement | A19 | E26 (Medium) | Damp Location Rated,Recessed Fixtures Product Description The Maxlite E11A19DLED40/G8 bulb replicates traditional A19 bulbs while being Energy Star certified. The LED A19 is a 75W incandescent replacement with a standard E26 base. It illuminates 4000K cool white radiance through omni-directional beams with a dimming feature. It operates efficiently in general, decorative, and architectural lighting environments. Maxlite 14099401 Features: Dimmable down to 10% 25,000 life hours 5-year warranty Maxlite 14099401 Applications: Dry and damp locations Open and enclosed fixtures Residential and commercial use E11A19DLED40/G8 - 1,100 Lumens - 80 CRI - 75W Incandescent Equivalent - 220° - 120V Maxlite 14099401 - 11W LED A19 - 4000K | 4000 | 83 | 1100 | 100 | 25000 | 11 | 1 | 3.5 | 3.5 | 4.1126 | 2020Q2 | https://www.energyavenue.com/MaxLite/14099401 | Energy Avenue | 2020 | Yes
LED Lighting | A-Type | MaxLite | True |  | General Purpose Replacement | A19 | GU24 | Damp Location Rated,Recessed Fixtures Product Description The Maxlite E11A19GUDLED30/G7 A-line bulb is a 75W incandescent equivalent bulb with Energy Star benefits. While using less energy than its counterparts, the LED A19 radiates maximum 3000K warm white illumination for 25,000 life hours. The bulb also has a dimming feature to set the right ambiance in the room. Maxlite 14099412 Features: Omni-directional beam Dims down to 10% 5-year warranty Maxlite 14099412 Applications: Dry and damp locations Open and enclosed fixtures Residential and commercial use E11A19GUDLED30/G7 - 1,100 Lumens - 80 CRI - 75W Incandescent Equivalent - 120V Maxlite 14099412 - 11W LED A19 - 3000K | 3000 | 82 | 1100 | 100 | 25000 | 11 | 1 | 3.75 | 3.75 | 4.4064 | 2020Q2 | https://www.energyavenue.com/MaxLite/14099412 | Energy Avenue | 2020 | Yes
LED Lighting | A-Type | MaxLite | True |  | General Purpose Replacement | A19 | GU24 | Damp Location Rated,Recessed Fixtures Product Description The Maxlite E11A19GUDLED40/G7 bulb works great indoors in dry locations. Once on, the LED A19 illuminates 4000K cool white radiance. While saving at least 85% of energy, the 75W incandescent equivalent bulb lasts 25,000 life hours. A five-year warranty is available with the 11W bulb in case of defects. Maxlite 14099413 Features: 75W incandescent replacement Dims down to 10% Energy Star certified Maxlite 14099413 Applications: Residential use Commercial use Dry and damp locations E11A19GUDLED40/G7 - 1,100 Lumens - 80 CRI - 75W Incandescent Equivalent - 120V Maxlite 14099413 - 11W LED A19 - 4000K | 4000 | 84 | 1100 | 100 | 25000 | 11 | 1 | 3.75 | 3.75 | 4.4064 | 2020Q2 | https://www.energyavenue.com/MaxLite/14099413 | Energy Avenue | 2020 | Yes
LED Lighting | A-Type | Manufacturer: Satco | True | Daylighting/Photocell, | General Purpose Replacement | A19 | E26 (Medium) | Damp Location Rated,Recessed Fixtures Home > Energy Star Qualified Products > 11 Watt 1100 Lumen Enclosed Fixture Rated Dimmable LED A19 Light Bulb 5000K ** Non-CEC Compliant - NOT Lawful for Sale in California ** Product Specifications - Quick Reference Input Voltage: Lumens: 120 Volt 1100 Lumens Dimensions: Dimmable: 4-3/8" (MOL) x 2-3/8" (MOD) Yes LED Color: 5000K Daylight Life Time: 25,000 Hours Power Consumption: Luminous Efficacy: 11 Watts 100 lm/W CRI: Certifications: 80 CRI Energy Star, Enclosed, Damp Satco's LED series of omni-directional LED A19 Lamps are here to replace your 75 watt incandescent light bulbs. Within this series, Satco is exhibiting their Solid State LED Lighting for these A shaped replacement lamps. This series of A19 LED lights bulbs are not only dimmable, but also are approved for totally enclosed fixtures. They have a long life of 25,000 hours and possess a 3 Year Limited Warranty. This series comes in an 11 watt model and the following color temperatures: 2700K, 3000K, 4000K and 5000K. This model is part number S29813, (a replacement of item S9813) which produces 1100 lumens of a 5000K daylight color. This bulb consumes just 11 watts of 120 volt energy. This bulb is Energy Star certified, cULus - damp location rated, and enclosed fixture rated. This led light bulb is dimmable and has a CRI of 80. The innovative design of this A19 bulb features a smooth heat sink design to resemble traditional incandescent lamps. When you replace your 75A19 bulbs with these 11 watt A19 LED bulbs, your energy use decreases significantly while keeping the same look and feel of your old A19 bulbs. Typical applications include: commercial, residential, down lighting, accent lighting, display lighting, and more. Click here for the complete Satco S29813 LED A19 Light Bulb Specification Sheet. Satco 11 Watt 1100 Lumen Enclosed Fixture Rated Dimmable LED A19 Light Bulb 5000K | 5000 | 86 | 1100 | 100 | 25000 | 11 | 1 | 5.95 | 5.95 | 6.9915 | 2020Q2 | https://www.greenelectricalsupply.com/11-watt-enclosed-fixture-rated-e26-a19-led-light-bulbs-5000k-2.aspx | Green Electrical Supply | 2020 | Yes
LED Lighting | A-Type | Manufacturer: Satco | True |  | General Purpose Replacement | A19 | E26 (Medium) | Damp Location Rated,Recessed Fixtures Home > Energy Star Qualified Products > 11 Watt 1100 Lumen Enclosed Fixture Rated Dimmable LED A19 Light Bulb 2700K ** Non-CEC Compliant - NOT Lawful for Sale in California ** Product Specifications - Quick Reference Input Voltage: Lumens: 120 Volt 1100 Lumens Dimensions: Dimmable: 4-3/8" (MOL) x 2-3/8" (MOD) Yes LED Color: 2700K Warm White Life Time: 25,000 Hours Power Consumption: Luminous Efficacy: 11 Watts 100 lm/W CRI: Certifications: 80 CRI Energy Star, RoHS, Damp Satco's LED series of omni-directional LED A19 Lamps are here to replace your 75 watt incandescent light bulbs. Within this series, Satco is exhibiting their Solid State LED Lighting for these A shaped replacement lamps. This series of A19 LED lights bulbs are not only dimmable, but also are approved for totally enclosed fixtures. They have a long life of 25,000 hours and possess a 5 Year Limited Warranty (based on 10 hour use per day). This series comes in 11 watt model and the following color temperatures: 2700K, 3000K, 4000K and 5000K. This model is part number S29810, a replacement of S9810, which produces 1100 lumens of a 2700K warm white color. This bulb consumes just 11 watts of 120 volt energy. This bulb is Energy Star certified, RoHS compliant, cULus - damp location rated, and enclosed fixture rated. This led light bulb is dimmable and has a CRI of 80, while producing zero UV or IR radiation. The innovative design of this A19 bulb features a smooth heat sink design to resemble traditional incandescent lamps. When you replace your 75A19 bulbs with these 11 watt A19 LED bulbs, your energy use decreases significantly while keeping the same look and feel of your old A19 bulbs. Typical applications include: commercial, residential, down lighting, accent lighting, display lighting, and more. Click here for the complete Satco S29810 LED A19 Light Bulb Specification Sheet. Satco 11 Watt 1100 Lumen Enclosed Fixture Rated Dimmable LED A19 Light Bulb 2700K | 2700 | 81 | 1100 | 100 | 25000 | 11 | 1 | 5.95 | 5.95 | 6.9915 | 2020Q2 | https://www.greenelectricalsupply.com/11-watt-enclosed-rated-led-a19-light-bulbs-2700k.aspx | Green Electrical Supply | 2020 | Yes
LED Lighting | A-Type | Manufacturer: Satco | True |  | General Purpose Replacement | A19 | E26 (Medium) | Damp Location Rated,Recessed Fixtures Home > Energy Star Qualified Products > 11 Watt 1100 Lumen Enclosed Fixture Rated Dimmable LED A19 Light Bulb 3000K ** Non-CEC Compliant - NOT Lawful for Sale in California ** Product Specifications - Quick Reference Input Voltage: Lumens: 120 Volt 1100 Lumens Dimensions: Dimmable: 4-3/8" (MOL) x 2-3/8" (MOD) Yes LED Color: 3000K Warm White Life Time: 25,000 Hours Power Consumption: Luminous Efficacy: 11 Watts 100 lm/W CRI: Certifications: 80 CRI Energy Star, RoHS, Damp Satco's LED series of omni-directional LED A19 Lamps are here to replace your 75 watt incandescent light bulbs. Within this series, Satco is exhibiting their Solid State LED Lighting for these A shaped replacement lamps. This series of A19 LED lights bulbs are not only dimmable, but also are approved for totally enclosed fixtures. They have a long life of 25,000 hours and possess a 5 Year Limited Warranty. This series comes in 11 watt model and the following color temperatures: 2700K, 3000K, 4000K and 5000K. This model is part number S29811, a replacement of S9811, which produces 1100 lumens of a 3000K warm white color. This bulb consumes just 11 watts of 120 volt energy. This bulb is Energy Star certified, RoHS compliant, cULus - damp location rated, and enclosed fixture rated. This led light bulb is dimmable and has a CRI of 80, while producing zero UV or IR radiation. The innovative design of this A19 bulb features a smooth heat sink design to resemble traditional incandescent lamps. When you replace your 75A19 bulbs with these 11 watt A19 LED bulbs, your energy use decreases significantly while keeping the same look and feel of your old A19 bulbs. Typical applications include: commercial, residential, down lighting, accent lighting, display lighting, and more. Click here for the complete Satco S29811 LED A19 Light Bulb Specification Sheet. Satco 11 Watt 1100 Lumen Enclosed Fixture Rated Dimmable LED A19 Light Bulb 3000K | 3000 | 83 | 1100 | 100 | 25000 | 11 | 1 | 5.95 | 5.95 | 6.9915 | 2020Q2 | https://www.greenelectricalsupply.com/11-watt-enclosed-rated-led-a19-light-bulbs-3000k.aspx | Green Electrical Supply | 2020 | Yes
LED Lighting | A-Type | Manufacturer: Satco | True |  | General Purpose Replacement | A19 | E26 (Medium) | Damp Location Rated,Recessed Fixtures Home > Energy Star Qualified Products > 11 Watt 1100 Lumen Enclosed Fixture Rated Dimmable LED A19 Light Bulb 4000K ** Non-CEC Compliant - NOT Lawful for Sale in California ** Product Specifications - Quick Reference Input Voltage: Lumens: 120 Volt 1100 Lumens Dimensions: Dimmable: 4-3/8" (MOL) x 2-3/8" (MOD) Yes LED Color: 4000K Cool White Life Time: 25,000 Hours Power Consumption: Luminous Efficacy: 11 Watts 100 lm/W CRI: Certifications: 80 CRI Energy Star, RoHS, Damp Satco's LED series of omni-directional LED A19 Lamps are here to replace your 75 watt incandescent light bulbs. Within this series, Satco is exhibiting their Solid State LED Lighting for these A shaped replacement lamps. This series of A19 LED lights bulbs are not only dimmable, but also are approved for totally enclosed fixtures. They have a long life of 25,000 hours and possess a 5 Year Limited Warranty. This series comes in 11 watt model and the following color temperatures: 2700K, 3000K, 4000K and 5000K. This model is part number S29812, (a replacement of item S9812) which produces 1100 lumens of a 4000K cool white color. This bulb consumes just 11 watts of 120 volt energy. This bulb is Energy Star certified, RoHS compliant, cULus - damp location rated, and enclosed fixture rated. This led light bulb is dimmable and has a CRI of 80, while producing zero UV or IR radiation. The innovative design of this A19 bulb features a smooth heat sink design to resemble traditional incandescent lamps. When you replace your 75A19 bulbs with these 11 watt A19 LED bulbs, your energy use decreases significantly while keeping the same look and feel of your old A19 bulbs. Typical applications include: commercial, residential, down lighting, accent lighting, display lighting, and more. Click here for the complete Satco S29812 LED A19 Light Bulb Specification Sheet. Satco 11 Watt 1100 Lumen Enclosed Fixture Rated Dimmable LED A19 Light Bulb 4000K | 4000 | 85 | 1100 | 100 | 25000 | 11 | 1 | 5.95 | 5.95 | 6.9915 | 2020Q2 | https://www.greenelectricalsupply.com/11-watt-enclosed-rated-led-a19-light-bulbs-4000k.aspx | Green Electrical Supply | 2020 | Yes
LED Lighting | A-Type | Manufacturer: Keystone Technologies | True |  | General Purpose Replacement | A19 | E26 (Medium) | Damp Location Rated,Not for Use in Recessed Fixtures Home > LED Light Bulbs > LED A19 Bulbs > 1000-1500 Lumens (75W Equal) > 2700K Warm White > 11 Watt Essential Series LED General Purpose A19 Light Bulb Dimmable 1100 Lumens 80 CRI 120V 2700K Product Specifications - Quick Reference Lamp Wattage: Working Voltage: 11 Watts 120 Volt Dimensions: Dimmability: 2.36" W x 4.33" (MOL) YES - Dimmable CRI: Delivered Lumens: 80 CRI 1100 Lumens Replaces: Certifications: 75 Watt Incandescent ENERGY STAR, UL, RoHS Light Color: 2700K Warm White Warranty: 2 Year Limited Keystone’s Essential Series A Shape Bulbs are designed for general purpose lighting needs. They’re suitable for new construction applications or replacing incandescent and halogen bulbs. Offering substantially longer lifespans and higher efficiencies, our A Shape Bulbs minimize energy and replacement costs. Keystone’s extensive line of Essential Series omnidirectional LED bulbs provide solutions for a variety of application needs. There is a wide range of wattage and lumen outputs available, as well as both 80 and 90 CRI options for a majority of the line. Color temperature choices include 2700K, 3000K, and 5000K, offering more aesthetic flexibility over incandescent bulbs. This Keystone Technologies KT-LED11A19-O-827 Essential Series Dimmable LED A19 Light Bulb produces a color temperature of 2700K warm white, operates on your existing 120V circuit and consumes just 11 watts of energy. These LED A19 A lamps 75 watt incandescent equivalent retrofit lights generate 1100 lumens and have a Color Rendering Index (CRI) of 80. These 120 volt LED light bulbs fit fixtures with an E26 medium base. These LED A19 bulbs are dimmable but are NOT CEC Title 20 Compliant. For Non-Dimmable versions, or CEC compliant versions, please refer to the related products below. Can't find what you are looking for or need a quote for a large job? Give our customer service a call at 248-276-9640. The bulb's dimensions are 2.36 inches wide by 4.33 inches MOL. The lens conceals the LEDs from sight and evenly distributes the light and with a durable plastic housing that lowers the risk for breakage. They can be used with LED compatible controls and dimmers and are also rated for use in enclosed fixtures. Click here to see the complete Keystone 11 Watt 80CRI General Purpose Dimmable A19 Specification Sheet. These bulbs are damp location rated, Energy Star qualified, and have a rated life of 15,000 hours or a 2 Year limited warranty. Typical Applications Typical applications for these omni-directional LED A19 lamps include table and floor lamps, chandeliers, pendants, corridor light and sconce fixtures and general decorative outdoor lighting in residential, office, retail, restaurant, school, hospital and hotel/motel locations. Keystone Technologies 11 Watt Essential Series LED General Purpose A19 Light Bulb Dimmable 1100 Lumens 80 CRI 120V 2700K | 2700 | 82 | 1100 | 100 | 15000 | 11 | 1 | 3.23 | 3.23 | 3.7954 | 2020Q2 | https://www.greenelectricalsupply.com/11-watt-essential-series-led-general-purpose-a19-light-bulb-dimmable-1100-lumens-80-cri-120v-2700k.aspx | Green Electrical Supply | 2020 | Yes
LED Lighting | A-Type | Manufacturer: Keystone Technologies | True |  | General Purpose Replacement | A19 | E26 (Medium) | Damp Location Rated,Not for Use in Recessed Fixtures Home > LED Light Bulbs > LED A19 Bulbs > 1000-1500 Lumens (75W Equal) > 3000K Warm White > 11 Watt Essential Series LED General Purpose A19 Light Bulb Dimmable 1100 Lumens 80 CRI 120V 3000K Product Specifications - Quick Reference Lamp Wattage: Working Voltage: 11 Watts 120 Volt Dimensions: Dimmability: 2.36" W x 4.33" (MOL) YES - Dimmable CRI: Delivered Lumens: 80 CRI 1100 Lumens Replaces: Certifications: 75 Watt Incandescent ENERGY STAR, UL, RoHS Light Color: 3000K Warm White Warranty: 2 Year Limited Keystone’s Essential Series A Shape Bulbs are designed for general purpose lighting needs. They’re suitable for new construction applications or replacing incandescent and halogen bulbs. Offering substantially longer lifespans and higher efficiencies, our A Shape Bulbs minimize energy and replacement costs. Keystone’s extensive line of Essential Series omnidirectional LED bulbs provide solutions for a variety of application needs. There is a wide range of wattage and lumen outputs available, as well as both 80 and 90 CRI options for a majority of the line. Color temperature choices include 2700K, 3000K, and 5000K, offering more aesthetic flexibility over incandescent bulbs. This Keystone Technologies KT-LED11A19-O-830 Essential Series Dimmable LED A19 Light Bulb produces a color temperature of 3000K warm white, operates on your existing 120V circuit and consumes just 11 watts of energy. These LED A19 A lamps 75 watt incandescent equivalent retrofit lights generate 1100 lumens and have a Color Rendering Index (CRI) of 80. These 120 volt LED light bulbs fit fixtures with an E26 medium base. These LED A19 bulbs are dimmable but are NOT CEC Title 20 Compliant. For Non-Dimmable versions, or CEC compliant versions, please refer to the related products below. Can't find what you are looking for or need a quote for a large job? Give our customer service a call at 248-276-9640. The bulb's dimensions are 2.36 inches wide by 4.33 inches MOL. The lens conceals the LEDs from sight and evenly distributes the light and with a durable plastic housing that lowers the risk for breakage. They can be used with LED compatible controls and dimmers and are also rated for use in enclosed fixtures. Click here to see the complete Keystone 11 Watt 80CRI General Purpose Dimmable A19 Specification Sheet. These bulbs are damp location rated, Energy Star qualified, and have a rated life of 15,000 hours or a 2 Year limited warranty. Typical Applications Typical applications for these omni-directional LED A19 lamps include table and floor lamps, chandeliers, pendants, corridor light and sconce fixtures and general decorative outdoor lighting in residential, office, retail, restaurant, school, hospital and hotel/motel locations. Keystone Technologies 11 Watt Essential Series LED General Purpose A19 Light Bulb Dimmable 1100 Lumens 80 CRI 120V 3000K | 3000 | 84 | 1100 | 100 | 15000 | 11 | 1 | 3.23 | 3.23 | 3.7954 | 2020Q2 | https://www.greenelectricalsupply.com/11-watt-essential-series-led-general-purpose-a19-light-bulb-dimmable-1100-lumens-80-cri-120v-3000k.aspx | Green Electrical Supply | 2020 | Yes
LED Lighting | A-Type | Manufacturer: Keystone Technologies | True |  | General Purpose Replacement | A19 | E26 (Medium) | Damp Location Rated,Not for Use in Recessed Fixtures Home > LED Light Bulbs > LED A19 Bulbs > 1000-1500 Lumens (75W Equal) > 4000K Cool White > 11 Watt Essential Series LED General Purpose A19 Light Bulb Dimmable 1100 Lumens 80 CRI 120V 4000K Product Specifications - Quick Reference Lamp Wattage: Working Voltage: 11 Watts 120 Volt Dimensions: Dimmability: 2.36" W x 4.33" (MOL) YES - Dimmable CRI: Delivered Lumens: 80 CRI 1100 Lumens Replaces: Certifications: 75 Watt Incandescent ENERGY STAR, UL, RoHS Light Color: 4000K Cool White Warranty: 2 Year Limited Keystone’s Essential Series A Shape Bulbs are designed for general purpose lighting needs. They’re suitable for new construction applications or replacing incandescent and halogen bulbs. Offering substantially longer lifespans and higher efficiencies, our A Shape Bulbs minimize energy and replacement costs. Keystone’s extensive line of Essential Series omnidirectional LED bulbs provide solutions for a variety of application needs. There is a wide range of wattage and lumen outputs available, as well as both 80 and 90 CRI options for a majority of the line. Color temperature choices include 2700K, 3000K, and 5000K, offering more aesthetic flexibility over incandescent bulbs. This Keystone Technologies KT-LED11A19-O-840 Essential Series Dimmable LED A19 Light Bulb produces a color temperature of 4000K warm white, operates on your existing 120V circuit and consumes just 11 watts of energy. These LED A19 A lamps 75 watt incandescent equivalent retrofit lights generate 1100 lumens and have a Color Rendering Index (CRI) of 80. These 120 volt LED light bulbs fit fixtures with an E26 medium base. These LED A19 bulbs are dimmable but are NOT CEC Title 20 Compliant. For Non-Dimmable versions, or CEC compliant versions, please refer to the related products below. Can't find what you are looking for or need a quote for a large job? Give our customer service a call at 248-276-9640. The bulb's dimensions are 2.36 inches wide by 4.33 inches MOL. The lens conceals the LEDs from sight and evenly distributes the light and with a durable plastic housing that lowers the risk for breakage. They can be used with LED compatible controls and dimmers and are also rated for use in enclosed fixtures. Click here to see the complete Keystone 11 Watt 80CRI General Purpose Dimmable A19 Specification Sheet. These bulbs are damp location rated, Energy Star qualified, and have a rated life of 15,000 hours or a 2 Year limited warranty. Typical Applications Typical applications for these omni-directional LED A19 lamps include table and floor lamps, chandeliers, pendants, corridor light and sconce fixtures and general decorative outdoor lighting in residential, office, retail, restaurant, school, hospital and hotel/motel locations. Keystone Technologies 11 Watt Essential Series LED General Purpose A19 Light Bulb Dimmable 1100 Lumens 80 CRI 120V 4000K | 4000 | 84 | 1100 | 100 | 15000 | 11 | 1 | 3.23 | 3.23 | 3.7954 | 2020Q2 | https://www.greenelectricalsupply.com/11-watt-essential-series-led-general-purpose-a19-light-bulb-dimmable-1100-lumens-80-cri-120v-4000k.aspx | Green Electrical Supply | 2020 | Yes
LED Lighting | A-Type | Manufacturer: Keystone Technologies | True | Daylighting/Photocell, | General Purpose Replacement | A19 | E26 (Medium) | Damp Location Rated,Not for Use in Recessed Fixtures Home > LED Light Bulbs > LED A19 Bulbs > 1000-1500 Lumens (75W Equal) > 5000K Daylight > 11 Watt Essential Series LED General Purpose A19 Light Bulb Dimmable 1100 Lumens 80 CRI 120V 5000K Product Specifications - Quick Reference Lamp Wattage: Working Voltage: 11 Watts 120 Volt Dimensions: Dimmability: 2.36" W x 4.33" (MOL) YES - Dimmable CRI: Delivered Lumens: 80 CRI 1100 Lumens Replaces: Certifications: 75 Watt Incandescent ENERGY STAR, UL, RoHS Light Color: 5000K Daylight Warranty: 2 Year Limited Keystone’s Essential Series A Shape Bulbs are designed for general purpose lighting needs. They’re suitable for new construction applications or replacing incandescent and halogen bulbs. Offering substantially longer lifespans and higher efficiencies, our A Shape Bulbs minimize energy and replacement costs. Keystone’s extensive line of Essential Series omnidirectional LED bulbs provide solutions for a variety of application needs. There is a wide range of wattage and lumen outputs available, as well as both 80 and 90 CRI options for a majority of the line. Color temperature choices include 2700K, 3000K, and 5000K, offering more aesthetic flexibility over incandescent bulbs. This Keystone Technologies KT-LED11A19-O-850 Essential Series Dimmable LED A19 Light Bulb produces a color temperature of 5000K daylight, operates on your existing 120V circuit and consumes just 11 watts of energy. These LED A19 A lamps 75 watt incandescent equivalent retrofit lights generate 1100 lumens and have a Color Rendering Index (CRI) of 80. These 120 volt LED light bulbs fit fixtures with an E26 medium base. These LED A19 bulbs are dimmable but are NOT CEC Title 20 Compliant. For Non-Dimmable versions, or CEC compliant versions, please refer to the related products below. Can't find what you are looking for or need a quote for a large job? Give our customer service a call at 248-276-9640. The bulb's dimensions are 2.36 inches wide by 4.33 inches MOL. The lens conceals the LEDs from sight and evenly distributes the light and with a durable plastic housing that lowers the risk for breakage. They can be used with LED compatible controls and dimmers and are also rated for use in enclosed fixtures. Click here to see the complete Keystone 11 Watt 80CRI General Purpose Dimmable A19 Specification Sheet. These bulbs are damp location rated, Energy Star qualified, and have a rated life of 15,000 hours or a 2 Year limited warranty. Typical Applications Typical applications for these omni-directional LED A19 lamps include table and floor lamps, chandeliers, pendants, corridor light and sconce fixtures and general decorative outdoor lighting in residential, office, retail, restaurant, school, hospital and hotel/motel locations. Keystone Technologies 11 Watt Essential Series LED General Purpose A19 Light Bulb Dimmable 1100 Lumens 80 CRI 120V 5000K | 5000 | 86 | 1100 | 100 | 15000 | 11 | 1 | 3.23 | 3.23 | 3.7954 | 2020Q2 | https://www.greenelectricalsupply.com/11-watt-essential-series-led-general-purpose-a19-light-bulb-dimmable-1100-lumens-80-cri-120v-5000k.aspx | Green Electrical Supply | 2020 | Yes
LED Lighting | A-Type | Manufacturer: Satco | True |  | General Purpose Replacement | A19 | GU24 | Damp Location Rated,Recessed Fixtures Home > Energy Star Qualified Products > 11 Watt 1100 Lumen GU24 Base Enclosed Fixture Rated Dimmable LED A19 Light Bulb 2700K ** Non-CEC Compliant - NOT Lawful for Sale in California ** Product Specifications - Quick Reference Input Voltage: Lumens: 120 Volt 1100 Lumens Dimensions: Dimmable: 4-3/8" (MOL) x 2-3/8" (MOD) Yes LED Color: 2700K Warm White Life Time: 25,000 Hours Power Consumption: Luminous Efficacy: 11 Watts 100 lm/W CRI: Certifications: 80 CRI Energy Star, RoHS, Damp Satco's LED series of omni-directional LED A19 Lamps are here to replace your 75 watt incandescent light bulbs. Within this series, Satco is exhibiting their Solid State LED Lighting for these A shaped replacement lamps featuring a GU24 base. This series of A19 LED lights bulbs are not only dimmable, but also are approved for totally enclosed fixtures. They have a long life of 25,000 hours and possess a 5 Year Limited Warranty. This series comes in 11 watt model and the following color temperatures: 2700K, 3000K, 4000K and 5000K. This model is part number S29814, a replacement of S9814, which produces 1100 lumens of a 2700K warm white color. This bulb consumes just 11 watts of 120 volt energy. This bulb is Energy Star certified, RoHS compliant, cULus - damp location rated, and enclosed fixture rated. This led light bulb is dimmable and has a CRI of 80, while producing zero UV or IR radiation. The innovative design of this A19 bulb features a smooth heat sink design to resemble traditional incandescent lamps with a GU24 base to meet all your needs. When you replace your 75A19 bulbs with these 11 watt A19 LED bulbs, your energy use decreases significantly while keeping the same look and feel of your old A19 bulbs. Typical applications include: commercial, residential, down lighting, accent lighting, display lighting, and more. Click here for the complete Satco S29814 LED A19 Light Bulb Specification Sheet. Satco 11 Watt 1100 Lumen GU24 Base Enclosed Fixture Rated Dimmable LED A19 Light Bulb 2700K | 2700 | 81 | 1100 | 100 | 25000 | 11 | 1 | 5.95 | 5.95 | 6.9915 | 2020Q2 | https://www.greenelectricalsupply.com/11-watt-gu24-base-led-a19-light-bulbs-2700k.aspx | Green Electrical Supply | 2020 | Yes
LED Lighting | A-Type | Manufacturer: TCP | False |  | General Purpose Replacement | A19 | E26 (Medium) | Damp Location Rated Home > Energy Star Qualified Products > 13.5 Watt 1100 Lumen Non-Dimmable Enclosed Fixture Rated LED A19 Light Bulb 2700K Product Specifications - Quick Reference Input Voltage: Lumens: 120 Volt AC 1100 Lumens Dimensions: Dimmable: 2.4" W x 4.6" MOL NO - Not Dimmable LED Color: 2700K Warm White Life Time: 15,000 Hours Power Consumption: Luminous Efficacy: 13.5 Watts 81.5 lm/W CRI: Certifications: 80 CRI UL listed, ENERGY STAR Built off a 20-year history of producing energy efficient lighting, Technical Consumer Products, Inc. (TCP) is excited to announce its most advanced and comprehensive lineup of LED lamps: the LED Elite Series. With TCPs dedication to manufacturing high quality, state-of-the-art lighting, combined with excellent high color rendering index (CRI) and new shatterproof smooth housing (which gives the appearance of traditional halogen bulbs), the LED Elite Series bulbs are a perfect choice to transform nearly every lighted environment into something extraordinary. This is the TCP, LED Elite All-Purpose NON-Dimmable A19 lamp with 230 Degree Beam Angle, and it comes with a color temperature of 2700 Kelvin (K). UL approved, RoHS Compliant, Energy Star Qualified, the TCP L11A19N1527K, a replacement of the LED13A2127K, offers a very durable, solid state lighting technology that significantly reduces lighting service and maintenance costs. These NON-Dimmable LED A19 bulbs consume up to 80% LESS energy than a standard 75-watt incandescent light bulb. These A19 LED bulbs do not contain Mercury or any other harmful substance, generate no IR or UV rays and carry a 3 Year Limited Warranty. TCPs LED A19 lamps have the highest light output and are the most efficient LED A19 light bulbs available today. Consuming just 13.5 watts of 120 volt energy, this A19 bulb generates 1100 lumens, that's 81.5 Lumens per watt. This 75 watt incandescent equivalent LED A19 bulb can be used in outdoor fixtures when protected from the elements, in enclosed rated fixtures, has a rated life of 15,000 hours with a minimum starting temperature of -30 degrees Celsius and measures 4.4" MOL and 2.4" in diameter. Click here to see the TCP LED Elite Omni Directional A19 Series Specification Sheet. Typical Applications Typical applications for the TCP L11A19N1527K, Elite non-dimmable A19 LED light bulbs include general indoor or outdoor lighting, table lamps, sconces, floor lamps and ceiling fixtures. TCP 13.5 Watt 1100 Lumen Non-Dimmable Enclosed Fixture Rated LED A19 Light Bulb 2700K | 2700 | 83 | 1100 | 100 | 15000 | 11 | 1 | 3.08 | 3.08 | 3.6191 | 2020Q2 | https://www.greenelectricalsupply.com/13.5-watt-a19-led-non-dimmable-2700k.aspx | Green Electrical Supply | 2020 | Yes
LED Lighting | A-Type | Satco | True |  | General Purpose Replacement | A19 | GU24 | Damp Location Rated,Recessed Fixtures HomeLamps, Bulbs, BallastsBulbs - LEDLED - TraditionalLamps - A-Type SATCO S29804 11A19/LED/4000K/ Satco S29804 11 watt; A19 LED; 4000K; GU24 base; 220' beam spread; 120 volts | 4000 | 85 | 1100 | 100 | 25000 | 11 | 1 | 7.19 | 7.19 | 8.4485 | 2020Q2 | https://www.platt.com/platt-electric-supply/LED-Traditional-Lamps-A-Type/Satco/S29804/product.aspx?zpid=746032 | Platt | 2020 | Yes
LED Lighting | A-Type | Satco | True |  | General Purpose Replacement | A19 | E26 (Medium) | Damp Location Rated,Recessed Fixtures HomeLamps, Bulbs, BallastsBulbs - LEDLED - TraditionalLamps - A-Type Dimmable LED Lamp, 11W, 120V, Bulb: A-Type (A19), Base: Medium Screw (E26), Lumens: 1100, CRI: 80, Color Temperature: 2700K. 75W Equivalent, Energy Star Rated. Rated Average Life: 25,000 Hrs. Satco S29810 11 watt; A19 LED; 2700K | 2700 | 81 | 1100 | 100 | 25000 | 11 | 1 | 5.73 | 5.73 | 6.733 | 2020Q2 | https://www.platt.com/platt-electric-supply/LED-Traditional-Lamps-A-Type/Satco/S29810/product.aspx?zpid=952779 | Platt | 2020 | Yes
LED Lighting | A-Type | Satco | True |  | General Purpose Replacement | A19 | E26 (Medium) | Damp Location Rated,Recessed Fixtures HomeLamps, Bulbs, BallastsBulbs - LEDLED - TraditionalLamps - A-Type SATCO S 29812 Satco S29812 11 watt; A19 LED; 4000K; Medium base; 220' beam spread; 120 volts | 4000 | 85 | 1100 | 100 | 25000 | 11 | 1 | 5.73 | 5.73 | 6.733 | 2020Q2 | https://www.platt.com/platt-electric-supply/LED-Traditional-Lamps-A-Type/Satco/S29812/product.aspx?zpid=1198662 | Platt | 2020 | Yes
LED Lighting | A-Type | Satco | True |  | General Purpose Replacement | A19 | E26 (Medium) | Damp Location Rated,Recessed Fixtures HomeLamps, Bulbs, BallastsBulbs - LEDLED - TraditionalLamps - A-Type SATCO S29813 11A19/LED/5000K/ Satco S29813 11 watt; A19 LED; 5000K; Medium base; 220' beam spread; 120 volts | 5000 | 86 | 1100 | 100 | 25000 | 11 | 1 | 5.73 | 5.73 | 6.733 | 2020Q2 | https://www.platt.com/platt-electric-supply/LED-Traditional-Lamps-A-Type/Satco/S29813/product.aspx?zpid=1045124 | Platt | 2020 | Yes
LED Lighting | A-Type | Green Creative | True |  |  | A19 |  | Suitable to replace 75W Incandescent Comfortable diffused light Smooth dimming with existing dimmers More Information 11W Dimmable LED Bulb - E26 Base, 120V Features: Wattage: 11W LED Bulb Base: E26 Base Bulb Shape: A19 Voltage: 120V Rated Life: 25,000 hours Color Temperature: 2700K, 3000K, 4000K CRI: 82 Lumens: 1100-1200 Suitable to replace 75W Incandescent Comfortable diffused light Smooth dimming with existing dimmers Models: 98138 , 98139 , 98140 *MFG Part Number*: 98138 , 98139 , 98140 11W Dimmable LED Bulb - E26 Base, 120V Green Creative 11W Dimmable LED Bulb - E26 Base, 120V | 2700 | 82 | 1100 | 100 | 25000 | 11 | 1 | 6.27 | 6.27 | 7.3675 | 2020Q2 | https://www.lbclighting.com/led/light-bulb-led/grnc-98138.html | LBC Lighting | 2020 | Yes
LED Lighting | A-Type | Green Creative | True |  |  | A19 |  | Suitable to replace 75W Incandescent Comfortable diffused light Smooth dimming with existing dimmers More Information 11W Dimmable LED Bulb - E26 Base, 120V, 92CRI Features: Wattage: 11W LED Bulb Base: E26 Base Bulb Shape: A19 Voltage: 120V Rated Life: 25,000 hours Color Temperature: 2700K, 3000K, 4000K CRI: 92 Lumens: 1100-1200 Suitable to replace 75W Incandescent Comfortable diffused light Smooth dimming with existing dimmers Models: 98141 , 98142 , 98143 *MFG Part Number*: 98141 , 98142 , 98143 11W Dimmable LED Bulb - E26 Base, 120V, 92CRI Green Creative 11W Dimmable LED Bulb - E26 Base, 120V, 92CRI | 2700 | 92 | 1100 | 100 | 25000 | 11 | 1 | 9.87 | 9.87 | 11.5976 | 2020Q2 | https://www.lbclighting.com/led/light-bulb-led/grnc-98141.html | LBC Lighting | 2020 | Yes
LED Lighting | A-Type | Maxlite | True |  | A19/21 | GU24 (Bi-Pin / Twist & Lock) | GU24 (Bi-Pin / Twist & Lock) | Home / Light Bulbs / LED / Maxlite - 102198 - 11A19GUDLED30/G4 Energy Star Rated; Dry or Damp Location; Not for Use in Totally Enclosed Fixtures 11W A19 LED Lamp - Universal - 1100 Lumens - Warm White (3000K) - 83 CRI - 25000 Hours - GU24 (Bi-Pin / Twist & Lock) - 120 to 130V Maxlite - 102198 - 11A19GUDLED30/G4 | 3000 | 83 | 1100 | 100 | 25000 | 11 | 50 | 253 | 5.06 | 5.9457 | 2020Q2 | https://shop.regencylighting.com/lamps/led/11a19gudled30-g4-mxt.html | Regency Lighting | 2020 | Yes
LED Lighting | A-Type | Maxlite | True |  | A19/21 | GU24 (Bi-Pin / Twist & Lock) | GU24 (Bi-Pin / Twist & Lock) | Home / Light Bulbs / LED / LED A-Line / Maxlite - 102198 - 11A19GUDLED30/G4 Energy Star Rated; Dry or Damp Location; Not for Use in Totally Enclosed Fixtures 11W A19 LED Lamp - Universal - 1100 Lumens - Warm White (3000K) - 83 CRI - 25000 Hours - GU24 (Bi-Pin / Twist & Lock) - 120 to 130V Maxlite - 102198 - 11A19GUDLED30/G4 | 3000 | 83 | 1100 | 100 | 25000 | 11 | 50 | 253 | 5.06 | 5.9457 | 2020Q2 | https://shop.regencylighting.com/lamps/led/a-line/11a19gudled30-g4-mxt.html | Regency Lighting | 2020 | Yes
LED Lighting | A-Type | Maxlite | False |  | A19/21 | E26 (Medium) | E26 (Medium) | Home / Light Bulbs / LED / LED A-Line / Maxlite - 102576 - E11A19NDV30 Non-Dimming Value Series; Enclosed Rated; Damp Location Rated 11W A19 LED Lamp - 1100 Lumens - Warm White (3000K) - 80 CRI - 11000 hrs. - E26 (Medium) - 120 to 130V Maxlite - 102576 - E11A19NDV30 | 3000 | 80 | 1100 | 100 | 11000 | 11 | 1 | 3.95 | 3.95 | 4.6414 | 2020Q2 | https://shop.regencylighting.com/lamps/led/a-line/e11a19ndv30-mxt.html | Regency Lighting | 2020 | Yes
LED Lighting | A-Type | Maxlite | False | Daylighting/Photocell, | A19/21 | E26 (Medium) | E26 (Medium) | Home / Light Bulbs / LED / LED A-Line / Maxlite - 102577 - E11A19NDV50 Non-Dimming Value Series; Enclosed Rated; Damp Location Rated 11W A19 LED Lamp - 1100 Lumens - Daylight (5000K) - 80 CRI - 11000 hrs. - E26 (Medium) - 120 to 130V Maxlite - 102577 - E11A19NDV50 | 5000 | 80 | 1100 | 100 | 11000 | 11 | 1 | 3.95 | 3.95 | 4.6414 | 2020Q2 | https://shop.regencylighting.com/lamps/led/a-line/e11a19ndv50-mxt.html | Regency Lighting | 2020 | Yes
LED Lighting | A-Type | Maxlite | False |  | A19/21 | E26 (Medium) | E26 (Medium) | Home / Light Bulbs / LED / Maxlite - 102576 - E11A19NDV30 Non-Dimming Value Series; Enclosed Rated; Damp Location Rated 11W A19 LED Lamp - 1100 Lumens - Warm White (3000K) - 80 CRI - 11000 hrs. - E26 (Medium) - 120 to 130V Maxlite - 102576 - E11A19NDV30 | 3000 | 80 | 1100 | 100 | 11000 | 11 | 1 | 3.95 | 3.95 | 4.6414 | 2020Q2 | https://shop.regencylighting.com/lamps/led/e11a19ndv30-mxt.html | Regency Lighting | 2020 | Yes
LED Lighting | A-Type | Maxlite | False | Daylighting/Photocell, | A19/21 | E26 (Medium) | E26 (Medium) | Home / Light Bulbs / LED / Maxlite - 102577 - E11A19NDV50 Non-Dimming Value Series; Enclosed Rated; Damp Location Rated 11W A19 LED Lamp - 1100 Lumens - Daylight (5000K) - 80 CRI - 11000 hrs. - E26 (Medium) - 120 to 130V Maxlite - 102577 - E11A19NDV50 | 5000 | 80 | 1100 | 100 | 11000 | 11 | 1 | 3.95 | 3.95 | 4.6414 | 2020Q2 | https://shop.regencylighting.com/lamps/led/e11a19ndv50-mxt.html | Regency Lighting | 2020 | Yes
LED Lighting | A-Type | Satco | False | Daylighting/Photocell, | General Purpose Replacement | A19 | E26d | Damp Location Rated Damp Location Rated Home / Light Bulbs / LED / Satco - S9316 - 3/9/12A19/3WAY LED/2700K/120V Not Compatible with Photo Sensors, Motion Sensors, or Timers; Energy Star Rated; Damp Location Rated 3;9;12W 3-Way LED Lamp - Universal - 280/950/1200 Lumens - Warm White (2700K) - 80 CRI - 25000 Hours - E26d (Medium Double Contact) - 120 to 130V - Frost Satco - S9316 - 3/9/12A19/3WAY LED/2700K/120V | 2700 | 81 | 1200 | 100 | 25000 | 12 | 1 | 12.64 | 12.64 | 14.8525 | 2020Q3 | https://shop.regencylighting.com/lamps/led/3-9-12a19-3way-led-2700k-120v-s9316.html | Regency Lighting | 2020 | Yes
LED Lighting | A-Type | Satco | False | Daylighting/Photocell, | General Purpose Replacement | A19 | E26d | Damp Location Rated Damp Location Rated Home / Light Bulbs / LED / LED A-Line / Satco - S9316 - 3/9/12A19/3WAY LED/2700K/120V Not Compatible with Photo Sensors, Motion Sensors, or Timers; Energy Star Rated; Damp Location Rated 3;9;12W 3-Way LED Lamp - Universal - 280/950/1200 Lumens - Warm White (2700K) - 80 CRI - 25000 Hours - E26d (Medium Double Contact) - 120 to 130V - Frost Satco - S9316 - 3/9/12A19/3WAY LED/2700K/120V | 2700 | 81 | 1200 | 100 | 25000 | 12 | 1 | 12.64 | 12.64 | 14.8525 | 2020Q3 | https://shop.regencylighting.com/lamps/led/a-line/3-9-12a19-3way-led-2700k-120v-s9316.html | Regency Lighting | 2020 | Yes
LED Lighting | A-Type | Satco |  |  | General Purpose Replacement | A19 | E26d | Damp Location Rated Damp Location Rated Home Lamps, Bulbs, Ballasts Bulbs - LED LED - Traditional Lamps - A-Type S9316 3/9/12W A19/3WAY LED/2700K/120V 3/9/12W A19/3WAY LED/2700K/120V Satco S9316 3/9/12W A19/3WAY LED/2700K/120V | 2700 | 81 | 1200 | 100 | 25000 | 12 | 1 | 14.41 | 14.41 | 16.9323 | 2020Q3 | https://www.rexelusa.com/usr/Root-Category/Lamps,-Bulbs,-Ballasts/Bulbs---LED/LED---Traditional/Lamps---A-Type/Satco-S9316-3-9-12W-A19-3WAY-LED-2700K-120V/p/1159130?prevPageNumber=39 | Rexel Energy Solutions | 2020 | Yes
LED Lighting | A-Type | Satco | False | Daylighting/Photocell, | General Purpose Replacement | A19 | E26d | Damp Location Rated Home / Light Bulbs / LED / Satco - S9316 - 3/9/12A19/3WAY LED/2700K/120V Not Compatible with Photo Sensors, Motion Sensors, or Timers; Energy Star Rated; Damp Location Rated 3;9;12W 3-Way LED Lamp - Universal - 280/950/1200 Lumens - Warm White (2700K) - 80 CRI - 25000 Hours - E26d (Medium Double Contact) - 120 to 130V - Frost Satco - S9316 - 3/9/12A19/3WAY LED/2700K/120V | 2700 | 81 | 1200 | 100 | 25000 | 12 | 1 | 12.2 | 12.2 | 14.3355 | 2020Q2 | https://shop.regencylighting.com/lamps/led/3-9-12a19-3way-led-2700k-120v-s9316.html | Regency Lighting | 2020 | Yes
LED Lighting | A-Type | Satco | False | Daylighting/Photocell, | General Purpose Replacement | A19 | E26d | Damp Location Rated Home / Light Bulbs / LED / LED A-Line / Satco - S9316 - 3/9/12A19/3WAY LED/2700K/120V Not Compatible with Photo Sensors, Motion Sensors, or Timers; Energy Star Rated; Damp Location Rated 3;9;12W 3-Way LED Lamp - Universal - 280/950/1200 Lumens - Warm White (2700K) - 80 CRI - 25000 Hours - E26d (Medium Double Contact) - 120 to 130V - Frost Satco - S9316 - 3/9/12A19/3WAY LED/2700K/120V | 2700 | 81 | 1200 | 100 | 25000 | 12 | 1 | 12.2 | 12.2 | 14.3355 | 2020Q2 | https://shop.regencylighting.com/lamps/led/a-line/3-9-12a19-3way-led-2700k-120v-s9316.html | Regency Lighting | 2020 | Yes
LED Lighting | A-Type | Feit |  |  | A19/21 | E26 (Medium) | E26 (Medium) | Home / Light Bulbs / LED / LED A-Line / Feit - BPA19100CL927CAFI2RP LED with Traditional Look and Fee 15W A21 LED Lamp - Universal - 1500 Lumens - Warm White (2700K) - 90 CRI - 15000 hrs. - E26 (Medium) - 120 to 130V - Clear Feit - BPA19100CL927CAFI2RP | 2700 | 90 | 1500 | 100 | 15000 | 15 | 1 | 38.62 | 38.62 | 45.38 | 2020Q3 | https://shop.regencylighting.com/lamps/led/a-line/bpa19100cl927cafi2rp-fet.html | Regency Lighting | 2020 | Yes
LED Lighting | A-Type | Feit |  |  | A19/21 | E26 (Medium) | E26 (Medium) | Home / Light Bulbs / LED / Feit - BPA19100CL927CAFI2RP LED with Traditional Look and Fee 15W A21 LED Lamp - Universal - 1500 Lumens - Warm White (2700K) - 90 CRI - 15000 hrs. - E26 (Medium) - 120 to 130V - Clear Feit - BPA19100CL927CAFI2RP | 2700 | 90 | 1500 | 100 | 15000 | 15 | 1 | 38.62 | 38.62 | 45.38 | 2020Q3 | https://shop.regencylighting.com/lamps/led/bpa19100cl927cafi2rp-fet.html | Regency Lighting | 2020 | Yes
LED Lighting | A-Type | TCP | True |  |  | A19 | Medium (E26) | Description Complement the warm colors of a room and create an inviting atmosphere by adding the soft white light of this LED A19 bulb. Excellent for wall sconces and ceiling fixtures Long lifespan reduces replacements Light output can be dimmed Saves 85% in energy 1500 Lumens - 2700 Kelvin - Medium Base - 120 Volt - TCP L100A19D15V27K LED A19 - 15 Watt - 100 Watt - Incandescent Match | 2700 |  | 1500 | 100 |  | 15 | 48 | 192 | 4 | 4.7002 | 2020Q3 | https://www.1000bulbs.com/product/209821/TCP-10202.html | 1000bulbs.com | 2020 | Yes
LED Lighting | A-Type | Feit |  |  | A19/21 | E26 (Medium) | E26 (Medium) | Home / Light Bulbs / LED / LED A-Line / Feit - BPA19100CL927CAFI2RP LED with Traditional Look and Fee 15W A21 LED Lamp - Universal - 1500 Lumens - Warm White (2700K) - 90 CRI - 15000 hrs. - E26 (Medium) - 120 to 130V - Clear Feit - BPA19100CL927CAFI2RP | 2700 | 90 | 1500 | 100 | 15000 | 15 | 1 | 35.86 | 35.86 | 42.1369 | 2020Q2 | https://shop.regencylighting.com/lamps/led/a-line/bpa19100cl927cafi2rp-fet.html | Regency Lighting | 2020 | Yes
LED Lighting | A-Type | Feit |  |  | A19/21 | E26 (Medium) | E26 (Medium) | Home / Light Bulbs / LED / Feit - BPA19100CL927CAFI2RP LED with Traditional Look and Fee 15W A21 LED Lamp - Universal - 1500 Lumens - Warm White (2700K) - 90 CRI - 15000 hrs. - E26 (Medium) - 120 to 130V - Clear Feit - BPA19100CL927CAFI2RP | 2700 | 90 | 1500 | 100 | 15000 | 15 | 1 | 35.86 | 35.86 | 42.1369 | 2020Q2 | https://shop.regencylighting.com/lamps/led/bpa19100cl927cafi2rp-fet.html | Regency Lighting | 2020 | Yes
LED Lighting | A-Type | Brand TCP |  |  | General Purpose Replacement | A21 | E26 (Medium) | Damp Location Rated Damp Location Rated TCP LED 4/8/16 Watt 3-Way A21 Bulb 120 Volt Medium Base 2,700 Kelvin 500/900/1600 Lumens 25,000 Average Hour Life Replaces 40W/60W/100W Incandescent Mfg #LED16A21D3WAY27K LED Bulb TCP 4W/8W/16W 3-Way A21 40/60/100W Equivalent 2700K Pkg Of 12 | 2700 | 82 | 1600 | 100 | 25000 | 16 | 12 | 295.55 | 24.6292 | 28.9402 | 2020Q3 | https://hdsupplysolutions.com/p/led-00-75-10-35/led-bulb-tcp-4w-8w-16w-3-way-a21-40-60-100w-equivalent-2700k-pkg-of-12-p303429 | HD Supply | 2020 | Yes
LED Lighting | A-Type | Brand TCP |  |  | General Purpose Replacement | A21 | E26 (Medium) | Damp Location Rated Damp Location Rated TCP LED 4/8/16 Watt 3-Way A21 Bulb 120 Volt Medium Base 3,000 Kelvin 550/950/1650 Lumens 25,000 Average Hour Life Replaces 40W/60W/100W Incandescent Mfg #LED16A21D3WAY30K LED Bulb TCP 4W/8W/16W 3-Way A21 40/60/100W Equivalent 3000K Pkg Of 12 | 3000 | 83 | 1600 | 100 | 25000 | 16 | 12 | 326.65 | 27.2208 | 31.9855 | 2020Q3 | https://hdsupplysolutions.com/p/led-00-75-10-35/led-bulb-tcp-4w-8w-16w-3-way-a21-40-60-100w-equivalent-3000k-pkg-of-12-p303430 | HD Supply | 2020 | Yes
LED Lighting | A-Type | Brand TCP |  |  | General Purpose Replacement | A21 | E26 (Medium) | Damp Location Rated Damp Location Rated TCP LED 4/8/16 Watt 3-Way A21 Bulb 120 Volt Medium Base 4,100 Kelvin 600/1000/1700 Lumens 25,000 Average Hour Life Replaces 40W/60W/100W Incandescent Mfg #LED16A21D3WAY41K LED Bulb TCP 4W/8W/16W 3-Way A21 40/60/100W Equivalent 4100K Pkg Of 12 | 4000 | 84 | 1600 | 100 | 25000 | 16 | 12 | 280.08 | 23.34 | 27.4254 | 2020Q3 | https://hdsupplysolutions.com/p/led-00-75-10-35/led-bulb-tcp-4w-8w-16w-3-way-a21-40-60-100w-equivalent-4100k-pkg-of-12-p303431 | HD Supply | 2020 | Yes
LED Lighting | A-Type | Brand TCP |  |  | General Purpose Replacement | A21 | E26 (Medium) | Damp Location Rated Damp Location Rated TCP LED 4/8/16 Watt 3-Way A21 Bulb 120 Volt Medium Base 5,000 Kelvin 650/1050/1750 Lumens 25,000 Average Hour Life Replaces 40W/60W/100W Incandescent Mfg #LED16A21D3WAY50K LED Bulb TCP 4W/8W/16W 3-Way A21 40/60/100W Equivalent 5000K Pkg Of 12 | 5000 | 83 | 1600 | 100 | 25000 | 16 | 12 | 295.55 | 24.6292 | 28.9402 | 2020Q3 | https://hdsupplysolutions.com/p/led-00-75-10-35/led-bulb-tcp-4w-8w-16w-3-way-a21-40-60-100w-equivalent-5000k-pkg-of-12-p303432 | HD Supply | 2020 | Yes
LED Lighting | A-Type | Brand TCP |  |  | General Purpose Replacement | A21 | E26 (Medium) | Damp Location Rated Damp Location Rated TCP® LED 3-Way A-21 Bulb Medium Base 4 Watt/8 Watt/16 Watt 4,100 Kelvin 25,000 Average Hour Life 600/1000/1700 Lumens 120 Volt 80 CRI Replaces 40Watt/60Watt/100Watt Incandescent Mfg #LED16A21D3WAY41K TCP® LED Bulb 4W/8W/16W A21 3-Way 40/60/100W Equivalent 4,100K | 4000 | 84 | 1600 | 100 | 25000 | 16 | 1 | 14.99 | 14.99 | 17.6138 | 2020Q3 | https://hdsupplysolutions.com/p/led-00-75-10-35/tcp-led-bulb-4w-8w-16w-a21-3-way-40-60-100w-equivalent-4-100k-p110054 | HD Supply | 2020 | Yes
LED Lighting | A-Type | TCP | True |  | General Purpose Replacement | A21 | E26 (Medium) | Damp Location Rated Damp Location Rated Home / Light Bulbs / LED / LED A-Line / TCP - LED16A21D3WAY27K Damp Location 16W 3-Way LED Lamp - Universal - 1600 Lumens - Warm White (2700K) - 82 CRI - 25000 Hours - E26 (Medium) - 120 to 130V - White TCP - LED16A21D3WAY27K | 2700 | 82 | 1600 | 100 | 25000 | 16 | 1 | 12.97 | 12.97 | 15.2403 | 2020Q3 | https://shop.regencylighting.com/lamps/led/a-line/led16a21d3way27k-tcp.html | Regency Lighting | 2020 | Yes
LED Lighting | A-Type | Sylvania | True | Daylighting/Photocell, | General Purpose Replacement | A21 | E26 (Medium) | Use With Timers,Use With Photo and/or Motion Sensors,Not for Use in Recessed Fixtures,Damp Location Rated Use With Timers,Use With Photo and/or Motion Sensors,Not for Use in Recessed Fixtures,Damp Location Rated Home / Light Bulbs / LED / LED A-Line / Sylvania - 74689 - LED16A21DIMO827UB A21 LED Lamp 16W A21 LED Lamp - Universal - 1600 Lumens - Warm White (2700K) - 80 CRI - 15000 Hours - E26 (Medium) - 120 to 130V - Frost Sylvania - 74689 - LED16A21DIMO827UB | 2700 | 82 | 1600 | 100 | 15000 | 16 | 1 | 10.49 | 10.49 | 12.3262 | 2020Q3 | https://shop.regencylighting.com/lamps/led/a-line/led16a21dimo827ub-74689.html | Regency Lighting | 2020 | Yes
LED Lighting | A-Type | Sylvania | True |  | General Purpose Replacement | A21 | E26 (Medium) | Damp Location Rated Damp Location Rated Home / Light Bulbs / LED / LED A-Line / Sylvania - 73188 - LED16A21DIMO827URP4 A21 LED Lamp 16W A21 LED Lamp - Universal - 1600 Lumens - Warm White (2700K) - 80 CRI - 15000 Hours - E26 (Medium) - 120 to 130V - Frost Sylvania - 73188 - LED16A21DIMO827URP4 | 2700 | 81 | 1600 | 100 | 15000 | 16 | 1 | 10.49 | 10.49 | 12.3262 | 2020Q3 | https://shop.regencylighting.com/lamps/led/a-line/led16a21dimo827urp4-73188.html | Regency Lighting | 2020 | Yes
LED Lighting | A-Type | Sylvania | True | Daylighting/Photocell, | General Purpose Replacement | A21 | E26 (Medium) | Use With Timers,Use With Photo and/or Motion Sensors,Not for Use in Recessed Fixtures,Damp Location Rated Use With Timers,Use With Photo and/or Motion Sensors,Not for Use in Recessed Fixtures,Damp Location Rated Home / Light Bulbs / LED / LED A-Line / Sylvania - 71194 - LED16A21DIMO835UB A21 LED Lamp 16W A21 LED Lamp - Universal - 1600 Lumens - Neutral White (3500K) - 80 CRI - 15000 Hours - E26 (Medium) - 120 to 130V - Frost Sylvania - 71194 - LED16A21DIMO835UB | 3500 | 84 | 1600 | 100 | 15000 | 16 | 1 | 10.49 | 10.49 | 12.3262 | 2020Q3 | https://shop.regencylighting.com/lamps/led/a-line/led16a21dimo835ub-71194.html | Regency Lighting | 2020 | Yes
LED Lighting | A-Type | Sylvania | True | Daylighting/Photocell, | General Purpose Replacement | A21 | E26 (Medium) | Use With Timers,Use With Photo and/or Motion Sensors,Not for Use in Recessed Fixtures,Damp Location Rated Use With Timers,Use With Photo and/or Motion Sensors,Not for Use in Recessed Fixtures,Damp Location Rated Home / Light Bulbs / LED / LED A-Line / Sylvania - 74691 - LED16A21DIMO850UB A21 LED Lamp 16W A21 LED Lamp - Universal - 1600 Lumens - Daylight (5000K) - 80 CRI - 15000 Hours - E26 (Medium) - 120 to 130V - Frost Sylvania - 74691 - LED16A21DIMO850UB | 5000 | 85 | 1600 | 100 | 15000 | 16 | 1 | 10.49 | 10.49 | 12.3262 | 2020Q3 | https://shop.regencylighting.com/lamps/led/a-line/led16a21dimo850ub-74691.html | Regency Lighting | 2020 | Yes
LED Lighting | A-Type | TCP | True |  | General Purpose Replacement | A21 | E26 (Medium) | Damp Location Rated Damp Location Rated Home / Light Bulbs / LED / TCP - LED16A21D3WAY27K Damp Location 16W 3-Way LED Lamp - Universal - 1600 Lumens - Warm White (2700K) - 82 CRI - 25000 Hours - E26 (Medium) - 120 to 130V - White TCP - LED16A21D3WAY27K | 2700 | 82 | 1600 | 100 | 25000 | 16 | 1 | 12.97 | 12.97 | 15.2403 | 2020Q3 | https://shop.regencylighting.com/lamps/led/led16a21d3way27k-tcp.html | Regency Lighting | 2020 | Yes
LED Lighting | A-Type | Sylvania | True | Daylighting/Photocell, | General Purpose Replacement | A21 | E26 (Medium) | Use With Timers,Use With Photo and/or Motion Sensors,Not for Use in Recessed Fixtures,Damp Location Rated Use With Timers,Use With Photo and/or Motion Sensors,Not for Use in Recessed Fixtures,Damp Location Rated Home / Light Bulbs / LED / Sylvania - 74689 - LED16A21DIMO827UB A21 LED Lamp 16W A21 LED Lamp - Universal - 1600 Lumens - Warm White (2700K) - 80 CRI - 15000 Hours - E26 (Medium) - 120 to 130V - Frost Sylvania - 74689 - LED16A21DIMO827UB | 2700 | 82 | 1600 | 100 | 15000 | 16 | 1 | 10.49 | 10.49 | 12.3262 | 2020Q3 | https://shop.regencylighting.com/lamps/led/led16a21dimo827ub-74689.html | Regency Lighting | 2020 | Yes
LED Lighting | A-Type | Sylvania | True |  | General Purpose Replacement | A21 | E26 (Medium) | Damp Location Rated Damp Location Rated Home / Light Bulbs / LED / Sylvania - 73188 - LED16A21DIMO827URP4 A21 LED Lamp 16W A21 LED Lamp - Universal - 1600 Lumens - Warm White (2700K) - 80 CRI - 15000 Hours - E26 (Medium) - 120 to 130V - Frost Sylvania - 73188 - LED16A21DIMO827URP4 | 2700 | 81 | 1600 | 100 | 15000 | 16 | 1 | 10.49 | 10.49 | 12.3262 | 2020Q3 | https://shop.regencylighting.com/lamps/led/led16a21dimo827urp4-73188.html | Regency Lighting | 2020 | Yes
LED Lighting | A-Type | Sylvania | True | Daylighting/Photocell, | General Purpose Replacement | A21 | E26 (Medium) | Use With Timers,Use With Photo and/or Motion Sensors,Not for Use in Recessed Fixtures,Damp Location Rated Use With Timers,Use With Photo and/or Motion Sensors,Not for Use in Recessed Fixtures,Damp Location Rated Home / Light Bulbs / LED / Sylvania - 71194 - LED16A21DIMO835UB A21 LED Lamp 16W A21 LED Lamp - Universal - 1600 Lumens - Neutral White (3500K) - 80 CRI - 15000 Hours - E26 (Medium) - 120 to 130V - Frost Sylvania - 71194 - LED16A21DIMO835UB | 3500 | 84 | 1600 | 100 | 15000 | 16 | 1 | 10.49 | 10.49 | 12.3262 | 2020Q3 | https://shop.regencylighting.com/lamps/led/led16a21dimo835ub-71194.html | Regency Lighting | 2020 | Yes
LED Lighting | A-Type | Sylvania | True | Daylighting/Photocell, | General Purpose Replacement | A21 | E26 (Medium) | Use With Timers,Use With Photo and/or Motion Sensors,Not for Use in Recessed Fixtures,Damp Location Rated Use With Timers,Use With Photo and/or Motion Sensors,Not for Use in Recessed Fixtures,Damp Location Rated Home / Light Bulbs / LED / Sylvania - 74691 - LED16A21DIMO850UB A21 LED Lamp 16W A21 LED Lamp - Universal - 1600 Lumens - Daylight (5000K) - 80 CRI - 15000 Hours - E26 (Medium) - 120 to 130V - Frost Sylvania - 74691 - LED16A21DIMO850UB | 5000 | 85 | 1600 | 100 | 15000 | 16 | 1 | 10.49 | 10.49 | 12.3262 | 2020Q3 | https://shop.regencylighting.com/lamps/led/led16a21dimo850ub-74691.html | Regency Lighting | 2020 | Yes
LED Lighting | A-Type | Euri Lighting |  |  | General Purpose Replacement | A21 | E26 (Medium) | Damp Location Rated Damp Location Rated Description Change the brightness of your room by using this LED A21 in a 3-way lamp. Brightness equal to 40, 60, and 100W incandescents Shatter-resistant and environmentally friendly Saves on maintenance and energy costs 5/9/16 Watt - 450/800/1600 Lumens - 2700 Kelvin - Soft White - Euri Lighting EA21-1020et LED A21 - 3-Way Light Bulb - 40/60/100 Watt Equal | 2700 | 81 | 1600 | 100 | 15000 | 16 | 1 | 6.6 | 6.6 | 7.7553 | 2020Q3 | https://www.1000bulbs.com/product/172794/IRT-10032.html | 1000bulbs.com | 2020 | Yes
LED Lighting | A-Type | Euri Lighting | True |  | General Purpose Replacement | A21 | E26 (Medium) | Damp Location Rated,Not for Use in Recessed Fixtures Damp Location Rated,Not for Use in Recessed Fixtures Description With its superior brightness and long-lasting light, this LED A21 bulb is versatile enough to use throughout your entire home. More energy efficient than incandescents Brightness is dimmable Low heat emission Shatter-resistant 1600 Lumens - 3000 Kelvin - Medium Base - 120 Volt - Euri Lighting EA21-2001e LED A21 - 15.5 Watt - 100 Watt Equal - Halogen Match | 3000 | 83 | 1600 | 100 | 15000 | 16 | 10 | 54.4 | 5.44 | 6.3922 | 2020Q3 | https://www.1000bulbs.com/product/191810/IRT-10060.html | 1000bulbs.com | 2020 | Yes
LED Lighting | A-Type | Euri Lighting | True | Daylighting/Photocell, | General Purpose Replacement | A21 | E26 (Medium) | Damp Location Rated,Not for Use in Recessed Fixtures Damp Location Rated,Not for Use in Recessed Fixtures Description With its bright daylight white light and instant-on capability, this LED A21 is perfect for home offices, reading lamps, and many other indoor spaces. Equal to a 100-Watt incandescent 5000 Kelvin daylight white color No warm up time 1600 Lumens - 5000 Kelvin - Medium Base - 120 Volt - Euri Lighting EA21-2051e LED A21 - 16 Watt - 100 Watt Equal - Daylight White | 5000 | 86 | 1600 | 100 | 15000 | 16 | 10 | 65.3 | 6.53 | 7.673 | 2020Q3 | https://www.1000bulbs.com/product/191811/IRT-10061.html | 1000bulbs.com | 2020 | Yes
LED Lighting | A-Type | TCP |  |  | General Purpose Replacement | A21 | E26 (Medium) | Damp Location Rated Damp Location Rated Description Utilize the full potential of a 3-way lamp with this LED A21 bulb that can be adjusted between 480, 800, and 1,600 Lumens for exactly the right amount of light that you want. Lifespan reduces the need for replacements Great for open and enclosed fixtures Low heat generation 4/8/16 Watt - 480/800/1600 Lumens - 2700 Kelvin Soft White - 120 Volt - TCP LED16A21D3WAY27K LED A21 - 3-Way Light Bulb - 40/60/100 Watt Equal | 2700 | 82 | 1600 | 100 | 25000 | 16 | 48 | 399.84 | 8.33 | 9.7881 | 2020Q3 | https://www.1000bulbs.com/product/216667/TCP-10463.html | 1000bulbs.com | 2020 | Yes
LED Lighting | A-Type | TCP |  |  | General Purpose Replacement | A21 | E26 (Medium) | Damp Location Rated Damp Location Rated Description Adjust the brightness of your bulb to exactly what you need with this 3-way LED A21 bulb that can change between three different lumen outputs and wattage. Saves on energy and maintenance costs Outputs maintain color temperature Transition is instant and seamless 4/8/16 Watt - 480/800/1600 Lumens - 3000 Kelvin Halogen - TCP LED16A21D3WAY30K LED A21 - 3-Way Light Bulb - 40/60/100 Watt Equal | 3000 | 83 | 1600 | 100 | 25000 | 16 | 48 | 399.84 | 8.33 | 9.7881 | 2020Q3 | https://www.1000bulbs.com/product/216668/TCP-10464.html | 1000bulbs.com | 2020 | Yes
LED Lighting | A-Type | TCP |  |  | General Purpose Replacement | A21 | E26 (Medium) | Damp Location Rated Damp Location Rated Description Offering the option between three brightness levels, this LED A21 features 3-way technology for savings on energy costs and bulb replacements. Color is constant throughout adjustments Frosted lens diffuses light for Uniform illumination 4/8/16 Watt - 480/800/1600 Lumens - 4100 Kelvin Cool White - TCP LED16A21D3WAY41K LED A21 - 3-Way Light Bulb - 40/60/100 Watt Equal | 4000 | 84 | 1600 | 100 | 25000 | 16 | 48 | 399.84 | 8.33 | 9.7881 | 2020Q3 | https://www.1000bulbs.com/product/216669/TCP-10465.html | 1000bulbs.com | 2020 | Yes
LED Lighting | A-Type | TCP |  | Daylighting/Photocell, | General Purpose Replacement | A21 | E26 (Medium) | Damp Location Rated Damp Location Rated Description Use the versatility of three different levels of brightness with this 3-way LED A21 that smoothly transitions between levels to meet exactly what you need. Cost-saving replacement for incandescents Reduces the need replacements Consistent daylight white color Uniform illumination 4/8/16 Watt - 480/800/1600 Lumens - 5000 Kelvin Daylight White - 120 Volt - TCP LED16A21D3WAY50K LED - A21 - 3-Way Light Bulb - 40/60/100 Watt Equal | 5000 | 83 | 1600 | 100 | 25000 | 16 | 48 | 399.84 | 8.33 | 9.7881 | 2020Q3 | https://www.1000bulbs.com/product/216671/TCP-10466.html | 1000bulbs.com | 2020 | Yes
LED Lighting | A-Type | Euri Lighting | True | Daylighting/Photocell, | General Purpose Replacement | A21 | E26 (Medium) | Damp Location Rated,Not for Use in Recessed Fixtures Damp Location Rated,Not for Use in Recessed Fixtures Product Description The Euri EA21-2051e 100W incandescent replacement light bulb is powerful. It produces mercury-free 5000K cool white daylight through a 230-degree semi-directional angle beam. The LED A21 energy-efficient bulb also has a dimming feature just in case the daylight bulb is too bright. It also has an instant on/off feature with no delays or flickers. Euri EA21-2051e Features: Shatter-resistant exterior Standard E26 base 15,000 life hours Euri EA21-2051e Applications: General lighting Ambient lighting Indoor use Medium (E26) 1,600 Lumens - 80 CRI - 100W Incandescent Equivalent - 230° - 120V Euri EA21-2051e - 16W LED A21 - 5000K | 5000 | 86 | 1600 | 100 | 15000 | 16 | 2 | 11 | 5.5 | 6.4627 | 2020Q3 | https://www.energyavenue.com/Euri-Lighting/EA21-2051E | Energy Avenue | 2020 | Yes
LED Lighting | A-Type | TCP |  |  | General Purpose Replacement | A21 | E26 (Medium) | Damp Location Rated Damp Location Rated Home Lamps, Bulbs, Ballasts Bulbs - LED LED - Traditional Lamps - A-Type 3-Way LED A21 Bulb, 16W/8W/4W, 120V, Lumens: 1600/900/500, CRI: 82, Color Temperature: 2700K, Rated Life: 25,000 Hrs. TCP LED16A21D3WAY27K 3-Way LED A21 Bulb | 2700 | 82 | 1600 | 100 | 25000 | 16 | 1 | 14.12 | 14.12 | 16.5915 | 2020Q3 | https://www.platt.com/platt-electric-supply/LED-Traditional-Lamps-A-Type/TCP/LED16A21D3WAY27K/product.aspx?zpid=282260 | Platt | 2020 | Yes
LED Lighting | A-Type | Brand Sylvania | True |  |  |  | A21 | Sylvania® A-21 LED Bulb Medium Base 16 Watt 5,000 Kelvin 15,000 Average Hour Life 1,600 Lumens 120 Volt 80 CRI Dimmable Mfg #LED16A21DIMO850UB Sylvania® A-21 LED Bulb, 16 Watt,120 Volt, 5,000K, Medium Base, Package Of 6 | 5000 | 80 | 1600 | 100 | 15000 | 16 | 6 | 59.94 | 9.99 | 11.7386 | 2020Q3 | https://hdsupplysolutions.com/p/led-00-75-10-35/sylvania-a-21-led-bulb-16-watt-120-volt-5-000k-medium-base-package-of-6-p112791 | HD Supply | 2020 | Yes
LED Lighting | A-Type | Philips | True |  | A19/21 | E26 (Medium) | E26 (Medium) | Home / Light Bulbs / LED / Philips - 534061 - 16A21/LED/822-27/E26/DIM 120V A21 LED Lamp 16W A21 LED Lamp - Universal - 1600 Lumens - Warm White (2200 to 2700K) - 80 CRI - 25000 Hours - E26 (Medium) - 120 to 130V - Frost Philips - 534061 - 16A21/LED/822-27/E26/DIM 120V | 2200 | 80 | 1600 | 100 | 25000 | 16 | 1 | 11.5 | 11.5 | 13.5129 | 2020Q3 | https://shop.regencylighting.com/lamps/led/16a21-led-822-27-e26-dim-120v-53401-6.html | Regency Lighting | 2020 | Yes
LED Lighting | Decorative | Satco | True |  | Decorative | CA10 | E12 (Candelabra) | Damp Location Rated,Recessed Fixtures Damp Location Rated,Recessed Fixtures Home Lamps, Bulbs, Ballasts Bulbs - LED LED - Decorative Lamps - Bent Tip S8840 LED Lamp, 4 Watt, 4000K, 350 Lumen, CA11, Clear, Candelabra Base, 120 Volt, Dimmable LED Lamp, 4 Watt, 4000K, 350 Lumen, CA11, Clear, 120 Volt Satco S8840 LED Lamp, 4 Watt, 4000K, 350 Lumen, CA11, Clear, 120 Volt | 4000 | 86 | 350 | 87.5 | 15000 | 4 | 1 | 9.57 | 9.57 | 11.2451 | 2020Q3 | https://www.rexelusa.com/usr/Root-Category/Lamps,-Bulbs,-Ballasts/Bulbs---LED/LED---Decorative/Lamps---Bent-Tip/Satco-S8840-LED-Lamp,-4-Watt,-4000K,-350-Lumen,-CA11,-Clear,-120-Volt/p/1350375?prevPageNumber=89 | Rexel Energy Solutions | 2020 | Yes
LED Lighting | Decorative | Maxlite | True | Daylighting/Photocell, | Decorative | B10 | E12 (Candelabra) | Use With Timers,Use With Photo and/or Motion Sensors,Wet Location Rated,Recessed Fixtures,Filament Style Use With Timers,Use With Photo and/or Motion Sensors,Wet Location Rated,Recessed Fixtures,Filament Style Home Lamps, Bulbs, Ballasts Bulbs - LED LED - Decorative Lamps - Blunt Tip F4B10D27 14099267 DIMMABLE CANDELABRA SCREW (E12) 4 WATTS 2700K LED SOFT WHITE 15000 HR LIFE 330 LUMENS 120V DIMMABLE CANDELABRA SCREW (E12) 4 WATTS 2700K LED Maxlite F4B10D27 DIMMABLE CANDELABRA SCREW (E12) 4 WATTS 2700K LED | 2700 | 83 | 300 | 75 | 15000 | 4 | 1 | 15.49 | 15.49 | 18.2013 | 2020Q3 | https://www.rexelusa.com/usr/Root-Category/Lamps,-Bulbs,-Ballasts/Bulbs---LED/LED---Decorative/Lamps---Blunt-Tip/Maxlite-F4B10D27-DIMMABLE-CANDELABRA-SCREW-(E12)-4-WATTS-2700K-LED/p/1285690?prevPageNumber=29 | Rexel Energy Solutions | 2020 | Yes
LED Lighting | Decorative | RAB | True |  | Other | B11 | E12 (Candelabra) | Damp Location Rated,Recessed Fixtures Damp Location Rated,Recessed Fixtures Home Lamps, Bulbs, Ballasts Bulbs - LED LED - Decorative Lamps - Blunt Tip B11-5-E12-927-F-C LED Lamp, B11, 6 Watt, 500 Lumen, 2700K, 90 CRI, 120 Volt, Candelabra Base, Clear Glass, Dimmable LED Lamp, B11, 6W, 500 Lumen, 2700K, 120V, Candelabra Base RAB B11-5-E12-927-F-C LED Lamp, B11, 6W, 500 Lumen, 2700K, 120V, Candelabra Base | 2700 | 91 | 500 | 90.9091 | 15000 | 5.5 | 1 | 5.08 | 5.08 | 5.9692 | 2020Q3 | https://www.rexelusa.com/usr/Root-Category/Lamps,-Bulbs,-Ballasts/Bulbs---LED/LED---Decorative/Lamps---Blunt-Tip/RAB-B11-5-E12-927-F-C-LED-Lamp,-B11,-6W,-500-Lumen,-2700K,-120V,-Candelabra-Base/p/1345341?prevPageNumber=88 | Rexel Energy Solutions | 2020 | Yes
LED Lighting | Decorative | Satco | True |  | Decorative | B10 | E12 (Candelabra) | Damp Location Rated,Recessed Fixtures Damp Location Rated,Recessed Fixtures Home Lamps, Bulbs, Ballasts Bulbs - LED LED - Decorative Lamps - Blunt Tip S29890 LED Lamp, 4 Watt, 350 Lumen, 3000K, C11, Clear, Candelabra Base, 120 Volt LED Lamp, 4 Watt, 350 Lumen, 3000K, C11, Clear, Candelabra, 120V Satco S29890 LED Lamp, 4 Watt, 350 Lumen, 3000K, C11, Clear, Candelabra, 120V | 3000 | 85 | 350 | 87.5 | 15000 | 4 | 1 | 9.57 | 9.57 | 11.2451 | 2020Q3 | https://www.rexelusa.com/usr/Root-Category/Lamps,-Bulbs,-Ballasts/Bulbs---LED/LED---Decorative/Lamps---Blunt-Tip/Satco-S29890-LED-Lamp,-4-Watt,-350-Lumen,-3000K,-C11,-Clear,-Candelabra,-120V/p/1266395?prevPageNumber=83 | Rexel Energy Solutions | 2020 | Yes
LED Lighting | Decorative | Satco | True |  | Decorative | CA10 | E12 (Candelabra) | Damp Location Rated,Recessed Fixtures Damp Location Rated,Recessed Fixtures Home Lamps, Bulbs, Ballasts Bulbs - LED LED - Decorative Lamps - Blunt Tip S29920 2.5W CTC/LED/27K/CL/120V 2.5W CTC/LED/27K/CL/120V Satco S29920 2.5W CTC/LED/27K/CL/120V | 2700 | 84 | 200 | 80 | 15000 | 2.5 | 1 | 7.15 | 7.15 | 8.4015 | 2020Q3 | https://www.rexelusa.com/usr/Root-Category/Lamps,-Bulbs,-Ballasts/Bulbs---LED/LED---Decorative/Lamps---Blunt-Tip/Satco-S29920-2-5W-CTC-LED-27K-CL-120V/p/1308167?prevPageNumber=75 | Rexel Energy Solutions | 2020 | Yes
LED Lighting | Decorative | Satco | True |  | Decorative | B10 | E12 (Candelabra) | Damp Location Rated,Recessed Fixtures Damp Location Rated,Recessed Fixtures Home Lamps, Bulbs, Ballasts Bulbs - LED LED - Decorative Lamps - Blunt Tip S9960 5.5W CTC/LED/27K/CL/120V 5.5W CTC/LED/27K/CL/120V Satco S9960 5.5W CTC/LED/27K/CL/120V | 2700 | 82 | 500 | 90.9091 | 15000 | 5.5 | 1 | 9.57 | 9.57 | 11.2451 | 2020Q3 | https://www.rexelusa.com/usr/Root-Category/Lamps,-Bulbs,-Ballasts/Bulbs---LED/LED---Decorative/Lamps---Blunt-Tip/Satco-S9960-5-5W-CTC-LED-27K-CL-120V/p/1252841?prevPageNumber=33 | Rexel Energy Solutions | 2020 | Yes
LED Lighting | Decorative | Satco | True |  | Decorative | B10 | E12 (Candelabra) | Damp Location Rated,Recessed Fixtures Damp Location Rated,Recessed Fixtures Home Lamps, Bulbs, Ballasts Bulbs - LED LED - Decorative Lamps - Blunt Tip S9961 LED Lamp, 5.5 Watt, 500 Lumen, B11, Clear, 3000K, 80 CRI, Candelabra Base, 120 Volt, Dimmable LED Lamp, 5.5 Watt, 500 Lumen, B11, Clear, 3000K, 120V Satco S9961 LED Lamp, 5.5 Watt, 500 Lumen, B11, Clear, 3000K, 120V | 3000 | 82 | 500 | 90.9091 | 15000 | 5.5 | 1 | 9.57 | 9.57 | 11.2451 | 2020Q3 | https://www.rexelusa.com/usr/Root-Category/Lamps,-Bulbs,-Ballasts/Bulbs---LED/LED---Decorative/Lamps---Blunt-Tip/Satco-S9961-LED-Lamp,-5-5-Watt,-500-Lumen,-B11,-Clear,-3000K,-120V/p/1237698?prevPageNumber=76 | Rexel Energy Solutions | 2020 | Yes
LED Lighting | Decorative | TCP | True |  | Other | B11 | E12 (Candelabra) | Damp Location Rated Damp Location Rated Home Lamps, Bulbs, Ballasts Bulbs - LED LED - Decorative Lamps - Blunt Tip LED5E12B1127K LED Elite Decorative 5W Dimmable Candelabra Blunt Tip B11 2700K LED 5W B11 E12 DIM 2700K TCP LED5E12B1127K LED 5W B11 E12 DIM 2700K | 2700 | 83 | 350 | 70 | 25000 | 5 | 1 | 8.11 | 8.11 | 9.5296 | 2020Q3 | https://www.rexelusa.com/usr/Root-Category/Lamps,-Bulbs,-Ballasts/Bulbs---LED/LED---Decorative/Lamps---Blunt-Tip/TCP-LED5E12B1127K-LED-5W-B11-E12-DIM-2700K/p/535319?prevPageNumber=21 | Rexel Energy Solutions | 2020 | Yes
LED Lighting | Decorative | Satco | True |  | Globe | G25 | E26 (Medium) | Damp Location Rated,Recessed Fixtures Damp Location Rated,Recessed Fixtures Home Lamps, Bulbs, Ballasts Bulbs - LED LED - Decorative Lamps - Globe S29563 SAT S29563 4.5G25/CL/LED/E26/ SAT S29563 4.5G25/CL/LED/E26/ Satco S29563 SAT S29563 4.5G25/CL/LED/E26/ | 2700 | 82 | 450 | 100 | 20000 | 4.5 | 1 | 10.9 | 10.9 | 12.8079 | 2020Q3 | https://www.rexelusa.com/usr/Root-Category/Lamps,-Bulbs,-Ballasts/Bulbs---LED/LED---Decorative/Lamps---Globe/Satco-S29563-SAT-S29563-4-5G25-CL-LED-E26-/p/1235250?prevPageNumber=88 | Rexel Energy Solutions | 2020 | Yes
LED Lighting | Decorative | Satco | True |  | Globe | G25 | E26 (Medium) | Damp Location Rated Damp Location Rated Home Lamps, Bulbs, Ballasts Bulbs - LED LED - Decorative Lamps - Globe S9827 SAT S9827 4.5 watt G25 LED; Soft white finish; Medium base; 2700K; 430 lumens; 120 volts Satco S9827 4.5 watt G25 LED; Soft white finish; Medium base; 2700K; 430 lumens; 120 volts | 2700 | 81 | 420 | 93.3333 | 15000 | 4.5 | 1 | 11.99 | 11.99 | 14.0887 | 2020Q3 | https://www.rexelusa.com/usr/Root-Category/Lamps,-Bulbs,-Ballasts/Bulbs---LED/LED---Decorative/Lamps---Globe/Satco-S9827-4-5-watt-G25-LED;-Soft-white-finish;-Medium-base;-2700K;-430-lumens;-120-volts/p/1361187?prevPageNumber=89 | Rexel Energy Solutions | 2020 | Yes
LED Lighting | Decorative | TCP | True |  | Globe | G25 | E26 (Medium) | Damp Location Rated Damp Location Rated Home Lamps, Bulbs, Ballasts Bulbs - LED LED - Decorative Lamps - Globe L6G25D2527KF TCP L6G25D2527KF 6W G25 DIM 2 LED 6W G25 DIM 2700K E26 FROST TCP L6G25D2527KF LED 6W G25 DIM 2700K E26 FROST | 2700 | 83 | 525 | 87.5 | 25000 | 6 | 1 | 9.96 | 9.96 | 11.7034 | 2020Q3 | https://www.rexelusa.com/usr/Root-Category/Lamps,-Bulbs,-Ballasts/Bulbs---LED/LED---Decorative/Lamps---Globe/TCP-L6G25D2527KF-LED-6W-G25-DIM-2700K-E26-FROST/p/1272214?prevPageNumber=8 | Rexel Energy Solutions | 2020 | Yes
LED Lighting | Decorative | Green Creative | True |  | Other | B11 | E26 (Medium) | Damp Location Rated,Not for Use in Recessed Fixtures Damp Location Rated,Not for Use in Recessed Fixtures Home Lamps, Bulbs, Ballasts Bulbs - LED LED - Decorative Lamps - Vintage 3.3FB11DIM/927/E26 LED Vintage Filament Lamp, 3.3 Watt, 300 Lumen, 2700K, 92 CRI, 120 Volt, B11 Bulb, Medium Base, Dimmable, Product # 98242 LED Vintage Lamp, 3.3 Watt, 300 Lumen, B11, 2700K, 120V Green Creative 3.3FB11DIM/927/E26 LED Vintage Lamp, 3.3 Watt, 300 Lumen, B11, 2700K, 120V | 2700 | 91 | 300 | 90.9091 | 15000 | 3.3 | 1 | 6.83 | 6.83 | 8.0255 | 2020Q3 | https://www.rexelusa.com/usr/Root-Category/Lamps,-Bulbs,-Ballasts/Bulbs---LED/LED---Decorative/Lamps---Vintage/Green-Creative-3-3FB11DIM-927-E26-LED-Vintage-Lamp,-3-3-Watt,-300-Lumen,-B11,-2700K,-120V/p/1349021?prevPageNumber=65 | Rexel Energy Solutions | 2020 | Yes
LED Lighting | Decorative | Green Creative | True |  | Globe | G40 | E26 (Medium) | Damp Location Rated,Not for Use in Recessed Fixtures Damp Location Rated,Not for Use in Recessed Fixtures Home Lamps, Bulbs, Ballasts Bulbs - LED LED - Decorative Lamps - Vintage 5FG40DIM/827 Filament LED Lamp, 5W, Bulb: G40, Base: Medium (E26), 120 Volt, Lumens: 470, Color Temp.: 2700K, Rated Life: 15,000 Hrs. 57945 5FG40DIM/827 Green Creative 5FG40DIM/827 57945 5FG40DIM/827 | 2700 | 82 | 470 | 94 | 15000 | 5 | 1 | 15.55 | 15.55 | 18.2719 | 2020Q3 | https://www.rexelusa.com/usr/Root-Category/Lamps,-Bulbs,-Ballasts/Bulbs---LED/LED---Decorative/Lamps---Vintage/Green-Creative-5FG40DIM-827-57945-5FG40DIM-827/p/968958?prevPageNumber=62 | Rexel Energy Solutions | 2020 | Yes
LED Lighting | Decorative | Philips Lighting | True | Daylighting/Photocell, | Other | ST19 | E26 (Medium) | Damp Location Rated,Use With Timers,Use With Photo and/or Motion Sensors,Recessed Fixtures Damp Location Rated,Use With Timers,Use With Photo and/or Motion Sensors,Recessed Fixtures Home Lamps, Bulbs, Ballasts Bulbs - LED LED - Decorative Lamps - Vintage 5.5ST19/LEDFILAMENT/822/CL-A/DIM-120V Dimmable Filament LED Lamp, 5.5W, Bulb: ST19, Base: Medium (E26), Vs: 120, Lumens: 400, Color Temp.: 2000K, Rated Life: 15,000 Hrs, Finish: Clear-Amber. Philips # 46167-3 / Mdl.# 9290012102 Dimmable Filament LED Lamp, 5.5W, ST19, Medium Base (E26), 120V, 2000K Philips Lighting 5.5ST19/LEDFILAMENT/822/CL-A/DIM-120V Dimmable Filament LED Lamp, 5.5W, ST19, Medium Base (E26), 120V, 2000K | 2200 | 81 | 400 | 66.6667 | 15000 | 6 | 1 | 9.47 | 9.47 | 11.1276 | 2020Q3 | https://www.rexelusa.com/usr/Root-Category/Lamps,-Bulbs,-Ballasts/Bulbs---LED/LED---Decorative/Lamps---Vintage/Philips-Lighting-5-5ST19-LEDFILAMENT-822-CL-A-DIM-120V-Dimmable-Filament-LED-Lamp,-5-5W,-ST19,-Medium-Base-(E26),-120V,-2000K/p/984435?prevPageNumber=26 | Rexel Energy Solutions | 2020 | Yes
LED Lighting | Reflector | Green Creative | True |  | Reflector (Flood/Spot) | MR16 | GU5.3 | Damp Location Rated,Recessed Fixtures Damp Location Rated,Recessed Fixtures Home Lamps, Bulbs, Ballasts Bulbs - LED LED - Reflective Lamps - MR16 6MR16DIM/827FL35 Dimmable LED Lamp, 6 Watt, 12 Volt, Bulb: MR16, Base: GU5.3, Lumens: 480, CRI: 82, Color Temperature: 2700K, Beam Angle: 35°, Rated Average Life: 25,000 Hrs. Suitable for totally enclosed fixtures. Replaces 50W Halogen. Dimmable LED Lamp, 6W, 120V, 2700K Green Creative 6MR16DIM/827FL35 Dimmable LED Lamp, 6W, 120V, 2700K | 2700 | 81 | 480 | 80 | 25000 | 6 | 1 | 14.5 | 14.5 | 17.0381 | 2020Q3 | https://www.rexelusa.com/usr/Root-Category/Lamps,-Bulbs,-Ballasts/Bulbs---LED/LED---Reflective/Lamps---MR16/Green-Creative-6MR16DIM-827FL35-Dimmable-LED-Lamp,-6W,-120V,-2700K/p/1242975?prevPageNumber=46 | Rexel Energy Solutions | 2020 | Yes
LED Lighting | Reflector | Green Creative | True |  | Reflector (Flood/Spot) | MR16 | GU5.3 | Damp Location Rated,Recessed Fixtures Damp Location Rated,Recessed Fixtures Home Lamps, Bulbs, Ballasts Bulbs - LED LED - Reflective Lamps - MR16 6MR16DIM/840FL35 Dimmable LED Lamp, 6 Watt, 12 Volt, Bulb: MR16, Base: GU5.3, Lumens: 625, CRI: 82, Color Temperature: 4000K, Beam Angle: 35°, Rated Average Life: 25,000 Hrs. Suitable for totally enclosed fixtures. Replaces 50W Halogen. Dimmable LED Lamp, 6W, 120V, 4000K Green Creative 6MR16DIM/840FL35 Dimmable LED Lamp, 6W, 120V, 4000K | 4000 | 86 | 520 | 86.6667 | 25000 | 6 | 1 | 14.5 | 14.5 | 17.0381 | 2020Q3 | https://www.rexelusa.com/usr/Root-Category/Lamps,-Bulbs,-Ballasts/Bulbs---LED/LED---Reflective/Lamps---MR16/Green-Creative-6MR16DIM-840FL35-Dimmable-LED-Lamp,-6W,-120V,-4000K/p/1130711?prevPageNumber=90 | Rexel Energy Solutions | 2020 | Yes
LED Lighting | Reflector | Green Creative | True |  | Reflector (Flood/Spot) | MR16 | GU5.3 | Damp Location Rated,Not Rated for Recessed Fixtures Damp Location Rated,Not Rated for Recessed Fixtures Home Lamps, Bulbs, Ballasts Bulbs - LED LED - Reflective Lamps - MR16 7.5MR16DIM/927FL35 LED Lamp, 7.5 Watt, 580 Lumen, 2700K, MR16 Flood, GU5.3 Base, Dimmable, Product # 98483 LED Lamp, 7.5 Watt, 580 Lumen, 2700K, MR16, GU5.3 Base, 12V Green Creative 7.5MR16DIM/927FL35 LED Lamp, 7.5 Watt, 580 Lumen, 2700K, MR16, GU5.3 Base, 12V | 2700 | 92 | 580 | 77.3333 | 25000 | 7.5 | 1 | 30.37 | 30.37 | 35.6859 | 2020Q3 | https://www.rexelusa.com/usr/Root-Category/Lamps,-Bulbs,-Ballasts/Bulbs---LED/LED---Reflective/Lamps---MR16/Green-Creative-7-5MR16DIM-927FL35-LED-Lamp,-7-5-Watt,-580-Lumen,-2700K,-MR16,-GU5-3-Base,-12V/p/1377036?prevPageNumber=53 | Rexel Energy Solutions | 2020 | Yes
LED Lighting | Reflector | Satco | True |  | Reflector (Flood/Spot) | MR16 | GU5.3 | Damp Location Rated,Recessed Fixtures Damp Location Rated,Recessed Fixtures Home Lamps, Bulbs, Ballasts Bulbs - LED LED - Reflective Lamps - MR16 S8642 SATCO S86428MR16/16/LED/40/35K SATCO S86428MR16/16/LED/40/35K Satco S8642 SATCO S86428MR16/16/LED/40/35K | 3500 | 94 | 490 | 61.25 | 25000 | 8 | 1 | 18.17 | 18.17 | 21.3505 | 2020Q3 | https://www.rexelusa.com/usr/Root-Category/Lamps,-Bulbs,-Ballasts/Bulbs---LED/LED---Reflective/Lamps---MR16/Satco-S8642-SATCO-S86428MR16-16-LED-40-35K/p/1275406?prevPageNumber=88 | Rexel Energy Solutions | 2020 | Yes
LED Lighting | Reflector | Satco | True |  | Reflector (Flood/Spot) | MR16 | GU5.3 | Damp Location Rated,Recessed Fixtures Damp Location Rated,Recessed Fixtures Home Lamps, Bulbs, Ballasts Bulbs - LED LED - Reflective Lamps - MR16 S9496 6.5MR16/LED/40'/30K/12V S9496 SATCO S9496 - 6.5 watt; LED MR16 LED; 3000K; 40' beam spread; GU5.3 base; 12 volts Satco S9496 SATCO S9496 - 6.5 watt; LED MR16 LED; 3000K; 40' beam spread; GU5.3 base; 12 volts | 3000 | 83 | 520 | 80 | 25000 | 6.5 | 1 | 14.41 | 14.41 | 16.9323 | 2020Q3 | https://www.rexelusa.com/usr/Root-Category/Lamps,-Bulbs,-Ballasts/Bulbs---LED/LED---Reflective/Lamps---MR16/Satco-S9496-SATCO-S9496---6-5-watt;-LED-MR16-LED;-3000K;-40'-beam-spread;-GU5-3-base;-12-volts/p/1231399?prevPageNumber=98 | Rexel Energy Solutions | 2020 | Yes
LED Lighting | Reflector | Satco | True |  | Reflector (Flood/Spot) | MR16 | GU5.3 | Damp Location Rated,Recessed Fixtures Damp Location Rated,Recessed Fixtures Home Lamps, Bulbs, Ballasts Bulbs - LED LED - Reflective Lamps - MR16 S9616 6.5 watt; LED MR16 LED; 3000K; 40' beam spread; GU5.3 base; 12 volts 6.5 watt; LED MR16 LED; 3000K; 40' beam spread; GU5.3 base; 12 volts Satco S9616 6.5 watt; LED MR16 LED; 3000K; 40' beam spread; GU5.3 base; 12 volts | 3000 | 92 | 450 | 69.2308 | 25000 | 6.5 | 1 | 16.83 | 16.83 | 19.7759 | 2020Q3 | https://www.rexelusa.com/usr/Root-Category/Lamps,-Bulbs,-Ballasts/Bulbs---LED/LED---Reflective/Lamps---MR16/Satco-S9616-6-5-watt;-LED-MR16-LED;-3000K;-40'-beam-spread;-GU5-3-base;-12-volts/p/1288012?prevPageNumber=55 | Rexel Energy Solutions | 2020 | Yes
LED Lighting | Reflector | TCP | True |  | Reflector (Flood/Spot) | MR16 | GU5.3 | Damp Location Rated,Recessed Fixtures Damp Location Rated,Recessed Fixtures Home Lamps, Bulbs, Ballasts Bulbs - LED LED - Reflective Lamps - MR16 LED712VMR16V27KFL TCP LED712VMR16V27K LAMP TCP LED712VMR16V27KFL 7W 12V DIM MR TCP LED712VMR16V27KFL TCP LED712VMR16V27KFL 7W 12V DIM MR | 2700 | 82 | 500 | 76.9231 | 25000 | 6.5 | 1 | 9.18 | 9.18 | 10.7869 | 2020Q3 | https://www.rexelusa.com/usr/Root-Category/Lamps,-Bulbs,-Ballasts/Bulbs---LED/LED---Reflective/Lamps---MR16/TCP-LED712VMR16V27KFL-TCP-LED712VMR16V27KFL-7W-12V-DIM-MR/p/827884?prevPageNumber=70 | Rexel Energy Solutions | 2020 | Yes
LED Lighting | Reflector | TCP | True |  | Reflector (Flood/Spot) | MR16 | GU5.3 | Damp Location Rated,Recessed Fixtures Damp Location Rated,Recessed Fixtures Home Lamps, Bulbs, Ballasts Bulbs - LED LED - Reflective Lamps - MR16 LED712VMR16V30KFL Dimmable Elite LED Lamp, Dimming 7W, 12V, Bulb: MR16, Base: GU5.3, Lumens: 500, CRI: 82, Color Temperature: 3000K, Beam Angle: 40°, Rated Average Life: 25,000 Hrs. Energy Star Rated. Dimmable LED Lamp, MR16, 7W, 12V, FL40 TCP LED712VMR16V30KFL Dimmable LED Lamp, MR16, 7W, 12V, FL40 | 3000 | 83 | 500 | 76.9231 | 25000 | 6.5 | 1 | 9.18 | 9.18 | 10.7869 | 2020Q3 | https://www.rexelusa.com/usr/Root-Category/Lamps,-Bulbs,-Ballasts/Bulbs---LED/LED---Reflective/Lamps---MR16/TCP-LED712VMR16V30KFL-Dimmable-LED-Lamp,-MR16,-7W,-12V,-FL40/p/804280?prevPageNumber=19 | Rexel Energy Solutions | 2020 | Yes
LED Lighting | Reflector | Satco | True |  | Reflector (Flood/Spot) | PAR16 | GU10 | Damp Location Rated,Recessed Fixtures Damp Location Rated,Recessed Fixtures Home Lamps, Bulbs, Ballasts Bulbs - LED LED - Reflective Lamps - PAR16 S9383 SATCO S9383 SATCO S9383 6.5 watt; LED MR16 LED; 3000K; 40' beam spread; GU10 base; 120 volts Satco S9383 SATCO S9383 6.5 watt; LED MR16 LED; 3000K; 40' beam spread; GU10 base; 120 volts | 3000 | 83 | 500 | 76.9231 | 25000 | 6.5 | 1 | 14.41 | 14.41 | 16.9323 | 2020Q3 | https://www.rexelusa.com/usr/Root-Category/Lamps,-Bulbs,-Ballasts/Bulbs---LED/LED---Reflective/Lamps---PAR16/Satco-S9383-SATCO-S9383-6-5-watt;-LED-MR16-LED;-3000K;-40'-beam-spread;-GU10-base;-120-volts/p/940525?prevPageNumber=66 | Rexel Energy Solutions | 2020 | Yes
LED Lighting | Reflector | Eiko | True |  | Reflector (Flood/Spot) | PAR20 | E26 (Medium) | Damp Location Rated,Recessed Fixtures Damp Location Rated,Recessed Fixtures Home Lamps, Bulbs, Ballasts Bulbs - LED LED - Reflective Lamps - PAR20 LED7WPAR20/FL/840K-DIM-G6 LED LITESPAN PAR20 FLOOD 40 DEG BEAM 7W LED LITESPAN PAR20 FLOOD 40 DEG BEAM 7W Eiko LED7WPAR20/FL/840K-DIM-G6 LED LITESPAN PAR20 FLOOD 40 DEG BEAM 7W | 4000 | 83 | 500 | 71.4286 | 25000 | 7 | 1 | 5.75 | 5.75 | 6.7565 | 2020Q3 | https://www.rexelusa.com/usr/Root-Category/Lamps,-Bulbs,-Ballasts/Bulbs---LED/LED---Reflective/Lamps---PAR20/Eiko-LED7WPAR20-FL-840K-DIM-G6-LED-LITESPAN-PAR20-FLOOD-40-DEG-BEAM-7W/p/1243521?prevPageNumber=82 | Rexel Energy Solutions | 2020 | Yes
LED Lighting | Reflector | Green Creative | True | Daylighting/Photocell, | Reflector (Flood/Spot) | PAR20 | E26 (Medium) | Damp Location Rated,Use With Timers,Use With Photo and/or Motion Sensors,Recessed Fixtures Damp Location Rated,Use With Timers,Use With Photo and/or Motion Sensors,Recessed Fixtures Home Lamps, Bulbs, Ballasts Bulbs - LED LED - Reflective Lamps - PAR20 8PAR20DIM/930FL40 Dimmable LED Lamp, 8W, 120V, Bulb: PAR20, Base: Medium Screw (E26), Lumens: 550, CRI: 90, Color Temperature: 3000K, Beam Angle: 40º, Rated Average Life: 50,000 Hrs. Dimmable LED Lamp, 8W, 120V, E26, 3000K, Angle: 40° Green Creative 8PAR20DIM/930FL40 Dimmable LED Lamp, 8W, 120V, E26, 3000K, Angle: 40° | 3000 | 92 | 550 | 68.75 | 25000 | 8 | 1 | 17.14 | 17.14 | 20.1402 | 2020Q3 | https://www.rexelusa.com/usr/Root-Category/Lamps,-Bulbs,-Ballasts/Bulbs---LED/LED---Reflective/Lamps---PAR20/Green-Creative-8PAR20DIM-930FL40-Dimmable-LED-Lamp,-8W,-120V,-E26,-3000K,-Angle%3A-40%C2%B0/p/1360839?prevPageNumber=62 | Rexel Energy Solutions | 2020 | Yes
LED Lighting | Reflector | Satco | True |  | Reflector (Flood/Spot) | PAR20 | E26 (Medium) | Wet Location Rated,Recessed Fixtures Wet Location Rated,Recessed Fixtures Home Lamps, Bulbs, Ballasts Bulbs - LED LED - Reflective Lamps - PAR20 S9407 SAT S9407 7WPAR20/40*/35K/DIM SATCO S9407 7 watt PAR20 LED; 3500K; 38' beam spread; Medium base; 120 volts Satco S9407 SATCO S9407 7 watt PAR20 LED; 3500K; 38' beam spread; Medium base; 120 volts | 3500 | 82 | 525 | 75 | 25000 | 7 | 1 | 10.3 | 10.3 | 12.1029 | 2020Q3 | https://www.rexelusa.com/usr/Root-Category/Lamps,-Bulbs,-Ballasts/Bulbs---LED/LED---Reflective/Lamps---PAR20/Satco-S9407-SATCO-S9407-7-watt-PAR20-LED;-3500K;-38'-beam-spread;-Medium-base;-120-volts/p/1019197?prevPageNumber=55 | Rexel Energy Solutions | 2020 | Yes
LED Lighting | Reflector | TCP | True |  | Reflector (Flood/Spot) | PAR20 | E26 (Medium) | Wet Location Rated,Recessed Fixtures Wet Location Rated,Recessed Fixtures Home Lamps, Bulbs, Ballasts Bulbs - LED LED - Reflective Lamps - PAR20 LED8P20D27KFL LED Lamp, Dimmable, 8 Watt, 120 Volt, Bulb: PAR20 (Sealed Beam), Base: Medium Screw (E26), Lumens: 500, CRI: 82, Color Temperature: 2700K, Beam Angle: Flood 40° LED Lamp, Dimmable, PAR20, 8W, 120V, FL40 TCP LED8P20D27KFL LED Lamp, Dimmable, PAR20, 8W, 120V, FL40 | 2700 | 83 | 600 | 85.7143 | 25000 | 7 | 1 | 14.71 | 14.71 | 17.2848 | 2020Q3 | https://www.rexelusa.com/usr/Root-Category/Lamps,-Bulbs,-Ballasts/Bulbs---LED/LED---Reflective/Lamps---PAR20/TCP-LED8P20D27KFL-LED-Lamp,-Dimmable,-PAR20,-8W,-120V,-FL40/p/620059?prevPageNumber=32 | Rexel Energy Solutions | 2020 | Yes
LED Lighting | Reflector | TCP | True |  | Reflector (Flood/Spot) | PAR20 | E26 (Medium) | Wet Location Rated,Recessed Fixtures Wet Location Rated,Recessed Fixtures Home Lamps, Bulbs, Ballasts Bulbs - LED LED - Reflective Lamps - PAR20 LED8P20D27KNFL LED Lamp, Dimmable, 8 Watt, 120 Volt, Bulb: PAR20 (Sealed Beam), Base: Medium Screw (E26), Lumens: 500, CRI: 82, Color Temperature: 2700K, Beam Angle: Narrow Flood 25° LED Lamp, Dimmable, PAR20, 8W, 120V, NFL25 TCP LED8P20D27KNFL LED Lamp, Dimmable, PAR20, 8W, 120V, NFL25 | 2700 | 83 | 600 | 85.7143 | 25000 | 7 | 1 | 14.71 | 14.71 | 17.2848 | 2020Q3 | https://www.rexelusa.com/usr/Root-Category/Lamps,-Bulbs,-Ballasts/Bulbs---LED/LED---Reflective/Lamps---PAR20/TCP-LED8P20D27KNFL-LED-Lamp,-Dimmable,-PAR20,-8W,-120V,-NFL25/p/726587?prevPageNumber=86 | Rexel Energy Solutions | 2020 | Yes
LED Lighting | Reflector | TCP | True |  | Reflector (Flood/Spot) | PAR20 | E26 (Medium) | Wet Location Rated,Recessed Fixtures Wet Location Rated,Recessed Fixtures Home Lamps, Bulbs, Ballasts Bulbs - LED LED - Reflective Lamps - PAR20 LED8P20D27KNFLB TCP LED8P20D27KNFLB LED 8W P2 TCP LED8P20D27KNFLB TCP LED8P20D27KNFLB TCP LED8P20D27KNFLB | 2700 | 83 | 600 | 85.7143 | 25000 | 7 | 1 | 16.93 | 16.93 | 19.8934 | 2020Q3 | https://www.rexelusa.com/usr/Root-Category/Lamps,-Bulbs,-Ballasts/Bulbs---LED/LED---Reflective/Lamps---PAR20/TCP-LED8P20D27KNFLB-TCP-LED8P20D27KNFLB/p/893204?prevPageNumber=93 | Rexel Energy Solutions | 2020 | Yes
LED Lighting | Reflector | TCP | True |  | Reflector (Flood/Spot) | PAR20 | E26 (Medium) | Wet Location Rated,Recessed Fixtures Wet Location Rated,Recessed Fixtures Home Lamps, Bulbs, Ballasts Bulbs - LED LED - Reflective Lamps - PAR20 LED8P20D30KFL Dimmable LED Lamp, 8W, 120V, Bulb: PAR20, Base: Medium Screw (E26), Lumens: 515, CRI: 82, Color Temperature: 3000K, Beam Angle: 40°, Rated Average Life: 25,000 Hrs. 50W Equivalent. LED Lamp, Dimmable, PAR20, 8W, 120V, FL40 TCP LED8P20D30KFL LED Lamp, Dimmable, PAR20, 8W, 120V, FL40 | 3000 | 83 | 625 | 89.2857 | 25000 | 7 | 1 | 14.71 | 14.71 | 17.2848 | 2020Q3 | https://www.rexelusa.com/usr/Root-Category/Lamps,-Bulbs,-Ballasts/Bulbs---LED/LED---Reflective/Lamps---PAR20/TCP-LED8P20D30KFL-LED-Lamp,-Dimmable,-PAR20,-8W,-120V,-FL40/p/618512?prevPageNumber=18 | Rexel Energy Solutions | 2020 | Yes
LED Lighting | Reflector | Topaz | True |  | Reflector (Flood/Spot) | PAR20 | E26 (Medium) | Wet Location Rated,Recessed Fixtures Wet Location Rated,Recessed Fixtures Home Lamps, Bulbs, Ballasts Bulbs - LED LED - Reflective Lamps - PAR20 LP20/7/30K/NF/D-46 73708 1/6/24-PK 7W(50) PAR20 DIM 3000K NFL25 80CRI *** This lighting product cannot be sold in California. *** 73708 1/6/24-PK 7W(50) PAR20 DIM 3000K NFL25 80CRI Topaz LP20/7/30K/NF/D-46 73708 1/6/24-PK 7W(50) PAR20 DIM 3000K NFL25 80CRI | 3000 | 84 | 520 | 74.2857 | 25000 | 7 | 1 | 7.45 | 7.45 | 8.754 | 2020Q3 | https://www.rexelusa.com/usr/Root-Category/Lamps,-Bulbs,-Ballasts/Bulbs---LED/LED---Reflective/Lamps---PAR20/Topaz-LP20-7-30K-NF-D-46-73708-1-6-24-PK-7W(50)-PAR20-DIM-3000K-NFL25-80CRI/p/1379854?prevPageNumber=52 | Rexel Energy Solutions | 2020 | Yes
LED Lighting | Reflector | Green Creative | True | Daylighting/Photocell, | Reflector (Flood/Spot) | PAR30S | E26 (Medium) | Damp Location Rated,Use With Timers,Use With Photo and/or Motion Sensors,Recessed Fixtures Damp Location Rated,Use With Timers,Use With Photo and/or Motion Sensors,Recessed Fixtures Home Lamps, Bulbs, Ballasts Bulbs - LED LED - Reflective Lamps - PAR30 13PAR30SNDIM/940FL40 58148 PAR30SN E26 13W 120V DIMMABLE 58148 PAR30SN E26 13W 120V DIMMABLE Green Creative 13PAR30SNDIM/940FL40 58148 PAR30SN E26 13W 120V DIMMABLE | 4000 | 92 | 1100 | 84.6154 | 25000 | 13 | 1 | 29.04 | 29.04 | 34.1231 | 2020Q3 | https://www.rexelusa.com/usr/Root-Category/Lamps,-Bulbs,-Ballasts/Bulbs---LED/LED---Reflective/Lamps---PAR30/Green-Creative-13PAR30SNDIM-940FL40-58148-PAR30SN-E26-13W-120V-DIMMABLE/p/1136693?prevPageNumber=54 | Rexel Energy Solutions | 2020 | Yes
LED Lighting | Reflector | Satco | True |  | Reflector (Flood/Spot) | PAR30S | E26 (Medium) | Wet Location Rated,Recessed Fixtures Wet Location Rated,Recessed Fixtures Home Lamps, Bulbs, Ballasts Bulbs - LED LED - Reflective Lamps - PAR30 S9421 13 WATT PAR30 SHORT NECK LED; 3000K; 60FT BEAM SPREAD; MEDIUM BASE; 120 VOLTS 13 WATT PAR30 SHORT NECK LED Satco S9421 13 WATT PAR30 SHORT NECK LED | 3000 | 83 | 1000 | 76.9231 | 25000 | 13 | 1 | 16.11 | 16.11 | 18.9299 | 2020Q3 | https://www.rexelusa.com/usr/Root-Category/Lamps,-Bulbs,-Ballasts/Bulbs---LED/LED---Reflective/Lamps---PAR30/Satco-S9421-13-WATT-PAR30-SHORT-NECK-LED/p/925773?prevPageNumber=90 | Rexel Energy Solutions | 2020 | Yes
LED Lighting | Reflector | Satco | True |  | Reflector (Flood/Spot) | PAR30S | E26 (Medium) | Wet Location Rated,Recessed Fixtures Wet Location Rated,Recessed Fixtures Home Lamps, Bulbs, Ballasts Bulbs - LED LED - Reflective Lamps - PAR30 S9424 13 WATT PAR30 SHORT NECK LED; 5000K; 60FT BEAM SPREAD; MEDIUM BASE; 120 VOLTS 13 WATT PAR30 SHORT NECK LED; 5000K; MEDIUM BASE; 120 VOLTS Satco S9424 13 WATT PAR30 SHORT NECK LED; 5000K; MEDIUM BASE; 120 VOLTS | 5000 | 83 | 1000 | 76.9231 | 25000 | 13 | 1 | 16.11 | 16.11 | 18.9299 | 2020Q3 | https://www.rexelusa.com/usr/Root-Category/Lamps,-Bulbs,-Ballasts/Bulbs---LED/LED---Reflective/Lamps---PAR30/Satco-S9424-13-WATT-PAR30-SHORT-NECK-LED;-5000K;-MEDIUM-BASE;-120-VOLTS/p/1061691?prevPageNumber=31 | Rexel Energy Solutions | 2020 | Yes
LED Lighting | Reflector | Satco | True |  | Reflector (Flood/Spot) | PAR30L | E26 (Medium) | Wet Location Rated,Recessed Fixtures Wet Location Rated,Recessed Fixtures Home Lamps, Bulbs, Ballasts Bulbs - LED LED - Reflective Lamps - PAR30 S9426 SATCO S9426 13PAR30/LN/LED/25 13 watt PAR30 Long Neck LED; 3000K; 25' beam spread; Medium base; 120 volts Satco S9426 13 watt PAR30 Long Neck LED; 3000K; 25' beam spread; Medium base; 120 volts | 3000 | 83 | 1000 | 76.9231 | 25000 | 13 | 1 | 16.11 | 16.11 | 18.9299 | 2020Q3 | https://www.rexelusa.com/usr/Root-Category/Lamps,-Bulbs,-Ballasts/Bulbs---LED/LED---Reflective/Lamps---PAR30/Satco-S9426-13-watt-PAR30-Long-Neck-LED;-3000K;-25'-beam-spread;-Medium-base;-120-volts/p/995623?prevPageNumber=99 | Rexel Energy Solutions | 2020 | Yes
LED Lighting | Reflector | Satco | True |  | Reflector (Flood/Spot) | PAR30L | E26 (Medium) | Wet Location Rated,Recessed Fixtures Wet Location Rated,Recessed Fixtures Home Lamps, Bulbs, Ballasts Bulbs - LED LED - Reflective Lamps - PAR30 S9431 LED Lamp, Dimmable, 13 Watt, 120 Volt, Bulb: PAR30L (Sealed Beam Long), Base: Medium Screw (E26), Lumens: 950, CRI: 80, Color Temperature: 3000K, Beam Angle: Flood 40° LED Lamp, Dimmable, PAR30L, 13W, 120V, FL40 Satco S9431 LED Lamp, Dimmable, PAR30L, 13W, 120V, FL40 | 3000 | 83 | 1000 | 76.9231 | 25000 | 13 | 1 | 16.11 | 16.11 | 18.9299 | 2020Q3 | https://www.rexelusa.com/usr/Root-Category/Lamps,-Bulbs,-Ballasts/Bulbs---LED/LED---Reflective/Lamps---PAR30/Satco-S9431-LED-Lamp,-Dimmable,-PAR30L,-13W,-120V,-FL40/p/887089?prevPageNumber=32 | Rexel Energy Solutions | 2020 | Yes
LED Lighting | Reflector | TCP | True |  | Reflector (Flood/Spot) | PAR30L | E26 (Medium) | Wet Location Rated,Recessed Fixtures Wet Location Rated,Recessed Fixtures Home Lamps, Bulbs, Ballasts Bulbs - LED LED - Reflective Lamps - PAR30 LED12P30D30KFL Dimmable LED Lamp, 10.5W, 120V, Bulb: PAR30, Base: Medium Screw (E26), Lumens: 850, CRI: 82, Color Temperature: 3000K, Beam Angle: 40°, Rated Average Life: 25,000 Hrs. Energy Star Rated. Up to 75W Equivalent. Formally 12watt: Old UPC# 762148244516. Dimmable LED Lamp, PAR30, 10.5W, 120V, FL40 TCP LED12P30D30KFL Dimmable LED Lamp, PAR30, 10.5W, 120V, FL40 | 3000 | 83 | 850 | 80.9524 | 25000 | 10.5 | 1 | 20.29 | 20.29 | 23.8415 | 2020Q3 | https://www.rexelusa.com/usr/Root-Category/Lamps,-Bulbs,-Ballasts/Bulbs---LED/LED---Reflective/Lamps---PAR30/TCP-LED12P30D30KFL-Dimmable-LED-Lamp,-PAR30,-10-5W,-120V,-FL40/p/618511?prevPageNumber=18 | Rexel Energy Solutions | 2020 | Yes
LED Lighting | Reflector | Topaz | True |  | Reflector (Flood/Spot) | PAR30S | E26 (Medium) | Wet Location Rated,Recessed Fixtures Wet Location Rated,Recessed Fixtures Home Lamps, Bulbs, Ballasts Bulbs - LED LED - Reflective Lamps - PAR30 LP30/11/40K/FL/D-46 73715 11W 4000K PAR30 DIM 40DEG FLOOD *** This lighting product cannot be sold in California. *** 73715 11W 4000K PAR30 DIM 40DEG FLOOD Topaz LP30/11/40K/FL/D-46 73715 11W 4000K PAR30 DIM 40DEG FLOOD | 4000 | 85 | 900 | 81.8182 | 25000 | 11 | 1 | 15.01 | 15.01 | 17.6373 | 2020Q3 | https://www.rexelusa.com/usr/Root-Category/Lamps,-Bulbs,-Ballasts/Bulbs---LED/LED---Reflective/Lamps---PAR30/Topaz-LP30-11-40K-FL-D-46-73715-11W-4000K-PAR30-DIM-40DEG-FLOOD/p/1361837?prevPageNumber=55 | Rexel Energy Solutions | 2020 | Yes
LED Lighting | Reflector | Cree Lighting | True |  | Reflector (Flood/Spot) | PAR38 | E26 (Medium) | Wet Location Rated,Recessed Fixtures Wet Location Rated,Recessed Fixtures Home Lamps, Bulbs, Ballasts Bulbs - LED LED - Reflective Lamps - PAR38 PAR38-120W-P1-30K-40FL-E26-U1 LED Lamp, 16.5 Watt, 1300 Lumen, 40° Flood, PAR 38, 3000K, 120 Volt, Dimmable, 120 Watt Replacement LED Lamp, 16.5 Watt, 1300 Lumen, PAR 38, 3000K, 120V Cree Lighting PAR38-120W-P1-30K-40FL-E26-U1 LED Lamp, 16.5 Watt, 1300 Lumen, PAR 38, 3000K, 120V | 3000 | 93 | 1370 | 83.0303 | 50000 | 16.5 | 1 | 15.78 | 15.78 | 18.5421 | 2020Q3 | https://www.rexelusa.com/usr/Root-Category/Lamps,-Bulbs,-Ballasts/Bulbs---LED/LED---Reflective/Lamps---PAR38/Cree-Lighting-PAR38-120W-P1-30K-40FL-E26-U1-LED-Lamp,-16-5-Watt,-1300-Lumen,-PAR-38,-3000K,-120V/p/1397791?prevPageNumber=45 | Rexel Energy Solutions | 2020 | Yes
LED Lighting | Reflector | Eiko | True |  | Reflector (Flood/Spot) | PAR38 | E26 (Medium) | Wet Location Rated,Recessed Fixtures Wet Location Rated,Recessed Fixtures Home Lamps, Bulbs, Ballasts Bulbs - LED LED - Reflective Lamps - PAR38 LED15WPAR38/FL/840-DIM-G8 LITESPANLED PAR38 FLOOD 40 DEGREE BEAM 1 LITESPANLED PAR38 FLOOD 40 DEGREE BEAM 1 Eiko LED15WPAR38/FL/840-DIM-G8 LITESPANLED PAR38 FLOOD 40 DEGREE BEAM 1 | 4000 | 86 | 1250 | 83.3333 | 25000 | 15 | 1 | 8.96 | 8.96 | 10.5283 | 2020Q3 | https://www.rexelusa.com/usr/Root-Category/Lamps,-Bulbs,-Ballasts/Bulbs---LED/LED---Reflective/Lamps---PAR38/Eiko-LED15WPAR38-FL-840-DIM-G8-LITESPANLED-PAR38-FLOOD-40-DEGREE-BEAM-1/p/1410352?prevPageNumber=62 | Rexel Energy Solutions | 2020 | Yes
LED Lighting | Reflector | Green Creative | True | Daylighting/Photocell, | Reflector (Flood/Spot) | PAR38 | E26 (Medium) | Damp Location Rated,Use With Timers,Use With Photo and/or Motion Sensors,Recessed Fixtures Damp Location Rated,Use With Timers,Use With Photo and/or Motion Sensors,Recessed Fixtures Home Lamps, Bulbs, Ballasts Bulbs - LED LED - Reflective Lamps - PAR38 17PAR38DIM/930SP15 Dimmable LED Lamp, 17W, 120-277V, Bulb: PAR38, Base: Medium Screw (E26), Lumens: 1150, CRI: 90, Color Temperature: 3000K, Beam Angle: FL 40º, Rated Average Life: 40,000 Hrs. Suitable for use in totally enclosed fixtures. 17W Replaces 120W Hal. Dimmable LED Lamp, 17W, 120-277V, PAR38 Green Creative 17PAR38DIM/930SP15 Dimmable LED Lamp, 17W, 120-277V, PAR38 | 3000 | 93 | 1200 | 70.5882 | 25000 | 17 | 1 | 36.98 | 36.98 | 43.4529 | 2020Q3 | https://www.rexelusa.com/usr/Root-Category/Lamps,-Bulbs,-Ballasts/Bulbs---LED/LED---Reflective/Lamps---PAR38/Green-Creative-17PAR38DIM-930SP15-Dimmable-LED-Lamp,-17W,-120-277V,-PAR38/p/1280164?prevPageNumber=54 | Rexel Energy Solutions | 2020 | Yes
LED Lighting | Reflector | Green Creative | True | Daylighting/Photocell, | Reflector (Flood/Spot) | PAR38 | E26 (Medium) | Damp Location Rated,Use With Timers,Use With Photo and/or Motion Sensors,Recessed Fixtures Damp Location Rated,Use With Timers,Use With Photo and/or Motion Sensors,Recessed Fixtures Home Lamps, Bulbs, Ballasts Bulbs - LED LED - Reflective Lamps - PAR38 17PAR38DIM/940FL40 Dimmable LED Lamp, 17W, 120-277V, Bulb: PAR38, Base: Medium Screw (E26), Lumens: 1450, CRI: 90, Color Temperature: 4000K, Beam Angle: FL 40º, Rated Average Life: 40,000 Hrs. Suitable for use in totally enclosed fixtures. 17W Replaces 120W Hal. Dimmable LED Lamp, 17W, 120-277V, PAR38 Green Creative 17PAR38DIM/940FL40 Dimmable LED Lamp, 17W, 120-277V, PAR38 | 4000 | 93 | 1450 | 85.2941 | 25000 | 17 | 1 | 36.98 | 36.98 | 43.4529 | 2020Q3 | https://www.rexelusa.com/usr/Root-Category/Lamps,-Bulbs,-Ballasts/Bulbs---LED/LED---Reflective/Lamps---PAR38/Green-Creative-17PAR38DIM-940FL40-Dimmable-LED-Lamp,-17W,-120-277V,-PAR38/p/1130771?prevPageNumber=39 | Rexel Energy Solutions | 2020 | Yes
LED Lighting | Reflector | RAB | True |  | Reflector (Flood/Spot) | PAR38 | E26 (Medium) | Damp Location Rated,Wet Location Rated,Recessed Fixtures Damp Location Rated,Wet Location Rated,Recessed Fixtures Home Lamps, Bulbs, Ballasts Bulbs - LED LED - Reflective Lamps - PAR38 PAR38-15-840-40D-DIM PAR38 15W 100EQ 1050LM E26 4K D 40DEG PAR38 15W 100EQ 1050LM E26 4K D 40DEG RAB PAR38-15-840-40D-DIM PAR38 15W 100EQ 1050LM E26 4K D 40DEG | 4000 | 94 | 1050 | 70 | 25000 | 15 | 1 | 12.71 | 12.71 | 14.9347 | 2020Q3 | https://www.rexelusa.com/usr/Root-Category/Lamps,-Bulbs,-Ballasts/Bulbs---LED/LED---Reflective/Lamps---PAR38/RAB-PAR38-15-840-40D-DIM-PAR38-15W-100EQ-1050LM-E26-4K-D-40DEG/p/1362436?prevPageNumber=56 | Rexel Energy Solutions | 2020 | Yes
LED Lighting | Reflector | RAB |  |  | Reflector (Flood/Spot) | PAR38 | E26 (Medium) | Damp Location Rated,Recessed Fixtures Damp Location Rated,Recessed Fixtures Home Lamps, Bulbs, Ballasts Bulbs - LED LED - Reflective Lamps - PAR38 PAR38-26-930-40D-ND PAR38 26W 250EQ 2400LM E26 3K D 40DEG PAR38 26W 250EQ 2400LM E26 3K D 40DEG RAB PAR38-26-930-40D-ND PAR38 26W 250EQ 2400LM E26 3K D 40DEG | 3000 | 93 | 2400 | 92.3077 | 40000 | 26 | 1 | 44.03 | 44.03 | 51.737 | 2020Q3 | https://www.rexelusa.com/usr/Root-Category/Lamps,-Bulbs,-Ballasts/Bulbs---LED/LED---Reflective/Lamps---PAR38/RAB-PAR38-26-930-40D-ND-PAR38-26W-250EQ-2400LM-E26-3K-D-40DEG/p/1346525?prevPageNumber=53 | Rexel Energy Solutions | 2020 | Yes
LED Lighting | Reflector | Satco | True |  | Reflector (Flood/Spot) | PAR38 | E26 (Medium) | Wet Location Rated,Recessed Fixtures Wet Location Rated,Recessed Fixtures Home Lamps, Bulbs, Ballasts Bulbs - LED LED - Reflective Lamps - PAR38 S8497 15PAR38/LED/40FT /4K/90CRI 15PAR38/LED/40FT /4K/90CRI Satco S8497 15PAR38/LED/40FT /4K/90CRI | 4000 | 93 | 1000 | 66.6667 | 25000 | 15 | 1 | 24.1 | 24.1 | 28.3184 | 2020Q3 | https://www.rexelusa.com/usr/Root-Category/Lamps,-Bulbs,-Ballasts/Bulbs---LED/LED---Reflective/Lamps---PAR38/Satco-S8497-15PAR38-LED-40FT-4K-90CRI/p/1430719?prevPageNumber=55 | Rexel Energy Solutions | 2020 | Yes
LED Lighting | Reflector | Satco | True |  | Reflector (Flood/Spot) | PAR38 | E26 (Medium) | Wet Location Rated,Recessed Fixtures Wet Location Rated,Recessed Fixtures Home Lamps, Bulbs, Ballasts Bulbs - LED LED - Reflective Lamps - PAR38 S9447 SAT S9447 PAR38 LED 3500K Satco S9447 - 15 watt PAR38 LED; 3500K; 38' beam spread; Medium base; 120 volts Satco S9447 Satco S9447 - 15 watt PAR38 LED; 3500K; 38' beam spread; Medium base; 120 volts | 3500 | 82 | 1200 | 80 | 25000 | 15 | 1 | 20.23 | 20.23 | 23.771 | 2020Q3 | https://www.rexelusa.com/usr/Root-Category/Lamps,-Bulbs,-Ballasts/Bulbs---LED/LED---Reflective/Lamps---PAR38/Satco-S9447-Satco-S9447---15-watt-PAR38-LED;-3500K;-38'-beam-spread;-Medium-base;-120-volts/p/950126?prevPageNumber=33 | Rexel Energy Solutions | 2020 | Yes
LED Lighting | Reflector | TCP | True |  | Reflector (Flood/Spot) | PAR38 | E26 (Medium) | Wet Location Rated,Recessed Fixtures Wet Location Rated,Recessed Fixtures Home Lamps, Bulbs, Ballasts Bulbs - LED LED - Reflective Lamps - PAR38 LED14P38D30KFL Dimmable LED Lamp, 14W, 120V, Bulb: PAR38, Base: Medium Screw (E26), Lumens: 1100, CRI: 82, Color Temperature: 3000K, Beam Angle: 40°, Rated Average Life: 25,000 Hrs. 75W Equivalent. Dimmable LED Lamp, PAR38, 14W, 120V, FL40 TCP LED14P38D30KFL Dimmable LED Lamp, PAR38, 14W, 120V, FL40 | 3000 | 82 | 1050 | 77.7778 | 25000 | 13.5 | 1 | 21.33 | 21.33 | 25.0636 | 2020Q3 | https://www.rexelusa.com/usr/Root-Category/Lamps,-Bulbs,-Ballasts/Bulbs---LED/LED---Reflective/Lamps---PAR38/TCP-LED14P38D30KFL-Dimmable-LED-Lamp,-PAR38,-14W,-120V,-FL40/p/690006?prevPageNumber=86 | Rexel Energy Solutions | 2020 | Yes
LED Lighting | Reflector | TCP | True |  | Reflector (Flood/Spot) | PAR38 | E26 (Medium) | Wet Location Rated,Recessed Fixtures Wet Location Rated,Recessed Fixtures Home Lamps, Bulbs, Ballasts Bulbs - LED LED - Reflective Lamps - PAR38 LED17HOP38D27KFL 17W HIGH OUTPUT DIM P38 27KFL 17W HIGH OUTPUT DIM P38 27KFL TCP LED17HOP38D27KFL 17W HIGH OUTPUT DIM P38 27KFL | 2700 | 84 | 1800 | 97.2973 | 25000 | 18.5 | 1 | 26.4 | 26.4 | 31.021 | 2020Q3 | https://www.rexelusa.com/usr/Root-Category/Lamps,-Bulbs,-Ballasts/Bulbs---LED/LED---Reflective/Lamps---PAR38/TCP-LED17HOP38D27KFL-17W-HIGH-OUTPUT-DIM-P38-27KFL/p/1018006?prevPageNumber=31 | Rexel Energy Solutions | 2020 | Yes
LED Lighting | Reflector | TCP | True |  | Reflector (Flood/Spot) | PAR38 | E26 (Medium) | Wet Location Rated,Recessed Fixtures Wet Location Rated,Recessed Fixtures Home Lamps, Bulbs, Ballasts Bulbs - LED LED - Reflective Lamps - PAR38 LED17P38D27KNFL TCP LED17P38D27KNFL TCP LED17P38D27KNFL DIM 17W SMOOTH TCP LED17P38D27KNFL TCP LED17P38D27KNFL DIM 17W SMOOTH | 2700 | 84 | 1200 | 80 | 25000 | 15 | 1 | 22 | 22 | 25.8509 | 2020Q3 | https://www.rexelusa.com/usr/Root-Category/Lamps,-Bulbs,-Ballasts/Bulbs---LED/LED---Reflective/Lamps---PAR38/TCP-LED17P38D27KNFL-TCP-LED17P38D27KNFL-DIM-17W-SMOOTH/p/893276?prevPageNumber=64 | Rexel Energy Solutions | 2020 | Yes
LED Lighting | Reflector | TCP | True |  | Reflector (Flood/Spot) | PAR38 | E26 (Medium) | Wet Location Rated,Recessed Fixtures Wet Location Rated,Recessed Fixtures Home Lamps, Bulbs, Ballasts Bulbs - LED LED - Reflective Lamps - PAR38 LED17P38D30KFL Dimmable LED Lamp, 17W, 120V, Bulb: PAR38, Base: Medium Screw (E26), Lumens: 1250, CRI: 82, Color Temperature: 3000K, Beam Angle: 40°, Rated Average Life: 25,000 Hrs Dimmable LED Lamp, PAR38, 17W, 120V, FL40 TCP LED17P38D30KFL Dimmable LED Lamp, PAR38, 17W, 120V, FL40 | 3000 | 84 | 1200 | 80 | 25000 | 15 | 1 | 22 | 22 | 25.8509 | 2020Q3 | https://www.rexelusa.com/usr/Root-Category/Lamps,-Bulbs,-Ballasts/Bulbs---LED/LED---Reflective/Lamps---PAR38/TCP-LED17P38D30KFL-Dimmable-LED-Lamp,-PAR38,-17W,-120V,-FL40/p/593440?prevPageNumber=45 | Rexel Energy Solutions | 2020 | Yes
LED Lighting | Reflector | TCP | True |  | Reflector (Flood/Spot) | PAR38 | E26 (Medium) | Wet Location Rated,Recessed Fixtures Wet Location Rated,Recessed Fixtures Home Lamps, Bulbs, Ballasts Bulbs - LED LED - Reflective Lamps - PAR38 LED17P38D50KFL TCP LED17P38D50KFL 17W P38 DI TCP LED17P38D50KFL 17W P38 DIM 50KF TCP LED17P38D50KFL TCP LED17P38D50KFL 17W P38 DIM 50KF | 5000 | 84 | 1200 | 80 | 25000 | 15 | 1 | 22 | 22 | 25.8509 | 2020Q3 | https://www.rexelusa.com/usr/Root-Category/Lamps,-Bulbs,-Ballasts/Bulbs---LED/LED---Reflective/Lamps---PAR38/TCP-LED17P38D50KFL-TCP-LED17P38D50KFL-17W-P38-DIM-50KF/p/680312?prevPageNumber=68 | Rexel Energy Solutions | 2020 | Yes
LED Lighting | Reflector | Topaz | True |  | Reflector (Flood/Spot) | PAR20 | E26 (Medium) | Wet Location Rated,Recessed Fixtures Wet Location Rated,Recessed Fixtures Home Lamps, Bulbs, Ballasts Bulbs - LED LED - Reflective Lamps - PAR38 LP20/7/40K/NF/D-46 73710 1/6/24-PK 7W(50) PAR20 DIM 4000K NFL25 80CRI *** This lighting product cannot be sold in California. *** 73710 1/6/24-PK 7W(50) PAR20 DIM 4000K NFL25 80CRI Topaz LP20/7/40K/NF/D-46 73710 1/6/24-PK 7W(50) PAR20 DIM 4000K NFL25 80CRI | 4000 | 86 | 520 | 74.2857 | 25000 | 7 | 1 | 7.45 | 7.45 | 8.754 | 2020Q3 | https://www.rexelusa.com/usr/Root-Category/Lamps,-Bulbs,-Ballasts/Bulbs---LED/LED---Reflective/Lamps---PAR38/Topaz-LP20-7-40K-NF-D-46-73710-1-6-24-PK-7W(50)-PAR20-DIM-4000K-NFL25-80CRI/p/1368381?prevPageNumber=89 | Rexel Energy Solutions | 2020 | Yes
LED Lighting | Reflector | Topaz | True |  | Reflector (Flood/Spot) | PAR30L | E26 (Medium) | Wet Location Rated,Recessed Fixtures Wet Location Rated,Recessed Fixtures Home Lamps, Bulbs, Ballasts Bulbs - LED LED - Reflective Lamps - PAR38 LP30L/11/40K/FL/D-46 73723 1/6-PK 11W(75) PAR30LN DIM 4000K FL40 80CRI -ES- *** This lighting product cannot be sold in California. *** 73723 1/6-PK 11W(75) PAR30LN DIM 4000K FL40 80CRI -ES- Topaz LP30L/11/40K/FL/D-46 73723 1/6-PK 11W(75) PAR30LN DIM 4000K FL40 80CRI -ES- | 4000 | 85 | 900 | 81.8182 | 25000 | 11 | 1 | 15.01 | 15.01 | 17.6373 | 2020Q3 | https://www.rexelusa.com/usr/Root-Category/Lamps,-Bulbs,-Ballasts/Bulbs---LED/LED---Reflective/Lamps---PAR38/Topaz-LP30L-11-40K-FL-D-46-73723-1-6-PK-11W(75)-PAR30LN-DIM-4000K-FL40-80CRI--ES-/p/1355205?prevPageNumber=89 | Rexel Energy Solutions | 2020 | Yes
LED Lighting | Reflector | Topaz | True |  | Reflector (Flood/Spot) | PAR38 | E26 (Medium) | Wet Location Rated,Recessed Fixtures Wet Location Rated,Recessed Fixtures Home Lamps, Bulbs, Ballasts Bulbs - LED LED - Reflective Lamps - PAR38 LP38/17/30K/FL/D-46 73730 17W PAR38 3000K 1300LM *** This lighting product cannot be sold in California. *** 73730 17W PAR38 3000K 1300LM Topaz LP38/17/30K/FL/D-46 73730 17W PAR38 3000K 1300LM | 3000 | 84 | 1300 | 76.4706 | 25000 | 17 | 1 | 32.09 | 32.09 | 37.707 | 2020Q3 | https://www.rexelusa.com/usr/Root-Category/Lamps,-Bulbs,-Ballasts/Bulbs---LED/LED---Reflective/Lamps---PAR38/Topaz-LP38-17-30K-FL-D-46-73730-17W-PAR38-3000K-1300LM/p/1288004?prevPageNumber=91 | Rexel Energy Solutions | 2020 | Yes
LED Lighting | Reflector | Eiko | True |  | Reflector (Flood/Spot) | BR30 | E26 (Medium) | Damp Location Rated,Not Rated for Recessed Fixtures Damp Location Rated,Not Rated for Recessed Fixtures Home Lamps, Bulbs, Ballasts Bulbs - LED LED - Reflective Lamps - R Type LED11WBR30/830-DIM-G8 LITESPANLED BR30 REFLECTOR FLOOD 11W-850LM DIMMABLE 3000K 80+CRI 120VAC E26 LITESPANLED BR30 REFLECTOR FLOOD 11W-850LM DIMMABLE 3000K 80+ Eiko LED11WBR30/830-DIM-G8 LITESPANLED BR30 REFLECTOR FLOOD 11W-850LM DIMMABLE 3000K 80+ | 3000 | 83 | 850 | 77.2727 | 25000 | 11 | 1 | 4.47 | 4.47 | 5.2524 | 2020Q3 | https://www.rexelusa.com/usr/Root-Category/Lamps,-Bulbs,-Ballasts/Bulbs---LED/LED---Reflective/Lamps---R-Type/Eiko-LED11WBR30-830-DIM-G8-LITESPANLED-BR30-REFLECTOR-FLOOD-11W-850LM-DIMMABLE-3000K-80+/p/1307582?prevPageNumber=44 | Rexel Energy Solutions | 2020 | Yes
LED Lighting | Reflector | Eiko | True |  | Reflector (Flood/Spot) | BR30 | E26 (Medium) | Damp Location Rated,Not Rated for Recessed Fixtures Damp Location Rated,Not Rated for Recessed Fixtures Home Lamps, Bulbs, Ballasts Bulbs - LED LED - Reflective Lamps - R Type LED11WBR30/830K-DIM-G5 LED LITESPAN BR30 REFLECTOR FLOOD 11W - 850LM DIMMABLE 3000K 80+CRI 120VAC LED LITESPAN BR30 REFLECTOR FLOOD 11W - 850LM DIMMABLE 3000K 80+CRI 120VAC Eiko LED11WBR30/830K-DIM-G5 LED LITESPAN BR30 REFLECTOR FLOOD 11W - 850LM DIMMABLE 3000K 80+CRI 120VAC | 3000 | 84 | 850 | 77.2727 | 25000 | 11 | 1 | 8.96 | 8.96 | 10.5283 | 2020Q3 | https://www.rexelusa.com/usr/Root-Category/Lamps,-Bulbs,-Ballasts/Bulbs---LED/LED---Reflective/Lamps---R-Type/Eiko-LED11WBR30-830K-DIM-G5-LED-LITESPAN-BR30-REFLECTOR-FLOOD-11W---850LM-DIMMABLE-3000K-80+CRI-120VAC/p/1096935?prevPageNumber=20 | Rexel Energy Solutions | 2020 | Yes
LED Lighting | Reflector | Eiko | True |  | Reflector (Flood/Spot) | BR40 | E26 (Medium) | Damp Location Rated,Not Rated for Recessed Fixtures Damp Location Rated,Not Rated for Recessed Fixtures Home Lamps, Bulbs, Ballasts Bulbs - LED LED - Reflective Lamps - R Type LED17WBR40/840-DIM-G8 09997 LITESPANLED BR40 REFLECTOR FLOOD 17W-1400LM DIMMABLE 4000K 80+CRI 120VAC E26 09997 LITESPANLED BR40 REFLECTOR FLOOD 17W-1400LM DIMMABLE 40 Eiko LED17WBR40/840-DIM-G8 09997 LITESPANLED BR40 REFLECTOR FLOOD 17W-1400LM DIMMABLE 40 | 4000 | 84 | 1400 | 82.3529 | 25000 | 17 | 1 | 7.67 | 7.67 | 9.0125 | 2020Q3 | https://www.rexelusa.com/usr/Root-Category/Lamps,-Bulbs,-Ballasts/Bulbs---LED/LED---Reflective/Lamps---R-Type/Eiko-LED17WBR40-840-DIM-G8-09997-LITESPANLED-BR40-REFLECTOR-FLOOD-17W-1400LM-DIMMABLE-40/p/1369351?prevPageNumber=44 | Rexel Energy Solutions | 2020 | Yes
LED Lighting | Reflector | Eiko | True |  | Reflector (Flood/Spot) | BR30 | E26 (Medium) | Damp Location Rated,Not Rated for Recessed Fixtures Damp Location Rated,Not Rated for Recessed Fixtures Home Lamps, Bulbs, Ballasts Bulbs - LED LED - Reflective Lamps - R Type LED8WBR30/840K-DIM-G5 LED LITESPAN BR30 REFLECTOR FLOOD 8W-650LM DIMMABLE 4000K 80+CRI 120VAC E26 LED LITESPAN BR30 REFLECTOR FLOOD 8W-650LM DIMMABLE 4000K 80+CRI 120VAC E26 Eiko LED8WBR30/840K-DIM-G5 LED LITESPAN BR30 REFLECTOR FLOOD 8W-650LM DIMMABLE 4000K 80+CRI 120VAC E26 | 4000 | 83 | 650 | 81.25 | 25000 | 8 | 1 | 8.19 | 8.19 | 9.6236 | 2020Q3 | https://www.rexelusa.com/usr/Root-Category/Lamps,-Bulbs,-Ballasts/Bulbs---LED/LED---Reflective/Lamps---R-Type/Eiko-LED8WBR30-840K-DIM-G5-LED-LITESPAN-BR30-REFLECTOR-FLOOD-8W-650LM-DIMMABLE-4000K-80+CRI-120VAC-E26/p/1030949?prevPageNumber=92 | Rexel Energy Solutions | 2020 | Yes
LED Lighting | Reflector | Green Creative | True |  | Reflector (Flood/Spot) | BR30 | E26 (Medium) | Damp Location Rated,Recessed Fixtures Damp Location Rated,Recessed Fixtures Home Lamps, Bulbs, Ballasts Bulbs - LED LED - Reflective Lamps - R Type 9BR30DIM/830 Dimmable LED Reflector Lamp, 9W, 120V, Bulb: BR30, Base: Medium Screw (E26), Lumens: 650, Color Temperature: 3000K, Rated Average Life: 25,000 Hrs Dimmable LED Reflector Lamp, 9W, 120V, 3000K Green Creative 9BR30DIM/830 Dimmable LED Reflector Lamp, 9W, 120V, 3000K | 3000 | 83 | 650 | 72.2222 | 15000 | 9 | 1 | 6.03 | 6.03 | 7.0855 | 2020Q3 | https://www.rexelusa.com/usr/Root-Category/Lamps,-Bulbs,-Ballasts/Bulbs---LED/LED---Reflective/Lamps---R-Type/Green-Creative-9BR30DIM-830-Dimmable-LED-Reflector-Lamp,-9W,-120V,-3000K/p/1375325?prevPageNumber=99 | Rexel Energy Solutions | 2020 | Yes
LED Lighting | Reflector | RAB | True |  | Reflector (Flood/Spot) | BR30 | E26 (Medium) | Damp Location Rated,Recessed Fixtures Damp Location Rated,Recessed Fixtures Home Lamps, Bulbs, Ballasts Bulbs - LED LED - Reflective Lamps - R Type BR30-9-827-DIM LED Lamp, BR30, 9 Watt, 680 Lumen, 2700K, 80 CRI, 120 Volt, Medium Base, Shatterproof, Dimmable *** Not For Sale in CA *** LED Lamp, BR30, 9 Watt, 680 Lumen, 2700K, 120V, Dimmable RAB BR30-9-827-DIM LED Lamp, BR30, 9 Watt, 680 Lumen, 2700K, 120V, Dimmable | 2700 | 94 | 680 | 71.5789 | 25000 | 9.5 | 1 | 5.94 | 5.94 | 6.9797 | 2020Q3 | https://www.rexelusa.com/usr/Root-Category/Lamps,-Bulbs,-Ballasts/Bulbs---LED/LED---Reflective/Lamps---R-Type/RAB-BR30-9-827-DIM-LED-Lamp,-BR30,-9-Watt,-680-Lumen,-2700K,-120V,-Dimmable/p/1353525?prevPageNumber=52 | Rexel Energy Solutions | 2020 | Yes
LED Lighting | Reflector | Satco | True |  | Reflector (Flood/Spot) | BR30 | E26 (Medium) | Damp Location Rated,Recessed Fixtures Damp Location Rated,Recessed Fixtures Home Lamps, Bulbs, Ballasts Bulbs - LED LED - Reflective Lamps - R Type S9628 Dimmable BR30 LED Lamp, 10W, 120V, Medium Screw (E26), 100' Beam Spread, 2700K, Frosted Dimmable BR30 LED Lamp, 10W, 120V, Frosted Satco S9628 Dimmable BR30 LED Lamp, 10W, 120V, Frosted | 2700 | 82 | 700 | 70 | 25000 | 10 | 1 | 8.48 | 8.48 | 9.9643 | 2020Q3 | https://www.rexelusa.com/usr/Root-Category/Lamps,-Bulbs,-Ballasts/Bulbs---LED/LED---Reflective/Lamps---R-Type/Satco-S9628-Dimmable-BR30-LED-Lamp,-10W,-120V,-Frosted/p/1072380?prevPageNumber=96 | Rexel Energy Solutions | 2020 | Yes
LED Lighting | Reflector | Satco | True |  | Reflector (Flood/Spot) | BR40 | E26 (Medium) | Damp Location Rated,Recessed Fixtures Damp Location Rated,Recessed Fixtures Home Lamps, Bulbs, Ballasts Bulbs - LED LED - Reflective Lamps - R Type S9636 SATCO S9636 11.5 BR40 LED 4K SATCO S9636 - 11.5 watt; LED BR40; 4000K; 103' beam spread; Medium base; 120 volts; Dimmable Satco S9636 SATCO S9636 - 11.5 watt; LED BR40; 4000K; 103' beam spread; Medium base; 120 volts; Dimmable | 4000 | 82 | 1000 | 86.9565 | 25000 | 11.5 | 1 | 11.99 | 11.99 | 14.0887 | 2020Q3 | https://www.rexelusa.com/usr/Root-Category/Lamps,-Bulbs,-Ballasts/Bulbs---LED/LED---Reflective/Lamps---R-Type/Satco-S9636-SATCO-S9636---11-5-watt;-LED-BR40;-4000K;-103'-beam-spread;-Medium-base;-120-volts;-Dimmable/p/1248403?prevPageNumber=31 | Rexel Energy Solutions | 2020 | Yes
LED Lighting | Reflector | Satco | True |  | Reflector (Flood/Spot) | BR40 | E26 (Medium) | Damp Location Rated,Recessed Fixtures Damp Location Rated,Recessed Fixtures Home Lamps, Bulbs, Ballasts Bulbs - LED LED - Reflective Lamps - R Type S9638 SATCO S9638 16.5BR40/LED/2700 K/1200L/120V SATCO S9638 - 16.5 watt; LED BR40; 2700K; 103' beam spread; Medium base; 120 volts; Dimmable Satco S9638 SATCO S9638 - 16.5 watt; LED BR40; 2700K; 103' beam spread; Medium base; 120 volts; Dimmable | 2700 | 82 | 1200 | 72.7273 | 25000 | 16.5 | 1 | 14.41 | 14.41 | 16.9323 | 2020Q3 | https://www.rexelusa.com/usr/Root-Category/Lamps,-Bulbs,-Ballasts/Bulbs---LED/LED---Reflective/Lamps---R-Type/Satco-S9638-SATCO-S9638---16-5-watt;-LED-BR40;-2700K;-103'-beam-spread;-Medium-base;-120-volts;-Dimmable/p/1247003?prevPageNumber=81 | Rexel Energy Solutions | 2020 | Yes
LED Lighting | Reflector | Satco | True |  | Reflector (Flood/Spot) | BR40 | E26 (Medium) | Damp Location Rated,Recessed Fixtures Damp Location Rated,Recessed Fixtures Home Lamps, Bulbs, Ballasts Bulbs - LED LED - Reflective Lamps - R Type S9640 SAT S9640 16.5W LED BR40 4000K 103FT BEAM SPREAD MEDIUM BASE 1200L 120V DIMMABLE SAT S9640 16.5W LED BR40 4000K Satco S9640 SAT S9640 16.5W LED BR40 4000K | 4000 | 82 | 1280 | 77.5758 | 25000 | 16.5 | 1 | 14.41 | 14.41 | 16.9323 | 2020Q3 | https://www.rexelusa.com/usr/Root-Category/Lamps,-Bulbs,-Ballasts/Bulbs---LED/LED---Reflective/Lamps---R-Type/Satco-S9640-SAT-S9640-16-5W-LED-BR40-4000K/p/1098667?prevPageNumber=77 | Rexel Energy Solutions | 2020 | Yes
LED Lighting | Reflector | TCP | True |  | Reflector (Flood/Spot) | R20 | E26 (Medium) | Damp Location Rated,Recessed Fixtures Damp Location Rated,Recessed Fixtures Home Lamps, Bulbs, Ballasts Bulbs - LED LED - Reflective Lamps - R Type L7R20D2527K TCP L7R20D2527K 7W R20 DIM 27 TCP L7R20D2527K 7W R20 DIM 27 TCP L7R20D2527K TCP L7R20D2527K 7W R20 DIM 27 | 2700 | 84 | 525 | 70 | 20000 | 7.5 | 1 | 4.8 | 4.8 | 5.6402 | 2020Q3 | https://www.rexelusa.com/usr/Root-Category/Lamps,-Bulbs,-Ballasts/Bulbs---LED/LED---Reflective/Lamps---R-Type/TCP-L7R20D2527K-TCP-L7R20D2527K-7W-R20-DIM-27/p/1399339?prevPageNumber=49 | Rexel Energy Solutions | 2020 | Yes
LED Lighting | Reflector | TCP | True |  | Reflector (Flood/Spot) | R20 | E26 (Medium) | Damp Location Rated,Recessed Fixtures Damp Location Rated,Recessed Fixtures Home Lamps, Bulbs, Ballasts Bulbs - LED LED - Reflective Lamps - R Type L7R20D2530K R20 Dimmable LED Lamp, 7.5 Watts, 120V, Lumens: 525, Color Temperature: 3000K, CRI: 80, Base: E26 7.5W R20 Dimmable LED Lamp, 3000K TCP L7R20D2530K 7.5W R20 Dimmable LED Lamp, 3000K | 3000 | 84 | 525 | 70 | 20000 | 7.5 | 1 | 4.8 | 4.8 | 5.6402 | 2020Q3 | https://www.rexelusa.com/usr/Root-Category/Lamps,-Bulbs,-Ballasts/Bulbs---LED/LED---Reflective/Lamps---R-Type/TCP-L7R20D2530K-7-5W-R20-Dimmable-LED-Lamp,-3000K/p/1240677?prevPageNumber=35 | Rexel Energy Solutions | 2020 | Yes
LED Lighting | Reflector | TCP | True |  | Reflector (Flood/Spot) | R20 | E26 (Medium) | Damp Location Rated,Recessed Fixtures Damp Location Rated,Recessed Fixtures Home Lamps, Bulbs, Ballasts Bulbs - LED LED - Reflective Lamps - R Type L7R20D2541K TCP L7R20D2541K 7W R20 DIM 41 TCP L7R20D2541K 7W R20 DIM 41 TCP L7R20D2541K TCP L7R20D2541K 7W R20 DIM 41 | 4000 | 84 | 525 | 70 | 20000 | 7.5 | 1 | 4.8 | 4.8 | 5.6402 | 2020Q3 | https://www.rexelusa.com/usr/Root-Category/Lamps,-Bulbs,-Ballasts/Bulbs---LED/LED---Reflective/Lamps---R-Type/TCP-L7R20D2541K-TCP-L7R20D2541K-7W-R20-DIM-41/p/1234858?prevPageNumber=33 | Rexel Energy Solutions | 2020 | Yes
LED Lighting | Reflector | TCP |  |  | Reflector (Flood/Spot) | R20 | E26 (Medium) | Damp Location Rated,Recessed Fixtures Damp Location Rated,Recessed Fixtures Home Lamps, Bulbs, Ballasts Bulbs - LED LED - Reflective Lamps - R Type LED10R2041K NON DIM 10W SMOOTH R20 41K NON DIM 10W SMOOTH R20 41K TCP LED10R2041K NON DIM 10W SMOOTH R20 41K | 4000 | 83 | 750 | 75 | 25000 | 10 | 1 | 10.55 | 10.55 | 12.3967 | 2020Q3 | https://www.rexelusa.com/usr/Root-Category/Lamps,-Bulbs,-Ballasts/Bulbs---LED/LED---Reflective/Lamps---R-Type/TCP-LED10R2041K-NON-DIM-10W-SMOOTH-R20-41K/p/1000586?prevPageNumber=52 | Rexel Energy Solutions | 2020 | Yes
LED Lighting | Reflector | TCP | True |  | Reflector (Flood/Spot) | R20 | E26 (Medium) | Damp Location Rated,Recessed Fixtures Damp Location Rated,Recessed Fixtures Home Lamps, Bulbs, Ballasts Bulbs - LED LED - Reflective Lamps - R Type LED10R20D27K Dimmable LED Lamp, 10W, 120V, Bulb: R20 (Bulged Reflector), Base: Medium Screw (E26), Lumens: 650, CRI: 82, Color Temperature: 2700K Dimmable LED Lamp, R20, 10W, 120V TCP LED10R20D27K Dimmable LED Lamp, R20, 10W, 120V | 2700 | 80 | 660 | 73.3333 | 25000 | 9 | 1 | 10.04 | 10.04 | 11.7974 | 2020Q3 | https://www.rexelusa.com/usr/Root-Category/Lamps,-Bulbs,-Ballasts/Bulbs---LED/LED---Reflective/Lamps---R-Type/TCP-LED10R20D27K-Dimmable-LED-Lamp,-R20,-10W,-120V/p/619992?prevPageNumber=22 | Rexel Energy Solutions | 2020 | Yes
LED Lighting | Reflector | TCP | True |  | Reflector (Flood/Spot) | R20 | E26 (Medium) | Damp Location Rated,Recessed Fixtures Damp Location Rated,Recessed Fixtures Home Lamps, Bulbs, Ballasts Bulbs - LED LED - Reflective Lamps - R Type LED10R20D30K Dimmable LED Lamp, 10W, 120V, Bulb: R20 (Bulged Reflector), Base: Medium Screw (E26), Lumens: 675, CRI: 82, Color Temperature: 3000K Dimmable LED Lamp, R20, 10W, 120V TCP LED10R20D30K Dimmable LED Lamp, R20, 10W, 120V | 3000 | 84 | 660 | 73.3333 | 25000 | 9 | 1 | 10.04 | 10.04 | 11.7974 | 2020Q3 | https://www.rexelusa.com/usr/Root-Category/Lamps,-Bulbs,-Ballasts/Bulbs---LED/LED---Reflective/Lamps---R-Type/TCP-LED10R20D30K-Dimmable-LED-Lamp,-R20,-10W,-120V/p/874982?prevPageNumber=27 | Rexel Energy Solutions | 2020 | Yes
LED Lighting | Reflector | TCP | True |  | Reflector (Flood/Spot) | R20 | E26 (Medium) | Damp Location Rated,Recessed Fixtures Damp Location Rated,Recessed Fixtures Home Lamps, Bulbs, Ballasts Bulbs - LED LED - Reflective Lamps - R Type LED10R20D50K 10 Watt, LED, R20, 750 Lumen, 5000K, 80 CRI,120 Volt, Dimmable 10W, LED, R20, 750 Lumen, 5000K, 120V TCP LED10R20D50K 10W, LED, R20, 750 Lumen, 5000K, 120V | 5000 | 83 | 750 | 83.3333 | 25000 | 9 | 1 | 10.04 | 10.04 | 11.7974 | 2020Q3 | https://www.rexelusa.com/usr/Root-Category/Lamps,-Bulbs,-Ballasts/Bulbs---LED/LED---Reflective/Lamps---R-Type/TCP-LED10R20D50K-10W,-LED,-R20,-750-Lumen,-5000K,-120V/p/1096737?prevPageNumber=96 | Rexel Energy Solutions | 2020 | Yes
LED Lighting | Reflector | TCP | True |  | Reflector (Flood/Spot) | BR30 | E26 (Medium) | Damp Location Rated,Recessed Fixtures Damp Location Rated,Recessed Fixtures Home Lamps, Bulbs, Ballasts Bulbs - LED LED - Reflective Lamps - R Type LED12BR30D27K LED Elite BR Series 12W Dimmable Smooth BR30 2700K LED 12W BR30 DIM 2700K TCP LED12BR30D27K LED 12W BR30 DIM 2700K | 2700 | 83 | 850 | 80.9524 | 25000 | 10.5 | 1 | 6.09 | 6.09 | 7.156 | 2020Q3 | https://www.rexelusa.com/usr/Root-Category/Lamps,-Bulbs,-Ballasts/Bulbs---LED/LED---Reflective/Lamps---R-Type/TCP-LED12BR30D27K-LED-12W-BR30-DIM-2700K/p/586220?prevPageNumber=14 | Rexel Energy Solutions | 2020 | Yes
LED Lighting | Reflector | TCP | True |  | Reflector (Flood/Spot) | BR30 | E26 (Medium) | Damp Location Rated,Recessed Fixtures Damp Location Rated,Recessed Fixtures Home Lamps, Bulbs, Ballasts Bulbs - LED LED - Reflective Lamps - R Type LED12BR30D41K LED Lamp, Dimmable, 12 Watt, 120 Volt, Bulb: BR30 (Bulged Reflector), Base: Medium Screw (E26), Lumens: 900, CRI: 82, Color Temperature: 4100K LED Lamp, Dimmable, BR30, 12W, 120V TCP LED12BR30D41K LED Lamp, Dimmable, BR30, 12W, 120V | 4000 | 84 | 900 | 85.7143 | 25000 | 10.5 | 1 | 6.09 | 6.09 | 7.156 | 2020Q3 | https://www.rexelusa.com/usr/Root-Category/Lamps,-Bulbs,-Ballasts/Bulbs---LED/LED---Reflective/Lamps---R-Type/TCP-LED12BR30D41K-LED-Lamp,-Dimmable,-BR30,-12W,-120V/p/598467?prevPageNumber=96 | Rexel Energy Solutions | 2020 | Yes
LED Lighting | Reflector | TCP | True |  | Reflector (Flood/Spot) | BR30 | E26 (Medium) | Damp Location Rated,Recessed Fixtures Damp Location Rated,Recessed Fixtures Home Lamps, Bulbs, Ballasts Bulbs - LED LED - Reflective Lamps - R Type LED9BR30D27K Dimmable LED Lamp, 9W, 120V, Bulb: BR30 (Bulged Reflector), Base: Medium Screw (E26), Lumens: 700, CRI: 82, Color Temperature: 2700K, Beam Angle: 40°, Rated Average Life: 25,000 Hrs. 65W Equivalent Dimmable LED Lamp, BR30, 9 Watt, 120 Volt TCP LED9BR30D27K Dimmable LED Lamp, BR30, 9 Watt, 120 Volt | 2700 | 80 | 700 | 73.6842 | 25000 | 9.5 | 1 | 4.8 | 4.8 | 5.6402 | 2020Q3 | https://www.rexelusa.com/usr/Root-Category/Lamps,-Bulbs,-Ballasts/Bulbs---LED/LED---Reflective/Lamps---R-Type/TCP-LED9BR30D27K-Dimmable-LED-Lamp,-BR30,-9-Watt,-120-Volt/p/1049949?prevPageNumber=22 | Rexel Energy Solutions | 2020 | Yes
LED Lighting | Reflector | TCP | True |  | Reflector (Flood/Spot) | BR30 | E26 (Medium) | Damp Location Rated,Recessed Fixtures Damp Location Rated,Recessed Fixtures Home Lamps, Bulbs, Ballasts Bulbs - LED LED - Reflective Lamps - R Type LED9BR30D30K Dimmable LED Lamp, 9W, 120V, Bulb: BR30 (Bulged Reflector), Base: Medium Screw (E26), Lumens: 720, CRI: 82, Color Temperature: 3000K, Beam Angle: 40°, Rated Average Life: 25,000 Hrs. 65W Equivalent. Dimmable LED Lamp, BR30, 9Watt, 120 Volt, 3000K TCP LED9BR30D30K Dimmable LED Lamp, BR30, 9Watt, 120 Volt, 3000K | 3000 | 80 | 700 | 73.6842 | 25000 | 9.5 | 1 | 4.8 | 4.8 | 5.6402 | 2020Q3 | https://www.rexelusa.com/usr/Root-Category/Lamps,-Bulbs,-Ballasts/Bulbs---LED/LED---Reflective/Lamps---R-Type/TCP-LED9BR30D30K-Dimmable-LED-Lamp,-BR30,-9Watt,-120-Volt,-3000K/p/1049952?prevPageNumber=15 | Rexel Energy Solutions | 2020 | Yes
LED Lighting | Reflector | TCP | True |  | Reflector (Flood/Spot) | BR30 | E26 (Medium) | Damp Location Rated,Recessed Fixtures Damp Location Rated,Recessed Fixtures Home Lamps, Bulbs, Ballasts Bulbs - LED LED - Reflective Lamps - R Type LED9BR30D41K Dimmable LED Lamp, 9W, 120V, Bulb: BR30 (Bulged Reflector), Base: Medium Screw (E26), Lumens: 720, CRI: 82, Color Temperature: 4100K, Beam Angle: 40°, Rated Average Life: 25,000 Hrs. 65W Equivalent. Dimmable LED Lamp, BR30, 9Watt, 120 Volt, 4100K TCP LED9BR30D41K Dimmable LED Lamp, BR30, 9Watt, 120 Volt, 4100K | 4000 | 82 | 750 | 78.9474 | 25000 | 9.5 | 1 | 4.8 | 4.8 | 5.6402 | 2020Q3 | https://www.rexelusa.com/usr/Root-Category/Lamps,-Bulbs,-Ballasts/Bulbs---LED/LED---Reflective/Lamps---R-Type/TCP-LED9BR30D41K-Dimmable-LED-Lamp,-BR30,-9Watt,-120-Volt,-4100K/p/1049955?prevPageNumber=70 | Rexel Energy Solutions | 2020 | Yes
LED Lighting | Reflector | Topaz | True |  | Reflector (Flood/Spot) | BR30 | E26 (Medium) | Damp Location Rated,Recessed Fixtures Damp Location Rated,Recessed Fixtures Home Lamps, Bulbs, Ballasts Bulbs - LED LED - Reflective Lamps - R Type LBR30/9/830/D-46 TPZ LBR30/9/830/D-46 73413 LED BR30 9W 3000K *** This lighting product cannot be sold in California. *** TPZ LBR30/9/830/D-46 73413 LED BR30 Topaz LBR30/9/830/D-46 TPZ LBR30/9/830/D-46 73413 LED BR30 | 3000 | 83 | 770 | 81.0526 | 25000 | 9.5 | 1 | 13.63 | 13.63 | 16.0158 | 2020Q3 | https://www.rexelusa.com/usr/Root-Category/Lamps,-Bulbs,-Ballasts/Bulbs---LED/LED---Reflective/Lamps---R-Type/Topaz-LBR30-9-830-D-46-TPZ-LBR30-9-830-D-46-73413-LED-BR30/p/1019606?prevPageNumber=95 | Rexel Energy Solutions | 2020 | Yes
LED Lighting | A-Type | Philips | True |  | A19/21 | E26 (Medium) | E26 (Medium) | Home / Light Bulbs / LED / Philips - 472514 - 16A21/LED/822-27/E26/DIM FB 1P Energy Star Rated; Enclosed Fixture Rated; Warm Glow 16W A21 LED Lamp - Universal - 1600 Lumens - Warm White (2200 to 2700K) - 80 CRI - 25000 Hours - E26 (Medium) - 120 to 130V - Frost Philips - 472514 - 16A21/LED/822-27/E26/DIM FB 1P | 2200 | 80 | 1600 | 100 | 25000 | 16 | 1 | 15 | 15 | 17.6256 | 2020Q3 | https://shop.regencylighting.com/lamps/led/16a21-led-822-27-e26-dim-fb-1p-47251-4.html | Regency Lighting | 2020 | Yes
LED Lighting | A-Type | Philips | True |  | A19/21 | E26 (Medium) | E26 (Medium) | Home / Light Bulbs / LED / Philips - 479485 - 16A21/PER/827-22/P/E26/WG Energy Star Rated; Enclosed Fixture Rated; Warm Glow 16W A21 LED Lamp - Universal - 1600 Lumens - Warm White (2200 to 2700K) - 80 CRI - 15000 Hours - E26 (Medium) - 120 to 130V - Frost Philips - 479485 - 16A21/PER/827-22/P/E26/WG | 2200 | 80 | 1600 | 100 | 15000 | 16 | 1 | 10 | 10 | 11.7504 | 2020Q3 | https://shop.regencylighting.com/lamps/led/16a21-per-827-22-p-e26-wg-47948-5.html | Regency Lighting | 2020 | Yes
LED Lighting | A-Type | Philips | True |  | A19/21 | E26 (Medium) | E26 (Medium) | Home / Light Bulbs / LED / LED A-Line / Philips - 534061 - 16A21/LED/822-27/E26/DIM 120V A21 LED Lamp 16W A21 LED Lamp - Universal - 1600 Lumens - Warm White (2200 to 2700K) - 80 CRI - 25000 Hours - E26 (Medium) - 120 to 130V - Frost Philips - 534061 - 16A21/LED/822-27/E26/DIM 120V | 2200 | 80 | 1600 | 100 | 25000 | 16 | 1 | 11.5 | 11.5 | 13.5129 | 2020Q3 | https://shop.regencylighting.com/lamps/led/a-line/16a21-led-822-27-e26-dim-120v-53401-6.html | Regency Lighting | 2020 | Yes
LED Lighting | A-Type | Philips | True |  | A19/21 | E26 (Medium) | E26 (Medium) | Home / Light Bulbs / LED / LED A-Line / Philips - 472514 - 16A21/LED/822-27/E26/DIM FB 1P Energy Star Rated; Enclosed Fixture Rated; Warm Glow 16W A21 LED Lamp - Universal - 1600 Lumens - Warm White (2200 to 2700K) - 80 CRI - 25000 Hours - E26 (Medium) - 120 to 130V - Frost Philips - 472514 - 16A21/LED/822-27/E26/DIM FB 1P | 2200 | 80 | 1600 | 100 | 25000 | 16 | 1 | 15 | 15 | 17.6256 | 2020Q3 | https://shop.regencylighting.com/lamps/led/a-line/16a21-led-822-27-e26-dim-fb-1p-47251-4.html | Regency Lighting | 2020 | Yes
LED Lighting | A-Type | Philips | True |  | A19/21 | E26 (Medium) | E26 (Medium) | Home / Light Bulbs / LED / LED A-Line / Philips - 479485 - 16A21/PER/827-22/P/E26/WG Energy Star Rated; Enclosed Fixture Rated; Warm Glow 16W A21 LED Lamp - Universal - 1600 Lumens - Warm White (2200 to 2700K) - 80 CRI - 15000 Hours - E26 (Medium) - 120 to 130V - Frost Philips - 479485 - 16A21/PER/827-22/P/E26/WG | 2200 | 80 | 1600 | 100 | 15000 | 16 | 1 | 10 | 10 | 11.7504 | 2020Q3 | https://shop.regencylighting.com/lamps/led/a-line/16a21-per-827-22-p-e26-wg-47948-5.html | Regency Lighting | 2020 | Yes
LED Lighting | A-Type | Sylvania | True |  | A19/21 | E26 (Medium) | E26 (Medium) | Home / Light Bulbs / LED / LED A-Line / Sylvania - 74438 - LED16A21DIMO827U Lamp Finish Frosted 16W A21 LED Lamp - Universal - 1600 Lumens - Warm White (2700K) - 80 CRI - 15000 Hours - E26 (Medium) - 120 to 130V - Frost Sylvania - 74438 - LED16A21DIMO827U | 2700 | 80 | 1600 | 100 | 15000 | 16 | 6 | 1276.14 | 212.69 | 249.919 | 2020Q3 | https://shop.regencylighting.com/lamps/led/a-line/led16a21dimo827u-74438.html | Regency Lighting | 2020 | No
LED Lighting | A-Type | Sylvania | True |  | A19/21 | E26 (Medium) | E26 (Medium) | Home / Light Bulbs / LED / LED A-Line / Sylvania - 73189 - LED16A21DIMO835URP Lamp Finish Frosted 16W A21 LED Lamp - Universal - 1600 Lumens - Neutral White (3500K) - 80 CRI - 15000 Hours - E26 (Medium) - 120 to 130V - Frost Sylvania - 73189 - LED16A21DIMO835URP | 3500 | 80 | 1600 | 100 | 15000 | 16 | 6 | 30 | 5 | 5.8752 | 2020Q3 | https://shop.regencylighting.com/lamps/led/a-line/led16a21dimo835urp-73189.html | Regency Lighting | 2020 | Yes
LED Lighting | A-Type | Sylvania | True |  | A19/21 | E26 (Medium) | E26 (Medium) | Home / Light Bulbs / LED / LED A-Line / Sylvania - 73190 - LED16A21DIMO835URP4 A21 LED Lamp 16W A21 LED Lamp - Universal - 1600 Lumens - Neutral White (3500K) - 80 CRI - 15000 Hours - E26 (Medium) - 120 to 130V - Frost Sylvania - 73190 - LED16A21DIMO835URP4 | 3500 | 80 | 1600 | 100 | 15000 | 16 | 1 | 10.49 | 10.49 | 12.3262 | 2020Q3 | https://shop.regencylighting.com/lamps/led/a-line/led16a21dimo835urp4-73190.html | Regency Lighting | 2020 | Yes
LED Lighting | A-Type | Sylvania | True |  | A19/21 | E26 (Medium) | E26 (Medium) | Home / Light Bulbs / LED / Sylvania - 74438 - LED16A21DIMO827U Lamp Finish Frosted 16W A21 LED Lamp - Universal - 1600 Lumens - Warm White (2700K) - 80 CRI - 15000 Hours - E26 (Medium) - 120 to 130V - Frost Sylvania - 74438 - LED16A21DIMO827U | 2700 | 80 | 1600 | 100 | 15000 | 16 | 6 | 1276.14 | 212.69 | 249.919 | 2020Q3 | https://shop.regencylighting.com/lamps/led/led16a21dimo827u-74438.html | Regency Lighting | 2020 | No
LED Lighting | A-Type | Sylvania | True |  | A19/21 | E26 (Medium) | E26 (Medium) | Home / Light Bulbs / LED / Sylvania - 73189 - LED16A21DIMO835URP Lamp Finish Frosted 16W A21 LED Lamp - Universal - 1600 Lumens - Neutral White (3500K) - 80 CRI - 15000 Hours - E26 (Medium) - 120 to 130V - Frost Sylvania - 73189 - LED16A21DIMO835URP | 3500 | 80 | 1600 | 100 | 15000 | 16 | 6 | 30 | 5 | 5.8752 | 2020Q3 | https://shop.regencylighting.com/lamps/led/led16a21dimo835urp-73189.html | Regency Lighting | 2020 | Yes
LED Lighting | A-Type | Sylvania | True |  | A19/21 | E26 (Medium) | E26 (Medium) | Home / Light Bulbs / LED / Sylvania - 73190 - LED16A21DIMO835URP4 A21 LED Lamp 16W A21 LED Lamp - Universal - 1600 Lumens - Neutral White (3500K) - 80 CRI - 15000 Hours - E26 (Medium) - 120 to 130V - Frost Sylvania - 73190 - LED16A21DIMO835URP4 | 3500 | 80 | 1600 | 100 | 15000 | 16 | 1 | 10.49 | 10.49 | 12.3262 | 2020Q3 | https://shop.regencylighting.com/lamps/led/led16a21dimo835urp4-73190.html | Regency Lighting | 2020 | Yes
LED Lighting | A-Type | Euri Lighting |  | Daylighting/Photocell, |  | A21 | Medium (E26) | Description This 3-Way LED bulb allows you to change the brightness to three different settings while maintaining a bright daylight white color. Frosted for better light distribution Reduces replacements Save on energy cost 5/9/16 Watt - 450/800/1600 Lumens - 5000 Kelvin Daylight White - Euri Lighting EA21-1050ET LED A21 - 3-Way Light Bulb - 40/60/100 Watt Equal | 5000 |  | 1600 | 100 |  | 16 | 40 | 264 | 6.6 | 7.7553 | 2020Q3 | https://www.1000bulbs.com/product/200004/IRT-10085.html | 1000bulbs.com | 2020 | Yes
LED Lighting | A-Type | Euri Lighting | True |  |  | A21 | Medium (E26) | Description Reduce energy consumption up to 80 percent by replacing a 100-Watt incandescent A19 with this 16-Watt LED A21 bulb. Even diffused light Shatter resistant Dimmable 1600 Lumens - 2700 Kelvin - Medium Base - 120 Volt - Euri Lighting EA21-2021E LED A21 - 16 Watt - 100 Watt - Incandescent Match | 2700 |  | 1600 | 100 |  | 16 | 60 | 326.4 | 5.44 | 6.3922 | 2020Q3 | https://www.1000bulbs.com/product/200016/IRT-10097.html | 1000bulbs.com | 2020 | Yes
LED Lighting | Reflector | Halco | True | Daylighting/Photocell, | Reflector (Flood/Spot) | BR40 | E26 (Medium) | Use With Timers,Use With Photo and/or Motion Sensors,Damp Location Rated,Recessed Fixtures Use With Timers,Use With Photo and/or Motion Sensors,Damp Location Rated,Recessed Fixtures Home Lamps, Bulbs, Ballasts Bulbs - LED LED - Traditional Lamps - A-Type 81154 A19FR5/830/OMNI2/LED 5.5W 3000K DIMMABLE OMNIDIRECTIONAL E26 PROLED A19FR5/830/OMNI2/LED 5.5W 3000K DIMMABLE OMNIDIRECTIONAL E26 PROLED Halco 81154 A19FR5/830/OMNI2/LED 5.5W 3000K DIMMABLE OMNIDIRECTIONAL E26 PROLED | 5000 | 85 | 1063 | 75.9286 | 25000 | 14 | 1 | 3.88 | 3.88 | 4.5591 | 2020Q3 | https://www.rexelusa.com/usr/Root-Category/Lamps,-Bulbs,-Ballasts/Bulbs---LED/LED---Traditional/Lamps---A-Type/Halco-81154-A19FR5-830-OMNI2-LED-5-5W-3000K-DIMMABLE-OMNIDIRECTIONAL-E26-PROLED/p/1142889?prevPageNumber=35 | Rexel Energy Solutions | 2020 | Yes
LED Lighting | Reflector | Halco | True |  | Reflector (Flood/Spot) | BR30 | E26 (Medium) | Damp Location Rated,Not Rated for Recessed Fixtures Damp Location Rated,Not Rated for Recessed Fixtures Home Lamps, Bulbs, Ballasts Bulbs - LED LED - Traditional Lamps - A-Type 81155 A19FR9/827/OMNI2/LED A19 9.5W 2700K DIM A19FR9/827/OMNI2/LED A19 9.5W 2700K DIM Halco 81155 A19FR9/827/OMNI2/LED A19 9.5W 2700K DIM | 3000 | 82 | 750 | 75 | 25000 | 10 | 1 | 4.21 | 4.21 | 4.9469 | 2020Q3 | https://www.rexelusa.com/usr/Root-Category/Lamps,-Bulbs,-Ballasts/Bulbs---LED/LED---Traditional/Lamps---A-Type/Halco-81155-A19FR9-827-OMNI2-LED-A19-9-5W-2700K-DIM/p/1213965?prevPageNumber=43 | Rexel Energy Solutions | 2020 | Yes
LED Lighting | A-Type | Philips Lighting | True | Daylighting/Photocell, | General Purpose Replacement | A21 | E26 (Medium) | Damp Location Rated,Use With Timers,Dim to Warm,Use With Photo and/or Motion Sensors,Recessed Fixtures Damp Location Rated,Use With Timers,Dim to Warm,Use With Photo and/or Motion Sensors,Recessed Fixtures LED A-Style Light Bulbs Philips dimmable 16 watt Warm Glow 2700K-2200K 90 CRI LED bulb generates as much light as many 100 watt incandescent bulbs. The more you dim the warmer the light. Title 20 compliant Suitable for use in enclosed fixtures No lead or mercury means easy and environmentally safe disposal Compatible with Lutron DV-600P dimmer, maximum of 8 sockets Very long life - Rated to still put out 70% as much light after 15,000 hours of operation as it does when brand new Do not “hot swap” this bulb. Turn off fixture before replacing existing bulb. Title 20 compliant Suitable for use in enclosed fixtures No lead or mercury means easy and environmentally safe disposal Compatible with Lutron DV-600P dimmer, maximum of 8 sockets Very long life - Rated to still put out 70% as much light after 15,000 hours of operation as it does when brand new Philips Dimmable 16W Warm Glow 2700K-2200K 90 CRI A21 LED Bulb, Enclosed Fixture Rated, Title 20 | 2700 | 82 | 1600 | 100 | 15000 | 16 | 6 | 7.99 | 1.3317 | 1.5648 | 2020Q3 | https://www.bulbs.com/product/16A21-PER-827-22-P-E26-WG-6-1FB-T20 | Bulbs.com | 2020 | Yes
LED Lighting | A-Type | Philips Lighting | True |  |  | A-21 | Medium (E26) | LED A-Style Light Bulbs Philips dimmable 16 watt 2700K LED bulb generates as much light as many 100 watt incandescent bulbs. Suitable for use in enclosed fixtures No lead or mercury means easy and environmentally safe disposal Very long life - Rated to still put out 70% as much light after 15,000 hours of operation as it does when brand new Do not “hot swap” this bulb. Turn off fixture before replacing existing bulb. Suitable for use in enclosed fixtures No lead or mercury means easy and environmentally safe disposal Very long life - Rated to still put out 70% as much light after 15,000 hours of operation as it does when brand new Philips Dimmable 16W 2700K A21 LED Bulb, Enclosed Fixture Rated | 2700 | 80 | 1600 | 100 | 15000 | 16 | 6 | 6.42 | 1.07 | 1.2573 | 2020Q3 | https://www.bulbs.com/product/16A21-PER-827-P-E26-DIM | Bulbs.com | 2020 | Yes
LED Lighting | A-Type | Philips Lighting | True | Daylighting/Photocell, | General Purpose Replacement | A21 | E26 (Medium) | Damp Location Rated,Use With Timers,Use With Photo and/or Motion Sensors,Recessed Fixtures Damp Location Rated,Use With Timers,Use With Photo and/or Motion Sensors,Recessed Fixtures LED A-Style Light Bulbs Philips dimmable 16 watt 2700K A21 LED bulb generates as much light as many 100 watt incandescent bulbs. Suitable for use in enclosed fixtures Title 20 compliant No lead or mercury means easy and environmentally safe disposal Saves 84 watts in electricity compared to a 100 watt incandescent Very long life - Rated to still put out 70% as much light after 15,000 hours of operation as it does when brand new Do not “hot swap” this bulb. Turn off fixture before replacing existing bulb. Suitable for use in enclosed fixtures Title 20 compliant No lead or mercury means easy and environmentally safe disposal Saves 84 watts in electricity compared to a 100 watt incandescent Very long life - Rated to still put out 70% as much light after 15,000 hours of operation as it does when brand new Philips Dimmable 16W 2700K 90 CRI A21 LED Bulb, Enclosed Fixture Rated, Title 20 Compliant | 2700 | 95 | 1600 | 100 | 15000 | 16 | 6 | 4.29 | 0.715 | 0.84015 | 2020Q3 | https://www.bulbs.com/product/16A21-PER-927-P-E26-DIM-6-1FB-T20 | Bulbs.com | 2020 | Yes
LED Lighting | A-Type | Philips Lighting | True | Daylighting/Photocell, | General Purpose Replacement | A21 | E26 (Medium) | Damp Location Rated,Use With Timers,Use With Photo and/or Motion Sensors,Recessed Fixtures Damp Location Rated,Use With Timers,Use With Photo and/or Motion Sensors,Recessed Fixtures LED A-Style Light Bulbs Philips dimmable 16 watt 3000K A21 LED bulb generates as much light as many 100 watt incandescent bulbs. Suitable for use in enclosed fixtures Title 20 compliant No lead or mercury means easy and environmentally safe disposal Saves 84 watts in electricity compared to a 100 watt incandescent Very long life - Rated to still put out 70% as much light after 15,000 hours of operation as it does when brand new Do not “hot swap” this bulb. Turn off fixture before replacing existing bulb. Suitable for use in enclosed fixtures Title 20 compliant No lead or mercury means easy and environmentally safe disposal Saves 84 watts in electricity compared to a 100 watt incandescent Very long life - Rated to still put out 70% as much light after 15,000 hours of operation as it does when brand new Philips Dimmable 16W 3000K 90 CRI A21 LED Bulb, Enclosed Fixture Rated, Title 20 Compliant | 3000 | 94 | 1600 | 100 | 15000 | 16 | 6 | 4.29 | 0.715 | 0.84015 | 2020Q3 | https://www.bulbs.com/product/16A21-PER-930-P-E26-DIM-6-1FB-T20 | Bulbs.com | 2020 | Yes
LED Lighting | A-Type | Philips Lighting | True | Daylighting/Photocell, | General Purpose Replacement | A21 | E26 (Medium) | Damp Location Rated,Use With Timers,Use With Photo and/or Motion Sensors,Recessed Fixtures Damp Location Rated,Use With Timers,Use With Photo and/or Motion Sensors,Recessed Fixtures LED A-Style Light Bulbs Philips dimmable 16 watt 4000K A21 LED bulb generates as much light as many 100 watt incandescent bulbs. Suitable for use in enclosed fixtures Title 20 compliant No lead or mercury means easy and environmentally safe disposal Saves 84 watts in electricity compared to a 100 watt incandescent Very long life - Rated to still put out 70% as much light after 15,000 hours of operation as it does when brand new Compatible with Lutron DV-600P dimmer, a maximum of 9 bulbs per circuit, and DVELV-300P dimmer, a maximum of 5 bulbs per circuit Do not “hot swap” this bulb. Turn off fixture before replacing existing bulb. Suitable for use in enclosed fixtures Title 20 compliant No lead or mercury means easy and environmentally safe disposal Saves 84 watts in electricity compared to a 100 watt incandescent Very long life - Rated to still put out 70% as much light after 15,000 hours of operation as it does when brand new Compatible with Lutron DV-600P dimmer, a maximum of 9 bulbs per circuit, and DVELV-300P dimmer, a maximum of 5 bulbs per circuit Philips Dimmable 16W 4000K 90 CRI A21 LED Bulb, Enclosed Fixture Rated, Title 20 Compliant | 4000 | 95 | 1600 | 100 | 15000 | 16 | 6 | 5.99 | 0.99833 | 1.1731 | 2020Q3 | https://www.bulbs.com/product/16A21-PER-940-P-E26-DIM-6-1FB-T20 | Bulbs.com | 2020 | Yes
LED Lighting | A-Type | Philips Lighting | True | Daylighting/Photocell, | General Purpose Replacement | A21 | E26 (Medium) | Damp Location Rated,Use With Timers,Use With Photo and/or Motion Sensors,Recessed Fixtures Damp Location Rated,Use With Timers,Use With Photo and/or Motion Sensors,Recessed Fixtures LED A-Style Light Bulbs Philips dimmable 16 watt 5000K A21 LED bulb generates as much light as many 100 watt incandescent bulbs. Suitable for use in enclosed fixtures Title 20 compliant No lead or mercury means easy and environmentally safe disposal Saves 84 watts in electricity compared to a 100 watt incandescent Very long life - Rated to still put out 70% as much light after 15,000 hours of operation as it does when brand new Do not “hot swap” this bulb. Turn off fixture before replacing existing bulb. Suitable for use in enclosed fixtures Title 20 compliant No lead or mercury means easy and environmentally safe disposal Saves 84 watts in electricity compared to a 100 watt incandescent Very long life - Rated to still put out 70% as much light after 15,000 hours of operation as it does when brand new Philips Dimmable 16W 5000K 90 CRI A21 LED Bulb, Enclosed Fixture Rated, Title 20 Compliant | 5000 | 97 | 1600 | 100 | 15000 | 16 | 6 | 4.29 | 0.715 | 0.84015 | 2020Q3 | https://www.bulbs.com/product/16A21-PER-950-P-E26-DIM-6-1FB-T20 | Bulbs.com | 2020 | Yes
LED Lighting | A-Type | Sylvania | True |  | General Purpose Replacement | A19 | E26 (Medium) | Damp Location Rated Damp Location Rated LED A-Style Light Bulbs Sylvania dimmable 16 watt A19 LED bulb generates as much light as a 100 watt incandescent lamp. No lead or mercury means easy and environmentally safe disposal Very long life - Rated to still put out 70% as much light after 15,000 hours of operation as it does when brand new Compatible with Lutron MACL-153M, CTCL-153P, DVCL-153P and AYCL-153P dimmers, a maximum of eight sockets per circuit Not recommended for use in enclosed fixtures because heat buildup will shorten life. Do not "hot swap" this bulb. Turn off fixture before replacing bulb. No lead or mercury means easy and environmentally safe disposal Very long life - Rated to still put out 70% as much light after 15,000 hours of operation as it does when brand new Compatible with Lutron MACL-153M, CTCL-153P, DVCL-153P and AYCL-153P dimmers, a maximum of eight sockets per circuit Sylvania Dimmable 16W 3500K A19 LED Bulb | 3500 | 84 | 1600 | 100 | 15000 | 16 | 6 | 5.29 | 0.88167 | 1.036 | 2020Q3 | https://www.bulbs.com/product/LED16A19DIMO835URP | Bulbs.com | 2020 | Yes
LED Lighting | A-Type | Philips Lighting | True |  | A21 | Arbitrary | E26 Medium | Philips Lighting High-performance LED lamp has A21 arbitrary shape frosted glass lamp and E26 medium screw-in base for connection. This 16-Watt power rated lamp with 15000-Hour average life, delivers an omni-directional light. It produces 1600-Lumen warm white light output with 2200K to 2700K color temperature and 80 CRI. An instant ON, smooth dimming lamp has an incandescent equivalent power rating of 100-Watts and voltage rating of 120-Volts. The 5.25-Inch LED lamp has a diameter of 2.8-inches. This A-shaped lamp is suitable for decorative and ambient lighting in damp locations, retail outlets, hotels, restaurants, government buildings, offices and multi-unit residences. It is ideal for use in enclosed fixtures. The LED lamp meets UL and Energy Star standards. Philips Lighting 479485 Dimmable A21 High Performance A-Shape LED Lamp E26 Medium 16-Watt 1600-Lumens 2200K - 2700K 80 CRI Warm White | 2200 | 80 | 1600 | 100 |  | 16 | 6 | 11.6 | 1.9333 | 2.2717 | 2020Q3 | https://www.ew-ne.com/lighting-1600000000/philips-lighting-479485-dimmable-a21-high-performance-a-shape-led-lamp-e26-medium-16-watt-1600-lumens-2200k-2700k-80-cri-warm-white-735269 | Electrical Wholesalers Inc | 2020 | Yes
LED Lighting | A-Type | Philips Lighting | True |  | A21 | Arbitrary | E26 Medium | Philips Lighting LED lamp in frosted finish, features E26 medium screw-in base and A21 arbitrary shape. This 16-Watt lamp outputs 1600-Lumen white light. It has an average life of 15000 Hours. The 140-mm dimmable lamp produces light with 3000K color temperature and 80 CRI. It has a voltage rating of 120-Volts and current rating of 180-Milli-Amps. It is equivalent to 100-Watt incandescent lamp. It has a beam angle of 250-Degrees. This instant start lamp is suitable for decorative and ambient lighting in retail outlets, hotels, restaurants, multi-unit residences and government buildings. LED lamp meets UL, RoHS standards. Philips Lighting 479899 Dimmable A21 LED Lamp E26 Medium Base 16-Watt 1600-Lumens 3000K 80 CRI White | 3000 | 80 | 1600 | 100 | 15000 | 16 | 1 | 10.5 | 10.5 | 12.3379 | 2020Q3 | https://www.ew-ne.com/lighting-1600000000/philips-lighting-479899-dimmable-a21-led-lamp-e26-medium-base-16-watt-1600-lumens-3000k-80-cri-white-782254 | Electrical Wholesalers Inc | 2020 | Yes
LED Lighting | A-Type | Philips Lighting | True |  | A21 (Arbitrary) |  | E26 (Medium Screw) | Home Lamps, Bulbs, Ballasts Bulbs - LED LED - Traditional Lamps - A-Type Dimmable LED Lamp, 16W, 120V, Bulb: A-Type (A21), Base: Medium Screw (E26), Lumens: 1600, CRI: 80, Color Temperature: 2700K-2200K WARM-GLOW, Rated Average Life: 25,000 Hrs. *Philips Part # 47251-4* 100W Equivalent. This lamp is ENERGY STAR® Certified. *** Not for Sale in California *** Philips Lighting 16A21/LED/822-27/DIM/120V Dimmable LED Bulb, 18W, A21 | 2200 | 80 | 1600 | 100 |  | 16 | 1 | 9 | 9 | 10.5753 | 2020Q3 | https://www.platt.com/platt-electric-supply/LED-Traditional-Lamps-A-Type/Philips-Lighting/16A21-LED-822-27-DIM-120V/product.aspx?zpid=443290 | Platt | 2020 | Yes
LED Lighting | A-Type | Philips Lighting | True |  | A21 (Arbitrary) |  | Medium Screw (E26), Medium Screw (E26), Medium Screw (E26) | Home Lamps, Bulbs, Ballasts Bulbs - LED LED - Traditional Lamps - A-Type Dimmable LED Lamp, 16W, 120V, Bulb: A-Type (A21), Base: Medium Screw (E26), Lumens: 1600, CRI: 80, Color Temperature: 2700K-2200K WARM-GLOW, Rated Average Life: 25,000 Hrs. *Philips Part # 53401-6* 100W Equivalent. This lamp is ENERGY STAR® Certified. Philips Lighting 16A21/LED/822-27/E26/DIM 120V 16W A21 Dimmable LED Bulb | 2700 | 80 | 1600 | 100 |  | 16 | 1 | 11.21 | 11.21 | 13.1722 | 2020Q3 | https://www.platt.com/platt-electric-supply/LED-Traditional-Lamps-A-Type/Philips-Lighting/16A21-LED-822-27-E26-DIM-120V/product.aspx?zpid=1199805 | Platt | 2020 | Yes
LED Lighting | A-Type | SYLVANIA | True |  |  | A21 (Arbitrary) | Medium Screw (E26) | Home Lamps, Bulbs, Ballasts Bulbs - LED LED - Traditional Lamps - A-Type LED16A21/DIM/O/850/U/RP LED Lamp, 16 Watt, 120 Volt, Bulb: A21, Dimmable, Base: Medium Screw (E26), Lumens: 1600, CRI: 80, Color Temperature: 5000K, Lamp Finish: Frosted, Rated Hours: 15000, Standard Case Qty: 6 Sylvania Part # 73191 *** Discontinued *** LED Lamp, A21, 16W, 120V, Frosted *** Discontinued *** SYLVANIA LED16A21/DIM/O/850/U/RP LED Lamp, A21, 16W, 120V, Frosted *** Discontinued *** | 5000 | 80 | 1600 | 100 |  | 16 | 1 | 20.59 | 20.59 | 24.194 | 2020Q3 | https://www.rexelusa.com/usr/Root-Category/Lamps,-Bulbs,-Ballasts/Bulbs---LED/LED---Traditional/Lamps---A-Type/SYLVANIA-LED16A21-DIM-O-850-U-RP-LED-Lamp,-A21,-16W,-120V,-Frosted-Discontinued-/p/1034062?prevPageNumber=4 | Rexel Energy Solutions | 2020 | Yes
LED Lighting | A-Type | SYLVANIA | True |  |  | A21 (Arbitrary) | Medium Screw (E26) | Home Lamps, Bulbs, Ballasts Bulbs - LED LED - Traditional Lamps - A-Type LED16A21DIMO827U/ LED Lamp, 16 Watt, 120 Volt, Bulb: A21, Dimmable, Base: Medium Screw (E26), Lumens: 1600, CRI: 80, Color Temperature: 2700K, Lamp Finish: Frosted, Rated Hours: 15000, Standard Case Qty: 6 Sylvania Part # 74438 *** Discontinued *** LED Lamp, A21, 16W, 120V, Frosted *** Discontinued *** SYLVANIA LED16A21DIMO827U/ LED Lamp, A21, 16W, 120V, Frosted *** Discontinued *** | 2700 | 80 | 1600 | 100 |  | 16 | 1 | 20.67 | 20.67 | 24.288 | 2020Q3 | https://www.rexelusa.com/usr/Root-Category/Lamps,-Bulbs,-Ballasts/Bulbs---LED/LED---Traditional/Lamps---A-Type/SYLVANIA-LED16A21DIMO827U-LED-Lamp,-A21,-16W,-120V,-Frosted-Discontinued-/p/1033029?prevPageNumber=7 | Rexel Energy Solutions | 2020 | Yes
LED Lighting | A-Type | SYLVANIA | True |  |  | A21 (Arbitrary) | Medium Screw (E26) | Home Lamps, Bulbs, Ballasts Bulbs - LED LED - Traditional Lamps - A-Type LED16A21DIMO827URP LED Lamp, 16 Watt, 120 Volt, Bulb: A21, Dimmable, Base: Medium Screw (E26), Lumens: 1600, CRI: 80, Color Temperature: 2700K, Lamp Finish: Frosted, Rated Hours: 15000, Standard Case Qty: 6 Sylvania Part # 73187 *** Discontinued *** LED Lamp, A21, 16W, 120V, Frosted *** Discontinued *** SYLVANIA LED16A21DIMO827URP LED Lamp, A21, 16W, 120V, Frosted *** Discontinued *** | 2700 | 80 | 1600 | 100 |  | 16 | 1 | 20.59 | 20.59 | 24.194 | 2020Q3 | https://www.rexelusa.com/usr/Root-Category/Lamps,-Bulbs,-Ballasts/Bulbs---LED/LED---Traditional/Lamps---A-Type/SYLVANIA-LED16A21DIMO827URP-LED-Lamp,-A21,-16W,-120V,-Frosted-Discontinued-/p/1034248?prevPageNumber=70 | Rexel Energy Solutions | 2020 | Yes
LED Lighting | A-Type | SYLVANIA | True |  |  | A21 (Arbitrary) | Medium Screw (E26) | Home Lamps, Bulbs, Ballasts Bulbs - LED LED - Traditional Lamps - A-Type LED16A21DIMO835UB LED Lamp, 16 Watt, 120 Volt, Bulb: A21, Base: Medium Screw (E26), Lumens: 1600, CRI: 80, Color Temperature: 3500K, Lamp Finish: Frosted, Rated Hours: 15000, Dimmable, Standard Case Qty: 6 *Sylvania Part # 71194* LED Lamp, A21, 16W, 1600L, 120V, 3500K, Frosted SYLVANIA LED16A21DIMO835UB LED Lamp, A21, 16W, 1600L, 120V, 3500K, Frosted | 3500 | 80 | 1600 | 100 |  | 16 | 1 | 14.75 | 14.75 | 17.3318 | 2020Q3 | https://www.rexelusa.com/usr/Root-Category/Lamps,-Bulbs,-Ballasts/Bulbs---LED/LED---Traditional/Lamps---A-Type/SYLVANIA-LED16A21DIMO835UB-LED-Lamp,-A21,-16W,-1600L,-120V,-3500K,-Frosted/p/1231360?prevPageNumber=75 | Rexel Energy Solutions | 2020 | Yes
LED Lighting | A-Type | SYLVANIA | True |  |  | A21 (Arbitrary) | Medium Screw (E26) | Home Lamps, Bulbs, Ballasts Bulbs - LED LED - Traditional Lamps - A-Type LED16A21DIMO835URP LED Lamp, 16 Watt, 120 Volt, Bulb: A21, Dimmable, Base: Medium Screw (E26), Lumens: 1600, CRI: 80, Color Temperature: 3500K, Lamp Finish: Frosted, Rated Hours: 15000, Standard Case Qty: 6 Sylvania Part # 73189 *** Discontinued *** LED Lamp, A21, 16W, 120V, Frosted *** Discontinued *** SYLVANIA LED16A21DIMO835URP LED Lamp, A21, 16W, 120V, Frosted *** Discontinued *** | 3500 |  | 1600 | 100 |  | 16 | 1 | 20.67 | 20.67 | 24.288 | 2020Q3 | https://www.rexelusa.com/usr/Root-Category/Lamps,-Bulbs,-Ballasts/Bulbs---LED/LED---Traditional/Lamps---A-Type/SYLVANIA-LED16A21DIMO835URP-LED-Lamp,-A21,-16W,-120V,-Frosted-Discontinued-/p/1034061?prevPageNumber=29 | Rexel Energy Solutions | 2020 | Yes
LED Lighting | A-Type | SYLVANIA | True |  |  | A21 (Arbitrary) | Medium Screw (E26) | Home Lamps, Bulbs, Ballasts Bulbs - LED LED - Traditional Lamps - A-Type LED16A21DIMO850U LED Lamp, 16 Watt, 120 Volt, Bulb: A21, Base: Medium Screw (E26), Lumens: 1600, CRI: 80, Color Temperature: 5000K, Lamp Finish: Frosted, Rated Hours: 15000, Dimmable, Standard Case Qty: 6 *Sylvania Part # 74691* LED Lamp, A21, 16W, 1600L, 120V, 5000K, Frosted SYLVANIA LED16A21DIMO850U LED Lamp, A21, 16W, 1600L, 120V, 5000K, Frosted | 5000 | 80 | 1600 | 100 |  | 16 | 1 | 14.75 | 14.75 | 17.3318 | 2020Q3 | https://www.rexelusa.com/usr/Root-Category/Lamps,-Bulbs,-Ballasts/Bulbs---LED/LED---Traditional/Lamps---A-Type/SYLVANIA-LED16A21DIMO850U-LED-Lamp,-A21,-16W,-1600L,-120V,-5000K,-Frosted/p/1182636?prevPageNumber=10 | Rexel Energy Solutions | 2020 | Yes
LED Lighting | A-Type | Brand TCP |  |  | General Purpose Replacement | A21 | E26 (Medium) | Damp Location Rated TCP LED 4/8/16 Watt 3-Way A21 Bulb 120 Volt Medium Base 2,700 Kelvin 500/900/1600 Lumens 25,000 Average Hour Life Replaces 40W/60W/100W Incandescent Mfg #LED16A21D3WAY27K LED Bulb TCP 4W/8W/16W 3-Way A21 40/60/100W Equivalent 2700K Pkg Of 12 | 2700 | 82 | 1600 | 100 | 25000 | 16 | 12 | 295.55 | 24.6292 | 28.9402 | 2020Q2 | https://hdsupplysolutions.com/p/led-00-75-10-35/led-bulb-tcp-4w-8w-16w-3-way-a21-40-60-100w-equivalent-2700k-pkg-of-12-p303429 | HD Supply | 2020 | Yes
LED Lighting | A-Type | Brand TCP |  |  | General Purpose Replacement | A21 | E26 (Medium) | Damp Location Rated TCP® 4/8/16 Watt 3-Way A21 LED Bulb Medium Base 120 Volt 2,700 Kelvin 600/1000/1700 Lumens 80 CRI 25,000 Average Hour Life Replaces 40/60/100Watt Incandescent Mfg #LED16A21D3WAY27K TCP® 4/8/16 Watt 3-Way A21 LED Bulb, Replaces 40/60/100W Incandescent, 2700K | 2700 | 82 | 1600 | 100 | 25000 | 16 | 1 | 14.99 | 14.99 | 17.6138 | 2020Q2 | https://hdsupplysolutions.com/p/led-00-75-10-35/tcp-4-8-16-watt-3-way-a21-led-bulb-replaces-40-60-100w-incandescent-2700k-p110191 | HD Supply | 2020 | Yes
LED Lighting | A-Type | Brand TCP |  |  | General Purpose Replacement | A21 | E26 (Medium) | Damp Location Rated TCP® LED 3-Way A-21 Bulb Medium Base 4 Watt/8 Watt/16 Watt 4,100 Kelvin 25,000 Average Hour Life 600/1000/1700 Lumens 120 Volt 80 CRI Replaces 40Watt/60Watt/100Watt Incandescent Mfg #LED16A21D3WAY41K TCP® LED Bulb 4W/8W/16W A21 3-Way 40/60/100W Equivalent 4,100K | 4000 | 84 | 1600 | 100 | 25000 | 16 | 1 | 14.99 | 14.99 | 17.6138 | 2020Q2 | https://hdsupplysolutions.com/p/led-00-75-10-35/tcp-led-bulb-4w-8w-16w-a21-3-way-40-60-100w-equivalent-4-100k-p110054 | HD Supply | 2020 | Yes
LED Lighting | A-Type | TCP | True |  | General Purpose Replacement | A21 | E26 (Medium) | Damp Location Rated Home / Light Bulbs / LED / LED A-Line / TCP - LED16A21D3WAY27K Damp Location 16W 3-Way LED Lamp - Universal - 1600 Lumens - Warm White (2700K) - 82 CRI - 25000 Hours - E26 (Medium) - 120 to 130V - White TCP - LED16A21D3WAY27K | 2700 | 82 | 1600 | 100 | 25000 | 16 | 1 | 12.32 | 12.32 | 14.4765 | 2020Q2 | https://shop.regencylighting.com/lamps/led/a-line/led16a21d3way27k-tcp.html | Regency Lighting | 2020 | Yes
LED Lighting | A-Type | Sylvania | True | Daylighting/Photocell, | General Purpose Replacement | A21 | E26 (Medium) | Use With Timers,Use With Photo and/or Motion Sensors,Not for Use in Recessed Fixtures,Damp Location Rated Home / Light Bulbs / LED / LED A-Line / Sylvania - 74689 - LED16A21DIMO827UB A21 LED Lamp 16W A21 LED Lamp - Universal - 1600 Lumens - Warm White (2700K) - 80 CRI - 15000 Hours - E26 (Medium) - 120 to 130V - Frost Sylvania - 74689 - LED16A21DIMO827UB | 2700 | 82 | 1600 | 100 | 15000 | 16 | 1 | 10.07 | 10.07 | 11.8326 | 2020Q2 | https://shop.regencylighting.com/lamps/led/a-line/led16a21dimo827ub-74689.html | Regency Lighting | 2020 | Yes
LED Lighting | A-Type | Sylvania | True |  | General Purpose Replacement | A21 | E26 (Medium) | Damp Location Rated Home / Light Bulbs / LED / LED A-Line / Sylvania - 73188 - LED16A21DIMO827URP4 A21 LED Lamp 16W A21 LED Lamp - Universal - 1600 Lumens - Warm White (2700K) - 80 CRI - 15000 Hours - E26 (Medium) - 120 to 130V - Frost Sylvania - 73188 - LED16A21DIMO827URP4 | 2700 | 81 | 1600 | 100 | 15000 | 16 | 1 | 10.07 | 10.07 | 11.8326 | 2020Q2 | https://shop.regencylighting.com/lamps/led/a-line/led16a21dimo827urp4-73188.html | Regency Lighting | 2020 | Yes
LED Lighting | A-Type | Sylvania | True | Daylighting/Photocell, | General Purpose Replacement | A21 | E26 (Medium) | Use With Timers,Use With Photo and/or Motion Sensors,Not for Use in Recessed Fixtures,Damp Location Rated Home / Light Bulbs / LED / LED A-Line / Sylvania - 71194 - LED16A21DIMO835UB A21 LED Lamp 16W A21 LED Lamp - Universal - 1600 Lumens - Neutral White (3500K) - 80 CRI - 15000 Hours - E26 (Medium) - 120 to 130V - Frost Sylvania - 71194 - LED16A21DIMO835UB | 3500 | 84 | 1600 | 100 | 15000 | 16 | 1 | 10.07 | 10.07 | 11.8326 | 2020Q2 | https://shop.regencylighting.com/lamps/led/a-line/led16a21dimo835ub-71194.html | Regency Lighting | 2020 | Yes
LED Lighting | A-Type | Sylvania | True | Daylighting/Photocell, | General Purpose Replacement | A21 | E26 (Medium) | Use With Timers,Use With Photo and/or Motion Sensors,Not for Use in Recessed Fixtures,Damp Location Rated Home / Light Bulbs / LED / LED A-Line / Sylvania - 74691 - LED16A21DIMO850UB A21 LED Lamp 16W A21 LED Lamp - Universal - 1600 Lumens - Daylight (5000K) - 80 CRI - 15000 Hours - E26 (Medium) - 120 to 130V - Frost Sylvania - 74691 - LED16A21DIMO850UB | 5000 | 85 | 1600 | 100 | 15000 | 16 | 1 | 10.07 | 10.07 | 11.8326 | 2020Q2 | https://shop.regencylighting.com/lamps/led/a-line/led16a21dimo850ub-74691.html | Regency Lighting | 2020 | Yes
LED Lighting | A-Type | TCP | True |  | General Purpose Replacement | A21 | E26 (Medium) | Damp Location Rated Home / Light Bulbs / LED / TCP - LED16A21D3WAY27K Damp Location 16W 3-Way LED Lamp - Universal - 1600 Lumens - Warm White (2700K) - 82 CRI - 25000 Hours - E26 (Medium) - 120 to 130V - White TCP - LED16A21D3WAY27K | 2700 | 82 | 1600 | 100 | 25000 | 16 | 1 | 12.32 | 12.32 | 14.4765 | 2020Q2 | https://shop.regencylighting.com/lamps/led/led16a21d3way27k-tcp.html | Regency Lighting | 2020 | Yes
LED Lighting | A-Type | Sylvania | True | Daylighting/Photocell, | General Purpose Replacement | A21 | E26 (Medium) | Use With Timers,Use With Photo and/or Motion Sensors,Not for Use in Recessed Fixtures,Damp Location Rated Home / Light Bulbs / LED / Sylvania - 74689 - LED16A21DIMO827UB A21 LED Lamp 16W A21 LED Lamp - Universal - 1600 Lumens - Warm White (2700K) - 80 CRI - 15000 Hours - E26 (Medium) - 120 to 130V - Frost Sylvania - 74689 - LED16A21DIMO827UB | 2700 | 82 | 1600 | 100 | 15000 | 16 | 1 | 10.07 | 10.07 | 11.8326 | 2020Q2 | https://shop.regencylighting.com/lamps/led/led16a21dimo827ub-74689.html | Regency Lighting | 2020 | Yes
LED Lighting | A-Type | Sylvania | True |  | General Purpose Replacement | A21 | E26 (Medium) | Damp Location Rated Home / Light Bulbs / LED / Sylvania - 73188 - LED16A21DIMO827URP4 A21 LED Lamp 16W A21 LED Lamp - Universal - 1600 Lumens - Warm White (2700K) - 80 CRI - 15000 Hours - E26 (Medium) - 120 to 130V - Frost Sylvania - 73188 - LED16A21DIMO827URP4 | 2700 | 81 | 1600 | 100 | 15000 | 16 | 1 | 10.07 | 10.07 | 11.8326 | 2020Q2 | https://shop.regencylighting.com/lamps/led/led16a21dimo827urp4-73188.html | Regency Lighting | 2020 | Yes
LED Lighting | A-Type | Sylvania | True | Daylighting/Photocell, | General Purpose Replacement | A21 | E26 (Medium) | Use With Timers,Use With Photo and/or Motion Sensors,Not for Use in Recessed Fixtures,Damp Location Rated Home / Light Bulbs / LED / Sylvania - 71194 - LED16A21DIMO835UB A21 LED Lamp 16W A21 LED Lamp - Universal - 1600 Lumens - Neutral White (3500K) - 80 CRI - 15000 Hours - E26 (Medium) - 120 to 130V - Frost Sylvania - 71194 - LED16A21DIMO835UB | 3500 | 84 | 1600 | 100 | 15000 | 16 | 1 | 10.07 | 10.07 | 11.8326 | 2020Q2 | https://shop.regencylighting.com/lamps/led/led16a21dimo835ub-71194.html | Regency Lighting | 2020 | Yes
LED Lighting | A-Type | Sylvania | True | Daylighting/Photocell, | General Purpose Replacement | A21 | E26 (Medium) | Use With Timers,Use With Photo and/or Motion Sensors,Not for Use in Recessed Fixtures,Damp Location Rated Home / Light Bulbs / LED / Sylvania - 74691 - LED16A21DIMO850UB A21 LED Lamp 16W A21 LED Lamp - Universal - 1600 Lumens - Daylight (5000K) - 80 CRI - 15000 Hours - E26 (Medium) - 120 to 130V - Frost Sylvania - 74691 - LED16A21DIMO850UB | 5000 | 85 | 1600 | 100 | 15000 | 16 | 1 | 10.07 | 10.07 | 11.8326 | 2020Q2 | https://shop.regencylighting.com/lamps/led/led16a21dimo850ub-74691.html | Regency Lighting | 2020 | Yes
LED Lighting | A-Type | Euri | True | Daylighting/Photocell, | General Purpose Replacement | A21 | E26 (Medium) | Damp Location Rated,Not for Use in Recessed Fixtures Product Description The Euri EA21-2051e 100W incandescent replacement light bulb is powerful. It produces mercury-free 5000K cool white daylight through a 230-degree semi-directional angle beam. The LED A21 energy-efficient bulb also has a dimming feature just in case the daylight bulb is too bright. It also has an instant on/off feature with no delays or flickers. Euri EA21-2051e Features: Shatter-resistant exterior Standard E26 base 15,000 life hours Euri EA21-2051e Applications: General lighting Ambient lighting Indoor use 1,600 Lumens - 80 CRI - 100W Incandescent Equivalent - 230° - 120V Euri EA21-2051e - 16W LED A21 - 5000K | 5000 | 86 | 1600 | 100 | 15000 | 16 | 2 | 11 | 5.5 | 6.4627 | 2020Q2 | https://www.energyavenue.com/Euri/EA21-2051E | Energy Avenue | 2020 | Yes
LED Lighting | A-Type | TCP |  |  | General Purpose Replacement | A21 | E26 (Medium) | Damp Location Rated HomeLamps, Bulbs, BallastsBulbs - LEDLED - TraditionalLamps - A-Type 3-Way LED A21 Bulb, 16W/8W/4W, 120V, Lumens: 1600/900/500, CRI: 82, Color Temperature: 2700K, Rated Life: 25,000 Hrs. TCP LED16A21D3WAY27K 3-Way LED A21 Bulb | 2700 | 82 | 1600 | 100 | 25000 | 16 | 1 | 14.12 | 14.12 | 16.5915 | 2020Q2 | https://www.platt.com/platt-electric-supply/LED-Traditional-Lamps-A-Type/TCP/LED16A21D3WAY27K/product.aspx?zpid=282260 | Platt | 2020 | Yes
LED Lighting | A-Type | Brand Sylvania | True |  |  |  | A21 | Sylvania® A-21 LED Bulb Medium Base 16 Watt 5,000 Kelvin 15,000 Average Hour Life 1,600 Lumens 120 Volt 80 CRI Dimmable Mfg #LED16A21DIMO850UB Sylvania® A-21 LED Bulb, 16 Watt,120 Volt, 5,000K, Medium Base, Package Of 6 | 5000 | 80 | 1600 | 100 | 15000 | 16 | 6 | 59.94 | 9.99 | 11.7386 | 2020Q2 | https://hdsupplysolutions.com/p/led-00-75-10-35/sylvania-a-21-led-bulb-16-watt-120-volt-5-000k-medium-base-package-of-6-p112791 | HD Supply | 2020 | Yes
LED Lighting | A-Type | Philips Lighting | True |  | A21 (Arbitrary) |  | E26 (Medium Screw) | HomeLamps, Bulbs, BallastsBulbs - LEDLED - TraditionalLamps - A-Type Dimmable LED Lamp, 16W, 120V, Bulb: A-Type (A21), Base: Medium Screw (E26), Lumens: 1600, CRI: 80, Color Temperature: 2700K-2200K WARM-GLOW, Rated Average Life: 25,000 Hrs. *Philips Part # 47251-4* 100W Equivalent. This lamp is ENERGY STAR® Certified. *** Not for Sale in California *** Philips Lighting 16A21/LED/822-27/DIM/120V Dimmable LED Bulb, 18W, A21 | 2200 | 80 | 1600 | 100 |  | 16 | 1 | 9 | 9 | 10.5753 | 2020Q2 | https://www.platt.com/platt-electric-supply/LED-Traditional-Lamps-A-Type/Philips-Lighting/16A21-LED-822-27-DIM-120V/product.aspx?zpid=443290 | Platt | 2020 | Yes
LED Lighting | A-Type | Philips Lighting | True |  | A21 (Arbitrary) |  | E26 (Medium Screw) | HomeLamps, Bulbs, BallastsBulbs - LEDLED - TraditionalLamps - A-Type Dimmable LED Lamp, 16W, 120V, Bulb: A-Type (A21), Base: Medium Screw (E26), Lumens: 1600, CRI: 80, Color Temperature: 2700K-2200K WARM-GLOW, Rated Average Life: 25,000 Hrs. *Philips Part # 53401-6* 100W Equivalent. This lamp is ENERGY STAR® Certified. Philips Lighting 16A21/LED/822-27/E26/DIM 120V 16W A21 Dimmable LED Bulb | 2200 | 80 | 1600 | 100 |  | 16 | 1 | 11.21 | 11.21 | 13.1722 | 2020Q2 | https://www.platt.com/platt-electric-supply/LED-Traditional-Lamps-A-Type/Philips-Lighting/16A21-LED-822-27-E26-DIM-120V/product.aspx?zpid=1199805 | Platt | 2020 | Yes
LED Lighting | A-Type | Philips Lighting | True |  | A21 (Arbitrary) |  | E26 (Medium Screw) | HomeLamps, Bulbs, BallastsBulbs - LEDLED - TraditionalLamps - A-Type Dimmable LED Lamp, 16W, 120V, Bulb: A-Type (A21), Base: Medium Screw (E26), Lumens: 1600, Color Temperature: 3000K. Rated Average Life: 15,000 Hrs. *Philips Part # 47989-9* 100W Equivalent. Philips Lighting 16A21/PER/830/P/E26/DIM 16W A21 LED Lamp, 3000K | 3000 |  | 1600 | 100 |  | 16 | 1 | 8.78 | 8.78 | 10.3168 | 2020Q2 | https://www.platt.com/platt-electric-supply/LED-Traditional-Lamps-A-Type/Philips-Lighting/16A21-PER-830-P-E26-DIM/product.aspx?zpid=1172960 | Platt | 2020 | Yes
LED Lighting | A-Type | Philips Lighting | True |  | A19 (Arbitrary) |  | E26 (Medium Screw) | HomeLamps, Bulbs, BallastsBulbs - LEDLED - TraditionalLamps - A-Type Dimmable LED Lamp, 16W, 120V, Bulb: A21, Base: Medium Screw (E26), Lumens: 1600, CRI: 90, Color Temperature: 5000K, Rated Life: 15,000 Hrs. P/N 550525, 12NC 929002037104. California Title 20 Compliant. Philips Lighting 16A21/PER/850/P/E26/DIM 6/1FB T20 Dimmable LED Lamp, 16W | 5000 | 90 | 1600 | 100 |  | 16 | 1 | 7.41 | 7.41 | 8.707 | 2020Q2 | https://www.platt.com/platt-electric-supply/LED-Traditional-Lamps-A-Type/Philips-Lighting/16A21-PER-850-P-E26-DIM-6-1FB-T20/product.aspx?zpid=1172964 | Platt | 2020 | Yes
LED Lighting | A-Type | Philips | True |  | A19/21 | E26 (Medium) | E26 (Medium) | Home / Light Bulbs / LED / Philips - 534061 - 16A21/LED/822-27/E26/DIM 120V A21 LED Lamp 16W A21 LED Lamp - Universal - 1600 Lumens - Warm White (2200 to 2700K) - 80 CRI - 25000 Hours - E26 (Medium) - 120 to 130V - Frost Philips - 534061 - 16A21/LED/822-27/E26/DIM 120V | 2200 | 80 | 1600 | 100 | 25000 | 16 | 1 | 11.06 | 11.06 | 12.9959 | 2020Q2 | https://shop.regencylighting.com/lamps/led/16a21-led-822-27-e26-dim-120v-53401-6.html | Regency Lighting | 2020 | Yes
LED Lighting | A-Type | Philips | True |  | A19/21 | E26 (Medium) | E26 (Medium) | Home / Light Bulbs / LED / Philips - 472514 - 16A21/LED/822-27/E26/DIM FB 1P Energy Star Rated; Enclosed Fixture Rated; Warm Glow 16W A21 LED Lamp - Universal - 1600 Lumens - Warm White (2200 to 2700K) - 80 CRI - 25000 Hours - E26 (Medium) - 120 to 130V - Frost Philips - 472514 - 16A21/LED/822-27/E26/DIM FB 1P | 2200 | 80 | 1600 | 100 | 25000 | 16 | 1 | 14.43 | 14.43 | 16.9558 | 2020Q2 | https://shop.regencylighting.com/lamps/led/16a21-led-822-27-e26-dim-fb-1p-47251-4.html | Regency Lighting | 2020 | Yes
LED Lighting | A-Type | Philips | True |  | A19/21 | E26 (Medium) | E26 (Medium) | Home / Light Bulbs / LED / Philips - 479485 - 16A21/PER/827-22/P/E26/WG Energy Star Rated; Enclosed Fixture Rated; Warm Glow 16W A21 LED Lamp - Universal - 1600 Lumens - Warm White (2200 to 2700K) - 80 CRI - 15000 Hours - E26 (Medium) - 120 to 130V - Frost Philips - 479485 - 16A21/PER/827-22/P/E26/WG | 2200 | 80 | 1600 | 100 | 15000 | 16 | 1 | 9.62 | 9.62 | 11.3039 | 2020Q2 | https://shop.regencylighting.com/lamps/led/16a21-per-827-22-p-e26-wg-47948-5.html | Regency Lighting | 2020 | Yes
LED Lighting | A-Type | Philips | True |  | A19/21 | E26 (Medium) | E26 (Medium) | Home / Light Bulbs / LED / LED A-Line / Philips - 534061 - 16A21/LED/822-27/E26/DIM 120V A21 LED Lamp 16W A21 LED Lamp - Universal - 1600 Lumens - Warm White (2200 to 2700K) - 80 CRI - 25000 Hours - E26 (Medium) - 120 to 130V - Frost Philips - 534061 - 16A21/LED/822-27/E26/DIM 120V | 2200 | 80 | 1600 | 100 | 25000 | 16 | 1 | 11.06 | 11.06 | 12.9959 | 2020Q2 | https://shop.regencylighting.com/lamps/led/a-line/16a21-led-822-27-e26-dim-120v-53401-6.html | Regency Lighting | 2020 | Yes
LED Lighting | A-Type | Philips | True |  | A19/21 | E26 (Medium) | E26 (Medium) | Home / Light Bulbs / LED / LED A-Line / Philips - 472514 - 16A21/LED/822-27/E26/DIM FB 1P Energy Star Rated; Enclosed Fixture Rated; Warm Glow 16W A21 LED Lamp - Universal - 1600 Lumens - Warm White (2200 to 2700K) - 80 CRI - 25000 Hours - E26 (Medium) - 120 to 130V - Frost Philips - 472514 - 16A21/LED/822-27/E26/DIM FB 1P | 2200 | 80 | 1600 | 100 | 25000 | 16 | 1 | 14.43 | 14.43 | 16.9558 | 2020Q2 | https://shop.regencylighting.com/lamps/led/a-line/16a21-led-822-27-e26-dim-fb-1p-47251-4.html | Regency Lighting | 2020 | Yes
LED Lighting | A-Type | Philips | True |  | A19/21 | E26 (Medium) | E26 (Medium) | Home / Light Bulbs / LED / LED A-Line / Philips - 479485 - 16A21/PER/827-22/P/E26/WG Energy Star Rated; Enclosed Fixture Rated; Warm Glow 16W A21 LED Lamp - Universal - 1600 Lumens - Warm White (2200 to 2700K) - 80 CRI - 15000 Hours - E26 (Medium) - 120 to 130V - Frost Philips - 479485 - 16A21/PER/827-22/P/E26/WG | 2200 | 80 | 1600 | 100 | 15000 | 16 | 1 | 9.62 | 9.62 | 11.3039 | 2020Q2 | https://shop.regencylighting.com/lamps/led/a-line/16a21-per-827-22-p-e26-wg-47948-5.html | Regency Lighting | 2020 | Yes
LED Lighting | A-Type | Sylvania | True |  | A19/21 | E26 (Medium) | E26 (Medium) | Home / Light Bulbs / LED / LED A-Line / Sylvania - 74438 - LED16A21DIMO827U Lamp Finish Frosted 16W A21 LED Lamp - Universal - 1600 Lumens - Warm White (2700K) - 80 CRI - 15000 Hours - E26 (Medium) - 120 to 130V - Frost Sylvania - 74438 - LED16A21DIMO827U | 2700 | 80 | 1600 | 100 | 15000 | 16 | 6 | 1224 | 204 | 239.7079 | 2020Q2 | https://shop.regencylighting.com/lamps/led/a-line/led16a21dimo827u-74438.html | Regency Lighting | 2020 | No
LED Lighting | A-Type | Sylvania | True |  | A19/21 | E26 (Medium) | E26 (Medium) | Home / Light Bulbs / LED / LED A-Line / Sylvania - 73190 - LED16A21DIMO835URP4 A21 LED Lamp 16W A21 LED Lamp - Universal - 1600 Lumens - Neutral White (3500K) - 80 CRI - 15000 Hours - E26 (Medium) - 120 to 130V - Frost Sylvania - 73190 - LED16A21DIMO835URP4 | 3500 | 80 | 1600 | 100 | 15000 | 16 | 1 | 10.07 | 10.07 | 11.8326 | 2020Q2 | https://shop.regencylighting.com/lamps/led/a-line/led16a21dimo835urp4-73190.html | Regency Lighting | 2020 | Yes
LED Lighting | A-Type | Sylvania | True |  | A19/21 | E26 (Medium) | E26 (Medium) | Home / Light Bulbs / LED / Sylvania - 74438 - LED16A21DIMO827U Lamp Finish Frosted 16W A21 LED Lamp - Universal - 1600 Lumens - Warm White (2700K) - 80 CRI - 15000 Hours - E26 (Medium) - 120 to 130V - Frost Sylvania - 74438 - LED16A21DIMO827U | 2700 | 80 | 1600 | 100 | 15000 | 16 | 6 | 1224 | 204 | 239.7079 | 2020Q2 | https://shop.regencylighting.com/lamps/led/led16a21dimo827u-74438.html | Regency Lighting | 2020 | No
LED Lighting | A-Type | Sylvania | True |  | A19/21 | E26 (Medium) | E26 (Medium) | Home / Light Bulbs / LED / Sylvania - 73190 - LED16A21DIMO835URP4 A21 LED Lamp 16W A21 LED Lamp - Universal - 1600 Lumens - Neutral White (3500K) - 80 CRI - 15000 Hours - E26 (Medium) - 120 to 130V - Frost Sylvania - 73190 - LED16A21DIMO835URP4 | 3500 | 80 | 1600 | 100 | 15000 | 16 | 1 | 10.07 | 10.07 | 11.8326 | 2020Q2 | https://shop.regencylighting.com/lamps/led/led16a21dimo835urp4-73190.html | Regency Lighting | 2020 | Yes
LED Lighting | A-Type | Cree | True |  | A19/21 | E26 (Medium) | E26 (Medium) | Home / Light Bulbs / LED / LED A-Line / Cree - A21-100W-27K-B1 B-A21B1-001 Energy Star Certified 16.5W A21 LED Lamp - Universal - 1650 Lumens - Warm White (2700K) - 85 CRI - 25000 Hours - E26 (Medium) - 120 to 130V Cree - A21-100W-27K-B1 B-A21B1-001 | 2700 | 85 | 1650 | 100 | 25000 | 16.5 | 1 | 23.59 | 23.59 | 27.7192 | 2020Q3 | https://shop.regencylighting.com/lamps/led/a-line/a21-100w-27k-b1-b-a21b1-001-cre.html | Regency Lighting | 2020 | Yes
LED Lighting | A-Type | Cree | True |  | A19/21 | E26 (Medium) | E26 (Medium) | Home / Light Bulbs / LED / LED A-Line / Cree - A21-100W-27K-U1 Energy Star Certified 16.5W A21 LED Lamp - Universal - 1650 Lumens - Warm White (2700K) - 85 CRI - 25000 Hours - E26 (Medium) - 120 to 130V Cree - A21-100W-27K-U1 | 2700 | 85 | 1650 | 100 | 25000 | 16.5 | 1 | 8.18 | 8.18 | 9.6118 | 2020Q3 | https://shop.regencylighting.com/lamps/led/a-line/a21-100w-27k-u1-cre.html | Regency Lighting | 2020 | Yes
LED Lighting | A-Type | Cree | True |  | A19/21 | E26 (Medium) | E26 (Medium) | Home / Light Bulbs / LED / Cree - A21-100W-27K-B1 B-A21B1-001 Energy Star Certified 16.5W A21 LED Lamp - Universal - 1650 Lumens - Warm White (2700K) - 85 CRI - 25000 Hours - E26 (Medium) - 120 to 130V Cree - A21-100W-27K-B1 B-A21B1-001 | 2700 | 85 | 1650 | 100 | 25000 | 16.5 | 1 | 23.59 | 23.59 | 27.7192 | 2020Q3 | https://shop.regencylighting.com/lamps/led/a21-100w-27k-b1-b-a21b1-001-cre.html | Regency Lighting | 2020 | Yes
LED Lighting | A-Type | Cree | True |  | A19/21 | E26 (Medium) | E26 (Medium) | Home / Light Bulbs / LED / Cree - A21-100W-27K-U1 Energy Star Certified 16.5W A21 LED Lamp - Universal - 1650 Lumens - Warm White (2700K) - 85 CRI - 25000 Hours - E26 (Medium) - 120 to 130V Cree - A21-100W-27K-U1 | 2700 | 85 | 1650 | 100 | 25000 | 16.5 | 1 | 8.18 | 8.18 | 9.6118 | 2020Q3 | https://shop.regencylighting.com/lamps/led/a21-100w-27k-u1-cre.html | Regency Lighting | 2020 | Yes
LED Lighting | A-Type | Cree | True |  | A19/21 | E26 (Medium) | E26 (Medium) | Home / Light Bulbs / LED / LED A-Line / Cree - A21-100W-27K-B1 B-A21B1-001 Energy Star Certified 16.5W A21 LED Lamp - Universal - 1650 Lumens - Warm White (2700K) - 85 CRI - 25000 Hours - E26 (Medium) - 120 to 130V Cree - A21-100W-27K-B1 B-A21B1-001 | 2700 | 85 | 1650 | 100 | 25000 | 16.5 | 1 | 22.76 | 22.76 | 26.7439 | 2020Q2 | https://shop.regencylighting.com/lamps/led/a-line/a21-100w-27k-b1-b-a21b1-001-cre.html | Regency Lighting | 2020 | Yes
LED Lighting | A-Type | Cree | True |  | A19/21 | E26 (Medium) | E26 (Medium) | Home / Light Bulbs / LED / Cree - A21-100W-27K-B1 B-A21B1-001 Energy Star Certified 16.5W A21 LED Lamp - Universal - 1650 Lumens - Warm White (2700K) - 85 CRI - 25000 Hours - E26 (Medium) - 120 to 130V Cree - A21-100W-27K-B1 B-A21B1-001 | 2700 | 85 | 1650 | 100 | 25000 | 16.5 | 1 | 22.76 | 22.76 | 26.7439 | 2020Q2 | https://shop.regencylighting.com/lamps/led/a21-100w-27k-b1-b-a21b1-001-cre.html | Regency Lighting | 2020 | Yes
LED Lighting | A-Type | Green Creative | True |  | A19/21 | E26 (Medium) | E26 (Medium) | Home / Light Bulbs / LED / Green Creative - 16181 - 17A21G4DIM/840R Suitable for Totally Enclosed Fixtures; Suitable for Damp Locations 17W A21 LED Lamp - Universal - 1700 Lumens - Cool White (4000K) - 80 CRI - 25000 Hours - E26 (Medium) - 120 to 130V Green Creative - 16181 - 17A21G4DIM/840R | 4000 | 80 | 1700 | 100 | 25000 | 17 | 1 | 19.97 | 19.97 | 23.4655 | 2020Q3 | https://shop.regencylighting.com/lamps/led/17a21g4dim-840r-grc.html | Regency Lighting | 2020 | Yes
LED Lighting | A-Type | Green Creative | True |  | A19/21 | E26 (Medium) | E26 (Medium) | Home / Light Bulbs / LED / LED A-Line / Green Creative - 16181 - 17A21G4DIM/840R Suitable for Totally Enclosed Fixtures; Suitable for Damp Locations 17W A21 LED Lamp - Universal - 1700 Lumens - Cool White (4000K) - 80 CRI - 25000 Hours - E26 (Medium) - 120 to 130V Green Creative - 16181 - 17A21G4DIM/840R | 4000 | 80 | 1700 | 100 | 25000 | 17 | 1 | 19.97 | 19.97 | 23.4655 | 2020Q3 | https://shop.regencylighting.com/lamps/led/a-line/17a21g4dim-840r-grc.html | Regency Lighting | 2020 | Yes
LED Lighting | A-Type | Green Creative | True |  | A19/21 | E26 (Medium) | E26 (Medium) | Home / Light Bulbs / LED / Green Creative - 16181 - 17A21G4DIM/840R Suitable for Totally Enclosed Fixtures; Suitable for Damp Locations 17W A21 LED Lamp - Universal - 1700 Lumens - Cool White (4000K) - 80 CRI - 25000 Hours - E26 (Medium) - 120 to 130V Green Creative - 16181 - 17A21G4DIM/840R | 4000 | 80 | 1700 | 100 | 25000 | 17 | 1 | 19.27 | 19.27 | 22.643 | 2020Q2 | https://shop.regencylighting.com/lamps/led/17a21g4dim-840r-grc.html | Regency Lighting | 2020 | Yes
LED Lighting | A-Type | Green Creative | True |  | A19/21 | E26 (Medium) | E26 (Medium) | Home / Light Bulbs / LED / LED A-Line / Green Creative - 16181 - 17A21G4DIM/840R Suitable for Totally Enclosed Fixtures; Suitable for Damp Locations 17W A21 LED Lamp - Universal - 1700 Lumens - Cool White (4000K) - 80 CRI - 25000 Hours - E26 (Medium) - 120 to 130V Green Creative - 16181 - 17A21G4DIM/840R | 4000 | 80 | 1700 | 100 | 25000 | 17 | 1 | 19.27 | 19.27 | 22.643 | 2020Q2 | https://shop.regencylighting.com/lamps/led/a-line/17a21g4dim-840r-grc.html | Regency Lighting | 2020 | Yes
LED Lighting | A-Type | Manufacturer: Satco | True |  | General Purpose Replacement | A19 | E26 (Medium) | Damp Location Rated Damp Location Rated Home > Energy Star Qualified Products > 12 Watt 1100 Lumen LED A19 Enclosed Fixture Rated Dimmable Light Bulb 3000K Product Specifications - Quick Reference Input Voltage: Lumens: 120 Volt 1100 Lumens Dimensions: Dimmable: 4-3/16" (MOL) x 2-3/8" (MOD) Yes LED Color: 3000K Warm White Life Time: 25,000 Hours Power Consumption: Luminous Efficacy: 11.5 Watts 95 lm/W CRI: Certifications: 80 CRI Energy Star, RoHS, Damp Satco's LED series of omni-directional LED A19 Lamps are here to replace your 75 watt incandescent light bulbs. Within this series, Satco is exhibiting their Solid State LED Lighting for these A shaped replacement lamps. This series of A19 LED lights bulbs are not only dimmable, but also are approved for totally enclosed fixtures. They have a long life of 25,000 hours and possess a 3 Year Limited Warranty. This series comes in 11.5 watt model and the following color temperatures: 2700K, 3000K, 4000K and 5000K. This model is part number S9811, which produces 1100 lumens of a 3000K warm white color. This bulb consumes just 11.5 watts of 120 volt energy. This bulb is Energy Star certified, RoHS compliant, cULus - damp location rated, and enclosed fixture rated. This led light bulb is dimmable and has a CRI of 80, while producing zero UV or IR radiation. The innovative design of this a19 bulb features a smooth heat sink design to resemble traditional incandescent lamps. When you replace your 75A19 bulbs with these 11.5 watt A19 LED bulbs, your energy use decreases significantly while keeping the same look and feel of your old A19 bulbs. Typical applications include: commercial, residential, down lighting, accent lighting, display lighting, and more. Click here for the complete Satco S9811 LED A19 Light Bulb Specification Sheet. Satco 12 Watt 1100 Lumen LED A19 Enclosed Fixture Rated Dimmable Light Bulb 3000K | 3000 | 82 | 1140 | 99.1304 | 25000 | 11.5 | 1 | 4.64 | 4.64 | 5.4522 | 2020Q3 | https://www.greenelectricalsupply.com/11-watt-enclosed-fixture-rated-e26-a19-led-light-bulbs-3000k.aspx | Green Electrical Supply | 2020 | Yes
LED Lighting | A-Type | Manufacturer: Satco | True |  | General Purpose Replacement | A19 | E26 (Medium) | Damp Location Rated Home > Energy Star Qualified Products > 12 Watt 1100 Lumen LED A19 Enclosed Fixture Rated Dimmable Light Bulb 3000K Product Specifications - Quick Reference Input Voltage: Lumens: 120 Volt 1100 Lumens Dimensions: Dimmable: 4-3/16" (MOL) x 2-3/8" (MOD) Yes LED Color: 3000K Warm White Life Time: 25,000 Hours Power Consumption: Luminous Efficacy: 11.5 Watts 95 lm/W CRI: Certifications: 80 CRI Energy Star, RoHS, Damp Satco's LED series of omni-directional LED A19 Lamps are here to replace your 75 watt incandescent light bulbs. Within this series, Satco is exhibiting their Solid State LED Lighting for these A shaped replacement lamps. This series of A19 LED lights bulbs are not only dimmable, but also are approved for totally enclosed fixtures. They have a long life of 25,000 hours and possess a 3 Year Limited Warranty. This series comes in 11.5 watt model and the following color temperatures: 2700K, 3000K, 4000K and 5000K. This model is part number S9811, which produces 1100 lumens of a 3000K warm white color. This bulb consumes just 11.5 watts of 120 volt energy. This bulb is Energy Star certified, RoHS compliant, cULus - damp location rated, and enclosed fixture rated. This led light bulb is dimmable and has a CRI of 80, while producing zero UV or IR radiation. The innovative design of this a19 bulb features a smooth heat sink design to resemble traditional incandescent lamps. When you replace your 75A19 bulbs with these 11.5 watt A19 LED bulbs, your energy use decreases significantly while keeping the same look and feel of your old A19 bulbs. Typical applications include: commercial, residential, down lighting, accent lighting, display lighting, and more. Click here for the complete Satco S9811 LED A19 Light Bulb Specification Sheet. Satco 12 Watt 1100 Lumen LED A19 Enclosed Fixture Rated Dimmable Light Bulb 3000K | 3000 | 82 | 1140 | 99.1304 | 25000 | 11.5 | 1 | 4.64 | 4.64 | 5.4522 | 2020Q2 | https://www.greenelectricalsupply.com/11-watt-enclosed-fixture-rated-e26-a19-led-light-bulbs-3000k.aspx | Green Electrical Supply | 2020 | Yes
LED Lighting | A-Type | Cree | True |  | General Purpose Replacement | A19 | E26 (Medium) | Damp Location Rated,Not for Use in Recessed Fixtures Damp Location Rated,Not for Use in Recessed Fixtures Home / Light Bulbs / LED / LED A-Line / Cree - A19-75W-27K-U1 Energy Star Qualified; Suitable for Damp Locations; Not for Use in Totally Enclosed Fixtures 11.2W A19 LED Lamp - Universal - 1130 Lumens - Warm White (2700K) - 85 CRI - 35000 Hours - E26 (Medium) - 120 to 130V Cree - A19-75W-27K-U1 | 2700 | 86 | 1106 | 98.75 | 35000 | 11.2 | 1 | 12.71 | 12.71 | 14.9347 | 2020Q3 | https://shop.regencylighting.com/lamps/led/a-line/a19-75w-27k-u1-cre.html | Regency Lighting | 2020 | Yes
LED Lighting | A-Type | Cree | True |  | General Purpose Replacement | A19 | E26 (Medium) | Damp Location Rated,Not for Use in Recessed Fixtures Damp Location Rated,Not for Use in Recessed Fixtures Home / Light Bulbs / LED / Cree - A19-75W-27K-U1 Energy Star Qualified; Suitable for Damp Locations; Not for Use in Totally Enclosed Fixtures 11.2W A19 LED Lamp - Universal - 1130 Lumens - Warm White (2700K) - 85 CRI - 35000 Hours - E26 (Medium) - 120 to 130V Cree - A19-75W-27K-U1 | 2700 | 86 | 1106 | 98.75 | 35000 | 11.2 | 1 | 12.71 | 12.71 | 14.9347 | 2020Q3 | https://shop.regencylighting.com/lamps/led/a19-75w-27k-u1-cre.html | Regency Lighting | 2020 | Yes
LED Lighting | A-Type | Cree LED Lighting | True |  | General Purpose Replacement | A19 | E26 (Medium) | Damp Location Rated,Not for Use in Recessed Fixtures Damp Location Rated,Not for Use in Recessed Fixtures Cree LED Lighting 11.2-Watt E26 Screw-in base LED lamp offers light output of 1130 - 1150 Lumens. This A19 arbitrary shape lamp with instant ballast, has voltage rating of 120-Volt AC at 60-Hz. It has color rendering index of 85. This lamp with 2700K color temperature rating radiates soft white light to the surrounding. It offers consistent and balanced omni-directional light distribution. This dimmable lamp features plastic globe that offers increased optical spread. It has a dimension of 4.4-Inch x 2.4-Inch. This lamp operates in the temperature range of -25 to 45 deg C. It is suitable for hospitality, restaurant, healthcare and residential applications. This lamp has average life of 35000 hours. Lamp is cULus listed, RoHS compliant, Energy Star qualified and meets ANSI, FCC Part 15, Subpart B, Class B standards. Cree LED Lighting A19-75W-27K-U1 Dimmable A19 LED Lamp E26 Base 1130 - 1150-Lumens 85 CRI 2700K Soft White 11.2-Watt | 2700 | 86 | 1106 | 98.75 | 35000 | 11.2 | 1 | 16.2 | 16.2 | 19.0356 | 2020Q3 | https://www.ew-ne.com/lighting-1600000000/cree-led-lighting-a19-75w-27k-u1-dimmable-a19-led-lamp-e26-base-1130-1150-lumens-85-cri-2700k-soft-white-11-2-watt-669561 | Electrical Wholesalers Inc | 2020 | Yes
LED Lighting | A-Type | Cree Lighting | True |  | General Purpose Replacement | A19 | E26 (Medium) | Damp Location Rated,Not for Use in Recessed Fixtures Damp Location Rated,Not for Use in Recessed Fixtures Home Lamps, Bulbs, Ballasts Bulbs - LED LED - Traditional Lamps - A-Type LED Lamp, A19, 2700K, 1130-1150 Lumens, Single Lamp Carton Cree Lighting A19-75W-27K-U1 LED Lamp, A19, 2700K | 2700 | 86 | 1106 | 98.75 | 35000 | 11.2 | 1 | 8 | 8 | 9.4003 | 2020Q3 | https://www.platt.com/platt-electric-supply/LED-Traditional-Lamps-A-Type/Cree-Lighting/A19-75W-27K-U1/product.aspx?zpid=438094 | Platt | 2020 | Yes
LED Lighting | A-Type | Cree | True |  | General Purpose Replacement | A19 | E26 (Medium) | Damp Location Rated,Not for Use in Recessed Fixtures Damp Location Rated,Not for Use in Recessed Fixtures Topbulb » LED Bulbs » LED Standard Shape » 75W Equal » Cree A19-75W-27K-U1 ¦ 11W LED - 75W Equal - 2700K This Cree A19-75W-27K-U1 is an LED A19 lamp that uses 11 watts, equivelent to a 75 watt incandescent.Better light is beautiful light. The A19 Series is part of Cree's new and improved LED lamp family and features a remarkable combination of comfortable omnidirectional light, high color rendering, instant-on, and quiet dimming. Even better, the A19 lamp is incredibly efficient, lasts up to 6 times longer than other LED bulbs, and provides up to 88% energy savings compared to incandescent. LED Technology Notice Due to constantly evolving nature of LED technology, manufacturers will reserve the right to replace this product with next generation technology. We appreciate your understanding and acceptance of this policy. Utility/Government Incentives Documents Cree A19-75W-27K-U1 Spec Sheet Cree A19-75W-27K-U1 Sales Sheet Cree A19-75W-27K-U1 Dimmer Compatibility 35,000 Hours • Warm White Light Cree A19-75W-27K-U1 ¦ 11W LED - 75W Equal - 2700K | 2700 | 86 | 1106 | 98.75 | 35000 | 11.2 | 1 | 12.95 | 12.95 | 15.2168 | 2020Q3 | https://www.topbulb.com/cree-a19-75w-27k-u1-11w-a19-led-75w-equal-2700k | Top Bulb | 2020 | Yes
LED Lighting | A-Type | Cree | True |  | General Purpose Replacement | A19 | E26 (Medium) | Damp Location Rated,Not for Use in Recessed Fixtures Home / Light Bulbs / LED / LED A-Line / Cree - A19-75W-27K-U1 Energy Star Qualified; Suitable for Damp Locations; Not for Use in Totally Enclosed Fixtures 11.2W A19 LED Lamp - Universal - 1130 Lumens - Warm White (2700K) - 85 CRI - 35000 Hours - E26 (Medium) - 120 to 130V Cree - A19-75W-27K-U1 | 2700 | 86 | 1106 | 98.75 | 35000 | 11.2 | 1 | 12.27 | 12.27 | 14.4177 | 2020Q2 | https://shop.regencylighting.com/lamps/led/a-line/a19-75w-27k-u1-cre.html | Regency Lighting | 2020 | Yes
LED Lighting | A-Type | Cree | True |  | General Purpose Replacement | A19 | E26 (Medium) | Damp Location Rated,Not for Use in Recessed Fixtures Home / Light Bulbs / LED / Cree - A19-75W-27K-U1 Energy Star Qualified; Suitable for Damp Locations; Not for Use in Totally Enclosed Fixtures 11.2W A19 LED Lamp - Universal - 1130 Lumens - Warm White (2700K) - 85 CRI - 35000 Hours - E26 (Medium) - 120 to 130V Cree - A19-75W-27K-U1 | 2700 | 86 | 1106 | 98.75 | 35000 | 11.2 | 1 | 12.27 | 12.27 | 14.4177 | 2020Q2 | https://shop.regencylighting.com/lamps/led/a19-75w-27k-u1-cre.html | Regency Lighting | 2020 | Yes
LED Lighting | A-Type | Cree Lighting | True |  | General Purpose Replacement | A19 | E26 (Medium) | Damp Location Rated,Not for Use in Recessed Fixtures HomeLamps, Bulbs, BallastsBulbs - LEDLED - TraditionalLamps - A-Type LED Lamp, A19, 2700K, 1130-1150 Lumens, Single Lamp Carton Cree Lighting A19-75W-27K-U1 LED Lamp, A19, 2700K | 2700 | 86 | 1106 | 98.75 | 35000 | 11.2 | 1 | 8 | 8 | 9.4003 | 2020Q2 | https://www.platt.com/platt-electric-supply/LED-Traditional-Lamps-A-Type/Cree-Lighting/A19-75W-27K-U1/product.aspx?zpid=438094 | Platt | 2020 | Yes
LED Lighting | A-Type | Cree | True |  | General Purpose Replacement | A19 | E26 (Medium) | Damp Location Rated,Not for Use in Recessed Fixtures Topbulb » LED Bulbs » LED Standard Shape » 75W Equal » Cree A19-75W-27K-U1 ¦ 11W LED - 75W Equal - 2700K This Cree A19-75W-27K-U1 is an LED A19 lamp that uses 11 watts, equivelent to a 75 watt incandescent.Better light is beautiful light. The A19 Series is part of Cree's new and improved LED lamp family and features a remarkable combination of comfortable omnidirectional light, high color rendering, instant-on, and quiet dimming. Even better, the A19 lamp is incredibly efficient, lasts up to 6 times longer than other LED bulbs, and provides up to 88% energy savings compared to incandescent. LED Technology Notice Due to constantly evolving nature of LED technology, manufacturers will reserve the right to replace this product with next generation technology. We appreciate your understanding and acceptance of this policy. Utility/Government Incentives Documents Cree A19-75W-27K-U1 Spec Sheet Cree A19-75W-27K-U1 Sales Sheet Cree A19-75W-27K-U1 Dimmer Compatibility 35,000 Hours • Warm White Light Cree A19-75W-27K-U1 ¦ 11W LED - 75W Equal - 2700K | 2700 | 86 | 1106 | 98.75 | 35000 | 11.2 | 1 | 12.95 | 12.95 | 15.2168 | 2020Q2 | https://www.topbulb.com/cree-a19-75w-27k-u1-11w-a19-led-75w-equal-2700k | Top Bulb | 2020 | Yes
LED Lighting | A-Type | Green Creative | True |  | LED | A19 | E26 (Medium) | Topbulb » LED Bulbs » LED Standard Shape » 75W Equal » Green Creative 16177 - 12W A19 LED - 75W Equal - Cool White This Green Creative 12 watt LED A19 replaces a 75 watt equivalent incandescent, halogen or CFL without sacrificing lumen output or light quality and with a dramatic increase in rated life at 25,000 hours reducing maintenance costs. Designed and engineered for demanding commercial applications, this lamp meets the Energy Star V1.1 requirements for omnidirectional lamps by emitting 330° of evenly diffused light. This lamp features smooth dimming with most existing dimmers and compatibility with motion sensors. Suitable for use in totally enclosed fixtures. See the document below for additional information and specifications. LED Technology Notice Due to constantly evolving nature of LED technology, manufacturers will reserve the right to replace this product with next generation technology. We appreciate your understanding and acceptance of this policy. Utility/Government Incentives Documents Green Creative 12A19G4DIM/840 Specification Sheet About Green Creative Green Creative, founded in 2010, is a solid state lighting development and manufacturing company based in Silicon Valley, CA. The company offers a comprehensive line of high-performance LED solutions that have been adopted by some of the largest companies in the world. Green Creative focuses on professional-grade LED lamps and fixtures that meet the high standards of commercial, institutional and industrial installations. Anchored by strongly integrated R&D capabilities and patented technology, Green Creative's innovation, performance and reliability have been recognized year after year by the Illuminating Engineering Society Progress Report, the LEDs Magazine Sapphire Awards and Lighting for Tomorrow. 25000 Hours • Enclosed Fixture Compatible • Specification Grade Green Creative 16177 - 12W A19 LED - 75W Equal - Cool White | 4000 | 80 | 1180 | 98.3333 | 25000 | 12 | 1 | 11.98 | 11.98 | 14.077 | 2020Q3 | https://www.topbulb.com/green-creative-16177-12w-a19-led-75w-equal-cool-white | Top Bulb | 2020 | Yes
LED Lighting | A-Type | Green Creative | True |  | LED | A19 | E26 (Medium) | Topbulb » LED Bulbs » LED Standard Shape » 75W Equal » Green Creative 16177 - 12W A19 LED - 75W Equal - Cool White This Green Creative 12 watt LED A19 replaces a 75 watt equivalent incandescent, halogen or CFL without sacrificing lumen output or light quality and with a dramatic increase in rated life at 25,000 hours reducing maintenance costs. Designed and engineered for demanding commercial applications, this lamp meets the Energy Star V1.1 requirements for omnidirectional lamps by emitting 330° of evenly diffused light. This lamp features smooth dimming with most existing dimmers and compatibility with motion sensors. Suitable for use in totally enclosed fixtures. See the document below for additional information and specifications. LED Technology Notice Due to constantly evolving nature of LED technology, manufacturers will reserve the right to replace this product with next generation technology. We appreciate your understanding and acceptance of this policy. Utility/Government Incentives Documents Green Creative 12A19G4DIM/840 Specification Sheet About Green Creative Green Creative, founded in 2010, is a solid state lighting development and manufacturing company based in Silicon Valley, CA. The company offers a comprehensive line of high-performance LED solutions that have been adopted by some of the largest companies in the world. Green Creative focuses on professional-grade LED lamps and fixtures that meet the high standards of commercial, institutional and industrial installations. Anchored by strongly integrated R&D capabilities and patented technology, Green Creative's innovation, performance and reliability have been recognized year after year by the Illuminating Engineering Society Progress Report, the LEDs Magazine Sapphire Awards and Lighting for Tomorrow. 25000 Hours • Enclosed Fixture Compatible • Specification Grade Green Creative 16177 - 12W A19 LED - 75W Equal - Cool White | 4000 | 80 | 1180 | 98.3333 | 25000 | 12 | 1 | 11.98 | 11.98 | 14.077 | 2020Q2 | https://www.topbulb.com/green-creative-16177-12w-a19-led-75w-equal-cool-white | Top Bulb | 2020 | Yes
LED Lighting | A-Type | Brand TCP | True |  | General Purpose Replacement | A21 | E26 (Medium) | Damp Location Rated Damp Location Rated Tcp® Cac Approved Led 17/10/6 Watt 3-Way A21 2700k Replaces 100 Watt Tcp 17/10/6w Led Cac 3-Way A21 Bulb Approved California Title 20 & Ja8 120 Volt Pkg Of 12 2700k 1650/800/450 Lumens E26 Medium Base Replaces 100/60/40 Watt Incandescent 25,000 Average Hour Life Dimmable Damp Location Rated 90 Cri Energy Star Rated Mfg # L100a213w2527kcq Mfg #L100A213W2527KCQ TCP® CAC Approved LED 17/10/6 Watt 3-Way A21 2700k Replaces 100 Watt Pack Of 12 | 2700 | 91 | 1650 | 97.0588 | 25000 | 17 | 12 | 213.19 | 17.7658 | 20.8755 | 2020Q3 | https://hdsupplysolutions.com/p/led-00-75-10-35/tcp-cac-approved-led-17-10-6-watt-3-way-a21-2700k-replaces-100-watt-pack-of-12-p103505 | HD Supply | 2020 | Yes
LED Lighting | A-Type | Brand TCP | True |  | General Purpose Replacement | A21 | E26 (Medium) | Damp Location Rated Damp Location Rated Tcp® Cac Approved Led 17/10/6 Watt 3-Way A21 3000k Replaces 100 Watt Tcp 17/10/6w Led Cac 3-Way A21 Bulb Approved California Title 20 & Ja8 120 Volt Pkg Of 12 3000k 1650/800/450 Lumens E26 Medium Base Replaces 100/60/40 Watt Incandescent 25,000 Average Hour Life Dimmable Damp Location Rated 90 Cri Energy Star Rated Mfg # L100a213w2530kcq Mfg #L100A213W2530KCQ TCP® CAC Approved LED 17/10/6 Watt 3-Way A21 3000k Replaces 100 Watt Pack Of 12 | 3000 | 92 | 1650 | 97.0588 | 25000 | 17 | 12 | 213.19 | 17.7658 | 20.8755 | 2020Q3 | https://hdsupplysolutions.com/p/led-00-75-10-35/tcp-cac-approved-led-17-10-6-watt-3-way-a21-3000k-replaces-100-watt-pack-of-12-p103499 | HD Supply | 2020 | Yes
LED Lighting | A-Type | Green Creative | True |  | LED | A21 | E26 (Medium) | Topbulb » LED Bulbs » LED Standard Shape » 100W Equal » Green Creative 16180 - 17W A21 LED - 100W Equal - Halogen-White This Green Creative 17 watt LED A21 replaces a 100 watt equivalent incandescent, halogen or CFL without sacrificing lumen output or light quality and with a dramatic increase in rated life at 25,000 hours reducing maintenance costs. Designed and engineered for demanding commercial applications, this lamp meets the Energy Star V1.1 requirements for omnidirectional lamps by emitting 330° of evenly diffused light. Features smooth dimming with most existing dimmers. Instant start and compatible with motion sensors. See the document below for additional information and specifications. LED Technology Notice Due to constantly evolving nature of LED technology, manufacturers will reserve the right to replace this product with next generation technology. We appreciate your understanding and acceptance of this policy. Documents Green Creative 16180 Specification Sheet Green Creative 16180 Dimmer List About Green Creative Green Creative, founded in 2010, is a solid state lighting development and manufacturing company based in Silicon Valley, CA. The company offers a comprehensive line of high-performance LED solutions that have been adopted by some of the largest companies in the world. Green Creative focuses on professional-grade LED lamps and fixtures that meet the high standards of commercial, institutional and industrial installations. Anchored by strongly integrated R&D capabilities and patented technology, Green Creative's innovation, performance and reliability have been recognized year after year by the Illuminating Engineering Society Progress Report, the LEDs Magazine Sapphire Awards and Lighting for Tomorrow. 25000 Hours • Dimmable • Specification Grade Green Creative 16180 - 17W A21 LED - 100W Equal - Halogen-White | 3000 | 80 | 1650 | 97.0588 | 25000 | 17 | 1 | 16.98 | 16.98 | 19.9522 | 2020Q3 | https://www.topbulb.com/green-creative-16180-17w-a21-led-100w-equal-halogen-white | Top Bulb | 2020 | Yes
LED Lighting | A-Type | Brand TCP | True |  | General Purpose Replacement | A21 | E26 (Medium) | Damp Location Rated Tcp® Cac Approved Led 17/10/6 Watt 3-Way A21 2700k Replaces 100 Watt Tcp 17/10/6w Led Cac 3-Way A21 Bulb Approved California Title 20 & Ja8 120 Volt Pkg Of 12 2700k 1650/800/450 Lumens E26 Medium Base Replaces 100/60/40 Watt Incandescent 25,000 Average Hour Life Dimmable Damp Location Rated 90 Cri Energy Star Rated Mfg # L100a213w2527kcq Mfg #L100A213W2527KCQ TCP® CAC Approved LED 17/10/6 Watt 3-Way A21 2700k Replaces 100 Watt Pack Of 12 | 2700 | 91 | 1650 | 97.0588 | 25000 | 17 | 12 | 213.19 | 17.7658 | 20.8755 | 2020Q2 | https://hdsupplysolutions.com/p/led-00-75-10-35/tcp-cac-approved-led-17-10-6-watt-3-way-a21-2700k-replaces-100-watt-pack-of-12-p103505 | HD Supply | 2020 | Yes
LED Lighting | A-Type | Brand TCP | True |  | General Purpose Replacement | A21 | E26 (Medium) | Damp Location Rated Tcp® Cac Approved Led 17/10/6 Watt 3-Way A21 3000k Replaces 100 Watt Tcp 17/10/6w Led Cac 3-Way A21 Bulb Approved California Title 20 & Ja8 120 Volt Pkg Of 12 3000k 1650/800/450 Lumens E26 Medium Base Replaces 100/60/40 Watt Incandescent 25,000 Average Hour Life Dimmable Damp Location Rated 90 Cri Energy Star Rated Mfg # L100a213w2530kcq Mfg #L100A213W2530KCQ TCP® CAC Approved LED 17/10/6 Watt 3-Way A21 3000k Replaces 100 Watt Pack Of 12 | 3000 | 92 | 1650 | 97.0588 | 25000 | 17 | 12 | 213.19 | 17.7658 | 20.8755 | 2020Q2 | https://hdsupplysolutions.com/p/led-00-75-10-35/tcp-cac-approved-led-17-10-6-watt-3-way-a21-3000k-replaces-100-watt-pack-of-12-p103499 | HD Supply | 2020 | Yes
LED Lighting | A-Type | Green Creative | True |  | LED | A21 | E26 (Medium) | Topbulb » LED Bulbs » LED Standard Shape » 100W Equal » Green Creative 16180 - 17W A21 LED - 100W Equal - Halogen-White This Green Creative 17 watt LED A21 replaces a 100 watt equivalent incandescent, halogen or CFL without sacrificing lumen output or light quality and with a dramatic increase in rated life at 25,000 hours reducing maintenance costs. Designed and engineered for demanding commercial applications, this lamp meets the Energy Star V1.1 requirements for omnidirectional lamps by emitting 330° of evenly diffused light. Features smooth dimming with most existing dimmers. Instant start and compatible with motion sensors. See the document below for additional information and specifications. LED Technology Notice Due to constantly evolving nature of LED technology, manufacturers will reserve the right to replace this product with next generation technology. We appreciate your understanding and acceptance of this policy. Documents Green Creative 16180 Specification Sheet Green Creative 16180 Dimmer List About Green Creative Green Creative, founded in 2010, is a solid state lighting development and manufacturing company based in Silicon Valley, CA. The company offers a comprehensive line of high-performance LED solutions that have been adopted by some of the largest companies in the world. Green Creative focuses on professional-grade LED lamps and fixtures that meet the high standards of commercial, institutional and industrial installations. Anchored by strongly integrated R&D capabilities and patented technology, Green Creative's innovation, performance and reliability have been recognized year after year by the Illuminating Engineering Society Progress Report, the LEDs Magazine Sapphire Awards and Lighting for Tomorrow. 25000 Hours • Dimmable • Specification Grade Green Creative 16180 - 17W A21 LED - 100W Equal - Halogen-White | 3000 | 80 | 1650 | 97.0588 | 25000 | 17 | 1 | 16.98 | 16.98 | 19.9522 | 2020Q2 | https://www.topbulb.com/green-creative-16180-17w-a21-led-100w-equal-halogen-white | Top Bulb | 2020 | Yes
LED Lighting | A-Type | Brand TCP | True |  | General Purpose Replacement | A21 | GU24 | Damp Location Rated Damp Location Rated Tcp® Cac Approved Led 16.5 Watt A21 Gu24 Base 2700k Replaces 100 Watt Tcp 16.5w Led Cac A21 Gu24 Base Bulb Approved California Title 20 & Ja8 120 Volt Pkg Of 12 2700k 1600 Lumens Gu24 Base Replaces 100 Watt Incandescent 25,000 Average Hour Life Dimmable Damp Location Rated 90 Cri Energy Star Rated Mfg # L100a21gud2527kcq Mfg #L100A21GUD2527KCQ TCP® CAC Approved LED 16.5 Watt A21 GU24 Base 2700k Replaces 100 Watt Pack Of 12 | 2700 | 92 | 1600 | 96.9697 | 25000 | 16.5 | 12 | 125.71 | 10.4758 | 12.3095 | 2020Q3 | https://hdsupplysolutions.com/p/led-00-75-10-35/tcp-cac-approved-led-165-watt-a21-gu24-base-2700k-replaces-100-watt-pack-of-12-p103503 | HD Supply | 2020 | Yes
LED Lighting | A-Type | Brand TCP | True |  | General Purpose Replacement | A21 | GU24 | Damp Location Rated Damp Location Rated Tcp® Cac Approved Led 16.5 Watt A21 Gu24 Base 3000k Replaces 100 Watt Tcp 16.5w Led Cac A21 Gu24 Base Bulb Approved California Title 20 & Ja8 120 Volt Pkg Of 12 3000k 1600 Lumens Gu24 Base Replaces 100 Watt Incandescent 25,000 Average Hour Life Dimmable Damp Location Rated 90 Cri Energy Star Rated Mfg # L100a21gud2530kcq Mfg #L100A21GUD2530KCQ TCP® CAC Approved LED 16.5 Watt A21 GU24 Base 3000k Replaces 100 Watt Pack Of 12 | 3000 | 93 | 1600 | 96.9697 | 25000 | 16.5 | 12 | 125.71 | 10.4758 | 12.3095 | 2020Q3 | https://hdsupplysolutions.com/p/led-00-75-10-35/tcp-cac-approved-led-165-watt-a21-gu24-base-3000k-replaces-100-watt-pack-of-12-p103502 | HD Supply | 2020 | Yes
LED Lighting | A-Type | Brand TCP | True |  | General Purpose Replacement | A21 | GU24 | Damp Location Rated Tcp® Cac Approved Led 16.5 Watt A21 Gu24 Base 2700k Replaces 100 Watt Tcp 16.5w Led Cac A21 Gu24 Base Bulb Approved California Title 20 & Ja8 120 Volt Pkg Of 12 2700k 1600 Lumens Gu24 Base Replaces 100 Watt Incandescent 25,000 Average Hour Life Dimmable Damp Location Rated 90 Cri Energy Star Rated Mfg # L100a21gud2527kcq Mfg #L100A21GUD2527KCQ TCP® CAC Approved LED 16.5 Watt A21 GU24 Base 2700k Replaces 100 Watt Pack Of 12 | 2700 | 92 | 1600 | 96.9697 | 25000 | 16.5 | 12 | 125.71 | 10.4758 | 12.3095 | 2020Q2 | https://hdsupplysolutions.com/p/led-00-75-10-35/tcp-cac-approved-led-165-watt-a21-gu24-base-2700k-replaces-100-watt-pack-of-12-p103503 | HD Supply | 2020 | Yes
LED Lighting | A-Type | Brand TCP | True |  | General Purpose Replacement | A21 | GU24 | Damp Location Rated Tcp® Cac Approved Led 16.5 Watt A21 Gu24 Base 3000k Replaces 100 Watt Tcp 16.5w Led Cac A21 Gu24 Base Bulb Approved California Title 20 & Ja8 120 Volt Pkg Of 12 3000k 1600 Lumens Gu24 Base Replaces 100 Watt Incandescent 25,000 Average Hour Life Dimmable Damp Location Rated 90 Cri Energy Star Rated Mfg # L100a21gud2530kcq Mfg #L100A21GUD2530KCQ TCP® CAC Approved LED 16.5 Watt A21 GU24 Base 3000k Replaces 100 Watt Pack Of 12 | 3000 | 93 | 1600 | 96.9697 | 25000 | 16.5 | 12 | 125.71 | 10.4758 | 12.3095 | 2020Q2 | https://hdsupplysolutions.com/p/led-00-75-10-35/tcp-cac-approved-led-165-watt-a21-gu24-base-3000k-replaces-100-watt-pack-of-12-p103502 | HD Supply | 2020 | Yes
LED Lighting | Reflector | EPCO | True |  | Reflector (Flood/Spot) | PAR16 | GU10 | Damp Location Rated,Recessed Fixtures Damp Location Rated,Recessed Fixtures Home Lighting, Lighting Controls Indoor Lighting LED - Indoor LED - Luminaires 16531 GU24 BASE LED LUMINAIRE KEYLESS GU24 BASE LED LUMINAIRE KEYLESS EPCO 16531 GU24 BASE LED LUMINAIRE KEYLESS | 3000 | 84 | 280 | 70 | 25000 | 4 | 1 | 20.12 | 20.12 | 23.6418 | 2020Q3 | https://www.rexelusa.com/usr/Root-Category/Lighting,-Lighting-Controls/Indoor-Lighting/LED---Indoor/LED---Luminaires/EPCO-16531-GU24-BASE-LED-LUMINAIRE-KEYLESS/p/1138286?prevPageNumber=6 | Rexel Energy Solutions | 2020 | Yes
LED Lighting | Downlight | Halo | [5 empty] | Downlight Solid State Retrofit Downlight Solid State Retrofit Home Lighting, Lighting Controls Indoor Lighting LED - Indoor LED - Luminaires BLD606930WH BLD 6IN 600LM 90CRI 3000K WH BLD 6IN 600LM 90CRI 3000K WH Halo BLD606930WH BLD 6IN 600LM 90CRI 3000K WH | 3000 | 94 | 700 | 85.3659 | 50000 | 8.2 | 1 | 22.38 | 22.38 | 26.2974 | 2020Q3 | https://www.rexelusa.com/usr/Root-Category/Lighting,-Lighting-Controls/Indoor-Lighting/LED---Indoor/LED---Luminaires/Halo-BLD606930WH-BLD-6IN-600LM-90CRI-3000K-WH/p/1422470?prevPageNumber=33 | Rexel Energy Solutions | 2020 | Yes
LED Lighting | Downlight | Halo | [5 empty] | Downlight Solid State Retrofit Downlight Solid State Retrofit Home Lighting, Lighting Controls Indoor Lighting LED - Indoor LED - Luminaires BLD6089SWH HALO BLD6089SWH LED SURFACE MOUNT SELECTABLE CCT 812 LUMENS LED SURFACE MOUNT Halo BLD6089SWH LED SURFACE MOUNT | 3000 | 94 | 812 | 78.835 | 50000 | 10.3 | 1 | 24.5 | 24.5 | 28.7884 | 2020Q3 | https://www.rexelusa.com/usr/Root-Category/Lighting,-Lighting-Controls/Indoor-Lighting/LED---Indoor/LED---Luminaires/Halo-BLD6089SWH-LED-SURFACE-MOUNT/p/1343063?prevPageNumber=5 | Rexel Energy Solutions | 2020 | Yes
LED Lighting | Downlight | Kichler | True |  |  |  |  | Downlight Surface Mount Downlight Surface Mount Home Lighting, Lighting Controls Indoor Lighting LED - Indoor LED - Luminaires 44249WHLED30 LED Flushmount Ceiling Fixture, 13 Inch Square, 1500 Lumen, 24 Watt, 120V, Dimmable, White LED Flushmount Fixture, 13" Square, 1500 Lumen, 120V, White Kichler 44249WHLED30 LED Flushmount Fixture, 13" Square, 1500 Lumen, 120V, White | 4000 | 93 | 1500 | 62.5 | 50000 | 24 | 1 | 99.4 | 99.4 | 116.7988 | 2020Q3 | https://www.rexelusa.com/usr/Root-Category/Lighting,-Lighting-Controls/Indoor-Lighting/LED---Indoor/LED---Luminaires/Kichler-44249WHLED30-LED%C2%A0Flushmount-Fixture,-13%22%C2%A0Square,-1500-Lumen,-120V,-White/p/1290365?prevPageNumber=61 | Rexel Energy Solutions | 2020 | Yes
LED Lighting | Downlight | Maxim Lighting | [5 empty] | Downlight Surface Mount Downlight Surface Mount Home Lighting, Lighting Controls Indoor Lighting LED - Indoor LED - Luminaires 57720WTWT WAFER LED 4.5IN SQ 3000K WALL/FLUSH MOUNT WAFER LED 4.5IN SQ 3000K WALL/FLUSH MOUNT Maxim Lighting 57720WTWT WAFER LED 4.5IN SQ 3000K WALL/FLUSH MOUNT | 3000 | 91 | 600 | 60 | 40000 | 10 | 1 | 40.73 | 40.73 | 47.8593 | 2020Q3 | https://www.rexelusa.com/usr/Root-Category/Lighting,-Lighting-Controls/Indoor-Lighting/LED---Indoor/LED---Luminaires/Maxim-Lighting-57720WTWT-WAFER-LED-4-5IN-SQ-3000K-WALL-FLUSH-MOUNT/p/1378893?prevPageNumber=42 | Rexel Energy Solutions | 2020 | Yes
LED Lighting | Downlight | Maxim Lighting | [5 empty] | Downlight Surface Mount Downlight Surface Mount Home Lighting, Lighting Controls Indoor Lighting LED - Indoor LED - Luminaires 57722WTWT WAFER LED 6.25IN SQ 3000K WALL/FLUSH MOUNT WAFER LED 6.25IN SQ 3000K WALL/FLUSH MOUNT Maxim Lighting 57722WTWT WAFER LED 6.25IN SQ 3000K WALL/FLUSH MOUNT | 3000 | 91 | 900 | 60 | 40000 | 15 | 1 | 49.26 | 49.26 | 57.8824 | 2020Q3 | https://www.rexelusa.com/usr/Root-Category/Lighting,-Lighting-Controls/Indoor-Lighting/LED---Indoor/LED---Luminaires/Maxim-Lighting-57722WTWT-WAFER-LED-6-25IN-SQ-3000K-WALL-FLUSH-MOUNT/p/1378894?prevPageNumber=40 | Rexel Energy Solutions | 2020 | Yes
LED Lighting | Downlight | Maxim Lighting | [5 empty] | Downlight Surface Mount Downlight Surface Mount Home Lighting, Lighting Controls Indoor Lighting LED - Indoor LED - Luminaires 57736WTBZ WAFER LED 15IN RD 3000K FLUSH MOUNT WAFER LED 15IN RD 3000K FLUSH MOUNT Maxim Lighting 57736WTBZ WAFER LED 15IN RD 3000K FLUSH MOUNT | 3000 | 93 | 2262 | 65.5652 | 50000 | 34.5 | 1 | 121.24 | 121.24 | 142.4617 | 2020Q3 | https://www.rexelusa.com/usr/Root-Category/Lighting,-Lighting-Controls/Indoor-Lighting/LED---Indoor/LED---Luminaires/Maxim-Lighting-57736WTBZ-WAFER-LED-15IN-RD-3000K-FLUSH-MOUNT/p/1378891?prevPageNumber=42 | Rexel Energy Solutions | 2020 | Yes
LED Lighting | Downlight | Maxim Lighting | [5 empty] | Downlight Surface Mount Downlight Surface Mount Home Lighting, Lighting Controls Indoor Lighting LED - Indoor LED - Luminaires 57736WTWT WAFER LED 15IN RD 3000K FLUSH MOUNT WAFER LED 15IN RD 3000K FLUSH MOUNT Maxim Lighting 57736WTWT WAFER LED 15IN RD 3000K FLUSH MOUNT | 3000 | 93 | 2262 | 65.5652 | 50000 | 34.5 | 1 | 119.35 | 119.35 | 140.2409 | 2020Q3 | https://www.rexelusa.com/usr/Root-Category/Lighting,-Lighting-Controls/Indoor-Lighting/LED---Indoor/LED---Luminaires/Maxim-Lighting-57736WTWT-WAFER-LED-15IN-RD-3000K-FLUSH-MOUNT/p/1378892?prevPageNumber=34 | Rexel Energy Solutions | 2020 | Yes
LED Lighting | Downlight | Maxim Lighting | [5 empty] | Downlight Surface Mount Downlight Surface Mount Home Lighting, Lighting Controls Indoor Lighting LED - Indoor LED - Luminaires 57762WTWT SKY LED 12INX24IN 3000K FLUSH MOUNT SKY LED 12INX24IN 3000K FLUSH MOUNT Maxim Lighting 57762WTWT SKY LED 12INX24IN 3000K FLUSH MOUNT | 3000 | 94 | 1880 | 85.4545 | 50000 | 22 | 1 | 102.3 | 102.3 | 120.2065 | 2020Q3 | https://www.rexelusa.com/usr/Root-Category/Lighting,-Lighting-Controls/Indoor-Lighting/LED---Indoor/LED---Luminaires/Maxim-Lighting-57762WTWT-SKY-LED-12INX24IN-3000K-FLUSH-MOUNT/p/1378886?prevPageNumber=42 | Rexel Energy Solutions | 2020 | Yes
LED Lighting | Downlight | Maxim Lighting | [5 empty] | Downlight Surface Mount Downlight Surface Mount Home Lighting, Lighting Controls Indoor Lighting LED - Indoor LED - Luminaires 57764WTWT SKY LED 12INX48IN 3000K FLUSH MOUNT SKY LED 12INX48IN 3000K FLUSH MOUNT Maxim Lighting 57764WTWT SKY LED 12INX48IN 3000K FLUSH MOUNT | 3000 | 94 | 3800 | 84.4444 | 50000 | 45 | 1 | 157.24 | 157.24 | 184.7631 | 2020Q3 | https://www.rexelusa.com/usr/Root-Category/Lighting,-Lighting-Controls/Indoor-Lighting/LED---Indoor/LED---Luminaires/Maxim-Lighting-57764WTWT-SKY-LED-12INX48IN-3000K-FLUSH-MOUNT/p/1378889?prevPageNumber=34 | Rexel Energy Solutions | 2020 | Yes
LED Lighting | Downlight | Progress Lighting | True |  |  | Other | Other | Downlight Surface Mount Downlight Surface Mount Home Lighting, Lighting Controls Indoor Lighting LED - Indoor LED - Luminaires P810027-028-30 LED Low Profile Flush Mount, 11.5 Watt, 782 Lumen, 3000K, 90 CRI, 120 Volt, Dimmable, 5.5 Inch Diameter, White Finish LED Flush Mount, 11.5 Watt, 782 Lumen, 3000K, 120V, 5.5" Dia Progress Lighting P810027-028-30 LED Flush Mount, 11.5 Watt, 782 Lumen, 3000K, 120V, 5.5" Dia | 3000 | 94 | 750 | 60 | 50000 | 12.5 | 1 | 36.3 | 36.3 | 42.6539 | 2020Q3 | https://www.rexelusa.com/usr/Root-Category/Lighting,-Lighting-Controls/Indoor-Lighting/LED---Indoor/LED---Luminaires/Progress-Lighting-P810027-028-30-LED-Flush-Mount,-11-5-Watt,-782-Lumen,-3000K,-120V,-5-5%22-Dia/p/1411201?prevPageNumber=12 | Rexel Energy Solutions | 2020 | Yes
LED Lighting | Downlight | Satco | True |  |  |  |  | Downlight Surface Mount Downlight Surface Mount Home Lighting, Lighting Controls Indoor Lighting LED - Indoor LED - Luminaires 62-1161 LED Flush Mount Fixture, Disk Light, 10.5 Watt, 578 Lumen, 3000K, 90 CRI, 7 Inch Diameter, White Finish, Dimmable LED Flush Mount Fixture, 10.5 Watt, 578 Lumen, 3000K, 7" Dia Satco 62-1161 LED Flush Mount Fixture, 10.5 Watt, 578 Lumen, 3000K, 7" Dia | 3000 | 91 | 578 | 52.5455 | 50000 | 11 | 1 | 22.14 | 22.14 | 26.0154 | 2020Q3 | https://www.rexelusa.com/usr/Root-Category/Lighting,-Lighting-Controls/Indoor-Lighting/LED---Indoor/LED---Luminaires/Satco-62-1161-LED-Flush-Mount-Fixture,-10-5-Watt,-578-Lumen,-3000K,-7%22-Dia/p/1346468?prevPageNumber=49 | Rexel Energy Solutions | 2020 | Yes
LED Lighting | Downlight | Satco | [5 empty] | Downlight Surface Mount Downlight Surface Mount Home Lighting, Lighting Controls Indoor Lighting LED - Indoor LED - Luminaires S29331 13.5 WATT 7IN FLUSH MOUNT LED FIXTURE 3000K ROUND SHAPE WHITE FINISH 120 VOLTS 13.5 WATT 7IN FLUSH MOUNT LED FIXTURE 3000K ROU Satco S29331 13.5 WATT 7IN FLUSH MOUNT LED FIXTURE 3000K ROU | 3000 | 92 | 820 | 60.7407 | 50000 | 13.5 | 1 | 52.78 | 52.78 | 62.0185 | 2020Q3 | https://www.rexelusa.com/usr/Root-Category/Lighting,-Lighting-Controls/Indoor-Lighting/LED---Indoor/LED---Luminaires/Satco-S29331-13-5-WATT-7IN-FLUSH-MOUNT-LED-FIXTURE-3000K-ROU/p/1303021?prevPageNumber=57 | Rexel Energy Solutions | 2020 | Yes
LED Lighting | Reflector | Philips Lighting | True |  | Reflector (Flood/Spot) | PAR16 | E26 (Medium) | Damp Location Rated,Not Rated for Recessed Fixtures Damp Location Rated,Not Rated for Recessed Fixtures Home Lighting, Lighting Controls Indoor Lighting LED - Indoor LED - Retrofit Kits 801241 59248 HATTON G3 US 4 27K 1TR 59248 HATTON G3 US 4 27K 1TR Philips Lighting 801241 59248 HATTON G3 US 4 27K 1TR | 2700 | 84 | 500 | 71.4286 | 25000 | 7 | 1 | 11.22 | 11.22 | 13.1839 | 2020Q3 | https://www.rexelusa.com/usr/Root-Category/Lighting,-Lighting-Controls/Indoor-Lighting/LED---Indoor/LED---Retrofit-Kits/Philips-Lighting-801241-59248-HATTON-G3-US-4-27K-1TR/p/1208508?prevPageNumber=25 | Rexel Energy Solutions | 2020 | Yes
LED Lighting | Downlight | Satco | True |  |  |  |  | Downlight Recessed Downlight Recessed Home Lighting, Lighting Controls Indoor Lighting LED - Indoor LED - Retrofit Kits S9741 SAT S9741 17 WATT LED DOWNLIGHT RETROFIT 5IN-6IN 3000K 120 VOLTS DIMMABLE SAT S9741 17 WATT LED DOWNLIGHT Satco S9741 SAT S9741 17 WATT LED DOWNLIGHT | 3000 | 93 | 1200 | 70.5882 | 50000 | 17 | 1 | 26.52 | 26.52 | 31.162 | 2020Q3 | https://www.rexelusa.com/usr/Root-Category/Lighting,-Lighting-Controls/Indoor-Lighting/LED---Indoor/LED---Retrofit-Kits/Satco-S9741-SAT-S9741-17-WATT-LED-DOWNLIGHT/p/1093874?prevPageNumber=25 | Rexel Energy Solutions | 2020 | Yes
LED Lighting | Downlight | Philips Lighting | True |  |  |  |  | Downlight Recessed Downlight Recessed Home Lighting, Lighting Controls Indoor Lighting LED - Indoor LED - Troffer Retrofit 520213 LED Troffer Retrofit, 2 Foot x 4 Foot, 38 Watt, 4200 Lumen, 4000K, 120-277-Volt, 0-10V Dimming, Philips # 520213 LED Retrofit Kit, 2' x 4', 38W, 4200 Lumen, 4000K, 120-277 Philips Lighting 520213 LED Retrofit Kit, 2' x 4', 38W, 4200 Lumen, 4000K, 120-277 | 2700 | 83 | 950 | 79.1667 | 50000 | 12 | 1 | 68 | 68 | 79.9026 | 2020Q3 | https://www.rexelusa.com/usr/Root-Category/Lighting,-Lighting-Controls/Indoor-Lighting/LED---Indoor/LED---Troffer-Retrofit/Philips-Lighting-520213-LED-Retrofit-Kit,-2'-x-4',-38W,-4200-Lumen,-4000K,-120-277/p/1346341?prevPageNumber=15 | Rexel Energy Solutions | 2020 | Yes
LED Lighting | A-Type | TCP | True |  |  | A19 | Medium (E26) | Description Featuring LED filaments, this Victorian bulb mimics the look, size, and color temperature of an antique incandescent A19 while saving on replacement costs by operating up to 15 times longer. Creates a soft, inviting atmosphere Light output can be dimmed Saves up to 86% in energy 775 Lumens - 2200 Kelvin - Color Matched For Incandescent Replacement - 120 Volt - TCP FA19D6022KW LED A19 Bulb - 8 Watt - 60 Watt Equal | 2200 |  | 775 | 96.875 |  | 8 | 12 | 47.4 | 3.95 | 4.6414 | 2020Q3 | https://www.1000bulbs.com/product/216990/TCP-10493.html | 1000bulbs.com | 2020 | Yes
LED Lighting | Downlight | Morris Products | [5 empty] | Downlight Solid State Retrofit Downlight Solid State Retrofit Home Lighting, Lighting Controls Outdoor Lighting Flood Lights - LED Flood/Spot - LED 74204 RAYZR MINI FLOOD LIGHT 100W 10000LMS 5700K CRI80 IP65 RATED RAYZR MINI FLOOD LIGHT 100W 10000LMS 5700K CRI80 Morris Products 74204 RAYZR MINI FLOOD LIGHT 100W 10000LMS 5700K CRI80 | 4000 | 83 | 500 | 62.5 | 50000 | 8 | 1 | 54.98 | 54.98 | 64.6036 | 2020Q3 | https://www.rexelusa.com/usr/Root-Category/Lighting,-Lighting-Controls/Outdoor-Lighting/Flood-Lights---LED/Flood-Spot---LED/Morris-Products-74204-RAYZR-MINI-FLOOD-LIGHT-100W-10000LMS-5700K-CRI80/p/1632848?prevPageNumber=50 | Rexel Energy Solutions | 2020 | Yes
LED Lighting | Downlight | Cooper Lighting | True |  |  | LED Retrofit Kit | LED Retrofit Kit | Downlight Solid State Retrofit Downlight Solid State Retrofit Halo High efficacy 5-Inch or 6-Inch LED recessed retrofit module trim has current rating of 0.065 - 0.069-Amp and voltage rating of 120-Volt AC. This 7.5-Watt round baffle trim in matte white finish, features impact-resistant polycarbonate lens. It has 90 CRI 575-Lumens 2700K lamp. The trim supports push-n-twist universal installation clip mounting. It measures 7.19-Inch Dia x 3.38-Inch. The trim withstands ambient temperature range of -30 to 40 deg C. It is suitable for insulated ceiling and non- insulated ceiling rated housings. Trim is UL/cUL listed, FCC/Energy Star certified and meets ASTM/IES/NFPA standards. Push-N-Twist Universal Installation Clips Cooper Lighting LT560WH6927 Dimmable 5-Inch or 6-Inch Round High Efficacy LED Recessed Retrofit Module Trim 120-Volt AC 90 CRI 2700K 575-Lumens Matte White Halo® | 2700 | 92 | 720 | 75.7895 | 35000 | 9.5 | 1 | 13.519 | 13.519 | 15.8853 | 2020Q3 | https://www.standardelectric.com/lighting-1600000000/cooper-lighting-lt560wh6927-dimmable-5-inch-or-6-inch-round-high-efficacy-led-recessed-retrofit-module-trim-120-volt-ac-90-cri-2700k-575-lumens-matte-white-halo-reg-568697 | Standard Electric | 2020 | Yes
LED Lighting | Downlight | Cooper Lighting | True |  |  | LED Retrofit Kit | LED Retrofit Kit | Downlight Solid State Retrofit Downlight Solid State Retrofit Halo High efficacy 5-Inch or 6-Inch LED recessed retrofit module trim has current rating of 0.065 - 0.069-Amp and voltage rating of 120-Volt AC. This 8-Watt round baffle trim in matte white finish, features impact-resistant polycarbonate lens. It has 90 CRI 575-Lumens 3000K lamp. The trim supports push-n-twist universal installation clip mounting. It measures 7.19-Inch Dia x 3.38-Inch. The trim withstands ambient temperature range of -30 to 40 deg C. It is suitable for insulated ceiling and non- insulated ceiling rated housings. Trim is UL/cUL listed, FCC/Energy Star certified and meets ASTM/IES/NFPA standards. Push-N-Twist Universal Installation Clips Cooper Lighting LT560WH6930R Dimmable 5-Inch or 6-Inch Round High Efficacy LED Recessed Retrofit Module Trim 120-Volt AC 90 CRI 3000K 575-Lumens Matte White Halo® | 3000 | 92 | 683 | 68.3 | 35000 | 10 | 1 | 13.519 | 13.519 | 15.8853 | 2020Q3 | https://www.standardelectric.com/lighting-1600000000/cooper-lighting-lt560wh6930r-dimmable-5-inch-or-6-inch-round-high-efficacy-led-recessed-retrofit-module-trim-120-volt-ac-90-cri-3000k-575-lumens-matte-white-halo-reg-585810 | Standard Electric | 2020 | Yes
LED Lighting | Downlight | Cooper Lighting | True |  |  | LED Retrofit Kit | LED Retrofit Kit | Downlight Solid State Retrofit Downlight Solid State Retrofit Cooper Lighting Metalux™ Collection Halo® Collection 4-Inch LED Adjustable retrofit gimbal module in white color, features durable die-cast aluminum construction. It has 10-Watt 90 CRI 3000K LED lamp to offer 600-Lumens of light output. Lamp has voltage rating of 120-Volts and current rating of 85-Milli-Amps. Lamp has power factor of 0.9 and operates at frequency rating of 50/60-Hz. This dimmable gimbal module with 120-Volt electronic driver, is friction blade mountable.The gimbal module supports 35-degree tilt and up to 360-degree rotation. It measures 5.13-Inch OD x 3.3-Inch. It withstands temperature rating of -30 deg C and is suitable for use with 4-Inch H995 LED housings. Gimbal module is UL/cUL listed, CSA/FCC/Energy Star certified and RoHS compliant. Friction Blade Cooper Lighting RA406930WH Dimmable IC/Non-IC 4-Inch Gimbal Ring Adjustable LED Retrofit Module 120-Volt Round 90 CRI 3000K 600-Lumens White Metalux™ Halo® | 3000 | 95 | 607 | 61.9388 | 50000 | 9.8 | 1 | 54.497 | 54.497 | 64.0361 | 2020Q3 | https://www.standardelectric.com/lighting-1600000000/cooper-lighting-ra406930wh-dimmable-ic-non-ic-4-inch-gimbal-ring-adjustable-led-retrofit-module-120-volt-round-90-cri-3000k-600-lumens-white-metalux-trade-halo-reg-217015 | Standard Electric | 2020 | Yes
LED Lighting | A-Type | PLT |  |  |  | A21 | Medium (E26) | Description These LED A21s emit 1550 Lumens and directly replace less efficient 100-Watt incandescents to save you up to 84 percent in energy costs. Powerful output is ideal for high ceilings Excellent for existing fixtures Efficient 97 Lumens per watt Uniform output 1550 Lumens - 4000 Kelvin - Medium Base - 120 Volt - PLT-11027-10PK LED A21 - 16 Watt - 100 Watt Equal - Cool White | 4000 |  | 1550 | 96.875 |  | 16 | 5 | 20.45 | 4.09 | 4.8059 | 2020Q3 | https://www.1000bulbs.com/product/212034/PLT-11027-10PK.html | 1000bulbs.com | 2020 | Yes
LED Lighting | A-Type | PLT | False |  |  | A21 | Medium (E26) | Description Light up every room with these LED A21 PLT-11026-10PK bulbs. This 10-pack easily replaces bulbs in any standard fixture for a noticeable difference in energy costs from comparable incandescents. No decrease in brightness output over time Frosted bulb evenly diffuses light 1550 Lumens - 2700 Kelvin - Medium Base - 120 Volt - PLT-11026-10PK LED A21 - 16 Watt - 100 Watt Equal - Incandescent Match - 10 Pack | 2700 |  | 1550 | 96.875 |  | 16 | 5 | 17.45 | 3.49 | 4.1009 | 2020Q3 | https://www.1000bulbs.com/product/217377/PLT-11026-10PK.html | 1000bulbs.com | 2020 | Yes
LED Lighting | Decorative | Cree LED Lighting | True |  | Decorative | B13 | E12 (Candelabra) | Damp Location Rated,Dim to Warm,Recessed Fixtures Damp Location Rated,Dim to Warm,Recessed Fixtures Cree LED Lighting 3.1-Watt E12 Candelabra screw-in base decorative LED lamp offers light output of 240 Lumens. This B13 bulged shape lamp with instant ballast, has voltage rating of 120-Volt AC at 60-Hz. It has color rendering index of greater than 90. This lamp with 2700K color temperature rating radiates soft white light to the surrounding. It features plastic construction for decorative optical spread. This instant-ON dimmable lamp has a dimension of 4.2-Inch x 1.6-Inch. It operates in the temperature range of -25 to 45 deg C. This mercury-free lamp has average life of 25000 hours and is perfect for damp locations. Lamp is cULus listed, RoHS compliant, Energy Star qualified and meets ANSI, FCC Part 15, Subpart B, Class B standards. Cree LED Lighting B13-25W-27K-CLD-U1 Dimmable B13 Decorative LED Lamp E12 Candelabra Base 240-Lumens 90+ CRI 2700K Soft White 3.1-Watt | 2700 | 90 | 240 | 77.4194 | 25000 | 3.1 | 1 | 10.171 | 10.171 | 11.9513 | 2020Q3 | https://www.standardelectric.com/lighting-1600000000/cree-led-lighting-b13-25w-27k-cld-u1-dimmable-b13-decorative-led-lamp-e12-candelabra-base-240-lumens-90-cri-2700k-soft-white-3-1-watt-669555 | Standard Electric | 2020 | Yes
LED Lighting | Decorative | Cree LED Lighting | True |  | Decorative | B13 | E12 (Candelabra) | Damp Location Rated,Dim to Warm,Recessed Fixtures Damp Location Rated,Dim to Warm,Recessed Fixtures Cree LED Lighting 5-Watt E12 Candelabra Screw-in base decorative LED lamp offers light output of 345 Lumens. This B13 bulged shape lamp with instant ballast, has voltage rating of 120-Volt AC at 60-Hz. It has color rendering index of greater than 90. This lamp with 2700K color temperature rating radiates soft white light to the surrounding. It features plastic construction. This instant-ON dimmable lamp has a dimension of 4.2-Inch x 1.6-Inch. It operates in the temperature range of -25 to 45 deg C. This mercury-free lamp has average life of 25000 hours and is suitable for damp location. Lamp is cULus listed, RoHS compliant, Energy Star qualified and meets ANSI, FCC Part 15, Subpart B, Class B standards. Cree LED Lighting B13-40W-27K-CLD-U1 Dimmable B13 Decorative LED Lamp E12 Candelabra Base 345-Lumens 90+ CRI 2700K Soft White 5-Watt | 2700 | 90 | 345 | 69 | 25000 | 5 | 1 | 10.549 | 10.549 | 12.3955 | 2020Q3 | https://www.standardelectric.com/lighting-1600000000/cree-led-lighting-b13-40w-27k-cld-u1-dimmable-b13-decorative-led-lamp-e12-candelabra-base-345-lumens-90-cri-2700k-soft-white-5-watt-669556 | Standard Electric | 2020 | Yes
LED Lighting | Downlight | Cree LED Lighting | True |  |  | LED Retrofit Kit | LED Retrofit Kit | Downlight Solid State Retrofit Downlight Solid State Retrofit Cree LED Lighting CRT Series LED downlight has E26/GU24 socket that can accommodate dimmable LED lamp for delivering a light output of 790-Lumens with 2700K color temperature and 91 CRI. It has an average life of 50000 Hours. It has a fixture power rating of 10.5-Watts and voltage rating of 120-Volts AC at 50/60-Hz. The round downlight with 1-piece aluminum reflector, has a trim of 4-inches and diffusing polycarbonate lens shade for even light distribution. It has an efficacy of 75 LPW. Downlight with 5% dimming driver, measures 5-Inch Dia x 2.6-Inch and power factor of >0.9. It includes E26 and GU24 base pigtail. It is suitable for indoor, residential and commercial applications. It is ideal for damp locations. LED downlight meets UL, cULus, Energy Star, CEC Title 20/Title 24 and RoHS standards. Cree LED Lighting CR4T-790L-27K-12-E26GU24 Dimmable 4-Inch CRT Series LED Down Light Round 120-Volt AC 91 CRI 2700K 790-Lumens | 2700 | 91 | 790 | 75.2381 | 50000 | 10.5 | 1 | 19.303 | 19.303 | 22.6818 | 2020Q3 | https://www.standardelectric.com/lighting-1600000000/cree-led-lighting-cr4t-790l-27k-12-e26gu24-dimmable-4-inch-crt-series-led-down-light-round-120-volt-ac-91-cri-2700k-790-lumens-780628 | Standard Electric | 2020 | Yes
LED Lighting | Downlight | Cree LED Lighting | True |  |  | LED Retrofit Kit | LED Retrofit Kit | Downlight Solid State Retrofit Downlight Solid State Retrofit Cree LED Lighting LED recessed downlight in white finish, has 6-Inch trim. It has fixture wattage of 11-Watts, voltage rating of 120-Volts AC at 50/60-Hz. The LED recessed downlight accommodates LED lamp with E26 and GU24 pigtail base socket. The 1-piece aluminum reflector and polycarbonate lens shade offers even light distribution. The lamp with 50000-Hour average life, delivers a light output of 825-Lumens (Initial) with a color temperature of 2700K and CRI of 90+. It has THD of Up to 87% energy savings Delivers beautiful light while maintaining consistency over rated lifetime Easy and quick installation into new or recessed housings Suitable for wet and damp locations, commercial and residential usage Instant-ON and is fully dimmable Minimized maintenance cycles Perfect for new construction or upgrade for residential as well as commercial lighting Has CRI of 90+ Cree LED Lighting CR6T-825L-27K-12-E26GU24 Dimmable 6-Inch LED Recessed Down Light Round 120-Volt AC 11-Watt 2700K 825 Initial-Lumens White | 2700 | 92 | 825 | 75 | 50000 | 11 | 12 | 23.824 | 1.9853 | 2.3328 | 2020Q3 | https://www.standardelectric.com/lighting-1600000000/cree-led-lighting-cr6t-825l-27k-12-e26gu24-dimmable-6-inch-led-recessed-down-light-round-120-volt-ac-11-watt-2700k-825-initial-lumens-white-786818 | Standard Electric | 2020 | No
LED Lighting | Downlight | Elite Lighting | True |  |  |  |  | Downlight Recessed Downlight Recessed 8 Inch round multi-CCT LED "Slim Disk" engineered for new construction, remodel, or retrofit to accommodate insulated or dropped ceilings. Recessed housing not required, especially with limited plenum applications. Easily access field adjustable 5-Color SeleCCT or switch by lowering the luminaire from the opening. Remote driver allows easy installation and maintenance. Small aperture and shallow depth are ideal for unlimited applications. Ceiling Elite Lighting RL875-1400L-DIMTR-120-27K/30K/35K/40K/50K-90-WH Dimmable 8-Inch Slim LED Downlight With Multi CCT Round 18-Watt 120-Volt AC 90 CRI 2700K/3000K/3500K/4000K/5000K 1400-Lumens White | 2700 | 92 | 1500 | 83.3333 | 50000 | 18 | 1 | 85.995 | 85.995 | 101.0474 | 2020Q3 | https://www.standardelectric.com/lighting-1600000000/elite-lighting-rl875-1400l-dimtr-120-27k-30k-35k-40k-50k-90-wh-dimmable-8-inch-slim-led-downlight-with-multi-cct-round-18-watt-120-volt-ac-90-cri-2700k-3000k-3500k-4000k-5000k-1400-lumens-white-953529 | Standard Electric | 2020 | Yes
LED Lighting | Downlight | ETI Solid State Lighting | True | Daylighting/Photocell, | General Purpose Replacement | A19 | E26 (Medium) | Damp Location Rated,Use With Timers,Use With Photo and/or Motion Sensors,Recessed Fixtures Damp Location Rated,Use With Timers,Use With Photo and/or Motion Sensors,Recessed Fixtures ETI Solid State Lighting Color Preference Collection Edge-lit downlight can accommodate 15-Watt LED lamp that delivers light output of 900-Lumens with 2700/3000/4000/5000K color temperature and 90 CRI. It has a voltage rating of 120-Volts AC. The dimmable lamp has an average life of 50000 Hours. The downlight with 5-Inch trim, measures 6-Inch Dia x 1-5/8-Inch and features Triac driver. It is suitable for residential and commercial like office, retail, restaurant, school, hospital and hotel/motel locations applications. Edge-lit downlight meets UL, cULus, RoHS and Energy Star standards. ETI Solid State Lighting 53807211 Dimmable 5-Inch LED Edge-Lit Down Light 120-Volt AC 15-Watt 90 CRI 2700K/3000K/4000K/5000K 900-Lumens Color Preference | 3000 | 84 | 1600 | 106.6667 | 25000 | 15 | 20 | 36.721 | 1.836 | 2.1574 | 2020Q3 | https://www.standardelectric.com/lighting-1600000000/eti-solid-state-lighting-53807211-dimmable-5-inch-led-edge-lit-down-light-120-volt-ac-15-watt-90-cri-2700k-3000k-4000k-5000k-900-lumens-color-preference-804947 | Standard Electric | 2020 | No
LED Lighting | Reflector | GE Lighting | True |  | Reflector (Flood/Spot) | MR16 | GU5.3 | None,Recessed Fixtures None,Recessed Fixtures GE Lighting Lumination™ Collection 8-Inch LED Retrofit downlight in white finish, features aluminum reflector. It accommodates 8.5-/13-Watt LED lamp that offers 650/1000-Lumens light output. Lamp has color-rendering index of 82 and color temperature of 3500K. Lamp has an average life of 50000 hours. It has a dimension of 9.75-Inch Dia x 5.1-Inch. This round downlight supports ceiling mounting to make installation easy. It uses 0 - 10-Volt 10% Dimming driver for reliable operation. Downlight has voltage rating of 120 - 277-Volt AC. It operates at a temperature rating of -20 to 40 deg C. It is perfect retrofit or new construction solution for traditional downlight fixtures. Downlight is cULus listed, Energy Star certified and RoHS compliant. Ceiling GE Lighting LRXR810835MD Dimmable 8-Inch LED Retrofit Down Light 82 CRI 3500K 650/1000-Lumens White Lumination™ | 3000 | 83 | 390 | 84.7826 | 40000 | 4.6 | 1 | 74.97 | 74.97 | 88.0926 | 2020Q3 | https://www.standardelectric.com/lighting-1600000000/ge-lighting-lrxr810835md-dimmable-8-inch-led-retrofit-down-light-82-cri-3500k-650-1000-lumens-white-lumination-trade-536805 | Standard Electric | 2020 | No
LED Lighting | Downlight | Cooper Lighting | True |  |  |  | Other | Downlight Recessed Downlight Recessed Halo Ultra-thin LED recessed canless wide beam adjustable gimbal trim with remote driver or junction box, has fixture wattage of 10.5-Watts, voltage rating of 120-Volts, current rating of 90 Milli-Amps (input), 1.9-Amps (inrush) at 50/60-Hz. The 80-Degree very wide flood trim in matte finish, accommodates LED lamp. The lamp with 50000-Hour average life, delivers a white light output of 600-Lumens with a color temperature of 2700 to 5000K and CRI of 90. The 4-Inch round shaped trim features die-cast aluminum mounting frame with round or square flange and has aluminum heat sink. It has a height of 1.94-inches. The modern trim is suitable for use with airtite ceiling. It is perfect for use in point of purchase merchandizing display. It has a sound rating Gimbal rotates at 360-Degrees and tilts at +/- 30-Degrees holding any aiming angle Aluminum heat sink offers passive thermal cooling in IC and non-IC applications Closed cell gasket achieves restrictive airflow without extra gaskets or caulking, suitable for use in wet locations Features pre-galvanized steel driver / junction box with captive hinged junction box cover (2) 1/2-Inch Conduit pry-outs, (2) Slide-N-Side non-metallic (NM) wire traps allows wiring outside the box 120-Volt 60-Hz Constant current driver provides noise-free operation, continuous, flicker-free dimming from 100% to 5% with select leading or trailing edge 120-Volt phase cut dimmers Suitable for direct contact to air permeable insulation For accent or task lighting in low to medium height ceilings where energy savings, long life and economy are needed Halo HLA406VWFL9FS1EMWR Dimmable 4-Inch Ultra Thin Very Wide Flood LED Recessed Canless Wide Beam Adjustable Gimbal Trim With Remote Driver or Junction Box Round 120-Volt 10.5-Watt 2700 - 5000K 600-Lumens Matte | 2700 | 95 | 660 | 64.7059 | 50000 | 10.2 | 1 | 59.548 | 59.548 | 69.9712 | 2020Q3 | https://www.standardelectric.com/lighting-1600000000/halo-hla406vwfl9fs1emwr-dimmable-4-inch-ultra-thin-very-wide-flood-led-recessed-canless-wide-beam-adjustable-gimbal-trim-with-remote-driver-or-junction-box-round-120-volt-10-5-watt-2700-5000k-600-lumens-matte-854696 | Standard Electric | 2020 | Yes
LED Lighting | Downlight | Cooper Lighting | True |  |  |  | Other | Downlight Recessed Downlight Recessed Halo Ultra-thin LED lensed down light with matte white flange, has die-cast aluminum mounting frame with integral flange for added durability. It has a voltage rating of 120-Volts AC, current rating of 100-Milli-Amps and fixture wattage of 9-Watts. The high impact diffused lens shade ensures uniform light distribution. The round lamp has 3-Inch trim. The dimmable LED lamp delivers a light output of 500-Lumens with 3000K color temperature and 90 CRI. It has an average life of 50000 Hours. It uses leading and trailing edge phase dimming driver to produce varying light intensity of 5%. It is perfect for installation in insulated/non-insulated, air-tight ceiling with maximum ceiling thickness of 1-1/4-inches. It measures 3.58-Inch OD x 1.07-Inch. It includes remote driver/junction box. It has power factor of >=0.9 and an efficacy of 60 LPW. This down light is ideal for point of purchase merchandizing display. LED lensed down light meets UL Listed, cULus Certified, ASTM-E283-04, IES LM-80-08, TM-21-11 Tested, IECC, NEC 410.16, EMI/RFI Emissions per FCC 47 CFR Part 15 Consumer Limit, Title 24, JA8, RoHS and Energy Star standards. Halo HLB3059301EMWR Dimmable 3-Inch Ultra-Thin LED Lensed Down Light Round 120-Volt AC 9-Watt 3000K 500-Lumens Matte White Flange | 3000 | 94 | 560 | 61.5385 | 50000 | 9.1 | 1 | 25.724 | 25.724 | 30.2267 | 2020Q3 | https://www.standardelectric.com/lighting-1600000000/halo-hlb3059301emwr-dimmable-3-inch-ultra-thin-led-lensed-down-light-round-120-volt-ac-9-watt-3000k-500-lumens-matte-white-flange-891695 | Standard Electric | 2020 | Yes
LED Lighting | Downlight | Cooper Lighting | True |  |  |  | Other | Downlight Recessed Downlight Recessed Halo SeleCCTable™ Collection Ultra thin LED lensed downlight has matte white flange and die-cast aluminum construction for durability. This downlight can accommodate dimmable LED lamp for delivering a light output of 600-Lumens with 2700K- 5000K color temperature and 90 CRI. It has an average life of 50000 Hours. It has a fixture power rating of 12-Watts, voltage rating of 120-Volts AC at 60-Hz and current rating of 99-Milli-Amps. The round downlight has a trim of 4-inches and high impact diffused lens shade for even light distribution. It has an efficacy of 60 LPW and 20% THD. Downlight with 5% dimming LE and TE phase driver, measures 4.73-Inch Dia and power factor of >=0.9. It includes remote driver/junction box. It is suitable for wet locations. LED lensed downlight meets UL, cULus, ASTM-E283-04, IES LM-80-08 and TM-21-11 Tested, IECC, NEC 410.16, EMI/RFI Emissions per FCC 47CFR Part 15 Consumer Limits, California Title 24, JA8, RoHS and Energy Star standards. Recessed Halo HLB4069FS1EMWR Dimmable 4-Inch Ultra Thin Field Selectable CCT LED Lensed Down Light Round 120-Volt AC 90 CRI 2700 - 5000K 600-Lumens Matte White Flange SeleCCTable™ | 2700 | 95 | 723 | 60.25 | 50000 | 12 | 4 | 28.042 | 7.0105 | 8.2376 | 2020Q3 | https://www.standardelectric.com/lighting-1600000000/halo-hlb4069fs1emwr-dimmable-4-inch-ultra-thin-field-selectable-cct-led-lensed-down-light-round-120-volt-ac-90-cri-2700-5000k-600-lumens-matte-white-flange-selecctable-trade-789453 | Standard Electric | 2020 | Yes
LED Lighting | Downlight | Cooper Lighting | True |  |  | LED Retrofit Kit | LED Retrofit Kit | Downlight Solid State Retrofit Downlight Solid State Retrofit Halo Home All-purpose wireless LED retrofit baffle trim module in matte white baffle finish, provides Bluetooth mesh connectivity. It has E26 adapter socket to accommodate LED lamp for delivering a light output of 600-Lumens with 2700K/5000K color temperature and 90 CRI. It has an average life of 50000 Hours. This module has a fixture power rating of 7.6-Watts, voltage rating of 120-Volts AC at 50/60-Hz and current rating of 0.069-Amp. The round baffle trim module of 4-inches, has an impact-resistant convex polycarbonate lens for even light distribution. It has an efficacy of 75.7 LPW and 20% THD. Ceiling mountable module with 100 to 5% continuous flicker-free dimming driver, measures 5.12-Inch Dia x 2.43-Inch. It has a power factor >=0.90 and withstands a temperature ranging from -40 to 40 deg C. It includes 4.0 Bluetooth mesh wireless control protocol, LED array, heat sink, reflector, lens, baffle and trim ring. It is suitable for use with LED recessed housings. It is ideal for wet and damp locations. Module meets ASTM-E283, Energy Star, IECC, IES LM-80-08, TM-21-11, Title 24, Title 20, JA8, EMI/RFI emissions per FCC 47CFR Part 15, RoHS and cULus standards. Ceiling Halo Home RL4069BLE40AWH Dimmable 4-Inch All-Purpose Wireless LED Retrofit Baffle Trim Module With Bluetooth Mesh Connectivity 120-Volt AC 90 CRI 2700 - 5000K 600-Lumens Matte White Baffle | 2700 | 92 | 535 | 66.875 | 50000 | 8 | 1 | 40.016 | 40.016 | 47.0203 | 2020Q3 | https://www.standardelectric.com/lighting-1600000000/halo-home-rl4069ble40awh-dimmable-4-inch-all-purpose-wireless-led-retrofit-baffle-trim-module-with-bluetooth-mesh-connectivity-120-volt-ac-90-cri-2700-5000k-600-lumens-matte-white-baffle-739568 | Standard Electric | 2020 | Yes
LED Lighting | Downlight | Cooper Lighting | True |  |  | LED Retrofit Kit | LED Retrofit Kit | Downlight Solid State Retrofit Downlight Solid State Retrofit The Halo® LT4 combines the energy savings, long life and sustainability of LED in an easy to install retrofit baffle trim kit. Friction blades hold the trim tight to ceiling, use in new construction, remodeler and retrofit installation in Halo® and other compatible 4 Inch recessed housings. The diffuse lens provides shielding to the source and wet location listing, suitable for use in showers or in outdoor covered ceiling applications. Also conforms with NFPA requirements for closet use. Integral driver provides 120 Volt phase cut dimming, an inline connector provides power using a medium base socket adapter provided or connect directly to the mating connector in the LED housings. Ships with a gasket and makes any housing airtight for added energy savings and code compliance. Halo LT460WH6927R Dimmable 4-Inch All-Purpose LED Retrofit Trim Module Round 120-Volt AC 8.2-Watt 2700K 600-Lumens Matte White | 2700 | 92 | 630 | 76.8293 | 35000 | 8.2 | 6 | 18.791 | 3.1318 | 3.68 | 2020Q3 | https://www.standardelectric.com/lighting-1600000000/halo-lt460wh6927r-dimmable-4-inch-all-purpose-led-retrofit-trim-module-round-120-volt-ac-8-2-watt-2700k-600-lumens-matte-white-936380 | Standard Electric | 2020 | Yes
LED Lighting | Downlight | Cooper Lighting | True |  |  | LED Retrofit Kit | LED Retrofit Kit | Downlight Solid State Retrofit Downlight Solid State Retrofit The Halo® LT4 combines the energy savings, long life and sustainability of LED in an easy to install retrofit baffle trim kit. Friction blades hold the trim tight to ceiling, use in new construction, remodeler and retrofit installation in Halo® and other compatible 4 Inch recessed housings. The diffuse lens provides shielding to the source and wet location listing, suitable for use in showers or in outdoor covered ceiling applications. Also conforms with NFPA requirements for closet use. Integral driver provides 120 Volt phase cut dimming, an inline connector provides power using a medium base socket adapter provided or connect directly to the mating connector in the LED housings. Ships with a gasket and makes any housing airtight for added energy savings and code compliance. Halo LT460WH6930R Dimmable 4-Inch All-Purpose LED Retrofit Trim Module Round 120-Volt AC 8.3-Watt 3000K 600-Lumens Matte White | 3000 | 92 | 554 | 69.25 | 35000 | 8 | 6 | 17.034 | 2.839 | 3.3359 | 2020Q3 | https://www.standardelectric.com/lighting-1600000000/halo-lt460wh6930r-dimmable-4-inch-all-purpose-led-retrofit-trim-module-round-120-volt-ac-8-3-watt-3000k-600-lumens-matte-white-935045 | Standard Electric | 2020 | Yes
LED Lighting | Downlight | Cooper Lighting | True |  |  | LED Retrofit Kit | LED Retrofit Kit | Downlight Solid State Retrofit Downlight Solid State Retrofit The Halo® LT56 combines the energy savings, long life and sustainability of LED in an easy to install retrofit baffle trim kit. Dual-position torsion springs pull the trim tight to ceiling; use in new construction, remodeler and retrofit installation in Halo® and other compatible 5 Inch and 6 Inch recessed housings. The diffuse lens provides shielding to the source and wet location listing; suitable for use in showers or in outdoor covered ceiling applications. Also conforms with NFPA requirements for closet use. Integral driver provides 120 Volt phase cut dimming, an inline connector provides power using a medium base socket adapter provided or connect directly to the mating connector in the LED housings. Ships with a gasket and makes any housing airtight for added energy savings and code compliance. Halo LT560WH6940R Dimmable 5-Inch Hi-Lumen All Purpose LED Retrofit Trim Module Round 120-Volt 10.2 -Watt 90 CRI 4000K 746.6-Lumens Matte White | 4000 | 94 | 737 | 70.8654 | 35000 | 10.4 | 6 | 18.791 | 3.1318 | 3.68 | 2020Q3 | https://www.standardelectric.com/lighting-1600000000/halo-lt560wh6940r-dimmable-5-inch-hi-lumen-all-purpose-led-retrofit-trim-module-round-120-volt-10-2-watt-90-cri-4000k-746-6-lumens-matte-white-938366 | Standard Electric | 2020 | Yes
LED Lighting | Downlight | Cooper Lighting | True |  |  | Other | Other | Downlight Solid State Retrofit Downlight Solid State Retrofit Halo SeleCCTable™ All-purpose recyclable pack adjustable LED gimbal retrofit module with selectable switch, comes in matte white finish. The 5/6-Inch baffle trim is round in shape. It has a voltage rating of 120-Volts AC, current rating of 0.065-Milli-Amp and fixture wattage of 7-Watts. The LED lamp delivers a light output of 600-Lumens with 2700 - 5000K color temperature and 90 CRI. It has an average life of 70000 Hours. It uses leading/trailing edge phase cut dimming to 1%, continuous flicker-free dimming to 100 - 5% driver. The ceiling mountable module measures 7.25-Inch Dia x 3.5-Inch. It has power factor of >=0.9. It is suitable for use with 5 or 6-Inch H550, H750, H5 and H7 Series housings. Adjustable LED gimbal retrofit module meets UL, IES LM-79-08 and LM-80-08, TM-21-11 Tested, Title 24 JA8-2016-E, IECC, RoHS, EMI/RFI FCC 47CFR Part 15 Consumer Limits, Energy Star Qualified standards. Ceiling Halo RA56069S1EWHR Dimmable 5-Inch or 6-Inch All-Purpose Recyclable Pack Adjustable LED Gimbal Retrofit Module With SeleCCTable Switch Round 120-Volt AC 7-Watt 2700 - 5000K 600-Lumens Matte White SeleCCTable™ | 2700 | 95 | 630 | 90 | 70000 | 7 | 1 | 56.593 | 56.593 | 66.499 | 2020Q3 | https://www.standardelectric.com/lighting-1600000000/halo-ra56069s1ewhr-dimmable-5-inch-or-6-inch-all-purpose-recyclable-pack-adjustable-led-gimbal-retrofit-module-with-selecctable-switch-round-120-volt-ac-7-watt-2700-5000k-600-lumens-matte-white-selecctable-trade-910232 | Standard Electric | 2020 | Yes
LED Lighting | Downlight | Cooper Lighting | True |  |  |  | Other | Downlight Recessed Downlight Recessed Halo SeleCCTable™ All-purpose recyclable pack LED retrofit baffle trim module with selectable switch, comes in matte white finish. The 4-Inch baffle trim is round in shape. It has a voltage rating of 120-Volts AC, current rating of 74-Milli-Amps and fixture wattage of 8.7-Watts. The LED lamp delivers a light output of 600-Lumens with 2700 - 5000K color temperature and 90 CRI. It uses leading/trailing edge phase cut dimming to 5%, continuous flicker-free dimming to 100 - 5% driver. The direct mountable trim module measures 5.12-Inch Dia x 1.95-Inch. It has power factor of >=0.9 and efficacy of 75 LPW. It is suitable for use with 4-Inch recessed LED down light housings. It is ideal for new construction, remodel and retrofit installation. LED retrofit baffle trim module meets UL, Energy Star Qualified, EMI/RFI FCC 47CFR Part 15 Consumer Limits, ASTM-E283, NEC 410.16, IES LM-79-08, LM-80-08 and TM-21-11 Tested, IECC and Washington State Energy Code, Title 20, Title 24 JA8-2016-E, RoHS standards. Direct Halo RL4069S1EWHDMR Dimmable 4-Inch All-Purpose Recyclable Pack LED Retrofit Baffle Trim Module With SeleCCTable Switch Round 120-Volt AC 8.7-Watt 2700 - 5000K 600-Lumens Matte White SeleCCTable™ | 3000 | 94 | 652 | 74.9425 | 70000 | 8.7 | 1 | 47.467 | 47.467 | 55.7756 | 2020Q3 | https://www.standardelectric.com/lighting-1600000000/halo-rl4069s1ewhdmr-dimmable-4-inch-all-purpose-recyclable-pack-led-retrofit-baffle-trim-module-with-selecctable-switch-round-120-volt-ac-8-7-watt-2700-5000k-600-lumens-matte-white-selecctable-trade-910601 | Standard Electric | 2020 | Yes
LED Lighting | Downlight | Cooper Lighting | False |  |  | LED Retrofit Kit | LED Retrofit Kit | Downlight Solid State Retrofit Downlight Solid State Retrofit Halo RL4 Series 4-Inch Round LED retrofit baffle trim in matte white finish, features die-cast baffle and polycarbonate lens. It has 90 CRI 600-Lumens 2700K LED lamp that has voltage rating of 120-Volts and current rating of 0.075 - 0.0875-Amp. It measures 5.12-Inch OD x 1.99-Inch. Dimmable trim withstands ambient temperature range of 25 to 40 deg C. It is ideal for Use with Halo 4-Inch LED housings. LED retrofit baffle trim is UL/cUL listed, FCC/Energy Star certified and RoHS compliant. Recessed Halo RL460WH927PK 4-Inch Baffle RL4 Series LED Retrofit Recessed Trim Round Matte White | 2700 | 92 | 530 | 66.25 | 50000 | 8 | 1 | 35.69 | 35.69 | 41.9371 | 2020Q3 | https://www.standardelectric.com/lighting-1600000000/halo-rl460wh927pk-4-inch-baffle-rl4-series-led-retrofit-recessed-trim-round-matte-white-294803 | Standard Electric | 2020 | Yes
LED Lighting | Downlight | Cooper Lighting | False |  |  | LED Retrofit Kit | LED Retrofit Kit | Downlight Solid State Retrofit Downlight Solid State Retrofit Halo RL4 Series 4-Inch Round LED retrofit baffle trim in matte white finish, features die-cast baffle and polycarbonate lens. It has 90 CRI 600-Lumens 3000K LED lamp that has voltage rating of 120-Volts and current rating of 0.075 - 0.0875-Amp. It measures 5.12-Inch OD x 1.99-Inch. Dimmable trim withstands ambient temperature range of 25 to 40 deg C. It is ideal for Use with Halo 4-Inch LED housings. LED retrofit baffle trim is UL/cUL listed, FCC/Energy Star certified and RoHS compliant. Recessed Halo RL460WH930PK 4-Inch Baffle RL4 Series LED Retrofit Recessed Trim Round Matte White | 3000 | 91 | 570 | 71.25 | 50000 | 8 | 1 | 37.729 | 37.729 | 44.333 | 2020Q3 | https://www.standardelectric.com/lighting-1600000000/halo-rl460wh930pk-4-inch-baffle-rl4-series-led-retrofit-recessed-trim-round-matte-white-247041 | Standard Electric | 2020 | Yes
LED Lighting | Downlight | Cooper Lighting | True |  |  | Other | Other | Downlight Solid State Retrofit Downlight Solid State Retrofit Halo All-purpose selectable series LED retrofit baffle trim module in matte white finish, has a voltage rating of 120-Volts AC, current rating of 0.15-Amp and fixture wattage of 7.6-Watts. The convex impact-resistant polycarbonate regressed lens shade ensures uniform light distribution. The round baffle trim module with E26 adapter socket, has size of 5 or 6-inches. The dimmable LED lamp delivers a light output of 600-Lumens with 2700K - 5000K color temperature and 90 CRI. It has an average life of 70000 Hours. It uses leading and trailing edge phase dimming driver to produce varying light intensity of 1%. It is perfect for installation in insulated/non-insulated, air-tight ceiling. It measures 7.25-Inch OD x 2.67-Inch. It includes screw base E26 adapter. It is suitable for use with 5 or 6-Inch housings. It has power factor of >0.9. LED retrofit baffle trim module meets UL Listed, Energy Star Certified, IECC, T24, T20, FCC Title 47 CFR, Part 15, Class B Consumer Limit, RoHS standards. Halo RL56069S1EWHR Dimmable 5-Inch or 6-Inch Selectable Series All-Purpose LED Retrofit Baffle Trim Module Round 120-Volt AC 7.6-Watt 2700 - 5000K 600-Lumens Matte White Baffle | 2700 | 96 | 693 | 87.7215 | 70000 | 7.9 | 1 | 31.781 | 31.781 | 37.3439 | 2020Q3 | https://www.standardelectric.com/lighting-1600000000/halo-rl56069s1ewhr-dimmable-5-inch-or-6-inch-selectable-series-all-purpose-led-retrofit-baffle-trim-module-round-120-volt-ac-7-6-watt-2700-5000k-600-lumens-matte-white-baffle-910771 | Standard Electric | 2020 | Yes
LED Lighting | Downlight | Cooper Lighting | False |  |  | LED Retrofit Kit | LED Retrofit Kit | Downlight Solid State Retrofit Downlight Solid State Retrofit Halo RL56-600 Series 5/6-Inch Round LED retrofit baffle trim in matte white finish, features polycarbonate lens. It has 9 - 10.5-Watt 90 CRI 950-Lumens 3000K LED lamp that has voltage rating of 120-Volts and current rating of 0.15-Amp. It measures 7.25-Inch OD x 2.33-Inch. Dimmable trim withstands ambient temperature range of 25 to 40 deg C. It is ideal for use with Halo 5-Inch and 6-Inch LED Housings. LED retrofit baffle trim is UL/cUL listed, FCC/Energy Star certified and RoHS compliant. Recessed Halo RL560WH6930 5-Inch or 6-Inch Baffle RL56-600 Series LED Recessed Retrofit Trim Round Matte White 90 CRI 3000K 950 Lumens | 3000 | 91 | 645 | 73.2955 | 50000 | 8.8 | 1 | 31.724 | 31.724 | 37.2769 | 2020Q3 | https://www.standardelectric.com/lighting-1600000000/halo-rl560wh6930-5-inch-or-6-inch-baffle-rl56-600-series-led-recessed-retrofit-trim-round-matte-white-90-cri-3000k-950-lumens-294808 | Standard Electric | 2020 | Yes
LED Lighting | Downlight | Cooper Lighting | True |  |  |  | Other | Downlight Recessed Downlight Recessed Halo SeleCCTable™ All-purpose recyclable pack LED retrofit baffle trim module with selectable switch, comes in matte white finish. The 6-Inch baffle trim is round in shape. It has a voltage rating of 120-Volts AC, current rating of 74-Milli-Amps and fixture wattage of 8.7-Watts. The LED lamp delivers a light output of 600-Lumens with 2700 - 5000K color temperature and 90 CRI. It uses leading/trailing edge phase cut dimming to 5%, continuous flicker-free dimming to 100 - 5% driver. The direct mountable trim module measures 7.25-Inch Dia x 1.94-Inch. It has power factor of >=0.9 and efficacy of 82.8 LPW. It is suitable for use with 4-Inch recessed LED down light housings. It is ideal for new construction, remodel and retrofit installation. LED retrofit baffle trim module meets UL, Energy Star Qualified, EMI/RFI FCC 47CFR Part 15 Consumer Limits, ASTM-E283, NEC 410.16, IES LM-79-08, LM-80-08 and TM-21-11 Tested, IECC and Washington State Energy Code, Title 20, Title 24 JA8-2016-E, RoHS standards. Direct Halo RL6069S1EWHDMR Dimmable 6-Inch All-Purpose Recyclable Pack LED Retrofit Baffle Trim Module With SeleCCTable Switch Round 120-Volt AC 8.7-Watt 2700 - 5000K 600-Lumens Matte White SeleCCTable™ | 3000 | 94 | 719 | 82.6437 | 70000 | 8.7 | 1 | 52.364 | 52.364 | 61.5297 | 2020Q3 | https://www.standardelectric.com/lighting-1600000000/halo-rl6069s1ewhdmr-dimmable-6-inch-all-purpose-recyclable-pack-led-retrofit-baffle-trim-module-with-selecctable-switch-round-120-volt-ac-8-7-watt-2700-5000k-600-lumens-matte-white-selecctable-trade-910599 | Standard Electric | 2020 | Yes
LED Lighting | Downlight | Cooper Lighting | True |  |  | LED Retrofit Kit | LED Retrofit Kit | Downlight Solid State Retrofit Downlight Solid State Retrofit Halo LED Downlight delivers up to 754-Lumens of usable light. It has a color temperature of 2700K and CRI of 93 for superior color rendering. It features up to 50000 hour lamp life. This LED downlight has polycarbonate frame stamped aluminum housing to provide thermal cooling and non-electrically conductive, high impact diffuse polystyrene lens that provide shielding to the light guide with no pixilation. The mounting/retention adjustable spider plate allows for quick installation into both junction boxes and recessed housings. LED downlight meets Energy Star, IECC, RoHS and cULus standards. Surface Halo SMD6R6927WH LED Down Light 9.6-Watt 120-Volt AC 93 CRI 2700K 754-Lumens Matte White | 2700 | 93 | 600 | 62.5 | 50000 | 9.6 | 1 | 50.858 | 50.858 | 59.7601 | 2020Q3 | https://www.standardelectric.com/lighting-1600000000/halo-smd6r6927wh-led-down-light-9-6-watt-120-volt-ac-93-cri-2700k-754-lumens-matte-white-601179 | Standard Electric | 2020 | Yes
LED Lighting | Downlight | Philips Lighting | True |  |  |  |  | Downlight Solid State Retrofit Downlight Solid State Retrofit Lightolier LED retrofit downlight in matte white finish, has 1-piece self flange spun aluminum flange and stainless steel friction spring for strength and durability. The round downlight has high transmittance lens and medium base socket that can accommodate 18.5-Watt LED lamp that delivers 1400-Lumen light output. This 90-CRI dimmable downlight has a color temperature of 3000K and an average life of 42000 Hours. It is recessed mountable and has 5- or 6-Inch trim. The downlight measuring 5-1/2 to 6-Inch x 7-3/8-Inch, has a current rating of 161-Amps, operating temperature rating from -20 to 40 deg C and voltage rating of 120-Volts AC at 60-Hz. It is suitable for residential and hospital use. The downlight meets cULus, Title 24, RoHS and Energy Star standards. Lightolier RD5R129301W Dimmable IC 5-Inch or 6-Inch LED Retrofit Down Light 120-Volt AC Round 18.5-Watt 1400-Lumens 3000K 90 CRI Matte White | 3000 | 93 | 1467 | 82.4157 | 42000 | 17.8 | 1 | 30.586 | 30.586 | 35.9397 | 2020Q3 | https://www.standardelectric.com/lighting-1600000000/lightolier-rd5r129301w-dimmable-ic-5-inch-or-6-inch-led-retrofit-down-light-120-volt-ac-round-18-5-watt-1400-lumens-3000k-90-cri-matte-white-674976 | Standard Electric | 2020 | Yes
LED Lighting | Downlight | Lotus LED Lights | True |  |  |  |  | Downlight Recessed Downlight Recessed Lotus LED Lights Regressed LED recessed lighting fixture in white finish, has die-cast aluminum alloy body for corrosion resistance and durability. It has driver inside connection box that eliminates the need of junction box. The round fixture can accommodate one 15-Watt LED lamp that delivers a soft white light of 1250 Lumens. The 90+ CRI lamp has a color temperature of 3000K and an average life of 50000 Hours. It is ceiling mountable and has 6-Inch gimbal trim. The lighting fixture measuring 5-1/4-Inch x 7-1/2-Inch x 3-1/2-Inch, has a current rating of 0.1219-Amp, ambient temperature rating from -40 to 104 deg F and voltage rating of 120-Volts AC at 50/60-Hz. It is suitable for use in wet locations, insulated, airtight and non-insulated ceilings, sloped ceilings, highlighting artwork and soffit installations. This lighting fixture offers IP54-degree of protection. The LED recessed lighting fixture meets CSA C22.2 No. 250.0, cULus, Lighting Facts, Type IC, Title 24, FCC, RoHS and Energy Star standards. Lotus LED Lights LRG6-30K-WH Dimmable IC Airtight 6-Inch Regressed LED Recessed Lighting Fixture 120-Volt AC Round 15-Watt 1250-Lumens 3000K 90 CRI White | 3000 | 93 | 1250 | 83.3333 | 36000 | 15 | 1 | 131.501 | 131.501 | 154.5188 | 2020Q3 | https://www.standardelectric.com/lighting-1600000000/lotus-led-lights-lrg6-30k-wh-dimmable-ic-airtight-6-inch-regressed-led-recessed-lighting-fixture-120-volt-ac-round-15-watt-1250-lumens-3000k-90-cri-white-687299 | Standard Electric | 2020 | Yes
LED Lighting | Downlight | MaxLite | True |  |  |  |  | Downlight Recessed Downlight Recessed MaxLite Universal commercial color selectable LED recessed retrofit down light with white baffle trim, has a voltage rating from 120 to 277-Volts AC and fixture wattage of 13-Watts. The round lamp has 8-Inch baffle trim. The dimmable LED lamp delivers a light output of 1100-Lumens with 3000K/3500K/4000K color temperature and 80 CRI. It has an average life of 50000 Hours. It uses 120-Volt TRIAC driver for dimming functions. The 110-Degree beam angle provides even light distribution. It is perfect for installation in non-insulated ceiling. The ceiling mountable lamp measures 7.5-Inch ID x 10.29-Inch OD x 4.43-Inch. It includes 24-Inch power whip. It has power factor of 0.7 and efficacy of 85 LPW. It is suitable for hospitality, retail, office and other commercial lighting applications. LED recessed retrofit down light meets cETLus Intertek Certified, Energy Star Qualified, FCC, RoHS Compliant, LM-80 Tested standards. Ceiling MaxLite RCF813CSW Dimmable 8-Inch Universal Commercial Color Selectable LED Recessed Retrofit Down Light Round 120 - 277-Volt AC 13-Watt 3000K/3500K/4000K 1100-Lumens White Baffle Trim | 4000 | 84 | 1100 | 84.6154 | 50000 | 13 | 1 | 49.09 | 49.09 | 57.6826 | 2020Q3 | https://www.standardelectric.com/lighting-1600000000/maxlite-rcf813csw-dimmable-8-inch-universal-commercial-color-selectable-led-recessed-retrofit-down-light-round-120-277-volt-ac-13-watt-3000k-3500k-4000k-1100-lumens-white-baffle-trim-870556 | Standard Electric | 2020 | Yes
LED Lighting | Downlight | NSL | True |  |  |  |  | Downlight Recessed Downlight Recessed NSL 3-Inch LED Gimbal downlight has a fixture rating of 9-Watts, voltage rating of 21-Volts DC and current rating of 320-Milli-Amps. The LED lamp delivers 700-Lumen neutral white light with 4000K color temperature. It has an average life of 50000 Hours and spreads light at 36-Degree beam. The round LED downlight in white gloss enamel finish, supports 5% dimming. It is suitable for damp location. It is perfect for kitchens, pantries, laundry rooms, bathrooms residential application and lobbies, hallways, elevators, stairways, retail, restaurants, office lighting commercial applications. The LED Gimbal downlight meets UL 2108 and cETLus Certified. NSL GDL-3-9W-36-NW-WH Dimmable 3-Inch LED Gimbal Down Light Round 21-Volt DC 9-Watt 4000K 700-Lumens White Gloss Enamel | 2700 | 82 | 720 | 80 | 35000 | 9 | 1 | 45.657 | 45.657 | 53.6487 | 2020Q3 | https://www.standardelectric.com/lighting-1600000000/nsl-gdl-3-9w-36-nw-wh-dimmable-3-inch-led-gimbal-down-light-round-21-volt-dc-9-watt-4000k-700-lumens-white-gloss-enamel-789194 | Standard Electric | 2020 | Yes
LED Lighting | Downlight | NSL | True |  |  |  |  | Downlight Recessed Downlight Recessed NSL Adjustable LED gimbal downlight in white finish, can accommodate dimmable LED lamp for delivering a warm white light output of 870-Lumens with 3000K color temperature and >90 CRI. It has an average life of 50000 Hours. It has a fixture power rating of 12-Watts, voltage rating of 30-Volts DC and current rating of 320-Milli-Amps. New construction round downlight has a trim of 4-inches. Downlight with 5% dimming driver, measures 5.1-Inch Dia x 2-Inch. It is suitable for residential applications: kitchens, pantries, laundry rooms, bathrooms and commercial applications: lobbies, hallways, elevators, stairways, retail, restaurants and office lighting. Adjustable LED gimbal downlight meets Energy Star and cETLus standards. Recessed NSL GDL-4-12W-36-WW-WH Dimmable 4-Inch New Construction Adjustable LED Gimbal Down Light Round 30-Volt DC 90 CRI 3000K 870-Lumens White | 2700 | 81 | 960 | 80 | 35000 | 12 | 1 | 59.051 | 59.051 | 69.3872 | 2020Q3 | https://www.standardelectric.com/lighting-1600000000/nsl-gdl-4-12w-36-ww-wh-dimmable-4-inch-new-construction-adjustable-led-gimbal-down-light-round-30-volt-dc-90-cri-3000k-870-lumens-white-772572 | Standard Electric | 2020 | Yes
LED Lighting | Downlight | NSL | True |  |  |  |  | Downlight Recessed Downlight Recessed NSL Thin-line 3rd generation LED downlight in white finish, has 4-Inch trim. It has fixture wattage of 9-Watts, voltage ranging from 100 to 120-Volts AC( Input), 21-Volts DC and current rating of 320-Milli-Amp at 60-Hz. The LED downlight accommodates (48) LED lamps. The lamp with 50000-Hour average life, delivers a neutral white light output of 630-Lumens with a color temperature of 4000K and CRI of >80. The round shaped LED downlight measures 4.73-Inch Dia x 0.5-Inch. The ceiling mountable LED downlight is suitable for use with non-insulated, air-tight ceiling. The LED downlight meets cETLus, Energy Star and Reg standards. Ceiling NSL LVLDL-04-NW-WH-R-L3 Dimmable 4-Inch Thin-Line 3rd Generation LED Down Light Round 100 - 120-Volt AC 9-Watt 4000K 630-Lumens White | 2700 | 94 | 630 | 70 | 35000 | 9 | 48 | 26.052 | 0.54275 | 0.63775 | 2020Q3 | https://www.standardelectric.com/lighting-1600000000/nsl-lvldl-04-nw-wh-r-l3-dimmable-4-inch-thin-line-3rd-generation-led-down-light-round-100-120-volt-ac-9-watt-4000k-630-lumens-white-880182 | Standard Electric | 2020 | No
LED Lighting | Downlight | NSL | True |  |  |  |  | Downlight Recessed Downlight Recessed NSL Thin-Line generation 3 LED down light in white finish, has a voltage rating from 100 to 120-Volts AC and fixture wattage of 9-Watts. The dimmable LED lamp delivers warm white light output of 630-Lumens with 3000K color temperature and >80 CRI. It has an average life of >50000 Hours. It uses dimming driver, dimmable up to 5%. It is perfect for installation in non-insulated ceiling. The light has an efficacy of 64 LPW. It measures 4.73-Inch x 4.73-Inch x 0.5-Inch. It is perfect for wet locations. LED down light meets cETLus Certified, Energy Star Qualified standards. NSL LVLDL-04S-WW-WH-R-L3 Dimmable 4-Inch Thin-Line Generation 3 LED Down Light Square 100 - 120-Volt AC 9-Watt 3000K 630-Lumens White | 2700 | 94 | 606 | 67.3333 | 35000 | 9 | 48 | 36.323 | 0.75673 | 0.88919 | 2020Q3 | https://www.standardelectric.com/lighting-1600000000/nsl-lvldl-04s-ww-wh-r-l3-dimmable-4-inch-thin-line-generation-3-led-down-light-square-100-120-volt-ac-9-watt-3000k-630-lumens-white-858560 | Standard Electric | 2020 | No
LED Lighting | Downlight | NSL | True |  |  |  |  | Downlight Recessed Downlight Recessed NSL Thin-line LED downlight in white finish, has 6-Inch trim. It has fixture wattage of 12-Watts, voltage ranging from 100 to 120-Volts AC at 60-Hz. The LED downlight accommodates (72) LED lamps. The lamp with >50000-Hour average life, delivers a light output of 840-Lumens with a color temperature of 2700K/3000K/4000K and CRI of 80+. The round shaped LED downlight measures 6.85-Inch Dia x 0.5-Inch. The surface mountable LED downlight is suitable for use with non-insulated, airtight ceiling. It includes (1) surface mount fixture, (1) mounting plate, (3) wire nuts, (1) fitting instruction manual, (2) wood screws. It is designed for use in kitchens and pantries, lobbies and hallways, laundry rooms and bathrooms, banquet halls, elevators, retail lighting, restaurants and offices. The LED downlight meets cETLus, Energy Star standards. Surface NSL LVLDL-06-CCT-WH-R-L3 Dimmable 6-Inch Thin-Line LED Down Light Round 100 - 120-Volt AC 12-Watt 2700K/3000K/4000K 840-Lumens White | 2700 | 94 | 840 | 70 | 35000 | 12 | 72 | 50.974 | 0.70797 | 0.83189 | 2020Q3 | https://www.standardelectric.com/lighting-1600000000/nsl-lvldl-06-cct-wh-r-l3-dimmable-6-inch-thin-line-led-down-light-round-100-120-volt-ac-12-watt-2700k-3000k-4000k-840-lumens-white-855968 | Standard Electric | 2020 | No
LED Lighting | Downlight | NSL | True |  |  |  |  | Downlight Recessed Downlight Recessed NSL Thin-line 3rd generation LED downlight in white finish, has 8-Inch trim. It has fixture wattage of 20-Watts, voltage ranging from 100 to 120-Volts AC( Input), 18-Volts DC, current rating of 700-Milli-Amp at 60-Hz. The LED downlight accommodates (120) LED lamps. The lamp with 50000-Hour average life, delivers a neutral white light output of 1400-Lumens with a color temperature of 4000K and CRI of >80. The round shaped LED downlight measures 10.79-Inch Dia x 0.5-Inch. The ceiling mountable LED downlight is suitable for use with non-insulated, air-tight ceiling. The LED downlight meets cETLus, Energy Star and Reg standards. Ceiling NSL LVLDL-08-NW-WH-R-L3 Dimmable 8-Inch Thin-Line 3rd Generation LED Down Light Round 100 - 120-Volt AC 20-Watt 4000K 1400-Lumens White | 2700 | 93 | 1050 | 70 | 35000 | 15 | 120 | 51.89 | 0.43242 | 0.50811 | 2020Q3 | https://www.standardelectric.com/lighting-1600000000/nsl-lvldl-08-nw-wh-r-l3-dimmable-8-inch-thin-line-3rd-generation-led-down-light-round-100-120-volt-ac-20-watt-4000k-1400-lumens-white-853716 | Standard Electric | 2020 | No
LED Lighting | Downlight | NSL | True |  |  |  |  | Downlight Recessed Downlight Recessed NSL 8-Inch Thin-line, 3rd Generation LED downlight has a fixture rating of 15-Watts, voltage ranging from 100 to 120-Volts AC. The LED lamp delivers 1050-Lumen warm white light with 3000K color temperature and >80 CRI. The LED downlight with non-insulated, airtight ceiling type, supports 5% dimming. The round LED downlight in white finish, has an average life of 50000 Hours and spreads light at 120-Degree beam. It is suitable for wet locations. It is perfect for down lighting, retail stores, commercial lighting, down lighting remodel and general area lighting. The LED downlight meets cETLus and Energy Star standards. NSL LVLDL-08-WW-WH-R-L3 Dimmable 8-Inch Thin-Line 3rd Generation LED Down Light Round 100 - 120-Volt AC 15-Watt 3000K 1050-Lumens White | 2700 | 93 | 1050 | 70 | 35000 | 15 | 96 | 42.18 | 0.43938 | 0.51628 | 2020Q3 | https://www.standardelectric.com/lighting-1600000000/nsl-lvldl-08-ww-wh-r-l3-dimmable-8-inch-thin-line-3rd-generation-led-down-light-round-100-120-volt-ac-15-watt-3000k-1050-lumens-white-827326 | Standard Electric | 2020 | No
LED Lighting | Reflector | Philips Lighting | True |  | Reflector (Flood/Spot) | PAR16 | GU10 | Damp Location Rated,Recessed Fixtures Damp Location Rated,Recessed Fixtures Philips Lighting MasterColor® CDM 150-Watt ED17 E26 single contact medium screw base metal halide lamp offers 10140 mean Lumens for bright and crisp light output. It has voltage rating of 95-Volts and 1.8-Amps. This lamp in clear color, has color rendering index of 90. Lamp with 4000K color temperature rating radiates deluxe cool white light to the surrounding. It measures 5.438-Inch x 2.125-Inch Dia. Lamp delivers average life of 20000 hours. Lamp features hard glass construction with brass cap. Lamp contains 11.4 mg of mercury. Cap-base of this lamp withstands temperature of 190 deg C. Metal halide lamp is perfect for general lighting applications. Philips Lighting 377200 ED17 Metal Halide Lamp 150-Watt E26 Medium Base 10140-Lumens 90 CRI 4000K Deluxe Cool White MasterColor® CDM | 3000 | 82 | 500 | 76.9231 | 15000 | 6.5 | 12 | 43.825 | 3.6521 | 4.2913 | 2020Q3 | https://www.standardelectric.com/lighting-1600000000/philips-lighting-377200-ed17-metal-halide-lamp-150-watt-e26-medium-base-10140-lumens-90-cri-4000k-deluxe-cool-white-mastercolor-reg-cdm-31260 | Standard Electric | 2020 | Yes
LED Lighting | Decorative | Philips Lighting | True |  | Globe | G16.5 | E26 (Medium) | Not for Use in Recessed Fixtures,Damp Location Rated Not for Use in Recessed Fixtures,Damp Location Rated Philips Lighting MasterColor® CDM-TM Elite 20-Watt T4 GU6.5 base metal-halide lamp offers 1800 initial Lumens for crisp light output. It has voltage rating of 95-Volts and 0.5-Amp. This lamp in clear color, has color rendering index of 84. Lamp with 3000K color temperature rating radiates warm white light to the surrounding. It has overall length of 2-1/4-inches. Lamp delivers average life of 15000 hours. Lamp contains 3.5 mg of mercury. Lamp system includes a MiniMasterColor 3000K lamp, eVision electronic ballast as well as a twist & lock lamp base. Cap-base of this lamp withstands temperature of 250 deg C. It is perfect for accent and display lighting in speciality retail and architectural outdoor applications. Philips Lighting 408500 T4 Metal Halide Lamp 20-Watt GU6.5 Base 1800-Lumens 84 CRI 3000K Warm White MasterColor® CDM-TM Elite | 2700 | 92 | 500 | 90.9091 | 15000 | 5.5 | 1 | 68.334 | 68.334 | 80.2951 | 2020Q3 | https://www.standardelectric.com/lighting-1600000000/philips-lighting-408500-t4-metal-halide-lamp-20-watt-gu6-5-base-1800-lumens-84-cri-3000k-warm-white-mastercolor-reg-cdm-tm-elite-31512 | Standard Electric | 2020 | Yes
LED Lighting | Downlight | Philips Lighting | False |  | MRC11 |  |  | Downlight Surface Mount Downlight Surface Mount Philips Lighting Blister-carded 20-Watt MRC11 GU4 halogen lamp offers 230-Lumens light output. It has color temperature rating of 2800K and color rendering index of 100. Lamp in clear color, has average life of 2000 hours. It offers flood light distribution at beam angle of 30-degree. This lamp has voltage rating of 12-Volts. It measures 1.55-Inch Dia x 1-5/8-Inch. Philips Lighting 419309 MR11 Blister-Carded Halogen Lamp 20-Watt GU4 Base 230-Lumens 100 CRI 2800K Warm White | 3000 | 95 | 1217 | 72.4405 | 56000 | 16.8 | 1 | 8.579 | 8.579 | 10.0807 | 2020Q3 | https://www.standardelectric.com/lighting-1600000000/philips-lighting-419309-mr11-blister-carded-halogen-lamp-20-watt-gu4-base-230-lumens-100-cri-2800k-warm-white-86870 | Standard Electric | 2020 | Yes
LED Lighting | A-Type | PLT |  |  |  | A21 | Medium (E26) | Description Perfect for use in general lighting such as table lamps, ceiling fans, and bedrooms. Provides up to 84 percent in energy savings compared to traditional incandescents Halogen color light creates an inviting atmosphere 1550 Lumens - 3000 Kelvin - Medium Base - 120 Volt - 10 Pack - PLT-11025-10PK LED A21 - 16 Watt - 100 Watt Equal - Halogen Match | 3000 |  | 1550 | 96.875 |  | 16 | 10 | 34.9 | 3.49 | 4.1009 | 2020Q3 | https://www.1000bulbs.com/product/217726/PLT-11025-10PK.html | 1000bulbs.com | 2020 | Yes
LED Lighting | A-Type | Satco | False |  | A19/21 | E26 (Medium) | E26 (Medium) | Home / Light Bulbs / LED / Satco - S8566 - 15.5A19/LED/27K/ND/120V/4PK 4-Pack; Carded Item 15.5W A19 LED Lamp - 1490 Lumens - Warm White (2700K) - 90 CRI - 15000 hrs. - E26 (Medium) - 120 to 130V - Frost Satco - S8566 - 15.5A19/LED/27K/ND/120V/4PK | 2700 | 90 | 1490 | 96.129 | 15000 | 15.5 | 1 | 30.82 | 30.82 | 36.2147 | 2020Q3 | https://shop.regencylighting.com/lamps/led/15-5a19-led-27k-nd-120v-4pk-s8566.html | Regency Lighting | 2020 | Yes
LED Lighting | A-Type | Satco | False |  | A19/21 | E26 (Medium) | E26 (Medium) | Home / Light Bulbs / LED / Satco - S8567 - 15.5A19/LED/30K/ND/120V/4PK 4-Pack 15.5W A19 LED Lamp - 1490 Lumens - Warm White (3000K) - 90 CRI - 15000 Hours - E26 (Medium) - 120 to 130V - Frost Satco - S8567 - 15.5A19/LED/30K/ND/120V/4PK | 3000 | 90 | 1490 | 96.129 | 15000 | 15.5 | 1 | 23.55 | 23.55 | 27.6722 | 2020Q3 | https://shop.regencylighting.com/lamps/led/15-5a19-led-30k-nd-120v-4pk-s8567.html | Regency Lighting | 2020 | Yes
LED Lighting | A-Type | Satco | False |  | A19/21 | E26 (Medium) | E26 (Medium) | Home / Light Bulbs / LED / Satco - S8490 - 15.5A19/LED/40K/ND/120V/4PK Approved for Enclosed Fixtures; Damp Location Rated; Carded Item 15.5W A19 LED Lamp - 1490 Lumens - Cool White (4000K) - 90 CRI - 15000 hrs. - E26 (Medium) - 120 to 130V - - Frost Satco - S8490 - 15.5A19/LED/40K/ND/120V/4PK | 4000 | 90 | 1490 | 96.129 | 15000 | 15.5 | 1 | 30.82 | 30.82 | 36.2147 | 2020Q3 | https://shop.regencylighting.com/lamps/led/15-5a19-led-40k-nd-120v-4pk-s8490.html | Regency Lighting | 2020 | Yes
LED Lighting | A-Type | Satco | False | Daylighting/Photocell, | A19/21 | E26 (Medium) | E26 (Medium) | Home / Light Bulbs / LED / Satco - S8568 - 15.5A19/LED/50K/ND/120V/4PK 4-Pack 15.5W A19 LED Lamp - 1490 Lumens - Daylight (5000K) - 90 CRI - 15000 Hours - E26 (Medium) - 120 to 130V - Frost Satco - S8568 - 15.5A19/LED/50K/ND/120V/4PK | 5000 | 90 | 1490 | 96.129 | 15000 | 15.5 | 1 | 30.82 | 30.82 | 36.2147 | 2020Q3 | https://shop.regencylighting.com/lamps/led/15-5a19-led-50k-nd-120v-4pk-s8568.html | Regency Lighting | 2020 | Yes
LED Lighting | A-Type | Satco | False |  | A19/21 | E26 (Medium) | E26 (Medium) | Home / Light Bulbs / LED / LED A-Line / Satco - S8566 - 15.5A19/LED/27K/ND/120V/4PK 4-Pack; Carded Item 15.5W A19 LED Lamp - 1490 Lumens - Warm White (2700K) - 90 CRI - 15000 hrs. - E26 (Medium) - 120 to 130V - Frost Satco - S8566 - 15.5A19/LED/27K/ND/120V/4PK | 2700 | 90 | 1490 | 96.129 | 15000 | 15.5 | 1 | 30.82 | 30.82 | 36.2147 | 2020Q3 | https://shop.regencylighting.com/lamps/led/a-line/15-5a19-led-27k-nd-120v-4pk-s8566.html | Regency Lighting | 2020 | Yes
LED Lighting | A-Type | Satco | False |  | A19/21 | E26 (Medium) | E26 (Medium) | Home / Light Bulbs / LED / LED A-Line / Satco - S8567 - 15.5A19/LED/30K/ND/120V/4PK 4-Pack 15.5W A19 LED Lamp - 1490 Lumens - Warm White (3000K) - 90 CRI - 15000 Hours - E26 (Medium) - 120 to 130V - Frost Satco - S8567 - 15.5A19/LED/30K/ND/120V/4PK | 3000 | 90 | 1490 | 96.129 | 15000 | 15.5 | 1 | 23.55 | 23.55 | 27.6722 | 2020Q3 | https://shop.regencylighting.com/lamps/led/a-line/15-5a19-led-30k-nd-120v-4pk-s8567.html | Regency Lighting | 2020 | Yes
LED Lighting | A-Type | Satco | False |  | A19/21 | E26 (Medium) | E26 (Medium) | Home / Light Bulbs / LED / LED A-Line / Satco - S8490 - 15.5A19/LED/40K/ND/120V/4PK Approved for Enclosed Fixtures; Damp Location Rated; Carded Item 15.5W A19 LED Lamp - 1490 Lumens - Cool White (4000K) - 90 CRI - 15000 hrs. - E26 (Medium) - 120 to 130V - - Frost Satco - S8490 - 15.5A19/LED/40K/ND/120V/4PK | 4000 | 90 | 1490 | 96.129 | 15000 | 15.5 | 1 | 30.82 | 30.82 | 36.2147 | 2020Q3 | https://shop.regencylighting.com/lamps/led/a-line/15-5a19-led-40k-nd-120v-4pk-s8490.html | Regency Lighting | 2020 | Yes
LED Lighting | A-Type | Satco | False | Daylighting/Photocell, | A19/21 | E26 (Medium) | E26 (Medium) | Home / Light Bulbs / LED / LED A-Line / Satco - S8568 - 15.5A19/LED/50K/ND/120V/4PK 4-Pack 15.5W A19 LED Lamp - 1490 Lumens - Daylight (5000K) - 90 CRI - 15000 Hours - E26 (Medium) - 120 to 130V - Frost Satco - S8568 - 15.5A19/LED/50K/ND/120V/4PK | 5000 | 90 | 1490 | 96.129 | 15000 | 15.5 | 1 | 30.82 | 30.82 | 36.2147 | 2020Q3 | https://shop.regencylighting.com/lamps/led/a-line/15-5a19-led-50k-nd-120v-4pk-s8568.html | Regency Lighting | 2020 | Yes
LED Lighting | A-Type | Satco | False |  | A19/21 | E26 (Medium) | E26 (Medium) | Home / Light Bulbs / LED / Satco - S8566 - 15.5A19/LED/27K/ND/120V/4PK 4-Pack; Carded Item 15.5W A19 LED Lamp - 1490 Lumens - Warm White (2700K) - 90 CRI - 15000 hrs. - E26 (Medium) - 120 to 130V - Frost Satco - S8566 - 15.5A19/LED/27K/ND/120V/4PK | 2700 | 90 | 1490 | 96.129 | 15000 | 15.5 | 1 | 29.74 | 29.74 | 34.9456 | 2020Q2 | https://shop.regencylighting.com/lamps/led/15-5a19-led-27k-nd-120v-4pk-s8566.html | Regency Lighting | 2020 | Yes
LED Lighting | A-Type | Satco | False |  | A19/21 | E26 (Medium) | E26 (Medium) | Home / Light Bulbs / LED / Satco - S8567 - 15.5A19/LED/30K/ND/120V/4PK 4-Pack 15.5W A19 LED Lamp - 1490 Lumens - Warm White (3000K) - 90 CRI - 15000 Hours - E26 (Medium) - 120 to 130V - Frost Satco - S8567 - 15.5A19/LED/30K/ND/120V/4PK | 3000 | 90 | 1490 | 96.129 | 15000 | 15.5 | 1 | 22.72 | 22.72 | 26.6969 | 2020Q2 | https://shop.regencylighting.com/lamps/led/15-5a19-led-30k-nd-120v-4pk-s8567.html | Regency Lighting | 2020 | Yes
LED Lighting | A-Type | Satco | False |  | A19/21 | E26 (Medium) | E26 (Medium) | Home / Light Bulbs / LED / Satco - S8490 - 15.5A19/LED/40K/ND/120V/4PK Approved for Enclosed Fixtures; Damp Location Rated; Carded Item 15.5W A19 LED Lamp - 1490 Lumens - Cool White (4000K) - 90 CRI - 15000 hrs. - E26 (Medium) - 120 to 130V - - Frost Satco - S8490 - 15.5A19/LED/40K/ND/120V/4PK | 4000 | 90 | 1490 | 96.129 | 15000 | 15.5 | 1 | 29.74 | 29.74 | 34.9456 | 2020Q2 | https://shop.regencylighting.com/lamps/led/15-5a19-led-40k-nd-120v-4pk-s8490.html | Regency Lighting | 2020 | Yes
LED Lighting | A-Type | Satco | False | Daylighting/Photocell, | A19/21 | E26 (Medium) | E26 (Medium) | Home / Light Bulbs / LED / Satco - S8568 - 15.5A19/LED/50K/ND/120V/4PK 4-Pack 15.5W A19 LED Lamp - 1490 Lumens - Daylight (5000K) - 90 CRI - 15000 Hours - E26 (Medium) - 120 to 130V - Frost Satco - S8568 - 15.5A19/LED/50K/ND/120V/4PK | 5000 | 90 | 1490 | 96.129 | 15000 | 15.5 | 1 | 29.74 | 29.74 | 34.9456 | 2020Q2 | https://shop.regencylighting.com/lamps/led/15-5a19-led-50k-nd-120v-4pk-s8568.html | Regency Lighting | 2020 | Yes
LED Lighting | A-Type | Satco | False |  | A19/21 | E26 (Medium) | E26 (Medium) | Home / Light Bulbs / LED / LED A-Line / Satco - S8566 - 15.5A19/LED/27K/ND/120V/4PK 4-Pack; Carded Item 15.5W A19 LED Lamp - 1490 Lumens - Warm White (2700K) - 90 CRI - 15000 hrs. - E26 (Medium) - 120 to 130V - Frost Satco - S8566 - 15.5A19/LED/27K/ND/120V/4PK | 2700 | 90 | 1490 | 96.129 | 15000 | 15.5 | 1 | 29.74 | 29.74 | 34.9456 | 2020Q2 | https://shop.regencylighting.com/lamps/led/a-line/15-5a19-led-27k-nd-120v-4pk-s8566.html | Regency Lighting | 2020 | Yes
LED Lighting | A-Type | Satco | False |  | A19/21 | E26 (Medium) | E26 (Medium) | Home / Light Bulbs / LED / LED A-Line / Satco - S8567 - 15.5A19/LED/30K/ND/120V/4PK 4-Pack 15.5W A19 LED Lamp - 1490 Lumens - Warm White (3000K) - 90 CRI - 15000 Hours - E26 (Medium) - 120 to 130V - Frost Satco - S8567 - 15.5A19/LED/30K/ND/120V/4PK | 3000 | 90 | 1490 | 96.129 | 15000 | 15.5 | 1 | 22.72 | 22.72 | 26.6969 | 2020Q2 | https://shop.regencylighting.com/lamps/led/a-line/15-5a19-led-30k-nd-120v-4pk-s8567.html | Regency Lighting | 2020 | Yes
LED Lighting | A-Type | Satco | False |  | A19/21 | E26 (Medium) | E26 (Medium) | Home / Light Bulbs / LED / LED A-Line / Satco - S8490 - 15.5A19/LED/40K/ND/120V/4PK Approved for Enclosed Fixtures; Damp Location Rated; Carded Item 15.5W A19 LED Lamp - 1490 Lumens - Cool White (4000K) - 90 CRI - 15000 hrs. - E26 (Medium) - 120 to 130V - - Frost Satco - S8490 - 15.5A19/LED/40K/ND/120V/4PK | 4000 | 90 | 1490 | 96.129 | 15000 | 15.5 | 1 | 29.74 | 29.74 | 34.9456 | 2020Q2 | https://shop.regencylighting.com/lamps/led/a-line/15-5a19-led-40k-nd-120v-4pk-s8490.html | Regency Lighting | 2020 | Yes
LED Lighting | A-Type | Satco | False | Daylighting/Photocell, | A19/21 | E26 (Medium) | E26 (Medium) | Home / Light Bulbs / LED / LED A-Line / Satco - S8568 - 15.5A19/LED/50K/ND/120V/4PK 4-Pack 15.5W A19 LED Lamp - 1490 Lumens - Daylight (5000K) - 90 CRI - 15000 Hours - E26 (Medium) - 120 to 130V - Frost Satco - S8568 - 15.5A19/LED/50K/ND/120V/4PK | 5000 | 90 | 1490 | 96.129 | 15000 | 15.5 | 1 | 29.74 | 29.74 | 34.9456 | 2020Q2 | https://shop.regencylighting.com/lamps/led/a-line/15-5a19-led-50k-nd-120v-4pk-s8568.html | Regency Lighting | 2020 | Yes
LED Lighting | A-Type | Green Creative | True |  | LED | A19 | E26 (Medium) | Topbulb » LED Bulbs » LED Standard Shape » 75W Equal » Green Creative 16176 - 12W A19 LED - 75W Equal - Halogen-White This Green Creative 12 watt LED A19 replaces a 75 watt equivalent incandescent, halogen or CFL without sacrificing lumen output or light quality and with a dramatic increase in rated life at 25,000 hours reducing maintenance costs. Designed and engineered for demanding commercial applications, this lamp meets the Energy Star V1.1 requirements for omnidirectional lamps by emitting 330° of evenly diffused light. This lamp features smooth dimming with most existing dimmers and compatibility with motion sensors. Suitable for use in totally enclosed fixtures. See the document below for additional information and specifications. LED Technology Notice Due to constantly evolving nature of LED technology, manufacturers will reserve the right to replace this product with next generation technology. We appreciate your understanding and acceptance of this policy. Utility/Government Incentives Documents Green Creative 12A19G4DIM/830 Specification Sheet About Green Creative Green Creative, founded in 2010, is a solid state lighting development and manufacturing company based in Silicon Valley, CA. The company offers a comprehensive line of high-performance LED solutions that have been adopted by some of the largest companies in the world. Green Creative focuses on professional-grade LED lamps and fixtures that meet the high standards of commercial, institutional and industrial installations. Anchored by strongly integrated R&D capabilities and patented technology, Green Creative's innovation, performance and reliability have been recognized year after year by the Illuminating Engineering Society Progress Report, the LEDs Magazine Sapphire Awards and Lighting for Tomorrow. 25000 Hours • Enclosed Fixture Compatible • Specification Grade Green Creative 16176 - 12W A19 LED - 75W Equal - Halogen-White | 3000 | 80 | 1150 | 95.8333 | 25000 | 12 | 1 | 11.98 | 11.98 | 14.077 | 2020Q3 | https://www.topbulb.com/green-creative-16176-12w-a19-led-75w-equal-halogen-white | Top Bulb | 2020 | Yes
LED Lighting | A-Type | Green Creative | True |  | LED | A19 | Medium (E26) | Wattage10 Watt12 Watt8 Watt9 WattColor Temp.3000KDimmableYes NOTICE: This Product Has Been Discontinued Please See the Following Comparable Products:Green Creative 97965 - 10W LED A19 Bulb - 3000K -- 10A19DIM/830 - 1150 Lumens - 82 CRI - 75W Incandescent Equivalent - 240° - 120VYou can also browse our entire inventory of: LED Light BulbsProduct Description If you are looking for an energy-efficient light bulb for your home or office, consider Green Creative 12A19G4DIM/830 16176, A19 LED. This dimmable, Energy Star qualified, 12 watt LED bulb replaces 75 watt incandescent lights and offers a 25,000-hour lifespan (backed with a 3 year warranty), with a color temperature of 3000K. This A19 LED can be used in enclosed fixtures. Green Creative 12A19G4DIM/830 16176 other features include: Dimmable 120 volts $174 savings per lamp 80% energy savings UL listed Alternate Product Versions $3.90 add Green Creative - 40741 - 9A19G4DIM/824 - A19 LED - 60 Watt Equivalent 9 Watt - 120V - E26 Medium Base - 2400K - Warm White - 700 Lumens (Initial) - 300 Degree Beam Angle - Dimmable $12.98 add Green Creative - 58037 - 9A19/827/277V - A19 LED E26 - 9 Watt - 60 Watt Incandescent Equal - 2700K $12.98 add Green Creative - 58038 - 9A19/830/277V - A19 LED E26 - 9 Watt - 60 Watt Incandescent Equal - 3000K $9.98 add Green Creative - 97780 - 9A19DIM/827 - A19 LED Bulb Medium E26 Base - 9 Watt - 60 Watt Incandescent Equivalent - 2700K $9.98 add Green Creative - 97781 - 9A19DIM/830 - A19 LED Bulb Medium E26 Base - 9 Watt - 60 Watt Incandescent Equivalent - 3000K $9.98 add Green Creative - 97782 - 9A19DIM/840 - A19 LED Bulb Medium E26 Base - 9 Watt - 60 Watt Incandescent Equivalent - 4000K $11.08 add Green Creative 97964 - 10W LED A19 Bulb - 2700K 10A19DIM/827 - 1100 Lumens - 82 CRI - 75W Incandescent Equivalent - 240° - 120V $11.08 add Green Creative 97965 - 10W LED A19 Bulb - 3000K 10A19DIM/830 - 1150 Lumens - 82 CRI - 75W Incandescent Equivalent - 240° - 120V $10.13 add Green Creative 97966 - 10W LED A19 - 4000K 10A19DIM/840 - 1200 Lumens - CRI 82 - 75W Incandescent Equivalent - 240° - 120V $1.95 add Green Creative 98012 - 8W LED A19 - 3000K - E26 8A19DIM/830 - 60 Watt Incandescent Equivalent - 810 Lumens - 82 CRI - 230° Beam Angle - 120V $1.95 EACASE of 6EA add Green Creative 98013 - 8W LED A19 Bulb - 4000K 8A19DIM/840 - 810 Lumens - 82 CRI - 60W Incandescent Equivalent - 230° - 120V 9.5A19G4DIM/830/GU24 - 120V - E26 Medium Base - 1150 Lumens (Initial) - 80 CRI - Omni-Directional - Dimmable - Energy Star Green Creative 16176 - 12W A19 LED - 75 Watt Equal - 3000K | 3000 | 80 | 1150 | 95.8333 | 25000 | 12 | 1 | 3.9 | 3.9 | 4.5827 | 2020Q2 | https://www.energyavenue.com/Green-Creative/16176 | Energy Avenue | 2020 | Yes
LED Lighting | A-Type | Green Creative | True |  | LED | A19 | E26 (Medium) | Topbulb » LED Bulbs » LED Standard Shape » 75W Equal » Green Creative 16176 - 12W A19 LED - 75W Equal - Halogen-White This Green Creative 12 watt LED A19 replaces a 75 watt equivalent incandescent, halogen or CFL without sacrificing lumen output or light quality and with a dramatic increase in rated life at 25,000 hours reducing maintenance costs. Designed and engineered for demanding commercial applications, this lamp meets the Energy Star V1.1 requirements for omnidirectional lamps by emitting 330° of evenly diffused light. This lamp features smooth dimming with most existing dimmers and compatibility with motion sensors. Suitable for use in totally enclosed fixtures. See the document below for additional information and specifications. LED Technology Notice Due to constantly evolving nature of LED technology, manufacturers will reserve the right to replace this product with next generation technology. We appreciate your understanding and acceptance of this policy. Utility/Government Incentives Documents Green Creative 12A19G4DIM/830 Specification Sheet About Green Creative Green Creative, founded in 2010, is a solid state lighting development and manufacturing company based in Silicon Valley, CA. The company offers a comprehensive line of high-performance LED solutions that have been adopted by some of the largest companies in the world. Green Creative focuses on professional-grade LED lamps and fixtures that meet the high standards of commercial, institutional and industrial installations. Anchored by strongly integrated R&D capabilities and patented technology, Green Creative's innovation, performance and reliability have been recognized year after year by the Illuminating Engineering Society Progress Report, the LEDs Magazine Sapphire Awards and Lighting for Tomorrow. 25000 Hours • Enclosed Fixture Compatible • Specification Grade Green Creative 16176 - 12W A19 LED - 75W Equal - Halogen-White | 3000 | 80 | 1150 | 95.8333 | 25000 | 12 | 1 | 11.98 | 11.98 | 14.077 | 2020Q2 | https://www.topbulb.com/green-creative-16176-12w-a19-led-75w-equal-halogen-white | Top Bulb | 2020 | Yes
LED Lighting | A-Type | Satco |  |  | General Purpose Replacement | A19 | E26 (Medium) | Damp Location Rated,Recessed Fixtures Damp Location Rated,Recessed Fixtures Description Not only will this LED A19 bulb improve visibility compared to the 75-Watt incandescent, it also cuts replacement costs by lasting up to 25,000 hours. Bright output can illuminate any room Excellent for task oriented areas Evenly distributed light 1100 Lumens - 4000 Kelvin - Medium Base - 120 Volt - Satco S28767 LED A19 - 11.5 Watt - 75 Watt Equal - Cool White | 4000 | 86 | 1100 | 95.6522 | 15000 | 11.5 | 6 | 16.98 | 2.83 | 3.3254 | 2020Q3 | https://www.1000bulbs.com/product/203570/SATCO-S28767.html | 1000bulbs.com | 2020 | Yes
LED Lighting | A-Type | Satco |  | Daylighting/Photocell, | General Purpose Replacement | A19 | E26 (Medium) | Damp Location Rated,Recessed Fixtures Damp Location Rated,Recessed Fixtures Description Provide an even, daylight white light by using this LED A19; a bulb that lasts longer than its 75-watt incandescent equivalent, saving time and maintenance costs. Great for ceiling fan and porch fixtures Reaches full brightness instantly Durable and long-lasting 1100 Lumens - 5000 Kelvin - Medium Base - 120 Volt - Satco S28768 LED A19 - 11.5 Watt - 75 Watt Equal - Daylight White | 5000 | 86 | 1100 | 95.6522 | 15000 | 11.5 | 6 | 16.98 | 2.83 | 3.3254 | 2020Q3 | https://www.1000bulbs.com/product/203573/SATCO-S28768.html | 1000bulbs.com | 2020 | Yes
LED Lighting | Decorative | Rab | True |  | Other | B11 | E12 (Candelabra) | Damp Location Rated,Recessed Fixtures Damp Location Rated,Recessed Fixtures Rab Decorative bullet tip LED filament lamp in clear finish, has glass construction for added durability. The B11 bulged lamp with E12 Candelabra base, has a voltage rating of 120-Volts. The 3-Watt lamp delivers soft white light output of 300-Lumens with 2700K color temperature and 90 CRI. It has an average life of 15000 Hours. The lamp provides 360-Degree omni-directional beam angle for even light distribution. The dimmable lamp has an efficacy of 91 LPW and power factor of 0.7. It measures 1-3/8-Inch x 3-13/16-Inch. Lamp meets Energy Star, RoHS, FCC, Title CA 20, cETL, CEC Status standards. Rab B11-3-E12-927-F-C Dimmable B11 Decorative Bullet Tip LED Filament Lamp E12 Candelabra Base 3-Watt 300-Lumens 90 CRI 2700K Soft White | 2700 | 93 | 300 | 90.9091 | 15000 | 3.3 | 12 | 4.378 | 0.36483 | 0.42869 | 2020Q3 | https://www.standardelectric.com/lighting-1600000000/rab-b11-3-e12-927-f-c-dimmable-b11-decorative-bullet-tip-led-filament-lamp-e12-candelabra-base-3-watt-300-lumens-90-cri-2700k-soft-white-820598 | Standard Electric | 2020 | Yes
LED Lighting | Decorative | Rab | True |  | Other | B11 | E12 (Candelabra) | Damp Location Rated,Recessed Fixtures Damp Location Rated,Recessed Fixtures Rab Decorative bullet tip LED filament lamp in frosted finish, has glass construction for added durability. The B11 bulged lamp with E12 Candelabra base, has a voltage rating of 120-Volts. The 3-Watt lamp delivers soft white light output of 300-Lumens with 2700K color temperature and 90 CRI. It has an average life of 15000 Hours. The lamp provides 360-Degree beam angle for even light distribution. The dimmable lamp has an efficacy of 91 LPW and power factor of 0.7. It measures 1-3/8-Inch x 3-13/16-Inch. Lamp meets Energy Star, RoHS, FCC, Title CA 20, cETL, CEC Status standards. Rab B11-3-E12-927-F-F Dimmable B11 Decorative Bullet Tip LED Filament Lamp E12 Candelabra Base 3-Watt 300-Lumens 90 CRI 2700K Soft White | 2700 | 93 | 300 | 90.9091 | 15000 | 3.3 | 12 | 4.481 | 0.37342 | 0.43878 | 2020Q3 | https://www.standardelectric.com/lighting-1600000000/rab-b11-3-e12-927-f-f-dimmable-b11-decorative-bullet-tip-led-filament-lamp-e12-candelabra-base-3-watt-300-lumens-90-cri-2700k-soft-white-843356 | Standard Electric | 2020 | Yes
LED Lighting | Decorative | Rab | True |  | Other | B11 | E26 (Medium) | Damp Location Rated,Recessed Fixtures Damp Location Rated,Recessed Fixtures Rab Decorative LED filament lamp features E26 medium screw-in base and B11 bulged shape. This 3-Watt clear LED lamp delivers a soft white light output of 300-Lumens with 2700K color temperature and 90 CRI. It has an average life of 15000 Hours and emits light at an Omni directional beam angle of 360-Degrees. Dimmable LED lamp has a voltage rating of 120-Volts. It has glass construction for durability. Lamp withstands a temperature rating from -20 to 45 deg C and measures 1-3/8-Inch Dia x 3-9/16-Inch. It is suitable for used in both enclosed and open fixtures. It is perfect for damp locations. LED lamp meets ETL, FCC, CEC, Title 24/C20, RoHS, Energy Star V2.0, 2330348 standards. Rab B11-3-E26-927-F-C Dimmable B11 Decorative LED Filament Lamp E26 Medium Base 3-Watt 300-Lumens 90 CRI 2700K Soft White | 2700 | 91 | 300 | 90.9091 | 15000 | 3.3 | 12 | 4.033 | 0.33608 | 0.39491 | 2020Q3 | https://www.standardelectric.com/lighting-1600000000/rab-b11-3-e26-927-f-c-dimmable-b11-decorative-led-filament-lamp-e26-medium-base-3-watt-300-lumens-90-cri-2700k-soft-white-860222 | Standard Electric | 2020 | Yes
LED Lighting | Decorative | Rab | True |  | Other | B11 | E26 (Medium) | Damp Location Rated,Recessed Fixtures Damp Location Rated,Recessed Fixtures Rab Decorative bullet tip filament LED lamp in frosted finish, has glass construction for added durability. The B11 bulged lamp with E26 medium screw-in base, has a voltage rating of 120-Volts. The 3-Watt lamp delivers soft white light output of 300-Lumens with 2700K color temperature and 90 CRI. It has an average life of 15000 Hours. The 360-Degree beam angle provides even light distribution. The lamp has power factor of 0.7 and efficacy of 90.9 LPW. It measures 3-9/16-Inch x 1-3/8-Inch. It is suitable for damp locations. Filament LED lamp meets cETLus, Energy Star 2.0, FCC, Title CA 20, RoHS, CEC and IES LM-70 standards. Rab B11-3-E26-927-F-F Dimmable B11 Decorative Bullet Tip Filament LED Lamp E26 Medium Base 3-Watt 300-Lumens 90 CRI 2700K Soft White | 2700 | 93 | 300 | 90.9091 | 15000 | 3.3 | 12 | 4.249 | 0.35408 | 0.41606 | 2020Q3 | https://www.standardelectric.com/lighting-1600000000/rab-b11-3-e26-927-f-f-dimmable-b11-decorative-bullet-tip-filament-led-lamp-e26-medium-base-3-watt-300-lumens-90-cri-2700k-soft-white-861901 | Standard Electric | 2020 | Yes
LED Lighting | Decorative | Rab | True |  | Other | B11 | E12 (Candelabra) | Damp Location Rated,Recessed Fixtures Damp Location Rated,Recessed Fixtures Rab Decorative bullet tip LED filament lamp in clear finish, has glass construction for added durability. The B11 bulged lamp with E12 Candelabra base, has a voltage rating of 120-Volts. The 5-Watt lamp delivers soft white light output of 500-Lumens with 2700K color temperature and 90 CRI. It has an average life of 15000 Hours. The lamp provides 360-Degree omni-directional beam angle for even light distribution. The dimmable lamp has an efficacy of 91 LPW and power factor of 0.7. It measures 1-3/8-Inch x 3-13/16-Inch. Lamp meets Energy Star, RoHS, FCC, Title CA 20, cETL, CEC Status standards. Rab B11-5-E12-927-F-C Dimmable B11 Decorative Bullet Tip LED Filament Lamp E12 Candelabra Base 5-Watt 500-Lumens 90 CRI 2700K Soft White | 2700 | 91 | 500 | 90.9091 | 15000 | 5.5 | 12 | 4.249 | 0.35408 | 0.41606 | 2020Q3 | https://www.standardelectric.com/lighting-1600000000/rab-b11-5-e12-927-f-c-dimmable-b11-decorative-bullet-tip-led-filament-lamp-e12-candelabra-base-5-watt-500-lumens-90-cri-2700k-soft-white-820599 | Standard Electric | 2020 | Yes
LED Lighting | Decorative | Rab | True |  | Other | B11 | E12 (Candelabra) | Damp Location Rated,Recessed Fixtures Damp Location Rated,Recessed Fixtures Rab Decorative LED filament lamp features E12 Candelabra screw-in base and B11 bulged shape. This 5-Watt frosted LED lamp delivers a soft white light output of 500-Lumens with 2700K color temperature and 90 CRI. It has an average life of 15000 Hours and emits light at a beam angle of 360-Degrees. Dimmable LED lamp has a voltage rating of 120-Volts. It has glass construction for durability. Lamp withstands a temperature rating from -20 to 45 deg C and measures 1-3/8-Inch Dia x 3-13/16-Inch. It is suitable for used in both enclosed and open fixtures. It is perfect damp locations. LED lamp meets ETL, FCC, CEC, Title 24/C20, RoHS, Energy Star V2.0, 2330352 standards. Rab B11-5-E12-927-F-F Dimmable B11 Decorative LED Filament Lamp E12 Candelabra Base 5-Watt 500-Lumens 90 CRI 2700K Soft White | 2700 | 93 | 500 | 90.9091 | 15000 | 5.5 | 12 | 4.481 | 0.37342 | 0.43878 | 2020Q3 | https://www.standardelectric.com/lighting-1600000000/rab-b11-5-e12-927-f-f-dimmable-b11-decorative-led-filament-lamp-e12-candelabra-base-5-watt-500-lumens-90-cri-2700k-soft-white-887434 | Standard Electric | 2020 | Yes
LED Lighting | Decorative | Rab | True |  | Other | B11 | E26 (Medium) | Damp Location Rated,Recessed Fixtures Damp Location Rated,Recessed Fixtures Rab Decorative bullet tip LED filament lamp in clear finish, has glass construction for added durability. The B11 bulged lamp with E26 medium base, has a voltage rating of 120-Volts. The 5-Watt lamp delivers soft white light output of 500-Lumens with 2700K color temperature and 90 CRI. It has an average life of 15000 Hours. The lamp provides 360-Degree omni-directional beam angle for even light distribution. The dimmable lamp has an efficacy of 91 LPW and power factor of 0.7. It measures 1-3/8-Inch x 3-9/16-Inch. Lamp meets Energy Star, RoHS, FCC, Title CA 20, cETL, CEC Status standards. Rab B11-5-E26-927-F-C Dimmable B11 Decorative Bullet Tip LED Filament Lamp E26 Medium Base 5-Watt 500-Lumens 90 CRI 2700K Soft White | 2700 | 91 | 500 | 90.9091 | 15000 | 5.5 | 12 | 4.481 | 0.37342 | 0.43878 | 2020Q3 | https://www.standardelectric.com/lighting-1600000000/rab-b11-5-e26-927-f-c-dimmable-b11-decorative-bullet-tip-led-filament-lamp-e26-medium-base-5-watt-500-lumens-90-cri-2700k-soft-white-837487 | Standard Electric | 2020 | Yes
LED Lighting | Decorative | Rab | True |  | Other | BA11 | E12 (Candelabra) | Damp Location Rated,Recessed Fixtures Damp Location Rated,Recessed Fixtures Rab Decorative LED filament lamp in clear finish, has glass construction for added durability. The BA11 bent tip candle lamp with E12 Candelabra base, has a voltage rating of 120-Volts. The 3-Watt lamp delivers soft white light output of 300-Lumens with 2700K color temperature and 90 CRI. It has an average life of 15000 Hours. The lamp provides 360-Degree omni-directional beam angle for even light distribution. The dimmable lamp has an efficacy of 91 LPW and power factor of 0.7. It measures 1-3/8-Inch x 4-3/8-Inch. Lamp meets Energy Star, RoHS, FCC, Title CA 20, cETL, CEC Status standards. Rab BA11-3-E12-927-F-C Dimmable BA11 Bent Tip Decorative LED Filament Lamp E12 Candelabra Base 3-Watt 300-Lumens 90 CRI 2700K Soft White | 2700 | 93 | 300 | 90.9091 | 15000 | 3.3 | 12 | 4.378 | 0.36483 | 0.42869 | 2020Q3 | https://www.standardelectric.com/lighting-1600000000/rab-ba11-3-e12-927-f-c-dimmable-ba11-bent-tip-decorative-led-filament-lamp-e12-candelabra-base-3-watt-300-lumens-90-cri-2700k-soft-white-859176 | Standard Electric | 2020 | Yes
LED Lighting | Decorative | Rab | True |  | Other | BA11 | E26 (Medium) | Damp Location Rated,Recessed Fixtures Damp Location Rated,Recessed Fixtures Rab Decorative LED filament lamp in clear finish, has glass construction for added durability. The BA11 bent tip candle lamp with E26 medium base, has a voltage rating of 120-Volts. The 3-Watt lamp delivers soft white light output of 300-Lumens with 2700K color temperature and 90 CRI. It has an average life of 15000 Hours. The lamp provides 360-Degree omni-directional beam angle for even light distribution. The dimmable lamp has an efficacy of 91 LPW and power factor of 0.7. It measures 1-3/8-Inch x 3-7/8-Inch. Lamp meets Energy Star, RoHS, FCC, Title CA 20, cETL, CEC Status standards. Rab BA11-3-E26-927-F-C Dimmable BA11 Bent Tip Decorative LED Filament Lamp E26 Medium Base 3-Watt 300-Lumens 90 CRI 2700K Soft White | 2700 | 91 | 300 | 90.9091 | 15000 | 3.3 | 12 | 4.249 | 0.35408 | 0.41606 | 2020Q3 | https://www.standardelectric.com/lighting-1600000000/rab-ba11-3-e26-927-f-c-dimmable-ba11-bent-tip-decorative-led-filament-lamp-e26-medium-base-3-watt-300-lumens-90-cri-2700k-soft-white-861920 | Standard Electric | 2020 | Yes
LED Lighting | Reflector | Rab | True |  | Reflector (Flood/Spot) | BR30 | E26 (Medium) | Damp Location Rated,Recessed Fixtures Damp Location Rated,Recessed Fixtures Rab Shatter-proof LED reflector lamp has plastic construction for added durability. The BR30 sealed beam lamp with E26 medium base, has a voltage rating of 120-Volts. The 9-Watt lamp delivers soft white light output of 680-Lumens with 2700K color temperature and 80 CRI. It has an average life of 25000 Hours. The 110-Degree wide beam angle provides even light distribution. The dimmable lamp has an efficacy of 75.6 LPW and power factor of 0.8. It measures 3-11/16-Inch x 5-1/8-Inch. It is suitable for incandescent and halogen BR reflector lamps, general lighting applications. It is perfect for damp locations. Lamp meets UL, CEC, FCC, RoHS, Energy Star Qualified standards. Rab BR30-9-827-DIM Dimmable BR30 Shatterproof LED Reflector Lamp E26 Medium Base 9-Watt 680-Lumens 80 CRI 2700K Soft White | 2700 | 94 | 680 | 71.5789 | 25000 | 9.5 | 6 | 3.825 | 0.6375 | 0.74909 | 2020Q3 | https://www.standardelectric.com/lighting-1600000000/rab-br30-9-827-dim-dimmable-br30-shatterproof-led-reflector-lamp-e26-medium-base-9-watt-680-lumens-80-cri-2700k-soft-white-840030 | Standard Electric | 2020 | No
LED Lighting | Reflector | Rab | True |  | Reflector (Flood/Spot) | BR30 | E26 (Medium) | Damp Location Rated,Recessed Fixtures Damp Location Rated,Recessed Fixtures Rab Shatter-proof LED reflector lamp has plastic construction for added durability. The BR30 sealed beam lamp with E26 medium base, has a voltage rating of 120-Volts. The 9-Watt lamp delivers warm white light output of 680-Lumens with 3000K color temperature and 80 CRI. It has an average life of 25000 Hours. The 110-Degree wide beam angle provides even light distribution. The dimmable lamp has an efficacy of 75.6 LPW and power factor of 0.8. It measures 3-11/16-Inch x 5-1/8-Inch. It is suitable for incandescent and halogen BR reflector lamps, general lighting applications. It is perfect for damp locations. Lamp meets UL, CEC, FCC, RoHS, Energy Star Qualified standards. Rab BR30-9-830-DIM Dimmable BR30 Shatterproof LED Reflector Lamp E26 Medium Base 9-Watt 680-Lumens 80 CRI 3000K Warm White | 3000 | 84 | 680 | 71.5789 | 25000 | 9.5 | 6 | 3.825 | 0.6375 | 0.74909 | 2020Q3 | https://www.standardelectric.com/lighting-1600000000/rab-br30-9-830-dim-dimmable-br30-shatterproof-led-reflector-lamp-e26-medium-base-9-watt-680-lumens-80-cri-3000k-warm-white-818574 | Standard Electric | 2020 | No
LED Lighting | Reflector | Rab | True |  | Reflector (Flood/Spot) | BR30 | E26 (Medium) | Damp Location Rated,Recessed Fixtures Damp Location Rated,Recessed Fixtures Rab Shatter-proof LED reflector lamp has plastic construction for added durability. The BR30 sealed beam lamp with E26 medium base, has a voltage rating of 120-Volts. The 9-Watt lamp delivers cool white light output of 720-Lumens with 4000K color temperature and 80 CRI. It has an average life of 25000 Hours. The 110-Degree wide beam angle provides even light distribution. The dimmable lamp has an efficacy of 80 LPW and power factor of 0.8. It measures 3-11/16-Inch x 5-1/8-Inch. It is suitable for incandescent and halogen BR reflector lamps, general lighting applications. It is perfect for damp locations. Lamp meets UL, CEC, FCC, RoHS, Energy Star Qualified standards. Rab BR30-9-840-DIM Dimmable BR30 Shatterproof LED Reflector Lamp E26 Medium Base 9-Watt 720-Lumens 80 CRI 4000K Cool White | 4000 | 83 | 720 | 75.7895 | 25000 | 9.5 | 6 | 4.033 | 0.67217 | 0.78982 | 2020Q3 | https://www.standardelectric.com/lighting-1600000000/rab-br30-9-840-dim-dimmable-br30-shatterproof-led-reflector-lamp-e26-medium-base-9-watt-720-lumens-80-cri-4000k-cool-white-820600 | Standard Electric | 2020 | No
LED Lighting | Reflector | Rab | True | Daylighting/Photocell, | Reflector (Flood/Spot) | BR30 | E26 (Medium) | Damp Location Rated,Recessed Fixtures Damp Location Rated,Recessed Fixtures Rab Reflector LED lamp in frosted finish, has plastic construction for added durability. The BR30 sealed beam lamp with E26 medium base, has a voltage rating of 120-Volts. The 9-Watt lamp delivers daylight output of 720-Lumens with 5000K color temperature and 80 CRI. It has an average life of 25000 Hours. The lamp provides 110-Degree wide beam angle for even light distribution. The dimmable lamp has an efficacy of 76 LPW and power factor of 0.8. It measures 3-11/16-Inch x 5-1/8-Inch. It is suitable for general lighting, commercial and residential applications. Lamp meets UL, Energy Star, RoHS, FCC standards. Rab BR30-9-850-DIM Dimmable BR30 Reflector LED Lamp E26 Medium Base 9-Watt 720-Lumens 80 CRI 5000K Daylight | 5000 | 85 | 720 | 75.7895 | 25000 | 9.5 | 6 | 3.825 | 0.6375 | 0.74909 | 2020Q3 | https://www.standardelectric.com/lighting-1600000000/rab-br30-9-850-dim-dimmable-br30-reflector-led-lamp-e26-medium-base-9-watt-720-lumens-80-cri-5000k-daylight-859024 | Standard Electric | 2020 | No
LED Lighting | Reflector | Rab | True |  | Reflector (Flood/Spot) | BR40 | E26 (Medium) | Damp Location Rated,Recessed Fixtures Damp Location Rated,Recessed Fixtures Rab Reflector LED lamp in frosted finish, has plastic construction for added durability. The BR40 sealed beam lamp with E26 medium base, has a voltage rating of 120-Volts. The 15-Watt lamp delivers soft white light output of 1100-Lumens with 2700K color temperature and 80 CRI. It has an average life of 25000 Hours. The lamp provides 110-Degree wide beam angle for even light distribution. The dimmable lamp has an efficacy of 73 LPW and power factor of 0.9. It measures 4-15/16-Inch x 6-5/16-Inch. It is suitable for general lighting, commercial and residential applications. Lamp meets UL, Energy Star, RoHS, FCC standards. Rab BR40-15-827-DIM Dimmable BR40 Reflector LED Lamp E26 Medium Base 15-Watt 1100-Lumens 80 CRI 2700K Soft White | 2700 | 82 | 1100 | 73.3333 | 25000 | 15 | 6 | 6.722 | 1.1203 | 1.3164 | 2020Q3 | https://www.standardelectric.com/lighting-1600000000/rab-br40-15-827-dim-dimmable-br40-reflector-led-lamp-e26-medium-base-15-watt-1100-lumens-80-cri-2700k-soft-white-822789 | Standard Electric | 2020 | No
LED Lighting | Reflector | Rab | True |  | Reflector (Flood/Spot) | BR40 | E26 (Medium) | Damp Location Rated,Recessed Fixtures Damp Location Rated,Recessed Fixtures Rab Reflector LED lamp in frosted finish, has plastic construction for added durability. The BR40 sealed beam lamp with E26 medium base, has a voltage rating of 120-Volts. The 15-Watt lamp delivers warm white light output of 1100-Lumens with 3000K color temperature and 80 CRI. It has an average life of 25000 Hours. The lamp provides 110-Degree wide beam angle for even light distribution. The dimmable lamp has an efficacy of 73 LPW and power factor of 0.9. It measures 4-15/16-Inch x 6-5/16-Inch. It is suitable for general lighting, commercial and residential applications. Lamp meets UL, Energy Star, RoHS, FCC standards. Rab BR40-15-830-DIM Dimmable BR40 Reflector LED Lamp E26 Medium Base 15-Watt 1100-Lumens 80 CRI 3000K Warm White | 3000 | 83 | 1100 | 73.3333 | 25000 | 15 | 6 | 6.374 | 1.0623 | 1.2483 | 2020Q3 | https://www.standardelectric.com/lighting-1600000000/rab-br40-15-830-dim-dimmable-br40-reflector-led-lamp-e26-medium-base-15-watt-1100-lumens-80-cri-3000k-warm-white-818575 | Standard Electric | 2020 | No
LED Lighting | Reflector | Rab | True |  | Reflector (Flood/Spot) | BR40 | E26 (Medium) | Damp Location Rated,Recessed Fixtures Damp Location Rated,Recessed Fixtures Rab LED lamp features E26 medium screw-in base and BR40 sealed beam shape. This 15-Watt LED lamp delivers a cool white light output of 1100-Lumens with 4000K color temperature and 80 CRI. It has an average life of 25000 Hours and emits light at a beam angle of 110-Degrees. Dimmable LED lamp has a voltage rating of 120-Volts. It has plastic construction for shatterproof resistance. Lamp withstands a temperature rating from -20 to 40 deg C and measures 4-15/16-Inch Dia x 6-5/16-Inch. It is suitable for indoor downlight and track light, commercial and residential. It is perfect for use in both enclosed and open fixtures. It is ideal for damp locations. LED lamp meets UL, IES LM-70, FCC, RoHS, Energy Star V2.0, 2329469 standards. Rab BR40-15-840-DIM Dimmable BR40 LED Lamp E26 Medium Base 15-Watt 1100-Lumens 80 CRI 4000K Cool White | 4000 | 83 | 1100 | 73.3333 | 25000 | 15 | 6 | 6.374 | 1.0623 | 1.2483 | 2020Q3 | https://www.standardelectric.com/lighting-1600000000/rab-br40-15-840-dim-dimmable-br40-led-lamp-e26-medium-base-15-watt-1100-lumens-80-cri-4000k-cool-white-837546 | Standard Electric | 2020 | No
LED Lighting | Decorative | Rab | True |  | Globe | G16.5 | E12 (Candelabra) | Damp Location Rated,Recessed Fixtures Damp Location Rated,Recessed Fixtures Rab Decorative LED filament lamp features E12 Candelabra screw-in base and G16.5 globe shape. This 3-Watt clear LED lamp delivers a soft white light output of 350-Lumens with 2700K color temperature and 90 CRI. It has an average life of 15000 Hours and emits light at an Omni directional beam angle of 360-Degrees. Dimmable LED lamp has a voltage rating of 120-Volts. It has glass construction for durability. Lamp withstands a temperature rating from -20 to 45 deg C and measures 2-Inch Dia x 3-3/16-Inch. It is suitable for used in both enclosed and open fixtures. It is perfect for damp locations. LED lamp meets ETL, IES LM-70, FCC, CEC, Title CA, RoHS, Energy Star V2.0, 2330373 standards. Rab G16.5-3-E12-927-F-C Dimmable G16.5 Decorative LED Filament Lamp E12 Candelabra Base 3-Watt 350-Lumens 90 CRI 2700K Soft White | 2700 | 92 | 350 | 92.1053 | 15000 | 3.8 | 12 | 4.481 | 0.37342 | 0.43878 | 2020Q3 | https://www.standardelectric.com/lighting-1600000000/rab-g16-5-3-e12-927-f-c-dimmable-g16-5-decorative-led-filament-lamp-e12-candelabra-base-3-watt-350-lumens-90-cri-2700k-soft-white-861687 | Standard Electric | 2020 | Yes
LED Lighting | Decorative | Rab | True |  | Globe | G25 | E26 (Medium) | Damp Location Rated,Recessed Fixtures Damp Location Rated,Recessed Fixtures Rab Decorative LED lamp in clear finish, has glass construction for added durability. The G25 globe lamp with E26 medium base, has a voltage rating of 120-Volts. The 3-Watt lamp delivers soft white light output of 350-Lumens with 2700K color temperature and 90 CRI. It has an average life of 15000 Hours. The lamp provides 360-Degree omni-directional beam angle for even light distribution. The dimmable lamp has an efficacy of 88 LPW and power factor of 0.7. It measures 3-1/8-Inch x 4-5/16-Inch. Lamp meets ETL, FCC, RoHS, Title CA 20, Energy Star, CEC Status standards. Rab G25-3-E26-927-F-C Dimmable G25 Decorative LED Lamp E26 Medium Base 3-Watt 350-Lumens 90 CRI 2700K Soft White | 2700 | 92 | 350 | 92.1053 | 15000 | 3.8 | 6 | 4.249 | 0.70817 | 0.83212 | 2020Q3 | https://www.standardelectric.com/lighting-1600000000/rab-g25-3-e26-927-f-c-dimmable-g25-decorative-led-lamp-e26-medium-base-3-watt-350-lumens-90-cri-2700k-soft-white-837299 | Standard Electric | 2020 | Yes
LED Lighting | Decorative | Rab | True |  | Globe | G25 | E26 (Medium) | Damp Location Rated,Recessed Fixtures Damp Location Rated,Recessed Fixtures Rab Decorative LED lamp in frosted finish, has glass construction for added durability. The G25 globe lamp with E26 medium base, has a voltage rating of 120-Volts. The 3-Watt lamp delivers soft white light output of 350-Lumens with 2700K color temperature and 90 CRI. It has an average life of 15000 Hours. The lamp provides 360-Degree beam angle for even light distribution. The dimmable lamp has an efficacy of 92 LPW and power factor of 0.7. It measures 3-1/8-Inch x 4-5/16-Inch. Lamp meets ETL, FCC, RoHS, Title CA 20, Energy Star, CEC Status standards. Rab G25-3-E26-927-F-F Dimmable G25 Decorative LED Lamp E26 Medium Base 3-Watt 350-Lumens 90 CRI 2700K Soft White | 2700 | 92 | 350 | 92.1053 | 15000 | 3.8 | 6 | 4.481 | 0.74683 | 0.87756 | 2020Q3 | https://www.standardelectric.com/lighting-1600000000/rab-g25-3-e26-927-f-f-dimmable-g25-decorative-led-lamp-e26-medium-base-3-watt-350-lumens-90-cri-2700k-soft-white-861928 | Standard Electric | 2020 | Yes
LED Lighting | Decorative | Rab | True | Daylighting/Photocell, | Globe | G25 | E26 (Medium) | Damp Location Rated,Recessed Fixtures Damp Location Rated,Recessed Fixtures Rab Decorative LED filament lamp features E26 medium screw-in base and G25 globe shape. This 3-Watt frosted LED lamp delivers a daylight light output of 350-Lumens with 5000K color temperature and 90 CRI. It has an average life of 15000 Hours and emits light at a beam angle of 360-Degrees. Dimmable LED lamp has a voltage rating of 120-Volts. It has glass construction for durability. Lamp withstands a temperature rating from -20 to 45 deg C and measures 3-1/8-Inch Dia x 4-5/16-Inch. It is suitable for used in both enclosed and open fixtures. It is perfect for damp locations. LED lamp meets ETL, IES LM-70, FCC, CEC, Title CA, RoHS, Energy Star V2.0, 2330364 standards. Rab G25-3-E26-950-F-F Dimmable G25 Decorative LED Filament Lamp E26 Medium Base 3-Watt 350-Lumens 90 CRI 5000K Daylight | 5000 | 93 | 350 | 92.1053 | 15000 | 3.8 | 6 | 4.481 | 0.74683 | 0.87756 | 2020Q3 | https://www.standardelectric.com/lighting-1600000000/rab-g25-3-e26-950-f-f-dimmable-g25-decorative-led-filament-lamp-e26-medium-base-3-watt-350-lumens-90-cri-5000k-daylight-861931 | Standard Electric | 2020 | Yes
LED Lighting | Reflector | Rab | True |  | Reflector (Flood/Spot) | PAR16 | GU10 | Damp Location Rated,Recessed Fixtures Damp Location Rated,Recessed Fixtures Rab Small Reflector LED lamp features 2-pin GU10 twist-lock base and MR16 sealed beam shape. This 5-Watt LED lamp delivers a soft white light output of 400-Lumens with 2700K color temperature and 80 CRI. It has an average life of 25000 Hours and emits light at a beam angle of 35-Degrees. Dimmable LED lamp has a voltage rating of 120-Volts. It has plastic construction for durability. It has a power factor of 0.7. Lamp withstands a temperature rating from -20 to 40 deg C and measures 2-Inch Dia x 2-1/8-Inch. It is suitable for general lighting applications. It is perfect for use in both enclosed and open fixtures. It is ideal for damp locations. LED lamp meets UL, IES LM-70, CEC, FCC, RoHS, Energy Star V2.0, 2329471 standards. Rab GU10-5-827-35D-DIM Dimmable MR16 Small Reflector LED Lamp GU10 Base 5-Watt 400-Lumens 80 CRI 2700K Soft White | 2700 | 84 | 400 | 72.7273 | 25000 | 5.5 | 10 | 4.481 | 0.4481 | 0.52653 | 2020Q3 | https://www.standardelectric.com/lighting-1600000000/rab-gu10-5-827-35d-dim-dimmable-mr16-small-reflector-led-lamp-gu10-base-5-watt-400-lumens-80-cri-2700k-soft-white-861932 | Standard Electric | 2020 | No
LED Lighting | Reflector | Rab | True |  | Reflector (Flood/Spot) | PAR16 | GU10 | Damp Location Rated,Recessed Fixtures Damp Location Rated,Recessed Fixtures Rab Small reflector LED lamp features white finish. The MR16 sealed beam lamp with 2-pin GU10 base, has a voltage rating of 120-Volts. The 5-Watt lamp delivers warm white light output of 400-Lumens with 3000K color temperature and 80 CRI. It has an average life of 25000 Hours. The lamp provides 35-Degree beam angle for even light distribution. The dimmable lamp has an efficacy of 73 LPW and power factor of 0.7. It measures 2-Inch x 2-1/8-Inch. It is suitable for general lighting, spotlighting accents and display cabinets applications. Lamp meets UL, FCC, RoHS, Energy Star standards. Rab GU10-5-830-35D-DIM Dimmable MR16 Small Reflector LED Lamp 2-Pin GU10 Base 5-Watt 400-Lumens 80 CRI 3000K Warm White | 3000 | 85 | 400 | 72.7273 | 25000 | 5.5 | 10 | 4.378 | 0.4378 | 0.51443 | 2020Q3 | https://www.standardelectric.com/lighting-1600000000/rab-gu10-5-830-35d-dim-dimmable-mr16-small-reflector-led-lamp-2-pin-gu10-base-5-watt-400-lumens-80-cri-3000k-warm-white-861934 | Standard Electric | 2020 | No
LED Lighting | Reflector | Rab | True |  | Reflector (Flood/Spot) | PAR16 | GU10 | Damp Location Rated,Recessed Fixtures Damp Location Rated,Recessed Fixtures Rab Small reflector LED lamp features white finish. The MR16 sealed beam lamp with 2-pin GU10 base, has a voltage rating of 120-Volts. The 5-Watt lamp delivers cool white light output of 400-Lumens with 4000K color temperature and 80 CRI. It has an average life of 25000 Hours. The lamp provides 35-Degree beam angle for even light distribution. The dimmable lamp has an efficacy of 73 LPW and power factor of 0.7. It measures 2-Inch x 2-1/8-Inch. It is suitable for general lighting, spotlighting accents and display cabinets applications. Lamp meets UL, FCC, RoHS, Energy Star standards. Rab GU10-5-840-35D-DIM Dimmable MR16 Small Reflector LED Lamp 2-Pin GU10 Base 5-Watt 400-Lumens 80 CRI 4000K Cool White | 4000 | 86 | 400 | 72.7273 | 25000 | 5.5 | 10 | 4.249 | 0.4249 | 0.49927 | 2020Q3 | https://www.standardelectric.com/lighting-1600000000/rab-gu10-5-840-35d-dim-dimmable-mr16-small-reflector-led-lamp-2-pin-gu10-base-5-watt-400-lumens-80-cri-4000k-cool-white-861935 | Standard Electric | 2020 | No
LED Lighting | Reflector | Rab | True |  | Reflector (Flood/Spot) | PAR16 | GU10 | Damp Location Rated,Recessed Fixtures Damp Location Rated,Recessed Fixtures Rab Small reflector LED lamp features white finish. The MR16 sealed beam lamp with 2-pin GU10 base, has a voltage rating of 120-Volts. The 8-Watt lamp delivers warm white light output of 535-Lumens with 3000K color temperature and 90 CRI. It has an average life of 25000 Hours. The lamp provides 35-Degree beam angle for even light distribution. The dimmable lamp has an efficacy of 67 LPW and power factor of 0.9. It measures 2-Inch x 2-1/16-Inch. It is suitable for retail spaces, art galleries and museums. Lamp meets UL, FCC, RoHS, Energy Star, Title 24 standards. Rab GU10-8-930-35D-DIM Dimmable MR16 Small Reflector LED Lamp 2-Pin GU10 Base 8-Watt 535-Lumens 90 CRI 3000K Warm White | 3000 | 93 | 535 | 66.875 | 25000 | 8 | 10 | 7.618 | 0.7618 | 0.89514 | 2020Q3 | https://www.standardelectric.com/lighting-1600000000/rab-gu10-8-930-35d-dim-dimmable-mr16-small-reflector-led-lamp-2-pin-gu10-base-8-watt-535-lumens-90-cri-3000k-warm-white-829029 | Standard Electric | 2020 | No
LED Lighting | Reflector | Rab | True |  | Reflector (Flood/Spot) | MR16 | GU5.3 | Damp Location Rated,Recessed Fixtures Damp Location Rated,Recessed Fixtures Rab Small reflector LED lamp features white finish. The MR16 sealed beam lamp with 2-pin GU5.3 miniature base, has a voltage rating of 12-Volts. The 6-Watt lamp delivers soft white light output of 420-Lumens with 2700K color temperature and 90 CRI. It has an average life of 25000 Hours. The lamp provides 35-Degree beam angle for even light distribution. The dimmable lamp has an efficacy of 64.6 LPW and power factor of 0.9. It measures 2-Inch x 1-7/8-Inch. It is suitable for retail spaces, art galleries and museums. Lamp meets UL, FCC, RoHS, Energy Star, Title 24 standards. Rab MR16-6-927-35D-DIM Dimmable MR16 Small Reflector LED Lamp 2-Pin GU5.3 Miniature Base 6-Watt 420-Lumens 90 CRI 2700K Soft White | 2700 | 92 | 420 | 64.6154 | 25000 | 6.5 | 12 | 8.073 | 0.67275 | 0.79051 | 2020Q3 | https://www.standardelectric.com/lighting-1600000000/rab-mr16-6-927-35d-dim-dimmable-mr16-small-reflector-led-lamp-2-pin-gu5-3-miniature-base-6-watt-420-lumens-90-cri-2700k-soft-white-861971 | Standard Electric | 2020 | No
LED Lighting | Reflector | Rab | True |  | Reflector (Flood/Spot) | MR16 | GU5.3 | Damp Location Rated,Recessed Fixtures Damp Location Rated,Recessed Fixtures Rab Small reflector LED lamp features white finish. The MR16 sealed beam lamp with 2-pin GU5.3 miniature base, has a voltage rating of 12-Volts. The 6-Watt lamp delivers warm white light output of 420-Lumens with 3000K color temperature and 90 CRI. It has an average life of 25000 Hours. The lamp provides 35-Degree beam angle for even light distribution. The dimmable lamp has an efficacy of 65 LPW and power factor of 0.9. It measures 2-Inch x 1-7/8-Inch. It is suitable for retail spaces, art galleries and museums. Lamp meets UL, FCC, RoHS, Energy Star, Title 24 standards. Rab MR16-6-930-35D-DIM Dimmable MR16 Small Reflector LED Lamp 2-Pin GU5.3 Miniature Base 6-Watt 420-Lumens 90 CRI 3000K Warm White | 3000 | 94 | 420 | 64.6154 | 25000 | 6.5 | 12 | 8.073 | 0.67275 | 0.79051 | 2020Q3 | https://www.standardelectric.com/lighting-1600000000/rab-mr16-6-930-35d-dim-dimmable-mr16-small-reflector-led-lamp-2-pin-gu5-3-miniature-base-6-watt-420-lumens-90-cri-3000k-warm-white-861972 | Standard Electric | 2020 | No
LED Lighting | Reflector | Rab | True |  | Reflector (Flood/Spot) | MR16 | GU5.3 | Damp Location Rated,Recessed Fixtures Damp Location Rated,Recessed Fixtures DIMMABLE, SMALL TYPE; 1-7/8 INCH; UL, FCC APPROVAL; ENCLOSED/OPEN FIXTURE, DAMP LOCATION APPLICATION; 12 VOLT VOLTAGE RATING; 2 INCH DIAMETER; 8 WATT WATTAGE; REFLECTOR LED LAMP; GU5.3 BASE TYPE; 25000 (L70) LIFE IN HOUR; MR16 SHAPE DESIGNATION Rab MR16-8-850-35D-DIM Dimmable MR16 Small Reflector LED Lamp 2-Pin GU5.3 8-Watt 570-Lumens 5000K 80 CRI | 5000 | 84 | 570 | 71.25 | 25000 | 8 | 12 | 8.073 | 0.67275 | 0.79051 | 2020Q3 | https://www.standardelectric.com/lighting-1600000000/rab-mr16-8-850-35d-dim-dimmable-mr16-small-reflector-led-lamp-2-pin-gu5-3-8-watt-570-lumens-5000k-80-cri-867991 | Standard Electric | 2020 | No
LED Lighting | Reflector | Rab | True |  | Reflector (Flood/Spot) | MR16 | GU5.3 | Damp Location Rated,Recessed Fixtures Damp Location Rated,Recessed Fixtures Rab Small reflector LED lamp features white finish. The MR16 sealed beam lamp with 2-pin GU5.3 miniature base, has a voltage rating of 12-Volts. The 8-Watt lamp delivers cool white light output of 540-Lumens with 4000K color temperature and 90 CRI. It has an average life of 25000 Hours. The lamp provides 35-Degree beam angle for even light distribution. The dimmable lamp has an efficacy of 64 LPW and power factor of 0.9. It measures 2-Inch x 1-7/8-Inch. It is suitable for retail spaces, art galleries and museums. Lamp meets UL, FCC, RoHS, Energy Star standards. Rab MR16-8-940-35D-DIM Dimmable MR16 Small Reflector LED Lamp 2-Pin GU5.3 Miniature Base 8-Watt 540-Lumens 90 CRI 4000K Cool White | 4000 | 92 | 540 | 63.5294 | 25000 | 8.5 | 12 | 8.318 | 0.69317 | 0.8145 | 2020Q3 | https://www.standardelectric.com/lighting-1600000000/rab-mr16-8-940-35d-dim-dimmable-mr16-small-reflector-led-lamp-2-pin-gu5-3-miniature-base-8-watt-540-lumens-90-cri-4000k-cool-white-861978 | Standard Electric | 2020 | No
LED Lighting | Reflector | Rab | True |  | Reflector (Flood/Spot) | PAR16 | E26 (Medium) | Damp Location Rated,Recessed Fixtures Damp Location Rated,Recessed Fixtures Rab Small reflector LED lamp features frosted finish. The PAR16 sealed beam lamp with E26 medium base, has a voltage rating of 120-Volts. The 6.5-Watt lamp delivers warm white light output of 500-Lumens with 3000K color temperature and 80 CRI. It has an average life of 25000 Hours. The lamp provides 40-Degree beam angle for even light distribution. The dimmable lamp has an efficacy of 77 LPW and power factor of 0.7. It measures 2-Inch x 2-13/16-Inch. It is suitable for general lighting, spotlighting accents and display cabinets applications. Lamp meets UL, FCC, RoHS, Energy Star standards. Rab PAR16-6-830-40D-DIM Dimmable PAR16 Small Reflector LED Lamp E26 Medium Base 6.5-Watt 500-Lumens 80 CRI 3000K Warm White | 3000 | 83 | 500 | 76.9231 | 25000 | 6.5 | 12 | 6.567 | 0.54725 | 0.64304 | 2020Q3 | https://www.standardelectric.com/lighting-1600000000/rab-par16-6-830-40d-dim-dimmable-par16-small-reflector-led-lamp-e26-medium-base-6-5-watt-500-lumens-80-cri-3000k-warm-white-855560 | Standard Electric | 2020 | No
LED Lighting | Reflector | Rab | True |  | Reflector (Flood/Spot) | PAR20 | E26 (Medium) | Damp Location Rated,Recessed Fixtures Damp Location Rated,Recessed Fixtures Rab Reflector LED lamp in frosted finish, has plastic construction for added durability. The PAR20 sealed beam lamp with E26 medium base, has a voltage rating of 120-Volts. The 7-Watt lamp delivers soft white light output of 550-Lumens with 2700K color temperature and 90 CRI. It has an average life of 40000 Hours. The lamp provides 25-Degree beam angle for even light distribution. The dimmable lamp has an efficacy of 79 LPW and power factor of 0.9. It measures 2-1/2-Inch x 3-3/16-Inch. Lamp meets UL, FCC, RoHS, Energy Star, Title CA 20, CEC Status standards. Rab PAR20-7-927-25D-DIM Dimmable PAR20 Reflector LED Lamp E26 Medium Base 7-Watt 550-Lumens 90 CRI 2700K Soft White | 2700 | 92 | 560 | 80 | 40000 | 7 | 12 | 9.347 | 0.77892 | 0.91526 | 2020Q3 | https://www.standardelectric.com/lighting-1600000000/rab-par20-7-927-25d-dim-dimmable-par20-reflector-led-lamp-e26-medium-base-7-watt-550-lumens-90-cri-2700k-soft-white-861988 | Standard Electric | 2020 | No
LED Lighting | Reflector | Rab | True |  | Reflector (Flood/Spot) | PAR20 | E26 (Medium) | Damp Location Rated,Recessed Fixtures Damp Location Rated,Recessed Fixtures Rab Reflector LED lamp in frosted finish, has plastic construction for added durability. The PAR20 sealed beam lamp with E26 medium base, has a voltage rating of 120-Volts. The 7-Watt lamp delivers soft white light output of 550-Lumens with 2700K color temperature and 90 CRI. It has an average life of 40000 Hours. The lamp provides 40-Degree beam angle for even light distribution. The dimmable lamp has an efficacy of 79 LPW and power factor of 0.9. It measures 2-1/2-Inch x 3-3/16-Inch. Lamp meets UL, FCC, RoHS, Energy Star, Title CA 20, CEC Status standards. Rab PAR20-7-927-40D-DIM Dimmable PAR20 Reflector LED Lamp E26 Medium Base 7-Watt 550-Lumens 90 CRI 2700K Soft White | 2700 | 92 | 560 | 80 | 40000 | 7 | 12 | 9.347 | 0.77892 | 0.91526 | 2020Q3 | https://www.standardelectric.com/lighting-1600000000/rab-par20-7-927-40d-dim-dimmable-par20-reflector-led-lamp-e26-medium-base-7-watt-550-lumens-90-cri-2700k-soft-white-861989 | Standard Electric | 2020 | No
LED Lighting | Reflector | Rab | True |  | Reflector (Flood/Spot) | PAR20 | E26 (Medium) | Damp Location Rated,Recessed Fixtures Damp Location Rated,Recessed Fixtures Rab Shatter-proof LED lamp has plastic construction for added durability. The PAR20 sealed beam lamp with E26 medium base, has a voltage rating of 120-Volts. The 7-Watt lamp delivers warm white light output of 550-Lumens with 3000K color temperature and 90 CRI. It has an average life of 40000 Hours. The 25-Degree beam angle provides even light distribution. The dimmable lamp has an efficacy of 79 LPW and power factor of 0.9. It measures 2-1/2-Inch x 3-3/16-Inch. It is suitable for damp locations. Lamp meets UL, CEC, FCC, RoHS, Energy Star Qualified standards. Rab PAR20-7-930-25D-DIM Dimmable PAR20 Shatterproof LED Lamp E26 Medium Base 7-Watt 550-Lumens 90 CRI 3000K Warm White | 3000 | 94 | 560 | 80 | 40000 | 7 | 12 | 9.631 | 0.80258 | 0.94307 | 2020Q3 | https://www.standardelectric.com/lighting-1600000000/rab-par20-7-930-25d-dim-dimmable-par20-shatterproof-led-lamp-e26-medium-base-7-watt-550-lumens-90-cri-3000k-warm-white-861990 | Standard Electric | 2020 | No
LED Lighting | Reflector | Rab | True |  | Reflector (Flood/Spot) | PAR20 | E26 (Medium) | Damp Location Rated,Recessed Fixtures Damp Location Rated,Recessed Fixtures Rab Shatterproof premium LED lamp features E26 medium screw-in base and PAR20 sealed beam shape. This 7-Watt LED lamp delivers a warm white light output of 550-Lumens with 3000K color temperature and 90 CRI. It has an average life of 40000 Hours and emits light at a beam angle of 40-Degrees. Dimmable LED lamp has a voltage rating of 120-Volts. It has plastic construction for durability. It has a power factor of 0.9. Lamp withstands a temperature rating from -20 to 45 deg C and measures 2-1/2-Inch Dia x 3-7/16-Inch. It is suitable for use in enclosed and open fixture. It is perfect for wet locations. LED lamp meets UL, CEC, FCC, Title 24/CA20, RoHS, Energy Star V2.0, 2329948 standards. Rab PAR20-7-930-40D-DIM Dimmable PAR20 Shatterproof Premium LED Lamp E26 Medium Base 7-Watt 550-Lumens 90 CRI 3000K Warm White | 3000 | 94 | 560 | 80 | 40000 | 7 | 12 | 9.857 | 0.82142 | 0.9652 | 2020Q3 | https://www.standardelectric.com/lighting-1600000000/rab-par20-7-930-40d-dim-dimmable-par20-shatterproof-premium-led-lamp-e26-medium-base-7-watt-550-lumens-90-cri-3000k-warm-white-861991 | Standard Electric | 2020 | No
LED Lighting | Reflector | Rab | True |  | Reflector (Flood/Spot) | PAR20 | E26 (Medium) | Damp Location Rated,Recessed Fixtures Damp Location Rated,Recessed Fixtures Rab Shatterproof LED lamp has plastic construction for added durability. The PAR20 sealed beam lamp with E26 medium screw-in base, has a voltage rating of 120-Volts. The 7-Watt lamp delivers cool white light output of 550-Lumens with 4000K color temperature and 90 CRI. It has an average life of 40000 Hours. The 40-Degree beam angle provides even light distribution. The lamp has power factor of 0.9 and efficacy of 78.6 LPW. It measures 3-7/16-Inch x 2-1/2-Inch. LED lamp meets UL, Energy Star 2.0, FCC, Title CA 20, RoHS and CEC standards. Rab PAR20-7-940-40D-DIM Dimmable PAR20 Shatterproof LED Lamp E26 Medium Base 7-Watt 550-Lumens 90 CRI 4000K Cool White | 4000 | 92 | 560 | 80 | 40000 | 7 | 12 | 9.857 | 0.82142 | 0.9652 | 2020Q3 | https://www.standardelectric.com/lighting-1600000000/rab-par20-7-940-40d-dim-dimmable-par20-shatterproof-led-lamp-e26-medium-base-7-watt-550-lumens-90-cri-4000k-cool-white-861992 | Standard Electric | 2020 | No
LED Lighting | Reflector | Rab | True |  | Reflector (Flood/Spot) | PAR30L | E26 (Medium) | Damp Location Rated,Wet Location Rated,Recessed Fixtures Damp Location Rated,Wet Location Rated,Recessed Fixtures DIMMABLE TYPE; 4-3/4 INCH; UL, FCC APPROVAL; OPEN AND ENCLOSED FIXTURE, WET LOCATION, SECURITY, LANDSCAPE LIGHTING, DOWNLIGHT/TRACK LIGHT, COMMERCIAL AND RESIDENTIAL APPLICATION; 120 VOLT VOLTAGE RATING; 3-3/4 INCH DIAMETER; 11 WATT WATTAGE Rab PAR30L-11-840-40D-DIM Dimmable PAR30 Long Neck Shatterproof LED Lamp E26 Medium Screw Base 11-Watt 800-Lumens 80 CRI 4000K Cool White | 4000 | 95 | 800 | 72.7273 | 25000 | 11 | 12 | 10.707 | 0.89225 | 1.0484 | 2020Q3 | https://www.standardelectric.com/lighting-1600000000/rab-par30l-11-840-40d-dim-dimmable-par30-long-neck-shatterproof-led-lamp-e26-medium-screw-base-11-watt-800-lumens-80-cri-4000k-cool-white-822832 | Standard Electric | 2020 | No
LED Lighting | Reflector | Rab | True |  | Reflector (Flood/Spot) | PAR30L | E26 (Medium) | Damp Location Rated,Recessed Fixtures Damp Location Rated,Recessed Fixtures Rab Shatterproof LED lamp has plastic construction for added durability. The PAR30 long neck sealed beam lamp with E26 medium screw-in base, has a voltage rating of 120-Volts. The 11-Watt lamp delivers soft white light output of 900-Lumens with 2700K color temperature and 90 CRI. It has an average life of 40000 Hours. The 25-Degree beam angle provides even light distribution. The lamp has power factor of 0.9 and efficacy of 81.8 LPW. It measures 4-1/2-Inch x 3-3/4-Inch. It is suitable for landscape lighting, and downlights/track lights. LED lamp meets UL, Energy Star 2.0, FCC, Title CA 20, RoHS and CEC standards. Rab PAR30L-11-927-25D-DIM Dimmable PAR30 Long Neck Shatterproof LED Lamp E26 Medium Base 11-Watt 900-Lumens 90 CRI 2700K Soft White | 2700 | 92 | 915 | 83.1818 | 40000 | 11 | 6 | 10.623 | 1.7705 | 2.0804 | 2020Q3 | https://www.standardelectric.com/lighting-1600000000/rab-par30l-11-927-25d-dim-dimmable-par30-long-neck-shatterproof-led-lamp-e26-medium-base-11-watt-900-lumens-90-cri-2700k-soft-white-861996 | Standard Electric | 2020 | Yes
LED Lighting | Reflector | Rab | True |  | Reflector (Flood/Spot) | PAR30L | E26 (Medium) | Damp Location Rated,Recessed Fixtures Damp Location Rated,Recessed Fixtures Rab Shatter-proof LED lamp has plastic construction for added durability. The PAR30 long neck sealed beam lamp with E26 medium base, has a voltage rating of 120-Volts. The 11-Watt lamp delivers soft white light output of 900-Lumens with 2700K color temperature and 90 CRI. It has an average life of 40000 Hours. The 35-Degree beam angle provides even light distribution. The dimmable lamp has an efficacy of 82 LPW and power factor of 0.9. It measures 3-3/4-Inch x 4-1/2-Inch. It is suitable for damp locations. Lamp meets UL, CEC, FCC, RoHS, Energy Star Qualified standards. Rab PAR30L-11-927-35D-DIM Dimmable PAR30 Long Neck Shatterproof LED Lamp E26 Medium Base 11-Watt 900-Lumens 90 CRI 2700K Soft White | 2700 | 92 | 915 | 83.1818 | 40000 | 11 | 6 | 10.623 | 1.7705 | 2.0804 | 2020Q3 | https://www.standardelectric.com/lighting-1600000000/rab-par30l-11-927-35d-dim-dimmable-par30-long-neck-shatterproof-led-lamp-e26-medium-base-11-watt-900-lumens-90-cri-2700k-soft-white-862001 | Standard Electric | 2020 | Yes
LED Lighting | Reflector | Rab | True |  | Reflector (Flood/Spot) | PAR30L | E26 (Medium) | Damp Location Rated,Recessed Fixtures Damp Location Rated,Recessed Fixtures Rab Shatter-proof LED lamp has plastic construction for added durability. The PAR30 long neck sealed beam lamp with E26 medium base, has a voltage rating of 120-Volts. The 11-Watt lamp delivers warm white light output of 900-Lumens with 3000K color temperature and 90 CRI. It has an average life of 40000 Hours. The 35-Degree beam angle provides even light distribution. The dimmable lamp has an efficacy of 81.8 LPW and power factor of 0.9. It measures 3-3/4-Inch x 4-1/2-Inch. It is suitable for damp locations. Lamp meets UL, CEC, FCC, RoHS, Energy Star Qualified standards. Rab PAR30L-11-930-35D-DIM Dimmable PAR30 Long Neck Shatterproof LED Lamp E26 Medium Base 11-Watt 900-Lumens 90 CRI 3000K Warm White | 3000 | 92 | 915 | 83.1818 | 40000 | 11 | 6 | 10.623 | 1.7705 | 2.0804 | 2020Q3 | https://www.standardelectric.com/lighting-1600000000/rab-par30l-11-930-35d-dim-dimmable-par30-long-neck-shatterproof-led-lamp-e26-medium-base-11-watt-900-lumens-90-cri-3000k-warm-white-862003 | Standard Electric | 2020 | Yes
LED Lighting | Reflector | Rab | True |  | Reflector (Flood/Spot) | PAR30L | E26 (Medium) | Damp Location Rated,Recessed Fixtures Damp Location Rated,Recessed Fixtures Rab Shatter-proof LED lamp has plastic construction for added durability. The PAR30 long neck sealed beam lamp with E26 medium base, has a voltage rating of 120-Volts. The 11-Watt lamp delivers cool white light output of 900-Lumens with 4000K color temperature and 90 CRI. It has an average life of 40000 Hours. The 35-Degree beam angle provides even light distribution. The dimmable lamp has an efficacy of 81.8 LPW and power factor of 0.9. It measures 3-3/4-Inch x 4-1/2-Inch. It is suitable for damp locations. Lamp meets UL, CEC, FCC, RoHS, Energy Star Qualified standards. Rab PAR30L-11-940-35D-DIM Dimmable PAR30 Long Neck Shatterproof LED Lamp E26 Medium Base 11-Watt 900-Lumens 90 CRI 4000K Cool White | 4000 | 92 | 915 | 83.1818 | 40000 | 11 | 6 | 10.623 | 1.7705 | 2.0804 | 2020Q3 | https://www.standardelectric.com/lighting-1600000000/rab-par30l-11-940-35d-dim-dimmable-par30-long-neck-shatterproof-led-lamp-e26-medium-base-11-watt-900-lumens-90-cri-4000k-cool-white-841957 | Standard Electric | 2020 | Yes
LED Lighting | Reflector | Rab | True |  | Reflector (Flood/Spot) | PAR30L | E26 (Medium) | Damp Location Rated,Recessed Fixtures Damp Location Rated,Recessed Fixtures DIMMABLE, PREMIUM TYPE; 4-1/2 INCH; UL, FCC, CEC APPROVAL; OPEN AND ENCLOSED FIXTURE, DAMP AND WET LOCATION, INDOOR/OUTDOOR APPLICATION; 120 VOLT VOLTAGE RATING; 3-3/4 INCH DIAMETER; 11 WATT WATTAGE; PARABOLIC REFLECTOR LED LAMP; E26 BASE TYPE Rab PAR30L-11-950-25D-DIM Dimmable PAR30L LED Lamp E26 Medium 11-Watt 900-Lumens 5000K 90 CRI White | 5000 | 92 | 915 | 83.1818 | 40000 | 11 | 6 | 10.623 | 1.7705 | 2.0804 | 2020Q3 | https://www.standardelectric.com/lighting-1600000000/rab-par30l-11-950-25d-dim-dimmable-par30l-led-lamp-e26-medium-11-watt-900-lumens-5000k-90-cri-white-862007 | Standard Electric | 2020 | Yes
LED Lighting | Reflector | Rab | True | Daylighting/Photocell, | Reflector (Flood/Spot) | PAR30L | E26 (Medium) | Damp Location Rated,Recessed Fixtures Damp Location Rated,Recessed Fixtures DIMMABLE, PREMIUM TYPE; 4-1/2 INCH; UL, FCC, CEC APPROVAL; OPEN AND ENCLOSED FIXTURE, DAMP AND WET LOCATION, INDOOR/OUTDOOR APPLICATION; 120 VOLT VOLTAGE RATING; 3-3/4 INCH DIAMETER; 11 WATT WATTAGE; PARABOLIC REFLECTOR LED LAMP; E26 BASE TYPE Rab PAR30L-11-950-35D-DIM Dimmable PAR30 Long Neck Shatterproof LED Lamp E26 Medium Screw Base 11-Watt 900-Lumens 90 CRI 5000K Daylight | 5000 | 92 | 915 | 83.1818 | 40000 | 11 | 6 | 11.202 | 1.867 | 2.1938 | 2020Q3 | https://www.standardelectric.com/lighting-1600000000/rab-par30l-11-950-35d-dim-dimmable-par30-long-neck-shatterproof-led-lamp-e26-medium-screw-base-11-watt-900-lumens-90-cri-5000k-daylight-862008 | Standard Electric | 2020 | Yes
LED Lighting | Reflector | Rab | True |  | Reflector (Flood/Spot) | PAR30S | E26 (Medium) | Damp Location Rated,Recessed Fixtures Damp Location Rated,Recessed Fixtures Rab Reflector LED lamp in frosted finish, has plastic construction for added durability. The PAR30 short neck sealed beam lamp with E26 medium base, has a voltage rating of 120-Volts. The 11-Watt lamp delivers soft white light output of 900-Lumens with 2700K color temperature and 90 CRI. It has an average life of 40000 Hours. The lamp provides 25-Degree beam angle for even light distribution. The dimmable lamp has an efficacy of 82 LPW and power factor of 0.9. It measures 3-3/4-Inch x 3-9/16-Inch. Lamp meets UL, FCC, RoHS, Energy Star, Title CA 20, CEC Status standards. Rab PAR30S-11-927-25D-DIM Dimmable PAR30 Short Neck Reflector LED Lamp E26 Medium Base 11-Watt 900-Lumens 90 CRI 2700K Soft White | 2700 | 92 | 915 | 83.1818 | 40000 | 11 | 6 | 10.623 | 1.7705 | 2.0804 | 2020Q3 | https://www.standardelectric.com/lighting-1600000000/rab-par30s-11-927-25d-dim-dimmable-par30-short-neck-reflector-led-lamp-e26-medium-base-11-watt-900-lumens-90-cri-2700k-soft-white-862009 | Standard Electric | 2020 | Yes
LED Lighting | Reflector | Rab | True |  | Reflector (Flood/Spot) | PAR30S | E26 (Medium) | Damp Location Rated,Recessed Fixtures Damp Location Rated,Recessed Fixtures Rab Shatterproof premium LED lamp features E26 medium screw-in base and PAR30 short neck sealed beam shape. This 11-Watt LED lamp delivers a soft white light output of 900-Lumens with 2700K color temperature and 90 CRI. It has an average life of 40000 Hours and emits light at a beam angle of 40-Degrees. Dimmable LED lamp has a voltage rating of 120-Volts. It has plastic construction for durability. It has a power factor of 0.9. Lamp withstands a temperature rating from -20 to 45 deg C and measures 3-3/4-Inch Dia x 3-9/16-Inch. It is suitable for use in enclosed and open fixture. It is perfect for damp locations. LED lamp meets UL, CEC, FCC, Title 24/CA20, RoHS, Energy Star V2.0, 2328359 standards. Rab PAR30S-11-927-40D-DIM Dimmable PAR30 Short Neck Shatterproof Premium LED Lamp E26 Medium Base 11-Watt 900-Lumens 90 CRI 2700K Soft White | 2700 | 92 | 915 | 83.1818 | 40000 | 11 | 6 | 10.945 | 1.8242 | 2.1435 | 2020Q3 | https://www.standardelectric.com/lighting-1600000000/rab-par30s-11-927-40d-dim-dimmable-par30-short-neck-shatterproof-premium-led-lamp-e26-medium-base-11-watt-900-lumens-90-cri-2700k-soft-white-862011 | Standard Electric | 2020 | Yes
LED Lighting | Reflector | Rab | True |  | Reflector (Flood/Spot) | PAR30S | E26 (Medium) | Damp Location Rated,Recessed Fixtures Damp Location Rated,Recessed Fixtures Rab Shatterproof premium LED lamp features E26 medium screw-in base and PAR30 short neck sealed beam shape. This 11-Watt LED lamp delivers a warm white light output of 900-Lumens with 3000K color temperature and 90 CRI. It has an average life of 40000 Hours and emits light at a beam angle of 25-Degrees. Dimmable LED lamp has a voltage rating of 120-Volts. It has plastic construction for durability. It has a power factor of 0.9. Lamp withstands a temperature rating from -20 to 45 deg C and measures 3-3/4-Inch Dia x 3-9/16-Inch. It is suitable for use in enclosed and open fixture. It is perfect for damp locations. LED lamp meets UL, CEC, FCC, Title 24/CA20, RoHS, Energy Star V2.0, 2328360 standards. Rab PAR30S-11-930-25D-DIM Dimmable PAR30 Short Neck Shatterproof Premium LED Lamp E26 Medium Base 11-Watt 900-Lumens 90 CRI 3000K Warm White | 3000 | 92 | 915 | 83.1818 | 40000 | 11 | 6 | 10.945 | 1.8242 | 2.1435 | 2020Q3 | https://www.standardelectric.com/lighting-1600000000/rab-par30s-11-930-25d-dim-dimmable-par30-short-neck-shatterproof-premium-led-lamp-e26-medium-base-11-watt-900-lumens-90-cri-3000k-warm-white-862012 | Standard Electric | 2020 | Yes
LED Lighting | Reflector | Rab | True |  | Reflector (Flood/Spot) | PAR30S | E26 (Medium) | Damp Location Rated,Recessed Fixtures Damp Location Rated,Recessed Fixtures Rab Reflector LED lamp in frosted finish, has plastic construction for added durability. The PAR30 short neck sealed beam lamp with E26 medium base, has a voltage rating of 120-Volts. The 11-Watt lamp delivers warm white light output of 900-Lumens with 3000K color temperature and 90 CRI. It has an average life of 40000 Hours. The lamp provides 40-Degree beam angle for even light distribution. The dimmable lamp has an efficacy of 82 LPW and power factor of 0.9. It measures 3-3/4-Inch x 3-9/16-Inch. Lamp meets UL, FCC, RoHS, Energy Star, Title CA 20, CEC Status standards. Rab PAR30S-11-930-40D-DIM Dimmable PAR30 Short Neck Reflector LED Lamp E26 Medium Base 11-Watt 900-Lumens 90 CRI 3000K Warm White | 3000 | 92 | 915 | 83.1818 | 40000 | 11 | 6 | 10.945 | 1.8242 | 2.1435 | 2020Q3 | https://www.standardelectric.com/lighting-1600000000/rab-par30s-11-930-40d-dim-dimmable-par30-short-neck-reflector-led-lamp-e26-medium-base-11-watt-900-lumens-90-cri-3000k-warm-white-862013 | Standard Electric | 2020 | Yes
LED Lighting | Reflector | Rab | True |  | Reflector (Flood/Spot) | PAR38 | E26 (Medium) | Damp Location Rated,Wet Location Rated,Recessed Fixtures Damp Location Rated,Wet Location Rated,Recessed Fixtures Rab Reflector LED lamp in frosted finish, has plastic construction for added durability. The PAR38 sealed beam lamp with E26 medium base, has a voltage rating of 120-Volts. The 12-Watt lamp delivers soft white light output of 950-Lumens with 2700K color temperature and 90 CRI. It has an average life of 40000 Hours. The lamp provides 40-Degree beam angle for even light distribution. The dimmable lamp has an efficacy of 79 LPW and power factor of 0.9. It measures 4-5/8-Inch x 5-1/8-Inch. Lamp meets UL, FCC, RoHS, Energy Star, Title CA 20, CEC Status standards. Rab PAR38-12-927-40D-DIM Dimmable PAR38 Reflector LED Lamp E26 Medium Base 12-Watt 950-Lumens 90 CRI 2700K Soft White | 2700 | 92 | 960 | 80 | 40000 | 12 | 6 | 11.82 | 1.97 | 2.3148 | 2020Q3 | https://www.standardelectric.com/lighting-1600000000/rab-par38-12-927-40d-dim-dimmable-par38-reflector-led-lamp-e26-medium-base-12-watt-950-lumens-90-cri-2700k-soft-white-862022 | Standard Electric | 2020 | Yes
LED Lighting | Reflector | Rab | True |  | Reflector (Flood/Spot) | PAR38 | E26 (Medium) | Damp Location Rated,Wet Location Rated,Recessed Fixtures Damp Location Rated,Wet Location Rated,Recessed Fixtures Rab Shatter-proof LED lamp has plastic construction for added durability. The PAR38 sealed beam lamp with E26 medium base, has a voltage rating of 120-Volts. The 12-Watt lamp delivers warm white light output of 950-Lumens with 3000K color temperature and 90 CRI. It has an average life of 40000 Hours. The 40-Degree beam angle provides even light distribution. The dimmable lamp has an efficacy of 79.2 LPW and power factor of 0.9. It measures 4-5/8-Inch x 5-1/8-Inch. It is perfect for wet locations and outdoor use. Lamp meets UL, CEC, FCC, RoHS, Energy Star Qualified standards. Rab PAR38-12-930-40D-DIM Dimmable PAR38 Shatterproof LED Lamp E26 Medium Base 12-Watt 950-Lumens 90 CRI 3000K Warm White | 3000 | 95 | 960 | 80 | 40000 | 12 | 6 | 12.098 | 2.0163 | 2.3693 | 2020Q3 | https://www.standardelectric.com/lighting-1600000000/rab-par38-12-930-40d-dim-dimmable-par38-shatterproof-led-lamp-e26-medium-base-12-watt-950-lumens-90-cri-3000k-warm-white-862026 | Standard Electric | 2020 | Yes
LED Lighting | Reflector | Rab | True |  | Reflector (Flood/Spot) | PAR38 | E26 (Medium) | Damp Location Rated,Wet Location Rated,Recessed Fixtures Damp Location Rated,Wet Location Rated,Recessed Fixtures Rab Shatterproof premium LED lamp features E26 medium screw-in base and PAR38 sealed beam shape. This 12-Watt LED lamp delivers a cool white light output of 950-Lumens with 4000K color temperature and 90 CRI. It has an average life of 40000 Hours and emits light at a beam angle of 40-Degrees. Dimmable LED lamp has a voltage rating of 120-Volts. It has plastic construction for durability. Lamp withstands a temperature rating from -20 to 45 deg C and measures 4-5/8-Inch Dia x 5-1/8-Inch. It is suitable for use in enclosed and open fixture. It is perfect for wet locations. LED lamp meets UL, CEC, FCC, Title 24/CA20, RoHS, Energy Star V2.0, 2329959 standards. Rab PAR38-12-940-40D-DIM Dimmable PAR38 Shatterproof Premium LED Lamp E26 Medium Base 12-Watt 950-Lumens 90 CRI 4000K Cool White | 4000 | 94 | 960 | 80 | 40000 | 12 | 6 | 11.82 | 1.97 | 2.3148 | 2020Q3 | https://www.standardelectric.com/lighting-1600000000/rab-par38-12-940-40d-dim-dimmable-par38-shatterproof-premium-led-lamp-e26-medium-base-12-watt-950-lumens-90-cri-4000k-cool-white-862037 | Standard Electric | 2020 | Yes
LED Lighting | Reflector | Rab | True |  | Reflector (Flood/Spot) | PAR38 | E26 (Medium) | Damp Location Rated,Wet Location Rated,Recessed Fixtures Damp Location Rated,Wet Location Rated,Recessed Fixtures Rab Shatterproof premium LED lamp features E26 medium screw-in base and PAR38 sealed beam shape. This 16-Watt LED lamp delivers a soft white light output of 1370-Lumens with 2700K color temperature and 90 CRI. It has an average life of 40000 Hours and emits light at a beam angle of 25-Degrees. Dimmable LED lamp has a voltage rating of 120-Volts. It has plastic construction for durability. It has a power factor of 0.9. Lamp withstands a temperature rating from -20 to 45 deg C and measures 4-5/8-Inch Dia x 5-1/8-Inch. It is suitable for use in enclosed and open fixture. It is perfect for wet locations. LED lamp meets UL, CEC, FCC, Title 24/CA20, RoHS, Energy Star V2.0, 2329961 standards. Rab PAR38-16-927-25D-DIM Dimmable PAR38 Shatterproof Premium LED Lamp E26 Medium Base 16-Watt 1370-Lumens 90 CRI 2700K Soft White | 2700 | 92 | 1370 | 83.0303 | 40000 | 16.5 | 6 | 11.473 | 1.9122 | 2.2469 | 2020Q3 | https://www.standardelectric.com/lighting-1600000000/rab-par38-16-927-25d-dim-dimmable-par38-shatterproof-premium-led-lamp-e26-medium-base-16-watt-1370-lumens-90-cri-2700k-soft-white-862040 | Standard Electric | 2020 | Yes
LED Lighting | Reflector | Rab | True |  | Reflector (Flood/Spot) | PAR38 | E26 (Medium) | Damp Location Rated,Wet Location Rated,Recessed Fixtures Damp Location Rated,Wet Location Rated,Recessed Fixtures Rab Shatterproof premium LED lamp features E26 medium screw-in base and PAR38 sealed beam shape. This 16-Watt LED lamp delivers a soft white light output of 1370-Lumens with 2700K color temperature and 90 CRI. It has an average life of 40000 Hours and emits light at a beam angle of 40-Degrees. Dimmable LED lamp has a voltage rating of 120-Volts. It has plastic construction for durability. It has a power factor of 0.9. Lamp withstands a temperature rating from -20 to 45 deg C and measures 4-5/8-Inch Dia x 5-1/8-Inch. It is suitable for use in enclosed and open fixture. It is perfect for wet locations. LED lamp meets UL, CEC, FCC, Title 24/CA20, RoHS, Energy Star V2.0, 2329962 standards. Rab PAR38-16-927-40D-DIM Dimmable PAR38 Shatterproof Premium LED Lamp E26 Medium Base 16-Watt 1370-Lumens 90 CRI 2700K Soft White | 2700 | 92 | 1370 | 83.0303 | 40000 | 16.5 | 6 | 11.82 | 1.97 | 2.3148 | 2020Q3 | https://www.standardelectric.com/lighting-1600000000/rab-par38-16-927-40d-dim-dimmable-par38-shatterproof-premium-led-lamp-e26-medium-base-16-watt-1370-lumens-90-cri-2700k-soft-white-862041 | Standard Electric | 2020 | Yes
LED Lighting | Reflector | Rab | True |  | Reflector (Flood/Spot) | PAR38 | E26 (Medium) | Damp Location Rated,Wet Location Rated,Recessed Fixtures Damp Location Rated,Wet Location Rated,Recessed Fixtures Rab Shatter-proof LED lamp has plastic construction for added durability. The PAR38 sealed beam lamp with E26 medium base, has a voltage rating of 120-Volts. The 16-Watt lamp delivers warm white light output of 1370-Lumens with 3000K color temperature and 90 CRI. It has an average life of 40000 Hours. The 40-Degree beam angle provides even light distribution. The dimmable lamp has an efficacy of 83 LPW and power factor of 0.9. It measures 4-5/8-Inch x 5-1/8-Inch. It is perfect for wet locations and outdoor use. Lamp meets UL, CEC, FCC, RoHS, Energy Star Qualified standards. Rab PAR38-16-930-40D-DIM Dimmable PAR38 Shatterproof LED Lamp E26 Medium Base 16-Watt 1370-Lumens 90 CRI 3000K Warm White | 3000 | 94 | 1370 | 83.0303 | 40000 | 16.5 | 6 | 11.82 | 1.97 | 2.3148 | 2020Q3 | https://www.standardelectric.com/lighting-1600000000/rab-par38-16-930-40d-dim-dimmable-par38-shatterproof-led-lamp-e26-medium-base-16-watt-1370-lumens-90-cri-3000k-warm-white-862044 | Standard Electric | 2020 | Yes
LED Lighting | Reflector | Rab | True |  | Reflector (Flood/Spot) | PAR38 | E26 (Medium) | Damp Location Rated,Wet Location Rated,Recessed Fixtures Damp Location Rated,Wet Location Rated,Recessed Fixtures Rab Shatter-proof LED lamp has plastic construction for added durability. The PAR38 sealed beam lamp with E26 medium base, has a voltage rating of 120-Volts. The 16-Watt lamp delivers cool white light output of 1370-Lumens with 4000K color temperature and 90 CRI. It has an average life of 40000 Hours. The 40-Degree beam angle provides even light distribution. The dimmable lamp has an efficacy of 83 LPW and power factor of 0.9. It measures 4-5/8-Inch x 5-1/8-Inch. It is perfect for wet locations and outdoor use. Lamp meets UL, CEC, FCC, RoHS, Energy Star Qualified standards. Rab PAR38-16-940-40D-DIM Dimmable PAR38 Shatterproof LED Lamp E26 Medium Base 16-Watt 1370-Lumens 90 CRI 4000K Cool White | 4000 | 94 | 1370 | 83.0303 | 40000 | 16.5 | 6 | 11.473 | 1.9122 | 2.2469 | 2020Q3 | https://www.standardelectric.com/lighting-1600000000/rab-par38-16-940-40d-dim-dimmable-par38-shatterproof-led-lamp-e26-medium-base-16-watt-1370-lumens-90-cri-4000k-cool-white-846039 | Standard Electric | 2020 | Yes
LED Lighting | Reflector | Rab | True | Daylighting/Photocell, | Reflector (Flood/Spot) | PAR38 | E26 (Medium) | Damp Location Rated,Wet Location Rated,Recessed Fixtures Damp Location Rated,Wet Location Rated,Recessed Fixtures Rab Reflector LED lamp in frosted finish, has plastic construction for added durability. The PAR38 sealed beam lamp with E26 medium base, has a voltage rating of 120-Volts. The 16-Watt lamp delivers daylight output of 1370-Lumens with 5000K color temperature and 90 CRI. It has an average life of 40000 Hours. The lamp provides 25-Degree beam angle for even light distribution. The dimmable lamp has an efficacy of 83 LPW and power factor of 0.9. It measures 4-5/8-Inch x 5-1/8-Inch. Lamp meets UL, FCC, RoHS, Energy Star, Title CA 20, CEC Status standards. Rab PAR38-16-950-25D-DIM Dimmable PAR38 Reflector LED Lamp E26 Medium Base 16-Watt 1370-Lumens 90 CRI 5000K Daylight | 5000 | 96 | 1370 | 83.0303 | 40000 | 16.5 | 6 | 11.473 | 1.9122 | 2.2469 | 2020Q3 | https://www.standardelectric.com/lighting-1600000000/rab-par38-16-950-25d-dim-dimmable-par38-reflector-led-lamp-e26-medium-base-16-watt-1370-lumens-90-cri-5000k-daylight-837490 | Standard Electric | 2020 | Yes
LED Lighting | Reflector | Rab | True | Daylighting/Photocell, | Reflector (Flood/Spot) | PAR38 | E26 (Medium) | Damp Location Rated,Wet Location Rated,Recessed Fixtures Damp Location Rated,Wet Location Rated,Recessed Fixtures Rab Shatterproof LED lamp has plastic construction for added durability. The PAR38 sealed beam lamp with E26 medium screw-in base, has a voltage rating of 120-Volts. The 16-Watt lamp delivers daylight output of 1370-Lumens with 5000K color temperature and 90 CRI. It has an average life of 40000 Hours. The 40-Degree beam angle provides even light distribution. The lamp has power factor of 0.9 and efficacy of 83 LPW. It measures 5-1/8-Inch x 4-5/8-Inch. LED lamp meets UL, Energy Star 2.0, Title CA 20, RoHS and CEC standards. Rab PAR38-16-950-40D-DIM Dimmable PAR38 Shatterproof LED Lamp E26 Medium Base 16-Watt 1370-Lumens 90 CRI 5000K Daylight | 5000 | 96 | 1370 | 83.0303 | 40000 | 16.5 | 6 | 11.473 | 1.9122 | 2.2469 | 2020Q3 | https://www.standardelectric.com/lighting-1600000000/rab-par38-16-950-40d-dim-dimmable-par38-shatterproof-led-lamp-e26-medium-base-16-watt-1370-lumens-90-cri-5000k-daylight-862049 | Standard Electric | 2020 | Yes
LED Lighting | Reflector | Rab | True |  | Reflector (Flood/Spot) | PAR38 | E26 (Medium) | Damp Location Rated,Recessed Fixtures Damp Location Rated,Recessed Fixtures Rab High output shatter-proof LED lamp has plastic construction for added durability. The PAR38 sealed beam lamp with E26 medium base, has a voltage rating from 120 to 277-Volts. The 26-Watt lamp delivers warm white light output of 2400-Lumens with 3000K color temperature and 90 CRI. It has an average life of 40000 Hours. The 40-Degree beam angle provides even light distribution. The dimmable lamp has an efficacy of 92.3 LPW and power factor of 0.9. It measures 4-3/4-Inch x 5-1/8-Inch. It is suitable for damp locations and outdoor use. Lamp meets UL, CEC, FCC, RoHS, Energy Star Qualified standards. Rab PAR38-26-930-40D-ND Dimmable PAR38 High Output Shatterproof LED Lamp E26 Medium Base 26-Watt 2400-Lumens 90 CRI 3000K Warm White | 3000 | 93 | 2400 | 92.3077 | 40000 | 26 | 6 | 12.236 | 2.0393 | 2.3963 | 2020Q3 | https://www.standardelectric.com/lighting-1600000000/rab-par38-26-930-40d-nd-dimmable-par38-high-output-shatterproof-led-lamp-e26-medium-base-26-watt-2400-lumens-90-cri-3000k-warm-white-819747 | Standard Electric | 2020 | Yes
LED Lighting | Reflector | Rab | False |  | Reflector (Flood/Spot) | PAR38 | E26 (Medium) | Damp Location Rated,Recessed Fixtures Damp Location Rated,Recessed Fixtures Rab High output shatterproof HID replacement LED lamp has plastic construction for added durability. The PAR38 sealed beam lamp with E26 medium screw-in base, has a voltage rating from 120 to 277-Volts and current rating of 225-Milli-Amps at 120-Volts, 105-Milli-Amps at 277-Volts. The 26-Watt lamp delivers cool white light output of 2400-Lumens with 4000K color temperature and 90 CRI. It has an average life of 25000 Hours. The 40-Degree beam angle provides even light distribution. The lamp has power factor of 0.9 and efficacy of 92.3 LPW. It measures 5-1/8-Inch x 4-3/4-Inch. HID replacement LED lamp meets UL, Energy Star 2.0, Title CA 20, RoHS and CEC standards. Rab PAR38-26-940-40D-ND PAR38 High Output Shatterproof HID Replacement LED Lamp E26 Medium Base 26-Watt 2400-Lumens 90 CRI 4000K Cool White | 4000 | 92 | 2400 | 92.3077 | 40000 | 26 | 6 | 12.236 | 2.0393 | 2.3963 | 2020Q3 | https://www.standardelectric.com/lighting-1600000000/rab-par38-26-940-40d-nd-par38-high-output-shatterproof-hid-replacement-led-lamp-e26-medium-base-26-watt-2400-lumens-90-cri-4000k-cool-white-898738 | Standard Electric | 2020 | Yes
LED Lighting | Reflector | Rab | True |  | Reflector (Flood/Spot) | R20 | E26 (Medium) | Damp Location Rated,Recessed Fixtures Damp Location Rated,Recessed Fixtures Rab Reflector LED lamp in frosted finish, has plastic construction for added durability. The R20 sealed beam lamp with E26 medium base, has a voltage rating of 120-Volts. The 7-Watt lamp delivers soft white light output of 525-Lumens with 2700K color temperature and 80 CRI. It has an average life of 25000 Hours. The lamp provides 110-Degree wide beam angle for even light distribution. The dimmable lamp has an efficacy of 75 LPW and power factor of 0.9. It measures 2-1/2-Inch x 3-11/16-Inch. It is suitable for general lighting, commercial and residential applications. Lamp meets UL, FCC, RoHS, Energy Star standards. Rab R20-7-827-DIM Dimmable R20 Reflector LED Lamp E26 Medium Base 7-Watt 525-Lumens 80 CRI 2700K Soft White | 2700 | 82 | 525 | 75 | 25000 | 7 | 10 | 4.033 | 0.4033 | 0.47389 | 2020Q3 | https://www.standardelectric.com/lighting-1600000000/rab-r20-7-827-dim-dimmable-r20-reflector-led-lamp-e26-medium-base-7-watt-525-lumens-80-cri-2700k-soft-white-837533 | Standard Electric | 2020 | No
LED Lighting | Reflector | Rab | True |  | Reflector (Flood/Spot) | R20 | E26 (Medium) | Damp Location Rated,Recessed Fixtures Damp Location Rated,Recessed Fixtures Rab Reflector LED lamp in frosted finish, has plastic construction for added durability. The R20 sealed beam lamp with E26 medium base, has a voltage rating of 120-Volts. The 7-Watt lamp delivers warm white light output of 525-Lumens with 3000K color temperature and 80 CRI. It has an average life of 25000 Hours. The lamp provides 110-Degree wide beam angle for even light distribution. The dimmable lamp has an efficacy of 75 LPW and power factor of 0.9. It measures 2-1/2-Inch x 3-11/16-Inch. It is suitable for general lighting, commercial and residential applications. Lamp meets UL, FCC, RoHS, Energy Star standards. Rab R20-7-830-DIM Dimmable R20 Reflector LED Lamp E26 Medium Base 7-Watt 525-Lumens 80 CRI 3000K Warm White | 3000 | 83 | 525 | 75 | 25000 | 7 | 10 | 4.033 | 0.4033 | 0.47389 | 2020Q3 | https://www.standardelectric.com/lighting-1600000000/rab-r20-7-830-dim-dimmable-r20-reflector-led-lamp-e26-medium-base-7-watt-525-lumens-80-cri-3000k-warm-white-837534 | Standard Electric | 2020 | No
LED Lighting | Reflector | Rab | True |  | Reflector (Flood/Spot) | R20 | E26 (Medium) | Damp Location Rated,Recessed Fixtures Damp Location Rated,Recessed Fixtures Rab Reflector LED lamp in frosted finish, has plastic construction for added durability. The R20 sealed beam lamp with E26 medium base, has a voltage rating of 120-Volts. The 7-Watt lamp delivers cool white light output of 520-Lumens with 4000K color temperature and 80 CRI. It has an average life of 25000 Hours. The lamp provides 110-Degree wide beam angle for even light distribution. The dimmable lamp has an efficacy of 75 LPW and power factor of 0.9. It measures 2-1/2-Inch x 3-11/16-Inch. It is suitable for general lighting, commercial and residential applications. Lamp meets UL, FCC, RoHS, Energy Star standards. Rab R20-7-840-DIM Dimmable R20 Reflector LED Lamp E26 Medium Base 7-Watt 520-Lumens 80 CRI 4000K Cool White | 4000 | 83 | 525 | 75 | 25000 | 7 | 10 | 3.825 | 0.3825 | 0.44945 | 2020Q3 | https://www.standardelectric.com/lighting-1600000000/rab-r20-7-840-dim-dimmable-r20-reflector-led-lamp-e26-medium-base-7-watt-520-lumens-80-cri-4000k-cool-white-837489 | Standard Electric | 2020 | No
LED Lighting | Decorative | Rab | True |  | Other | ST19 | E26 (Medium) | Damp Location Rated,Recessed Fixtures Damp Location Rated,Recessed Fixtures Rab Decorative filament LED lamp in clear finish, has glass construction for added durability. The ST19 straight tubular lamp with E26 Edison screw-in base, has a voltage rating of 120-Volts. The 3-Watt lamp delivers soft white light output of 350-Lumens with 2700K color temperature and 90 CRI. It has an average life of 15000 Hours. The 360-Degree omni-directional beam angle provides even light distribution. The lamp has power factor of 0.7 and efficacy of 92.1 LPW. It measures 5-3/8-Inch x 2-1/2-Inch. Filament LED lamp meets UL, Energy Star 2.0, FCC, Title CA 20, RoHS and CEC standards. Rab ST19-3-E26-927-F-C Dimmable ST19 Decorative Filament LED Lamp E26 Edison Base 3-Watt 350-Lumens 90 CRI 2700K Soft White | 2700 | 94 | 350 | 92.1053 | 15000 | 3.8 | 8 | 6.595 | 0.82437 | 0.96867 | 2020Q3 | https://www.standardelectric.com/lighting-1600000000/rab-st19-3-e26-927-f-c-dimmable-st19-decorative-filament-led-lamp-e26-edison-base-3-watt-350-lumens-90-cri-2700k-soft-white-837769 | Standard Electric | 2020 | Yes
LED Lighting | A-Type | Manufacturer: Satco | False |  | General Purpose Replacement | A19 | E26 (Medium) | Damp Location Rated,Recessed Fixtures Damp Location Rated,Recessed Fixtures Home > Energy Star Qualified Products > 12 Watt 1100 Lumen LED A19 NON-Dimming Enclosed Fixture Rated Light Bulb 3000K ** Non-CEC Compliant - NOT Lawful for Sale in California ** Product Specifications - Quick Reference Input Voltage: Lumens: 120 Volt 1100 Lumens Dimensions: Dimmable: 4-3/16" (MOL) x 2-3/8" (MOD) No - Not Dimmable LED Color: 3000K Warm White Life Time: 15,000 Hours Power Consumption: Luminous Efficacy: 11.5 Watts 95 lm/W CRI: Certifications: 80 CRI RoHS, UL, Damp Location Satco's LED series of non-dimmable omni-directional LED A19 Lamps are here to replace your 75 watt incandescent light bulbs. Within this series, Satco is exhibiting their Solid State LED Lighting for these A shaped replacement lamps. This series of A19 LED lights bulbs are not dimmable, but are approved for totally enclosed fixtures. They have a long life of 15,000 hours and possess a 3 Year Limited Warranty. This series comes in 11.5 watt model and the following color temperatures: 2700K, 3000K, 4000K and 5000K. This model is part number S28766, a replacement of S8766, which produces 1100 lumens of a 3000K warm white color. This bulb consumes just 11.5 watts of 120 volt energy compared to a 75W incandescent bulb. This bulb is ENERGY STAR certified, RoHS compliant, cULus - damp location rated, and enclosed fixture rated. This led light bulb is NOT dimmable and has a CRI of 80, while producing zero UV or IR radiation. The innovative design of this A19 bulb features a smooth heat sink design to resemble traditional incandescent lamps. When you replace your 75A19 bulbs with these 11.5 watt A19 LED bulbs, your energy use decreases significantly while keeping the same look and feel of your old A19 bulbs. Typical applications include: commercial, residential, down lighting, accent lighting, display lighting, and more. Click here for the complete Satco S28766 LED A19 Light Bulb Specification Sheet. Satco 12 Watt 1100 Lumen LED A19 NON-Dimming Enclosed Fixture Rated Light Bulb 3000K | 3000 | 83 | 1100 | 95.6522 | 15000 | 11.5 | 1 | 3.95 | 3.95 | 4.6414 | 2020Q3 | https://www.greenelectricalsupply.com/11-watt-led-a19-light-bulbs-non-dimming-3000k.aspx | Green Electrical Supply | 2020 | Yes
LED Lighting | Decorative | Satco | True |  | Decorative | CA10 | E12 (Candelabra) | Damp Location Rated,Recessed Fixtures Damp Location Rated,Recessed Fixtures Satco Omni-directional LED lamp in clear finish, features E12 candelabra screw-in base and B11 bulged shape. This 2.5-Watt lamp outputs 200-Lumen warm white light. It has an average life of 15000 Hours. The 3-7/8-Inch dimmable lamp produces light with 2700K color temperature and 80 CRI. It has a voltage rating of 120-Volts. It is equivalent to 25-Watt incandescent lamp. It has a beam angle of 360-Degrees. It is suitable for damp location. LED lamp meets cULus/ETL, Energy Star, RoHS standards. Satco S29920 Dimmable B11 Omni-Directional LED Lamp E12 Candelabra Base 2.5-Watt 200-Lumens 2700K 80 CRI Warm White | 2700 | 84 | 200 | 80 | 15000 | 2.5 | 6 | 5.428 | 0.90467 | 1.063 | 2020Q3 | https://www.standardelectric.com/lighting-1600000000/satco-s29920-dimmable-b11-omni-directional-led-lamp-e12-candelabra-base-2-5-watt-200-lumens-2700k-80-cri-warm-white-750096 | Standard Electric | 2020 | Yes
LED Lighting | A-Type | Manufacturer: Satco | False |  | General Purpose Replacement | A19 | E26 (Medium) | Damp Location Rated,Recessed Fixtures Damp Location Rated,Recessed Fixtures Home > Energy Star Qualified Products > 11.5 Watt 1100 Lumen LED A19 NON-Dimming Enclosed Fixture Rated Light Bulb 4000K ** Non-CEC Compliant - NOT Lawful for Sale in California ** Product Specifications - Quick Reference Input Voltage: Lumens: 120 Volt 1100 Lumens Dimensions: Dimmable: 4-3/16" (MOL) x 2-3/8" (MOD) No - Not Dimmable LED Color: 4000K Cool White Life Time: 15,000 Hours Power Consumption: Luminous Efficacy: 11.5 Watts 95 lm/W CRI: Certifications: 80 CRI RoHS, UL, Damp Location Satco's LED series of non-dimmable omni-directional LED A19 Lamps are here to replace your 75 watt incandescent light bulbs. Within this series, Satco is exhibiting their Solid State LED Lighting for these A shaped replacement lamps. This series of A19 LED lights bulbs are not dimmable, but are approved for totally enclosed fixtures. They have a long life of 15,000 hours and possess a 3 Year Limited Warranty. This series comes in 11.5 watt model and the following color temperatures: 2700K, 3000K, 4000K and 5000K. This model is part number S28767, a replacement of S8767, which produces 1100 lumens of a 4000K cool white color. This bulb consumes just 11.5 watts of 120 volt energy. This bulb is ENERGY STAR certified, RoHS compliant, cULus - damp location rated, and enclosed fixture rated. This led light bulb is NOT dimmable and has a CRI of 80, while producing zero UV or IR radiation. The innovative design of this A19 bulb features a smooth heat sink design to resemble traditional incandescent lamps. When you replace your 75A19 bulbs with these 11.5 watt A19 LED bulbs, your energy use decreases significantly while keeping the same look and feel of your old A19 bulbs. Typical applications include: commercial, residential, down lighting, accent lighting, display lighting, and more. Click here for the complete Satco S28767 LED A19 Light Bulb Specification Sheet. Satco 11.5 Watt 1100 Lumen LED A19 NON-Dimming Enclosed Fixture Rated Light Bulb 4000K | 4000 | 86 | 1100 | 95.6522 | 15000 | 11.5 | 1 | 3.95 | 3.95 | 4.6414 | 2020Q3 | https://www.greenelectricalsupply.com/11-watt-led-a19-light-bulbs-non-dimming-4000k.aspx | Green Electrical Supply | 2020 | Yes
LED Lighting | A-Type | Manufacturer: Satco | False | Daylighting/Photocell, | General Purpose Replacement | A19 | E26 (Medium) | Damp Location Rated,Recessed Fixtures Damp Location Rated,Recessed Fixtures Home > Energy Star Qualified Products > 12 Watt 1100 Lumen LED A19 NON-Dimming Enclosed Fixture Rated Light Bulb 5000K ** Non-CEC Compliant - NOT Lawful for Sale in California ** Product Specifications - Quick Reference Input Voltage: Lumens: 120 Volt 1100 Lumens Dimensions: Dimmable: 4-3/16" (MOL) x 2-3/8" (MOD) No - Not Dimmable LED Color: 5000K Daylight Life Time: 15,000 Hours Power Consumption: Luminous Efficacy: 11.5 Watts 95 lm/W CRI: Certifications: 80 CRI RoHS, UL, Damp Location Satco's LED series of non-dimmable omni-directional LED A19 Lamps are here to replace your 75 watt incandescent light bulbs. Within this series, Satco is exhibiting their Solid State LED Lighting for these A shaped replacement lamps. This series of A19 LED lights bulbs are not dimmable, but are approved for totally enclosed fixtures. They have a long life of 15,000 hours and possess a 3 Year Limited Warranty. This series comes in 11.5 watt model and the following color temperatures: 2700K, 3000K, 4000K and 5000K. This model is part number S28768, a replacement of S8768, which produces 1100 lumens of a 5000K daylight color. This bulb consumes just 11.5 watts of 120 volt energy, compared to a 75W incandescent bulb. This bulb is ENERGY STAR certified, RoHS compliant, cULus - damp location rated, and enclosed fixture rated. This led light bulb is NOT dimmable and has a CRI of 80, while producing zero UV or IR radiation. The innovative design of this A19 bulb features a smooth heat sink design to resemble traditional incandescent lamps. When you replace your 75A19 bulbs with these 11.5 watt A19 LED bulbs, your energy use decreases significantly while keeping the same look and feel of your old A19 bulbs. Typical applications include: commercial, residential, down lighting, accent lighting, display lighting, and more. Click here for the complete Satco S28768 LED A19 Light Bulb Specification Sheet. Satco 12 Watt 1100 Lumen LED A19 NON-Dimming Enclosed Fixture Rated Light Bulb 5000K | 5000 | 86 | 1100 | 95.6522 | 15000 | 11.5 | 1 | 3.95 | 3.95 | 4.6414 | 2020Q3 | https://www.greenelectricalsupply.com/11-watt-led-a19-light-bulbs-non-dimming-5000k.aspx | Green Electrical Supply | 2020 | Yes
LED Lighting | Decorative | Satco | True |  | Decorative | B10 | E12 (Candelabra) | Damp Location Rated Damp Location Rated Satco 4.5-Watt E12 Candelabra B11 LED lamp offers 310 initial Lumens for crisp light output. It has color rendering index of 80. Lamp with 3000K color temperature rating radiates warm white light to the surrounding. It has voltage rating of 120-Volts. Lamp in clear color, comes with average life of 25000 hours. It emits or distributes light at beam angle of 290-degree. This lamp has overall length of 3-3/4-inches. It is perfect for accent lighting, pendant lighting and enclosed fixtures. Lamp is UL/ETL listed, Energy Star certified and RoHS compliant. Satco S8952 Dimmable B11 Decorative LED Lamp 4.5-Watt E12 Candelabra Base 310-Lumens 80 CRI 3000K Warm White | 3000 | 83 | 300 | 66.6667 | 25000 | 4.5 | 1 | 10.202 | 10.202 | 11.9877 | 2020Q3 | https://www.standardelectric.com/lighting-1600000000/satco-s8952-dimmable-b11-decorative-led-lamp-4-5-watt-e12-candelabra-base-310-lumens-80-cri-3000k-warm-white-449486 | Standard Electric | 2020 | Yes
LED Lighting | Decorative | Satco | True |  | Globe | G25 | E26 (Medium) | Damp Location Rated Damp Location Rated Satco 6-Watt E26 Medium G25 Globe LED lamp offers 450 initial Lumens for crisp light output. It has color rendering index of 80. Lamp with 2700K color temperature rating radiates warm white light to the surrounding. It has voltage rating of 120-Volts. Lamp in frosted finish, comes with average life of 25000 hours. It emits or distributes light at beam angle of 240/175-degree. This lamp has overall length of 4.25-inches. It is perfect for down, accent and pendant lighting. Lamp is UL/ETL listed, Energy Star/damp rated and RoHS compliant. Satco S9200 Dimmable G25 Globe Decorative LED Lamp 6-Watt E26 Medium Base 450-Lumens 80 CRI 2700K Warm White | 2700 | 81 | 450 | 75 | 25000 | 6 | 1 | 9.199 | 9.199 | 10.8092 | 2020Q3 | https://www.standardelectric.com/lighting-1600000000/satco-s9200-dimmable-g25-globe-decorative-led-lamp-6-watt-e26-medium-base-450-lumens-80-cri-2700k-warm-white-364351 | Standard Electric | 2020 | Yes
LED Lighting | Reflector | Satco | True |  | Reflector (Flood/Spot) | PAR38 | E26 (Medium) | Wet Location Rated,Recessed Fixtures Wet Location Rated,Recessed Fixtures Satco Solid-state 15-Watt PAR38 E26 medium base LED lamp in silver color, offers 1200-Lumens of light output. This dimmable lamp has voltage rating of 120-Volts. It has color rendering index of 80. This lamp with 2700K color temperature rating, radiates warm white light to the surrounding. It measures 5-3/16-Inch x 4-3/4-Inch Dia. This lamp has average life of 25000 hours. It has beam angle of 40 deg. The IP65 rated lamp offers protection against dust and water. LED Lamp is UL/cULus/ETL listed, RoHS compliant and Energy Star certified. Satco S9445 Dimmable PAR38 Solid State LED Lamp 15-Watt E26 Medium Base 1200-Lumens 80 CRI 2700K Warm White | 2700 | 83 | 1200 | 80 | 25000 | 15 | 1 | 15.516 | 15.516 | 18.2319 | 2020Q3 | https://www.standardelectric.com/lighting-1600000000/satco-s9445-dimmable-par38-solid-state-led-lamp-15-watt-e26-medium-base-1200-lumens-80-cri-2700k-warm-white-415801 | Standard Electric | 2020 | Yes
LED Lighting | Reflector | Satco | True |  | Reflector (Flood/Spot) | PAR38 | E26 (Medium) | Wet Location Rated,Recessed Fixtures Wet Location Rated,Recessed Fixtures Satco 18-Watt E26 Medium PAR38 LED lamp offers 1400 initial Lumens for crisp light output. It has color rendering index of 80. Lamp with 3000K color temperature rating radiates warm white light to the surrounding. It has voltage rating of 120-Volts. Lamp in silver color, comes with average life of 25000 hours. It emits or distributes light at beam angle of 40-degree. This lamp has overall length of 5-3/16-inches. It is perfect for downlighting, track lighting and enclosed fixture. Lamp is UL/ETL/cULus listed, wet location/Energy Star rated and RoHS compliant. Satco S9455 Dimmable PAR38 LED Lamp 18-Watt E26 Medium Base 1400-Lumens 80 CRI 3000K Warm White | 3000 | 81 | 1400 | 77.7778 | 25000 | 18 | 1 | 17.932 | 17.932 | 21.0708 | 2020Q3 | https://www.standardelectric.com/lighting-1600000000/satco-s9455-dimmable-par38-led-lamp-18-watt-e26-medium-base-1400-lumens-80-cri-3000k-warm-white-420902 | Standard Electric | 2020 | Yes
LED Lighting | Decorative | TCP | True |  | Globe | G25 | E26 (Medium) | Damp Location Rated Damp Location Rated TCP Elite LED lamp features screw-in E26 medium lamp base. This 6-Watt, G25 lamp outputs 550-Lumens of bright and crisp light. The 120-Volt AC lamp has an average life of 25000 Hours. The dimmable lamp in frosted finish, produces soft white colored light with 3000K color temperature and 80 CRI. This linear tubular lamp is suitable for damp locations, vanity lights, pendant lighting and decorative fixtures, office and home applications. It saves energy up to 80% when compared to 60-Watt G25 incandescent globe lamp. The LED lamp meets cULus and Energy Star standards. TCP L6G25D2530KF Dimmable G25 LED Lamp 550-Lumens 3000K 80 CRI Soft White Elite | 3000 | 83 | 525 | 87.5 | 25000 | 6 | 1 | 11.117 | 11.117 | 13.0629 | 2020Q3 | https://www.standardelectric.com/lighting-1600000000/tcp-l6g25d2530kf-dimmable-g25-led-lamp-550-lumens-3000k-80-cri-soft-white-elite-721327 | Standard Electric | 2020 | Yes
LED Lighting | A-Type | Manufacturer: Satco | False |  | General Purpose Replacement | A19 | E26 (Medium) | Damp Location Rated,Recessed Fixtures Home > Energy Star Qualified Products > 12 Watt 1100 Lumen LED A19 NON-Dimming Enclosed Fixture Rated Light Bulb 3000K ** Non-CEC Compliant - NOT Lawful for Sale in California ** Product Specifications - Quick Reference Input Voltage: Lumens: 120 Volt 1100 Lumens Dimensions: Dimmable: 4-3/16" (MOL) x 2-3/8" (MOD) No - Not Dimmable LED Color: 3000K Warm White Life Time: 15,000 Hours Power Consumption: Luminous Efficacy: 11.5 Watts 95 lm/W CRI: Certifications: 80 CRI RoHS, UL, Damp Location Satco's LED series of non-dimmable omni-directional LED A19 Lamps are here to replace your 75 watt incandescent light bulbs. Within this series, Satco is exhibiting their Solid State LED Lighting for these A shaped replacement lamps. This series of A19 LED lights bulbs are not dimmable, but are approved for totally enclosed fixtures. They have a long life of 15,000 hours and possess a 3 Year Limited Warranty. This series comes in 11.5 watt model and the following color temperatures: 2700K, 3000K, 4000K and 5000K. This model is part number S28766, a replacement of S8766, which produces 1100 lumens of a 3000K warm white color. This bulb consumes just 11.5 watts of 120 volt energy compared to a 75W incandescent bulb. This bulb is ENERGY STAR certified, RoHS compliant, cULus - damp location rated, and enclosed fixture rated. This led light bulb is NOT dimmable and has a CRI of 80, while producing zero UV or IR radiation. The innovative design of this A19 bulb features a smooth heat sink design to resemble traditional incandescent lamps. When you replace your 75A19 bulbs with these 11.5 watt A19 LED bulbs, your energy use decreases significantly while keeping the same look and feel of your old A19 bulbs. Typical applications include: commercial, residential, down lighting, accent lighting, display lighting, and more. Click here for the complete Satco S28766 LED A19 Light Bulb Specification Sheet. Satco 12 Watt 1100 Lumen LED A19 NON-Dimming Enclosed Fixture Rated Light Bulb 3000K | 3000 | 83 | 1100 | 95.6522 | 15000 | 11.5 | 1 | 3.95 | 3.95 | 4.6414 | 2020Q2 | https://www.greenelectricalsupply.com/11-watt-led-a19-light-bulbs-non-dimming-3000k.aspx | Green Electrical Supply | 2020 | Yes
LED Lighting | Downlight | TCP | True |  |  | LED Retrofit Kit | LED Retrofit Kit | Downlight Solid State Retrofit Downlight Solid State Retrofit TCP LED Recessed retrofit employs 10-Watt medium LED lamp with average life of 35000 hours to deliver a light of brightness 600 Lumens. LED lamp has color rendering index of 82 and color temperature of 2700K. Lamp delivers consistent color within 3 MacAdam ellipse tolerance. It measures 5-Inch Dia x 3.8-Inch. This shatter-resistant retrofit incorporating highly efficient driver, features integrated trim for easy installation. This retrofit is perfect to replace 50-Watt incandescent alternatives in a 4-Inch recessed can. It is suitable for dimmable 6-Inch, 5-Inch and 4-Inch downlight applications. Retrofit is cULus listed and Energy Star certified. Recessed TCP LED10DR427K Dimmable 4-Inch LED Recessed Retrofit Kit 120-Volt 82 CRI 2700K 600-Lumens Medium | 2700 | 82 | 750 | 75 | 35000 | 10 | 1 | 23.38 | 23.38 | 27.4724 | 2020Q3 | https://www.standardelectric.com/lighting-1600000000/tcp-led10dr427k-dimmable-4-inch-led-recessed-retrofit-kit-120-volt-82-cri-2700k-600-lumens-medium-210717 | Standard Electric | 2020 | Yes
LED Lighting | Downlight | TCP | True |  |  | LED Retrofit Kit | LED Retrofit Kit | Downlight Solid State Retrofit Downlight Solid State Retrofit TCP LED Downlight retrofit has high efficient LEDs and driver for smooth and uniform dimming. It utilizes 80 CRI 2700K 800-Lumen DR56 LED lamp for energy efficiency, superior color rendering and long life. The lamp lasts up to 35000 hours. This easy to install downlight retrofit provides 100-degree beam angle for better adjustment of light. It is resistant to shatter and supports recessed mounting. LED Downlight retrofit is cULus listed for damp locations. Recessed TCP LED11DR5627K Dimmable 5-Inch Or 6-Inch LED Down Light Retrofit 120-Volt 11-Watt 80 CRI 2700K 800-Lumens Warm White | 2700 | 83 | 850 | 89.4737 | 35000 | 9.5 | 6 | 21.114 | 3.519 | 4.135 | 2020Q3 | https://www.standardelectric.com/lighting-1600000000/tcp-led11dr5627k-dimmable-5-inch-or-6-inch-led-down-light-retrofit-120-volt-11-watt-80-cri-2700k-800-lumens-warm-white-556143 | Standard Electric | 2020 | Yes
LED Lighting | Reflector | TCP | True |  | Reflector (Flood/Spot) | PAR38 | E26 (Medium) | Wet Location Rated,Recessed Fixtures Wet Location Rated,Recessed Fixtures TCP Elite 14-Watt PAR38 E26 Medium lamp base LED lamp offers 1150-Lumens of light output. This lamp has voltage rating of 120-Volt AC. It has color rendering index of 82 and efficacy of 82.1 LPW. This shatter-resistant lamp with 4100K color temperature rating radiates cool white light to the surrounding. It emits or distributes light at beam angle of 40-degree. This dimmable lamp with smooth clean outer housing, measures 5.3-Inch x 4.8-Inch Dia. It has average life of 25000 hours for ensuring optimal lighting performance. Lamp withstands temperature rating of -30 to 40 deg C. It is perfect for use in totally enclosed fixtures, recessed downlights, track lights, display lights and outdoor fixtures. Lamp is cULus listed and Energy Star certified. TCP LED14P38D41KFL Dimmable PAR38 LED Lamp 14-Watt E26 Medium Base 1150-Lumens 82 CRI 4100K Cool White Elite | 4000 | 84 | 1050 | 77.7778 | 25000 | 13.5 | 12 | 23.819 | 1.9849 | 2.3324 | 2020Q3 | https://www.standardelectric.com/lighting-1600000000/tcp-led14p38d41kfl-dimmable-par38-led-lamp-14-watt-e26-medium-base-1150-lumens-82-cri-4100k-cool-white-elite-263825 | Standard Electric | 2020 | Yes
LED Lighting | Reflector | TCP | True |  | Reflector (Flood/Spot) | BR40 | E26 (Medium) | Damp Location Rated,Recessed Fixtures Damp Location Rated,Recessed Fixtures TCP Elite 17-Watt BR40 LED lamp delivers 1300-Lumens of bright and crisp light. This lamp has voltage rating of 120-Volt AC at 50/60-Hz. It has E26 medium type base. Lamp features color temperature of 4100K and color rendering index of 82. Dimmable lamp offers smooth and uniform dimming. It radiates cool white light to the surrounding. Long life lamp offers average life of 25000 hours. It measures 5-Inch Dia x 6.6-Inch. It emits or distributes light at beam angle of 110-degree. It has temperature range of -30 to 40 deg C. This LED lamp is equivalent to 120-Watt incandescent lamp that is 80% energy-efficient. It is suitable for recessed downlights, track lights, display lights and outdoor fixtures. LED Lamp is cULus listed and Energy Star certified. TCP LED17BR40D41K Dimmable BR40 LED Lamp 17-Watt E26 Medium Base 1300-Lumens 82 CRI 4100K Cool White Elite | 4000 | 85 | 1400 | 82.3529 | 25000 | 17 | 1 | 10.248 | 10.248 | 12.0418 | 2020Q3 | https://www.standardelectric.com/lighting-1600000000/tcp-led17br40d41k-dimmable-br40-led-lamp-17-watt-e26-medium-base-1300-lumens-82-cri-4100k-cool-white-elite-231180 | Standard Electric | 2020 | Yes
LED Lighting | Reflector | TCP | True |  | Reflector (Flood/Spot) | PAR38 | E26 (Medium) | Wet Location Rated,Recessed Fixtures Wet Location Rated,Recessed Fixtures TCP Design Series LED lamp features E26 medium lamp base. This PAR38 lamp outputs a natural light of 1275 Lumens. The dimmable sealed beam lamp with an average life of 25000 Hours, has a current rating of 105-Milli-Amps, power rating of 17-Watts and voltage rating of 120-Volts. The lamp has an incandescent equivalent wattage of 120-Watts. Lamp has a CRI of 82, efficacy of 75 LPW and color temperature of 3500K. It has a wide flood beam angle of 60-Degrees. It measures 5.3-Inch x 4.8-Inch Dia. Lamp in silver finish, has ABS lens construction for durability. This lamp is ideal for use in wet locations. It is suitable use in track lights, recessed downlights, display lights and outdoor fixtures. The lamp meets cULus and Energy Star standards. TCP LED17P38D35KFL Dimmable PAR38 Design Series LED Lamp E26 Medium 17-Watt 1275-Lumens 82 CRI | 3500 | 85 | 1200 | 80 | 25000 | 15 | 12 | 20.549 | 1.7124 | 2.0122 | 2020Q3 | https://www.standardelectric.com/lighting-1600000000/tcp-led17p38d35kfl-dimmable-par38-design-series-led-lamp-e26-medium-17-watt-1275-lumens-82-cri-289955 | Standard Electric | 2020 | Yes
LED Lighting | Decorative | TCP | True |  | Globe | G16.5 | E12 (Candelabra) | Damp Location Rated,Not for Use in Recessed Fixtures Damp Location Rated,Not for Use in Recessed Fixtures TCP Elite Decorative 4-Watt G16 globe LED lamp delivers 280-Lumens of bright and crisp light. This lamp in clear color, has voltage rating of 120-Volt AC at 60-Hz. It has E12 candelabra type base. Dimmable lamp features color temperature of 2700K and color rendering index of 80. It radiates warm white light to the surrounding. Long life lamp offers average life of 25000 hours. It measures 2-Inch Dia x 3.5-Inch. It has temperature range of -30 to 40 deg C. This LED lamp is equivalent to 25-Watt incandescent lamp. It is suitable for outdoor fixtures and hard-to-reach areas. Lamp allows to use in applications where vibration resistance and frequent start is required. LED Lamp is cULus listed and Energy Star certified. TCP LED4E12G1627K Dimmable G16 Globe Decorative LED Lamp 4-Watt E12 Candelabra Base 280-Lumens 80 CRI 2700K Warm White Elite | 2700 | 82 | 280 | 70 | 25000 | 4 | 1 | 8.209 | 8.209 | 9.6459 | 2020Q3 | https://www.standardelectric.com/lighting-1600000000/tcp-led4e12g1627k-dimmable-g16-globe-decorative-led-lamp-4-watt-e12-candelabra-base-280-lumens-80-cri-2700k-warm-white-elite-197962 | Standard Electric | 2020 | Yes
LED Lighting | Reflector | TCP | True |  | Reflector (Flood/Spot) | PAR16 | E26 (Medium) | Damp Location Rated,Recessed Fixtures Damp Location Rated,Recessed Fixtures TCP Elite 7-Watt PAR16 LED lamp delivers 500-Lumens of bright and crisp light. This lamp has voltage rating of 120-Volts at 50/60-Hz. It has E26 medium type base. Lamp features color temperature of 3000K and color rendering index of 82. Dimmable lamp offers smooth and uniform dimming. It radiates halogen white light to the surrounding. Long life lamp offers average life of 25000 hours. It measures 2-Inch Dia x 3-Inch. It emits or distributes light at beam angle of 40-degree. It has temperature range of -30 to 40 deg C. This LED lamp is equivalent to 50-Watt incandescent lamp and consumes up to 85% less energy than halogen alternatives. It is suitable for recessed downlights, track lights, display lights and outdoor fixtures. LED Lamp is cULus listed and Energy Star certified. TCP LED7P1630KFL Dimmable PAR16 LED Lamp 7-Watt E26 Medium Base 500-Lumens 82 CRI 3000K Halogen White Elite | 3000 | 85 | 600 | 85.7143 | 25000 | 7 | 1 | 17.765 | 17.765 | 20.8746 | 2020Q3 | https://www.standardelectric.com/lighting-1600000000/tcp-led7p1630kfl-dimmable-par16-led-lamp-7-watt-e26-medium-base-500-lumens-82-cri-3000k-halogen-white-elite-235279 | Standard Electric | 2020 | Yes
LED Lighting | Reflector | TCP | True |  | Reflector (Flood/Spot) | BR30 | E26 (Medium) | Damp Location Rated,Recessed Fixtures Damp Location Rated,Recessed Fixtures TCP Elite 9-Watt BR30 E26 Medium lamp base LED lamp in opaque color, offers 700-Lumens of light output. This dimmable lamp has voltage rating of 120-Volt AC. It has color rendering index of 80. This lamp with 2700K color temperature rating radiates warm white light to the surrounding. It emits or distributes light at beam angle of 110-degree. This lamp measures 5.4-Inch x 3.8-Inch. It features break/shatter-resistant construction. It has average life of 25000 hours. This lamp has temperature range of -30 to 40 deg C. It is ideal for recessed downlights, track lights, display lights and outdoor fixtures. Lamp is cULus certified and Energy Star compliant. TCP LED9BR30D27K Dimmable BR30 LED Lamp 9-Watt E26 Medium Base 700-Lumens 80 CRI 2700K Warm White Elite | 2700 | 80 | 700 | 73.6842 | 25000 | 9.5 | 12 | 15.262 | 1.2718 | 1.4945 | 2020Q3 | https://www.standardelectric.com/lighting-1600000000/tcp-led9br30d27k-dimmable-br30-led-lamp-9-watt-e26-medium-base-700-lumens-80-cri-2700k-warm-white-elite-551785 | Standard Electric | 2020 | No
LED Lighting | Reflector | TCP | True |  | Reflector (Flood/Spot) | BR30 | E26 (Medium) | Damp Location Rated,Recessed Fixtures Damp Location Rated,Recessed Fixtures TCP Elite 9-Watt BR30 E26 Medium lamp base LED lamp in opaque color, offers 740-Lumens of light output. This dimmable lamp has voltage rating of 120-Volt AC. It has color rendering index of 80. This lamp with 4100K color temperature rating radiates cool white light to the surrounding. It emits or distributes light at beam angle of 110-degree. This lamp measures 5.4-Inch x 3.8-Inch. It features break/shatter-resistant construction. It has average life of 25000 hours. It has temperature range of -30 to 40 deg C. This lamp is suitable for recessed downlights, track lights, display lights and outdoor fixtures. Lamp is cULus certified and Energy Star compliant. TCP LED9BR30D41K Dimmable BR30 LED Lamp 9-Watt E26 Medium Base 740-Lumens 80 CRI 4100K Cool White Elite | 4000 | 82 | 750 | 78.9474 | 25000 | 9.5 | 12 | 6.593 | 0.54942 | 0.64559 | 2020Q3 | https://www.standardelectric.com/lighting-1600000000/tcp-led9br30d41k-dimmable-br30-led-lamp-9-watt-e26-medium-base-740-lumens-80-cri-4100k-cool-white-elite-556141 | Standard Electric | 2020 | No
LED Lighting | Downlight | WAC Lighting | True |  |  |  |  | Downlight Recessed Downlight Recessed WAC Lighting Lotos Collection Adjustable LED recessed downlight in white finish, has 4-Inch gimbal ring trim. It has fixture wattage of 9-Watts, voltage ranging from 120 to 277-Volts AC at 50/60-Hz. The adjustable LED recessed downlight has (1) 9-Watt integrated LED lamp. The frosted TIR lens shade offers even light distribution. The lamp with 50000-Hour average life, delivers a light output of 750-Lumens with a color temperature of 3000K and CRI of 90. The round shaped adjustable LED recessed downlight features steel construction. It measures 4-3/4-Inch Dia x 1-1/8-Inch. The ceiling mountable downlight with 45-Degree beam angle, is suitable for use with insulated, airtight ceiling featuring maximum thickness of 1-Inch. It includes driver and is perfect for use in wet locations. The adjustable LED recessed downlight meets ETL, Title 24 JA8-2016, Energy Star standards. Ceiling WAC Lighting R4ERAR-W930-WT Dimmable 4-Inch Adjustable LED Recessed Down Light Round 120 - 277-Volt AC 9-Watt 3000K 750-Lumens White Lotos | 3000 | 95 | 700 | 77.7778 | 50000 | 9 | 1 | 24.941 | 24.941 | 29.3066 | 2020Q3 | https://www.standardelectric.com/lighting-1600000000/wac-lighting-r4erar-w930-wt-dimmable-4-inch-adjustable-led-recessed-down-light-round-120-277-volt-ac-9-watt-3000k-750-lumens-white-lotos-837658 | Standard Electric | 2020 | Yes
LED Lighting | Decorative | TCP | True |  | Other | B11 | E26 (Medium) | Damp Location Rated Damp Location Rated Topbulb » LED Bulbs » LED Chandelier » 5W Decorative Torpedo, Medium Base, Clear, Warm White, Dimmable This TCP LED5B10/E26/27K is an LED bulb that is designed to replace a 50W incandescent bulb. It uses 5 watts and is a decorative torpedo shape with a medium base. LED Technology Notice Due to constantly evolving nature of LED technology, manufacturers will reserve the right to replace this product with next generation technology. We appreciate your understanding and acceptance of this policy. Documents TCP LED5E26B1127K Spec Sheet About TCP Lighting TCP has a 20 year history of developing energy-efficient lighting products such as compact fluorescent and LED. With cutting edge technology and strong manufacturing expertise, TCP has shipped billions of high quality lamps and deployed integrated technology and manufacturing to provide expedited time-to-market. 5W Decorative Torpedo, Medium Base, Clear, Warm White, Dimmable | 2700 | 83 | 350 | 70 | 25000 | 5 | 1 | 7.95 | 7.95 | 9.3416 | 2020Q3 | https://www.topbulb.com/5w-decorative-torpedo-medium-base-clear-warm-white-dimmable | Top Bulb | 2020 | Yes
LED Lighting | Decorative | Bulbrite | False |  | Decorative | S14 | E26 (Medium) | Wet Location Rated Wet Location Rated Topbulb » LED Bulbs » LED Filament / Vintage » Bulbrite - 2W LED Filament Style - S14 - Medium Base The Bulbrite LED2S14/27K/FIL is a 2 watt, 120 volt, medium base LED with light ouptut equivalent to a 10 watt incandescent. This is a Bulbrite LED filament bulb which simulates the filament of an incandescent light source. A thin, clear coating of silcone covers the glass in compliance with UL standards. Suggested applications include long-life sign lighting and other decorative uses. LED Technology Notice Due to constantly evolving nature of LED technology, manufacturers will reserve the right to replace this product with next generation technology. We appreciate your understanding and acceptance of this policy. Documents Bulbrite 776551 Sell Sheet Bulbrite 776551 Sell Sheet About Bulbrite Bulbrite has been a leading manufacturer and supplier of innovative, energy-efficient light source solutions for over 40 years. With strong manufacturing expertise and an in-house state-of-the-art testing lab, Bulbrite can ensure high quality for a full line of innovative, award winning lighting products. 25W Equal • 2700K Warm White Bulbrite - 2W LED Filament Style - S14 - Medium Base | 2700 | 82 | 200 | 100 | 15000 | 2 | 1 | 6.99 | 6.99 | 8.2135 | 2020Q3 | https://www.topbulb.com/bulbrite-2w-led-filament-style-s14-medium-base | Top Bulb | 2020 | Yes
LED Lighting | A-Type | Manufacturer: Satco | False |  | General Purpose Replacement | A19 | E26 (Medium) | Damp Location Rated,Recessed Fixtures Home > Energy Star Qualified Products > 11.5 Watt 1100 Lumen LED A19 NON-Dimming Enclosed Fixture Rated Light Bulb 4000K ** Non-CEC Compliant - NOT Lawful for Sale in California ** Product Specifications - Quick Reference Input Voltage: Lumens: 120 Volt 1100 Lumens Dimensions: Dimmable: 4-3/16" (MOL) x 2-3/8" (MOD) No - Not Dimmable LED Color: 4000K Cool White Life Time: 15,000 Hours Power Consumption: Luminous Efficacy: 11.5 Watts 95 lm/W CRI: Certifications: 80 CRI RoHS, UL, Damp Location Satco's LED series of non-dimmable omni-directional LED A19 Lamps are here to replace your 75 watt incandescent light bulbs. Within this series, Satco is exhibiting their Solid State LED Lighting for these A shaped replacement lamps. This series of A19 LED lights bulbs are not dimmable, but are approved for totally enclosed fixtures. They have a long life of 15,000 hours and possess a 3 Year Limited Warranty. This series comes in 11.5 watt model and the following color temperatures: 2700K, 3000K, 4000K and 5000K. This model is part number S28767, a replacement of S8767, which produces 1100 lumens of a 4000K cool white color. This bulb consumes just 11.5 watts of 120 volt energy. This bulb is ENERGY STAR certified, RoHS compliant, cULus - damp location rated, and enclosed fixture rated. This led light bulb is NOT dimmable and has a CRI of 80, while producing zero UV or IR radiation. The innovative design of this A19 bulb features a smooth heat sink design to resemble traditional incandescent lamps. When you replace your 75A19 bulbs with these 11.5 watt A19 LED bulbs, your energy use decreases significantly while keeping the same look and feel of your old A19 bulbs. Typical applications include: commercial, residential, down lighting, accent lighting, display lighting, and more. Click here for the complete Satco S28767 LED A19 Light Bulb Specification Sheet. Satco 11.5 Watt 1100 Lumen LED A19 NON-Dimming Enclosed Fixture Rated Light Bulb 4000K | 4000 | 86 | 1100 | 95.6522 | 15000 | 11.5 | 1 | 3.95 | 3.95 | 4.6414 | 2020Q2 | https://www.greenelectricalsupply.com/11-watt-led-a19-light-bulbs-non-dimming-4000k.aspx | Green Electrical Supply | 2020 | Yes
LED Lighting | A-Type | Manufacturer: Satco | False | Daylighting/Photocell, | General Purpose Replacement | A19 | E26 (Medium) | Damp Location Rated,Recessed Fixtures Home > Energy Star Qualified Products > 12 Watt 1100 Lumen LED A19 NON-Dimming Enclosed Fixture Rated Light Bulb 5000K ** Non-CEC Compliant - NOT Lawful for Sale in California ** Product Specifications - Quick Reference Input Voltage: Lumens: 120 Volt 1100 Lumens Dimensions: Dimmable: 4-3/16" (MOL) x 2-3/8" (MOD) No - Not Dimmable LED Color: 5000K Daylight Life Time: 15,000 Hours Power Consumption: Luminous Efficacy: 11.5 Watts 95 lm/W CRI: Certifications: 80 CRI RoHS, UL, Damp Location Satco's LED series of non-dimmable omni-directional LED A19 Lamps are here to replace your 75 watt incandescent light bulbs. Within this series, Satco is exhibiting their Solid State LED Lighting for these A shaped replacement lamps. This series of A19 LED lights bulbs are not dimmable, but are approved for totally enclosed fixtures. They have a long life of 15,000 hours and possess a 3 Year Limited Warranty. This series comes in 11.5 watt model and the following color temperatures: 2700K, 3000K, 4000K and 5000K. This model is part number S28768, a replacement of S8768, which produces 1100 lumens of a 5000K daylight color. This bulb consumes just 11.5 watts of 120 volt energy, compared to a 75W incandescent bulb. This bulb is ENERGY STAR certified, RoHS compliant, cULus - damp location rated, and enclosed fixture rated. This led light bulb is NOT dimmable and has a CRI of 80, while producing zero UV or IR radiation. The innovative design of this A19 bulb features a smooth heat sink design to resemble traditional incandescent lamps. When you replace your 75A19 bulbs with these 11.5 watt A19 LED bulbs, your energy use decreases significantly while keeping the same look and feel of your old A19 bulbs. Typical applications include: commercial, residential, down lighting, accent lighting, display lighting, and more. Click here for the complete Satco S28768 LED A19 Light Bulb Specification Sheet. Satco 12 Watt 1100 Lumen LED A19 NON-Dimming Enclosed Fixture Rated Light Bulb 5000K | 5000 | 86 | 1100 | 95.6522 | 15000 | 11.5 | 1 | 3.95 | 3.95 | 4.6414 | 2020Q2 | https://www.greenelectricalsupply.com/11-watt-led-a19-light-bulbs-non-dimming-5000k.aspx | Green Electrical Supply | 2020 | Yes
LED Lighting | A-Type | Feit | True |  | A19/21 | E26 (Medium) | E26 (Medium) | Home / Light Bulbs / LED / LED A-Line / Feit - A/OM2200/830/LEDG2 High Lumen; Instant On 23W A21 LED Lamp - Universal - 2200 Lumens - Warm White (3000K) - 80 CRI - 25000 Hours - E26 (Medium) - 120 to 130V - Frost Feit - A/OM2200/830/LEDG2 | 3000 | 80 | 2200 | 95.6522 | 25000 | 23 | 1 | 19.28 | 19.28 | 22.6547 | 2020Q3 | https://shop.regencylighting.com/lamps/led/a-line/a-om2200-830-ledg2-fet.html | Regency Lighting | 2020 | Yes
LED Lighting | Reflector | Cree | True |  | Reflector (Flood/Spot) | BR30 | E26 (Medium) | Damp Location Rated,Recessed Fixtures Damp Location Rated,Recessed Fixtures Topbulb » LED Bulbs » LED Reflector Flood » 100W / 120W Equal » Cree BR30-100W-27K-U1 ¦ 16.5W BR30 LED - 100W Equal - 2700K - Flood This Cree BR30-100W-27K-U1 is an LED BR30 lamp that uses 16.5 watts, equivalent to a 100 watt BR30 incandescent.Better light is beautiful light. The BR Series flood lamp is part of Cree's new and improved LED lamp family and features a remarkable combination of bright, wide flood light, high color rendering, and quiet dimming. Even better, BR Series lamps are incredibly efficient, last up to 6 times longer than other LED bulbs, and provides up to 89% energy savings compared to incandescent. LED Technology Notice Due to constantly evolving nature of LED technology, manufacturers will reserve the right to replace this product with next generation technology. We appreciate your understanding and acceptance of this policy. Utility/Government Incentives Documents Cree BR30-100W-27K-U1 Spec Sheet Cree BR30-100W-27K-U1 Sales Sheet Cree BR30-100W-27K-U1 Dimmer Compatibility 35,000 Hours • Warm White Light • Dimmable Cree BR30-100W-27K-U1 ¦ 16.5W BR30 LED - 100W Equal - 2700K - Flood | 2700 | 85 | 1500 | 90.9091 | 25000 | 16.5 | 1 | 15.95 | 15.95 | 18.7419 | 2020Q3 | https://www.topbulb.com/cree-br30-100w-27k-u1-16-5w-br30-led-100w-equal-2700k | Top Bulb | 2020 | Yes
LED Lighting | Reflector | Cree | True |  | Reflector (Flood/Spot) | BR30 | E26 (Medium) | Damp Location Rated,Recessed Fixtures Damp Location Rated,Recessed Fixtures Topbulb » LED Bulbs » LED Reflector Flood » 100W / 120W Equal » Cree BR30-100W-50K-U1 ¦ 15W BR30 LED - 100W Equal - 5000K - Flood This Cree BR30-100W-50K-U1 is an LED BR30 lamp that uses 15 watts, equivalent to a 100 watt BR30 incandescent.Better light is beautiful light. The BR Series flood lamp is part of Cree's new and improved LED lamp family and features a remarkable combination of bright, wide flood light, high color rendering, and quiet dimming. Even better, BR Series lamps are incredibly efficient, last up to 6 times longer than other LED bulbs, and provides up to 89% energy savings compared to incandescent. LED Technology Notice Due to constantly evolving nature of LED technology, manufacturers will reserve the right to replace this product with next generation technology. We appreciate your understanding and acceptance of this policy. Utility/Government Incentives Documents Cree BR30-100W-50K-U1 Spec Sheet Cree BR30-100W-50K-U1 Sales Sheet Cree BR30-100W-50K-U1 Dimmer Compatibility 35,000 Hours • Very Cool White Light • Dimmable Cree BR30-100W-50K-U1 ¦ 15W BR30 LED - 100W Equal - 5000K - Flood | 5000 | 93 | 1600 | 106.6667 | 25000 | 15 | 1 | 15.95 | 15.95 | 18.7419 | 2020Q3 | https://www.topbulb.com/cree-br30-100w-50k-u1-15w-br30-led-100w-equal-5000k | Top Bulb | 2020 | Yes
LED Lighting | Downlight | Eiko | True | Daylighting/Photocell, | LED |  |  | Downlight Solid State Retrofit Downlight Solid State Retrofit Topbulb » Fixtures » Commercial Fixtures » Indoor » Recessed Downlights » LED - Retrofit » 5" / 6" Retrofit » Eiko LED-DK6-15W927-DIM-G7 ¦ 15W LED Downlight Retrofit - 5"/6" - 1100 Lumens - 2700K This Eiko LED-DK6-15W927-DIM-G7 LED recessed downlight retrofit is designed to replace 6 inch incandescent / halogen downlights using the existing housing. Included are two socket options for the pigtail connector: E26 and GU24. Features include: Integrated aluminum, white powder coated trim Dimmable to 10% IC Rated for insulated ceilings UL wet location listed Energy Star See the documents below for complete specifications and installation instructions LED Technology Notice Due to constantly evolving nature of LED technology, manufacturers will reserve the right to replace this product with next generation technology. We appreciate your understanding and acceptance of this policy. Utility/Government Incentives Documents Eiko LED-DK6-15W927-DIM-G7 Spec Sheet Eiko LED-DK6-15W927-DIM-G7 Installation Instructions About Eiko For over 35 years, EIKO has been a supplier of high quality general and specialty lighting products to a wide array of industries such as electrical, commercial, audio visual, medical, photographic and stage/studio. With offices in the U.S., Canada, Europe, China, Korea and Taiwan, EIKO is a global presence in the lighting industry. 50,000 Hour LED • 90W Incandescent Equal • CRI 90+ • Dimmable Eiko LED-DK6-15W927-DIM-G7 ¦ 15W LED Downlight Retrofit - 5"/6" - 1100 Lumens - 2700K | 2700 | 92 | 1100 | 73.3333 | 50000 | 15 | 1 | 16.95 | 16.95 | 19.9169 | 2020Q3 | https://www.topbulb.com/eiko-led-dk6-15w927-dim-g7-led-downlight-kit-5-inch-6-inch-15w-1100lm-dimmable-wet-location-2700k-90cri-120vac-e26-gu24 | Top Bulb | 2020 | Yes
LED Lighting | Downlight | Eiko | True | Daylighting/Photocell, | LED |  |  | Downlight Solid State Retrofit Downlight Solid State Retrofit Topbulb » Fixtures » Commercial Fixtures » Indoor » Recessed Downlights » LED - Retrofit » 5" / 6" Retrofit » Eiko LED-DK6-15W930-DIM-G7 ¦ 15W LED Downlight Retrofit - 5"/6" - 1100 Lumens - 3000K This Eiko LED-DK6-15W930-DIM-G7 LED recessed downlight retrofit is designed to replace 6 inch incandescent / halogen downlights using the existing housing. Included are two socket options for the pigtail connector: E26 and GU24. Features include: Integrated aluminum, white powder coated trim Dimmable to 10% IC Rated for insulated ceilings UL wet location listed Energy Star See the documents below for complete specifications and installation instructions LED Technology Notice Due to constantly evolving nature of LED technology, manufacturers will reserve the right to replace this product with next generation technology. We appreciate your understanding and acceptance of this policy. Utility/Government Incentives Documents Eiko LED-DK6-15W930-DIM-G7 Spec Sheet Eiko LED-DK6-15W930-DIM-G7 Installation Instructions About Eiko For over 35 years, EIKO has been a supplier of high quality general and specialty lighting products to a wide array of industries such as electrical, commercial, audio visual, medical, photographic and stage/studio. With offices in the U.S., Canada, Europe, China, Korea and Taiwan, EIKO is a global presence in the lighting industry. 50,000 Hour LED • 90W Incandescent Equal • CRI 90+ • Dimmable Eiko LED-DK6-15W930-DIM-G7 ¦ 15W LED Downlight Retrofit - 5"/6" - 1100 Lumens - 3000K | 3000 | 92 | 1100 | 73.3333 | 50000 | 15 | 1 | 16.95 | 16.95 | 19.9169 | 2020Q3 | https://www.topbulb.com/eiko-led-dk6-15w930-dim-g7-led-downlight-kit-5-inch-6-inch-15w-1100lm-dimmable-wet-location-3000k-90cri-120vac-e26-gu24 | Top Bulb | 2020 | Yes
LED Lighting | Downlight | Eiko | True | Daylighting/Photocell, | LED |  |  | Downlight Solid State Retrofit Downlight Solid State Retrofit Topbulb » Fixtures » Commercial Fixtures » Indoor » Recessed Downlights » LED - Retrofit » 5" / 6" Retrofit » Eiko LED-DK6-15W940-DIM-G7 ¦ 15W LED Downlight Retrofit - 5"/6" - 1100 Lumens - 4000K This Eiko LED-DK6-15W940-DIM-G7 LED recessed downlight retrofit is designed to replace 6 inch incandescent / halogen downlights using the existing housing. Included are two socket options for the pigtail connector: E26 and GU24. Features include: Integrated aluminum, white powder coated trim Dimmable to 10% IC Rated for insulated ceilings UL wet location listed Energy Star See the documents below for complete specifications and installation instructions LED Technology Notice Due to constantly evolving nature of LED technology, manufacturers will reserve the right to replace this product with next generation technology. We appreciate your understanding and acceptance of this policy. Utility/Government Incentives Documents Eiko LED-DK6-15W940-DIM-G7 Spec Sheet Eiko LED-DK6-15W940-DIM-G7 Installation Instructions About Eiko For over 35 years, EIKO has been a supplier of high quality general and specialty lighting products to a wide array of industries such as electrical, commercial, audio visual, medical, photographic and stage/studio. With offices in the U.S., Canada, Europe, China, Korea and Taiwan, EIKO is a global presence in the lighting industry. 50,000 Hour LED • 90W Incandescent Equal • CRI 90+ • Dimmable Eiko LED-DK6-15W940-DIM-G7 ¦ 15W LED Downlight Retrofit - 5"/6" - 1100 Lumens - 4000K | 4000 | 92 | 1100 | 73.3333 | 50000 | 15 | 1 | 16.95 | 16.95 | 19.9169 | 2020Q3 | https://www.topbulb.com/eiko-led-dk6-15w940-dim-g7-led-downlight-kit-5-inch-6-inch-15w-1100lm-dimmable-wet-location-4000k-90cri-120vac-e26-gu24 | Top Bulb | 2020 | Yes
LED Lighting | Downlight | Eiko | True | Daylighting/Photocell, | LED |  |  | Downlight Solid State Retrofit Downlight Solid State Retrofit Topbulb » Fixtures » Commercial Fixtures » Indoor » Recessed Downlights » LED - Retrofit » 5" / 6" Retrofit » Eiko LED-DK6-15W950-DIM-G7 ¦ 15W LED Downlight Retrofit - 5"/6" - 1100 Lumens - 5000K This Eiko LED-DK6-15W950-DIM-G7 LED recessed downlight retrofit is designed to replace 6 inch incandescent / halogen downlights using the existing housing. Included are two socket options for the pigtail connector: E26 and GU24. Features include: Integrated aluminum, white powder coated trim Dimmable to 10% IC Rated for insulated ceilings UL wet location listed Energy Star See the documents below for complete specifications and installation instructions LED Technology Notice Due to constantly evolving nature of LED technology, manufacturers will reserve the right to replace this product with next generation technology. We appreciate your understanding and acceptance of this policy. Utility/Government Incentives Documents Eiko LED-DK6-15W950-DIM-G7 Spec Sheet Eiko LED-DK6-15W950-DIM-G7 Installation Instructions About Eiko For over 35 years, EIKO has been a supplier of high quality general and specialty lighting products to a wide array of industries such as electrical, commercial, audio visual, medical, photographic and stage/studio. With offices in the U.S., Canada, Europe, China, Korea and Taiwan, EIKO is a global presence in the lighting industry. 50,000 Hour LED • 90W Incandescent Equal • CRI 90+ • Dimmable Eiko LED-DK6-15W950-DIM-G7 ¦ 15W LED Downlight Retrofit - 5"/6" - 1100 Lumens - 5000K | 5000 | 92 | 1100 | 73.3333 | 50000 | 15 | 1 | 16.95 | 16.95 | 19.9169 | 2020Q3 | https://www.topbulb.com/eiko-led-dk6-15w950-dim-g7-led-downlight-kit-5-inch-6-inch-15w-1100lm-dimmable-wet-location-5000k-90cri-120vac-e26-gu24 | Top Bulb | 2020 | Yes
LED Lighting | Reflector | E-Lume | True |  | Reflector (Flood/Spot) | MR16 | GU5.3 | Damp Location Rated,Recessed Fixtures Damp Location Rated,Recessed Fixtures Topbulb » LED Bulbs » LED MR16 » 12V MR16 » 50W Equal » Elume - 7W MR16 LED - 50W Equal - Flood - Halogen-White Light Elume brand LED light bulbs offer quality manufacturing with all the benefits of long bulb life and energy savings at an attractive price. The Energy Star qualification provides assurance that these bulbs will produce the light levels, savings and rated life claimed by the manufacturer. This quality, 40,000 hour life LED MR16 with a bipin base, operates on 12 volt low voltage and is a direct replacement for a 50 watt equivalent halogen MR16 bulb used track and accent lighting. The bulb produces light that matches the color characteristics of halogen. Simply remove the existing bulb and replace with this energy saving, long life LED. The 40 degree beam produced by this LED lamp provides a medium wide light beam for general accent lighting. Fully dimmable, consult the document below for compatible dimmers that will provide optimum dimming. This is an Energy Star qualified product. Shipping Notice This item has certain shipping restrictions. Please refer to specifications table on this page for restricted shipping zones. LED Technology Notice Due to constantly evolving nature of LED technology, manufacturers will reserve the right to replace this product with next generation technology. We appreciate your understanding and acceptance of this policy. Applications Track LightingAccent Lighting Cross References Cree MR16-50W-30K-40D Cree LM16-50W-30K-40D Eiko 08432 LED8WMR16/38/830-DIM GE 69950 LED7XDMR16D83035 Green Creative 95338 7MR16G3DIM/830FL36 Lighting Science Group LS 16 50WE WW FL S1 BX Philips 42019-0 10MR16/END/F35 3000 DIM 10/1 TCP LED712VMR1630KFL 7W 12V MR16 3000K, 40 DEGREE Ushio 1003921 8W LED MR16 FL38 3000K WW Verbatim 98391 M16-L500-C30-B38-W Westinghouse 349100 7MR16/LED/DIM/FL/30 Utility/Government Incentives Documents Elume 63606 Specifications and Dimmer List About E-Lume E-Lume is a value brand of Standard Products Inc. The E-Lume product line includes LED, halogen, fluorescent, HID and incandescent lamps that offer good value with excellent performance. The head office of Standard Products is located in Montreal, Canada. Standard supplies a full range of lighting solutions to the North American market. Standard Products Inc. is a Gold Standard Winner as one of Canada's Best Managed Companies. Resources Step by Step, How to Buy an LED Bulb for Your Home 40,000 Hour Life • Energy Star • Dimmable Elume - 7W MR16 LED - 50W Equal - Flood - Halogen-White Light | 3000 | 83 | 520 | 70.2703 | 25000 | 7.4 | 1 | 6.95 | 6.95 | 8.1665 | 2020Q3 | https://www.topbulb.com/elume-7w-mr16-led-50w-equal-flood-halogen-white-light | Top Bulb | 2020 | Yes
LED Lighting | Reflector | E-Lume | True |  | Reflector (Flood/Spot) | MR16 | GU5.3 | Damp Location Rated,Recessed Fixtures Damp Location Rated,Recessed Fixtures Topbulb » LED Bulbs » LED MR16 » 12V MR16 » 50W Equal » Elume - 7W MR16 LED - 50W Equal - Narrow Flood - Halogen-White Light Elume brand LED light bulbs offer quality manufacturing with all the benefits of long bulb life and energy savings at an attractive price. The Energy Star qualification provides assurance that these bulbs will produce the light levels, savings and rated life claimed by the manufacturer. This quality, 40,000 hour life LED MR16 with a bipin base, operates on 12 volt low voltage and is a direct replacement for a 50 watt equivalent halogen MR16 bulb used track and accent lighting. The bulb produces light that matches the color characteristics of halogen. Simply remove the existing bulb and replace with this energy saving, long life LED. The 25 degree beam produced by this LED lamp provides a medium focus for accent lighting. Fully dimmable, consult the document below for compatible dimmers that will provide optimum dimming. This is an Energy Star qualified product. Shipping Notice This item has certain shipping restrictions. Please refer to specifications table on this page for restricted shipping zones. LED Technology Notice Due to constantly evolving nature of LED technology, manufacturers will reserve the right to replace this product with next generation technology. We appreciate your understanding and acceptance of this policy. Applications Track LightingAccent Lighting Utility/Government Incentives Documents Elume 63605 Specifications and Dimmer List About E-Lume E-Lume is a value brand of Standard Products Inc. The E-Lume product line includes LED, halogen, fluorescent, HID and incandescent lamps that offer good value with excellent performance. The head office of Standard Products is located in Montreal, Canada. Standard supplies a full range of lighting solutions to the North American market. Standard Products Inc. is a Gold Standard Winner as one of Canada's Best Managed Companies. Resources Step by Step, How to Buy an LED Bulb for Your Home 40,000 Hour Life • Energy Star • Dimmable Elume - 7W MR16 LED - 50W Equal - Narrow Flood - Halogen-White Light | 3000 | 83 | 520 | 70.2703 | 25000 | 7.4 | 1 | 7.18 | 7.18 | 8.4368 | 2020Q3 | https://www.topbulb.com/elume-7w-mr16-led-50w-equal-narrow-flood-halogen-white-light | Top Bulb | 2020 | Yes
LED Lighting | Reflector | GE Lighting | True | Daylighting/Photocell, | Reflector (Flood/Spot) | BR40 | E26 (Medium) | Damp Location Rated,Use With Timers,Use With Photo and/or Motion Sensors,Recessed Fixtures Damp Location Rated,Use With Timers,Use With Photo and/or Motion Sensors,Recessed Fixtures Topbulb » LED Bulbs » LED Reflector Flood » 85W Equal » GE 14708 ¦ 13W BR40 LED - 85W Equal - Flood - 3000K Use this GE 13 watt BR40 LED as a direct, energy saving replacement for an 85 watt BR40 incandescent. Energy Star qualified. See the document below for complete specifications. LED Technology Notice Due to constantly evolving nature of LED technology, manufacturers will reserve the right to replace this product with next generation technology. We appreciate your understanding and acceptance of this policy. Utility/Government Incentives Documents GE LED13DBR40/830 Specification Sheet About GE Lighting Started over 130 years ago, General Electric began with Thomas Edison's invention of the world's first affordable incandescent light bulb. More than a century later, the company still brings light to the world through its products. Its modern new light technologies, such as fluorescent and LED light bulbs, cost less and are more energy efficient and environmentally friendly. GE currently works to make nearly all of their lighting products Energy Star certified. 25,000 Hours • 1070 Lumens • Medium Screw Base GE 14708 ¦ 13W BR40 LED - 85W Equal - Flood - 3000K | 3000 | 81 | 1070 | 82.3077 | 25000 | 13 | 1 | 11.17 | 11.17 | 13.1252 | 2020Q3 | https://www.topbulb.com/ge-14708-13w-led-br40-e26-medium-base-3000k | Top Bulb | 2020 | Yes
LED Lighting | Decorative | GE Lighting | True | Daylighting/Photocell, | Decorative | CA10 | E12 (Candelabra) | Damp Location Rated,Use With Timers,Not for Use in Recessed Fixtures,Use With Photo and/or Motion Sensors Damp Location Rated,Use With Timers,Not for Use in Recessed Fixtures,Use With Photo and/or Motion Sensors Topbulb » LED Bulbs » LED Chandelier » GE 21231 ¦ 4W LED Bent Tip - 40W Equal - Candelabra Base - 2700K Use this GE 4 watt, bent tip candelabra base LED as a direct replacement for a 40 watt incandescent. LED Technology Notice Due to constantly evolving nature of LED technology, manufacturers will reserve the right to replace this product with next generation technology. We appreciate your understanding and acceptance of this policy. Utility/Government Incentives Documents GE 21231 Spec Sheet About GE Lighting Started over 130 years ago, General Electric began with Thomas Edison's invention of the world's first affordable incandescent light bulb. More than a century later, the company still brings light to the world through its products. Its modern new light technologies, such as fluorescent and LED light bulbs, cost less and are more energy efficient and environmentally friendly. GE currently works to make nearly all of their lighting products Energy Star certified. 15,000 Hours • Warm White Light • Dimmable GE 21231 ¦ 4W LED Bent Tip - 40W Equal - Candelabra Base - 2700K | 2700 | 82 | 300 | 71.4286 | 15000 | 4.2 | 1 | 5.95 | 5.95 | 6.9915 | 2020Q3 | https://www.topbulb.com/ge-21231-4w-led-cac-2700k | Top Bulb | 2020 | Yes
LED Lighting | Decorative | GE Lighting | True | Daylighting/Photocell, | Decorative | CA10 | E12 (Candelabra) | Damp Location Rated,Use With Timers,Not for Use in Recessed Fixtures,Use With Photo and/or Motion Sensors Damp Location Rated,Use With Timers,Not for Use in Recessed Fixtures,Use With Photo and/or Motion Sensors Topbulb » LED Bulbs » LED Chandelier » GE 21233 ¦ 7W LED Bent Tip - 40W Equal - Candelabra Base - 2700K Use this GE 7 watt, bent tip candelabra base LED as a direct replacement for a 50 watt incandescent. LED Technology Notice Due to constantly evolving nature of LED technology, manufacturers will reserve the right to replace this product with next generation technology. We appreciate your understanding and acceptance of this policy. Utility/Government Incentives Documents GE 21233 Spec Sheet About GE Lighting Started over 130 years ago, General Electric began with Thomas Edison's invention of the world's first affordable incandescent light bulb. More than a century later, the company still brings light to the world through its products. Its modern new light technologies, such as fluorescent and LED light bulbs, cost less and are more energy efficient and environmentally friendly. GE currently works to make nearly all of their lighting products Energy Star certified. 15,000 Hours • 500 Lumens • Dimmable GE 21233 ¦ 7W LED Bent Tip - 40W Equal - Candelabra Base - 2700K | 2700 | 82 | 500 | 76.9231 | 15000 | 6.5 | 1 | 7.95 | 7.95 | 9.3416 | 2020Q3 | https://www.topbulb.com/ge-21233-7w-led-cac-2700k | Top Bulb | 2020 | Yes
LED Lighting | Decorative | GE Lighting | True | Daylighting/Photocell, | Decorative | CA10 | E26 (Medium) | Damp Location Rated,Use With Timers,Not for Use in Recessed Fixtures,Use With Photo and/or Motion Sensors Damp Location Rated,Use With Timers,Not for Use in Recessed Fixtures,Use With Photo and/or Motion Sensors Topbulb » LED Bulbs » LED Chandelier » GE 21250 ¦ 4W LED Bent Tip - 40W Equal - Medium Base - 2700K Use this GE 4 watt, bent tip medium base LED as a direct replacement for a 40 watt incandescent. LED Technology Notice Due to constantly evolving nature of LED technology, manufacturers will reserve the right to replace this product with next generation technology. We appreciate your understanding and acceptance of this policy. Utility/Government Incentives Documents GE 21250 Spec Sheet About GE Lighting Started over 130 years ago, General Electric began with Thomas Edison's invention of the world's first affordable incandescent light bulb. More than a century later, the company still brings light to the world through its products. Its modern new light technologies, such as fluorescent and LED light bulbs, cost less and are more energy efficient and environmentally friendly. GE currently works to make nearly all of their lighting products Energy Star certified. 15,000 Hours • 300 Lumens • Dimmable GE 21250 ¦ 4W LED Bent Tip - 40W Equal - Medium Base - 2700K | 2700 | 82 | 300 | 71.4286 | 15000 | 4.2 | 1 | 5.95 | 5.95 | 6.9915 | 2020Q3 | https://www.topbulb.com/ge-21250-4w-led-cam-2700k | Top Bulb | 2020 | Yes
LED Lighting | Reflector | GE Lighting |  |  | Reflector (Flood/Spot) | PAR38 | E26 (Medium) | Damp Location Rated,Not Rated for Recessed Fixtures Damp Location Rated,Not Rated for Recessed Fixtures Topbulb » LED Bulbs » LED PAR » LED PAR38 » 250W Equal » GE 25953 ¦ 28W LED PAR38 - Flood - 3000K Use this GE PAR38 as an energy saving, long life direct replacement for a 250 watt PAR38 halogen. LED Technology Notice Due to constantly evolving nature of LED technology, manufacturers will reserve the right to replace this product with next generation technology. We appreciate your understanding and acceptance of this policy. About GE Lighting Started over 130 years ago, General Electric began with Thomas Edison's invention of the world's first affordable incandescent light bulb. More than a century later, the company still brings light to the world through its products. Its modern new light technologies, such as fluorescent and LED light bulbs, cost less and are more energy efficient and environmentally friendly. GE currently works to make nearly all of their lighting products Energy Star certified. 25,000 Hours • 40° Beam • 2400 Lumens GE 25953 ¦ 28W LED PAR38 - Flood - 3000K | 3000 | 83 | 2400 | 85.7143 | 25000 | 28 | 1 | 53.95 | 53.95 | 63.3933 | 2020Q3 | https://www.topbulb.com/ge-25953-28w-led-par38-3000k | Top Bulb | 2020 | Yes
LED Lighting | Reflector | GE Lighting | True | Daylighting/Photocell, | Reflector (Flood/Spot) | PAR16 | GU10 | Use With Timers,Use With Photo and/or Motion Sensors,Recessed Fixtures Use With Timers,Use With Photo and/or Motion Sensors,Recessed Fixtures Topbulb » Brands » GE Lighting » LED Lamps » Directional » MR » GE 26346 ¦ 6W LED MR16 - 35W Equal - GU10 Base - Narrow Flood - 3000K Use this 6 watt, 120 volt GE MR16 LED as a direct replacement for a 35 watt halogen MR16 with a GU10 base and matching beam spread.See the document below for complete specifications. LED Technology Notice Due to constantly evolving nature of LED technology, manufacturers will reserve the right to replace this product with next generation technology. We appreciate your understanding and acceptance of this policy. Utility/Government Incentives Documents GE 26346 Specification Sheet About GE Lighting Started over 130 years ago, General Electric began with Thomas Edison's invention of the world's first affordable incandescent light bulb. More than a century later, the company still brings light to the world through its products. Its modern new light technologies, such as fluorescent and LED light bulbs, cost less and are more energy efficient and environmentally friendly. GE currently works to make nearly all of their lighting products Energy Star certified. 25,000 Hours • 120V • 380 Lumens • Dimmable GE 26346 ¦ 6W LED MR16 - 35W Equal - GU10 Base - Narrow Flood - 3000K | 3000 | 82 | 430 | 81.1321 | 25000 | 5.3 | 1 | 11.95 | 11.95 | 14.0417 | 2020Q3 | https://www.topbulb.com/ge-26346-6w-led-mr16-3000k | Top Bulb | 2020 | Yes
LED Lighting | Reflector | GE Lighting | True | Daylighting/Photocell, | Reflector (Flood/Spot) | PAR16 | E26 (Medium) | Use With Timers,Use With Photo and/or Motion Sensors,Not Rated for Recessed Fixtures Use With Timers,Use With Photo and/or Motion Sensors,Not Rated for Recessed Fixtures Topbulb » LED Bulbs » LED PAR » LED PAR16 » GE 26383 ¦ 4W LED PAR16 - Narrow Flood - 3000K Use this GE 4 watt PAR16 as a direct replacement for a 35 watt PAR16 halogen. LED Technology Notice Due to constantly evolving nature of LED technology, manufacturers will reserve the right to replace this product with next generation technology. We appreciate your understanding and acceptance of this policy. Utility/Government Incentives Documents GE 26383 Spec Sheet About GE Lighting Started over 130 years ago, General Electric began with Thomas Edison's invention of the world's first affordable incandescent light bulb. More than a century later, the company still brings light to the world through its products. Its modern new light technologies, such as fluorescent and LED light bulbs, cost less and are more energy efficient and environmentally friendly. GE currently works to make nearly all of their lighting products Energy Star certified. 25,000 Hours • 260 Lumens • 720 CD GE 26383 ¦ 4W LED PAR16 - Narrow Flood - 3000K | 3000 | 82 | 260 | 70.2703 | 25000 | 3.7 | 1 | 11.95 | 11.95 | 14.0417 | 2020Q3 | https://www.topbulb.com/ge-26383-4w-led-par16-3000k | Top Bulb | 2020 | Yes
LED Lighting | Reflector | GE Lighting | True | Daylighting/Photocell, | Reflector (Flood/Spot) | PAR38 | E26 (Medium) | Use With Timers,Use With Photo and/or Motion Sensors,Wet Location Rated,Recessed Fixtures Use With Timers,Use With Photo and/or Motion Sensors,Wet Location Rated,Recessed Fixtures Topbulb » LED Bulbs » LED PAR » LED PAR38 » 90W Equal » GE 32213 ¦ 15W LED PAR38 - 90W Equal - 40° Flood - 3000K Use this GE PAR38 as an energy saving, long life direct replacement for a 90 to 100 watt PAR38 halogen. LED Technology Notice Due to constantly evolving nature of LED technology, manufacturers will reserve the right to replace this product with next generation technology. We appreciate your understanding and acceptance of this policy. Utility/Government Incentives Documents GE 32213 Spec Sheet About GE Lighting Started over 130 years ago, General Electric began with Thomas Edison's invention of the world's first affordable incandescent light bulb. More than a century later, the company still brings light to the world through its products. Its modern new light technologies, such as fluorescent and LED light bulbs, cost less and are more energy efficient and environmentally friendly. GE currently works to make nearly all of their lighting products Energy Star certified. 25,000 Hours • 40° Beam • 1300 Lumens • Wet Listed GE 32213 ¦ 15W LED PAR38 - 90W Equal - 40° Flood - 3000K | 3000 | 84 | 1300 | 86.6667 | 25000 | 15 | 1 | 9.95 | 9.95 | 11.6916 | 2020Q3 | https://www.topbulb.com/ge-32213-15w-led-par38-3000k | Top Bulb | 2020 | Yes
LED Lighting | Downlight | GE Lighting | True |  | LED |  | Other | Downlight Solid State Retrofit Downlight Solid State Retrofit Topbulb » Fixtures » Commercial Fixtures » Indoor » Recessed Downlights » LED - Retrofit » 4" Retrofit » GE 35365 ¦ 10W LED - Retrofit Downlight - 4" - 700 Lumens - 4000K - E26 Base This GE LED10RS4/840E26P is a 10W, 120V LED 4" aperture recessed downlight retrofit providing cool white illumination. This GE downlight is the perfect refit solution to give an updated look to ceilings with recessed lighting. Simply replace the existing BR30 lamp with the LED downlight, no tools or wiring required. The pigtail connector has a standard medium, E26 base. Standard 120 volt dimming. Damp location rated. LED Technology Notice Due to constantly evolving nature of LED technology, manufacturers will reserve the right to replace this product with next generation technology. We appreciate your understanding and acceptance of this policy. Utility/Government Incentives Documents GE 35365 Spec Sheet About GE Lighting Started over 130 years ago, General Electric began with Thomas Edison's invention of the world's first affordable incandescent light bulb. More than a century later, the company still brings light to the world through its products. Its modern new light technologies, such as fluorescent and LED light bulbs, cost less and are more energy efficient and environmentally friendly. GE currently works to make nearly all of their lighting products Energy Star certified. 50,000 Hour LED • 65W Equivalent GE 35365 ¦ 10W LED - Retrofit Downlight - 4" - 700 Lumens - 4000K - E26 Base | 4000 | 80 | 700 | 66.6667 | 50000 | 10.5 | 1 | 14.95 | 14.95 | 17.5668 | 2020Q3 | https://www.topbulb.com/ge-35365-10w-led-4-recessed-downlight-4000k | Top Bulb | 2020 | Yes
LED Lighting | Reflector | GE Lighting | True |  | Reflector (Flood/Spot) | PAR30 | E26 (Medium) | Damp Location Rated,Recessed Fixtures Damp Location Rated,Recessed Fixtures Topbulb » LED Bulbs » LED PAR » LED PAR30 » 90W Equal » GE 42133 ¦ 12W LED PAR30 - Narrow Flood - 2700K Use this Energy Star rated GE PAR30 as an energy saving, long life direct replacement for a 90 watt PAR30 halogen. LED Technology Notice Due to constantly evolving nature of LED technology, manufacturers will reserve the right to replace this product with next generation technology. We appreciate your understanding and acceptance of this policy. Utility/Government Incentives Documents GE 42133 Spec Sheet About GE Lighting Started over 130 years ago, General Electric began with Thomas Edison's invention of the world's first affordable incandescent light bulb. More than a century later, the company still brings light to the world through its products. Its modern new light technologies, such as fluorescent and LED light bulbs, cost less and are more energy efficient and environmentally friendly. GE currently works to make nearly all of their lighting products Energy Star certified. 25,000 Hours • 25° Beam • 4700 CD GE 42133 ¦ 12W LED PAR30 - Narrow Flood - 2700K | 2700 | 82 | 1000 | 83.3333 | 25000 | 12 | 1 | 20.95 | 20.95 | 24.6171 | 2020Q3 | https://www.topbulb.com/ge-42133-12w-led-par30-2700k | Top Bulb | 2020 | Yes
LED Lighting | Reflector | GE Lighting | True |  | Reflector (Flood/Spot) | PAR30 | E26 (Medium) | Damp Location Rated,Recessed Fixtures Damp Location Rated,Recessed Fixtures Topbulb » LED Bulbs » LED PAR » LED PAR30 » 90W Equal » GE 42134 ¦ 12W LED PAR30 - Flood - 2700K Use this Energy Star rated GE PAR30 as an energy saving, long life direct replacement for a 90 watt PAR30 halogen. LED Technology Notice Due to constantly evolving nature of LED technology, manufacturers will reserve the right to replace this product with next generation technology. We appreciate your understanding and acceptance of this policy. Utility/Government Incentives Documents GE 42134 Spec Sheet About GE Lighting Started over 130 years ago, General Electric began with Thomas Edison's invention of the world's first affordable incandescent light bulb. More than a century later, the company still brings light to the world through its products. Its modern new light technologies, such as fluorescent and LED light bulbs, cost less and are more energy efficient and environmentally friendly. GE currently works to make nearly all of their lighting products Energy Star certified. 25,000 Hours • 40° Beam • 1000 Lumens GE 42134 ¦ 12W LED PAR30 - Flood - 2700K | 2700 | 82 | 1000 | 83.3333 | 25000 | 12 | 1 | 20.95 | 20.95 | 24.6171 | 2020Q3 | https://www.topbulb.com/ge-42134-12w-led-par30-2700k | Top Bulb | 2020 | Yes
LED Lighting | Reflector | GE Lighting | True |  | Reflector (Flood/Spot) | PAR30L | E26 (Medium) | Damp Location Rated,Recessed Fixtures Damp Location Rated,Recessed Fixtures Topbulb » LED Bulbs » LED PAR » LED PAR30 » 90W Equal / Long Neck » GE 42136 ¦ 12W LED PAR30LN - Narrow Flood - 3000K Use this Energy Star rated GE PAR30 long neck as an energy saving, long life direct replacement for a 90 watt PAR30 long neck halogen. LED Technology Notice Due to constantly evolving nature of LED technology, manufacturers will reserve the right to replace this product with next generation technology. We appreciate your understanding and acceptance of this policy. Utility/Government Incentives Documents GE 42136 Spec Sheet About GE Lighting Started over 130 years ago, General Electric began with Thomas Edison's invention of the world's first affordable incandescent light bulb. More than a century later, the company still brings light to the world through its products. Its modern new light technologies, such as fluorescent and LED light bulbs, cost less and are more energy efficient and environmentally friendly. GE currently works to make nearly all of their lighting products Energy Star certified. 25,000 Hours • 25° Beam • 4800 CD GE 42136 ¦ 12W LED PAR30LN - Narrow Flood - 3000K | 3000 | 83 | 1050 | 87.5 | 25000 | 12 | 1 | 20.95 | 20.95 | 24.6171 | 2020Q3 | https://www.topbulb.com/ge-42136-12w-led-par30ln-3000k | Top Bulb | 2020 | Yes
LED Lighting | Reflector | GE Lighting | True |  | Reflector (Flood/Spot) | PAR30L | E26 (Medium) | Damp Location Rated,Recessed Fixtures Damp Location Rated,Recessed Fixtures Topbulb » LED Bulbs » LED PAR » LED PAR30 » 90W Equal / Long Neck » GE 42137 ¦ 12W LED PAR30LN - Flood - 3000K Use this Energy Star rated GE PAR30 long neck as an energy saving, long life direct replacement for a 90 watt PAR30 long neck halogen. LED Technology Notice Due to constantly evolving nature of LED technology, manufacturers will reserve the right to replace this product with next generation technology. We appreciate your understanding and acceptance of this policy. Utility/Government Incentives Documents GE 42137 Spec Sheet About GE Lighting Started over 130 years ago, General Electric began with Thomas Edison's invention of the world's first affordable incandescent light bulb. More than a century later, the company still brings light to the world through its products. Its modern new light technologies, such as fluorescent and LED light bulbs, cost less and are more energy efficient and environmentally friendly. GE currently works to make nearly all of their lighting products Energy Star certified. 25,000 Hours • 40° Beam • 1050 Lumens GE 42137 ¦ 12W LED PAR30LN - Flood - 3000K | 3000 | 83 | 1050 | 87.5 | 25000 | 12 | 1 | 20.95 | 20.95 | 24.6171 | 2020Q3 | https://www.topbulb.com/ge-42137-12w-led-par30ln-3000k | Top Bulb | 2020 | Yes
LED Lighting | Reflector | GE Lighting | True |  | Reflector (Flood/Spot) | PAR30L | E26 (Medium) | Damp Location Rated,Recessed Fixtures Damp Location Rated,Recessed Fixtures Topbulb » LED Bulbs » LED PAR » LED PAR30 » 90W Equal / Long Neck » GE 42141 ¦ 12W LED PAR30LN - Narrow Flood - 2700K Use this Energy Star rated GE PAR30 long neck as an energy saving, long life direct replacement for a 90 watt PAR30 long neck halogen. LED Technology Notice Due to constantly evolving nature of LED technology, manufacturers will reserve the right to replace this product with next generation technology. We appreciate your understanding and acceptance of this policy. Utility/Government Incentives Documents GE 42141 Spec Sheet About GE Lighting Started over 130 years ago, General Electric began with Thomas Edison's invention of the world's first affordable incandescent light bulb. More than a century later, the company still brings light to the world through its products. Its modern new light technologies, such as fluorescent and LED light bulbs, cost less and are more energy efficient and environmentally friendly. GE currently works to make nearly all of their lighting products Energy Star certified. 25,000 Hours • 25° Beam • 4700 CD GE 42141 ¦ 12W LED PAR30LN - Narrow Flood - 2700K | 2700 | 82 | 1000 | 83.3333 | 25000 | 12 | 1 | 20.95 | 20.95 | 24.6171 | 2020Q3 | https://www.topbulb.com/ge-42141-12w-led-par30ln-2700k | Top Bulb | 2020 | Yes
LED Lighting | Reflector | GE Lighting | True |  | Reflector (Flood/Spot) | PAR30L | E26 (Medium) | Damp Location Rated,Recessed Fixtures Damp Location Rated,Recessed Fixtures Topbulb » LED Bulbs » LED PAR » LED PAR30 » 90W Equal / Long Neck » GE 42144 ¦ 12W LED PAR30LN - Flood - 2700K Use this Energy Star rated GE PAR30 long neck as an energy saving, long life direct replacement for a 90 watt PAR30 long neck halogen. LED Technology Notice Due to constantly evolving nature of LED technology, manufacturers will reserve the right to replace this product with next generation technology. We appreciate your understanding and acceptance of this policy. Utility/Government Incentives Documents GE 42144 Spec Sheet About GE Lighting Started over 130 years ago, General Electric began with Thomas Edison's invention of the world's first affordable incandescent light bulb. More than a century later, the company still brings light to the world through its products. Its modern new light technologies, such as fluorescent and LED light bulbs, cost less and are more energy efficient and environmentally friendly. GE currently works to make nearly all of their lighting products Energy Star certified. 25,000 Hours • 40° Beam • 1000 Lumens GE 42144 ¦ 12W LED PAR30LN - Flood - 2700K | 2700 | 82 | 1000 | 83.3333 | 25000 | 12 | 1 | 19.95 | 19.95 | 23.442 | 2020Q3 | https://www.topbulb.com/ge-42144-12w-led-par30ln-2700k | Top Bulb | 2020 | Yes
LED Lighting | Reflector | GE Lighting | True | Daylighting/Photocell, | Reflector (Flood/Spot) | BR40 | E26 (Medium) | Damp Location Rated,Use With Timers,Use With Photo and/or Motion Sensors,Recessed Fixtures Damp Location Rated,Use With Timers,Use With Photo and/or Motion Sensors,Recessed Fixtures Topbulb » LED Bulbs » LED Reflector Flood » 85W Equal » GE 64176 ¦ 13W BR40 LED - 85W Equal - Flood - 2700K Use this GE 13 watt BR40 LED as a direct, energy saving replacement for an 85 watt BR40 incandescent. Energy Star qualified. See the document below for complete specifications. LED Technology Notice Due to constantly evolving nature of LED technology, manufacturers will reserve the right to replace this product with next generation technology. We appreciate your understanding and acceptance of this policy. Utility/Government Incentives Documents GE LED13DBR40/827 Specification Sheet About GE Lighting Started over 130 years ago, General Electric began with Thomas Edison's invention of the world's first affordable incandescent light bulb. More than a century later, the company still brings light to the world through its products. Its modern new light technologies, such as fluorescent and LED light bulbs, cost less and are more energy efficient and environmentally friendly. GE currently works to make nearly all of their lighting products Energy Star certified. 25,000 Hours • 1070 Lumens • Medium Screw Base GE 64176 ¦ 13W BR40 LED - 85W Equal - Flood - 2700K | 2700 | 82 | 1070 | 82.3077 | 25000 | 13 | 1 | 11.17 | 11.17 | 13.1252 | 2020Q3 | https://www.topbulb.com/ge-64176-13w-led-br40-e26-medium-base-2700k | Top Bulb | 2020 | Yes
LED Lighting | Reflector | GE Lighting | True |  | Reflector (Flood/Spot) | PAR38 | E26 (Medium) | Wet Location Rated,Recessed Fixtures Wet Location Rated,Recessed Fixtures Topbulb » LED Bulbs » LED PAR » LED PAR38 » 120W Equal » GE 65730 ¦ 18W LED PAR38 - 25° Narrow Flood - 5000K Use this GE PAR38 as an energy saving, long life direct replacement for a 120 watt PAR38 halogen. LED Technology Notice Due to constantly evolving nature of LED technology, manufacturers will reserve the right to replace this product with next generation technology. We appreciate your understanding and acceptance of this policy. Utility/Government Incentives Documents GE 65730 Spec Sheet About GE Lighting Started over 130 years ago, General Electric began with Thomas Edison's invention of the world's first affordable incandescent light bulb. More than a century later, the company still brings light to the world through its products. Its modern new light technologies, such as fluorescent and LED light bulbs, cost less and are more energy efficient and environmentally friendly. GE currently works to make nearly all of their lighting products Energy Star certified. 25,000 Hours • 25° Beam • 6500 CD • Wet Listed GE 65730 ¦ 18W LED PAR38 - 25° Narrow Flood - 5000K | 5000 | 84 | 1700 | 94.4444 | 25000 | 18 | 1 | 23.95 | 23.95 | 28.1422 | 2020Q3 | https://www.topbulb.com/ge-65730-18w-led-par38-5000k | Top Bulb | 2020 | Yes
LED Lighting | Reflector | GE Lighting | True | Daylighting/Photocell, | Reflector (Flood/Spot) | BR30 | E26 (Medium) | Damp Location Rated,Use With Timers,Use With Photo and/or Motion Sensors,Recessed Fixtures Damp Location Rated,Use With Timers,Use With Photo and/or Motion Sensors,Recessed Fixtures Topbulb » LED Bulbs » LED Reflector Flood » 65W / 75W Equal » GE 68161 ¦ 10W LED BR30 - 65W Equal - Flood - 3000K Use this GE 10 watt LED BR30 as an energy efficient, long life replacement for a traditional 65 watt incandescent BR30. LED Technology Notice Due to constantly evolving nature of LED technology, manufacturers will reserve the right to replace this product with next generation technology. We appreciate your understanding and acceptance of this policy. Utility/Government Incentives Documents GE 68161 Specification Sheet About GE Lighting Started over 130 years ago, General Electric began with Thomas Edison's invention of the world's first affordable incandescent light bulb. More than a century later, the company still brings light to the world through its products. Its modern new light technologies, such as fluorescent and LED light bulbs, cost less and are more energy efficient and environmentally friendly. GE currently works to make nearly all of their lighting products Energy Star certified. 25,000 Hours • 700 Lumens • Dimmable GE 68161 ¦ 10W LED BR30 - 65W Equal - Flood - 3000K | 3000 | 81 | 700 | 70 | 25000 | 10 | 1 | 6.95 | 6.95 | 8.1665 | 2020Q3 | https://www.topbulb.com/ge-68161-10w-led-br30-3000k | Top Bulb | 2020 | Yes
LED Lighting | Reflector | GE Lighting | True | Daylighting/Photocell, | Reflector (Flood/Spot) | BR30 | E26 (Medium) | Damp Location Rated,Use With Timers,Use With Photo and/or Motion Sensors,Recessed Fixtures Damp Location Rated,Use With Timers,Use With Photo and/or Motion Sensors,Recessed Fixtures Topbulb » LED Bulbs » LED Reflector Flood » 65W / 75W Equal » GE 69107 ¦ 10W LED BR30 - 65W Equal - Flood - 5000K Use this GE 10 watt LED BR30 as an energy efficient, long life replacement for a traditional 65 watt incandescent BR30 in application requiring very cool white illumination. LED Technology Notice Due to constantly evolving nature of LED technology, manufacturers will reserve the right to replace this product with next generation technology. We appreciate your understanding and acceptance of this policy. Utility/Government Incentives Documents GE 69107 Specification Sheet About GE Lighting Started over 130 years ago, General Electric began with Thomas Edison's invention of the world's first affordable incandescent light bulb. More than a century later, the company still brings light to the world through its products. Its modern new light technologies, such as fluorescent and LED light bulbs, cost less and are more energy efficient and environmentally friendly. GE currently works to make nearly all of their lighting products Energy Star certified. 25,000 Hours • 700 Lumens • Dimmable GE 69107 ¦ 10W LED BR30 - 65W Equal - Flood - 5000K | 5000 | 82 | 700 | 70 | 25000 | 10 | 1 | 8.95 | 8.95 | 10.5166 | 2020Q3 | https://www.topbulb.com/ge-69107-10w-led-br30-5000k | Top Bulb | 2020 | Yes
LED Lighting | A-Type | Feit | True |  | A19/21 | E26 (Medium) | E26 (Medium) | Home / Light Bulbs / LED / Feit - A/OM2200/830/LEDG2 High Lumen; Instant On 23W A21 LED Lamp - Universal - 2200 Lumens - Warm White (3000K) - 80 CRI - 25000 Hours - E26 (Medium) - 120 to 130V - Frost Feit - A/OM2200/830/LEDG2 | 3000 | 80 | 2200 | 95.6522 | 25000 | 23 | 1 | 19.28 | 19.28 | 22.6547 | 2020Q3 | https://shop.regencylighting.com/lamps/led/a-om2200-830-ledg2-fet.html | Regency Lighting | 2020 | Yes
LED Lighting | A-Type | Feit | True |  | A19/21 | E26 (Medium) | E26 (Medium) | Home / Light Bulbs / LED / LED A-Line / Feit - A/OM2200/830/LEDG2 High Lumen; Instant On 23W A21 LED Lamp - Universal - 2200 Lumens - Warm White (3000K) - 80 CRI - 25000 Hours - E26 (Medium) - 120 to 130V - Frost Feit - A/OM2200/830/LEDG2 | 3000 | 80 | 2200 | 95.6522 | 25000 | 23 | 1 | 18.55 | 18.55 | 21.797 | 2020Q2 | https://shop.regencylighting.com/lamps/led/a-line/a-om2200-830-ledg2-fet.html | Regency Lighting | 2020 | Yes
LED Lighting | A-Type | Brand TCP | True |  | General Purpose Replacement | A21 | E26 (Medium) | Damp Location Rated Damp Location Rated Tcp® Cac Approved Led 17 Watt A21 3000k Replaces 100 Watt Tcp 17w Led Cac A21 Bulb Approved California Title 20 & Ja8 120 Volt Pkg Of 12 3000k 1600 Lumens E26 Medium Base Replaces 100 Watt Incandescent 25,000 Average Hour Life Dimmable Damp Location Rated 90 Cri Energy Star Rated Mfg # L100a21d2530kcq Mfg #L100A21D2530KCQ TCP® CAC Approved LED 17 Watt A21 3000k Replaces 100 Watt Pack Of 12 | 3000 | 92 | 1625 | 95.5882 | 25000 | 17 | 12 | 118.37 | 9.8642 | 11.5908 | 2020Q3 | https://hdsupplysolutions.com/p/led-00-75-10-35/tcp-cac-approved-led-17-watt-a21-3000k-replaces-100-watt-pack-of-12-p103506 | HD Supply | 2020 | Yes
LED Lighting | A-Type | Brand TCP | True |  | General Purpose Replacement | A21 | E26 (Medium) | Damp Location Rated Tcp® Cac Approved Led 17 Watt A21 3000k Replaces 100 Watt Tcp 17w Led Cac A21 Bulb Approved California Title 20 & Ja8 120 Volt Pkg Of 12 3000k 1600 Lumens E26 Medium Base Replaces 100 Watt Incandescent 25,000 Average Hour Life Dimmable Damp Location Rated 90 Cri Energy Star Rated Mfg # L100a21d2530kcq Mfg #L100A21D2530KCQ TCP® CAC Approved LED 17 Watt A21 3000k Replaces 100 Watt Pack Of 12 | 3000 | 92 | 1625 | 95.5882 | 25000 | 17 | 12 | 118.37 | 9.8642 | 11.5908 | 2020Q2 | https://hdsupplysolutions.com/p/led-00-75-10-35/tcp-cac-approved-led-17-watt-a21-3000k-replaces-100-watt-pack-of-12-p103506 | HD Supply | 2020 | Yes
LED Lighting | A-Type | Brand Green Creative |  | Daylighting/Photocell, | General Purpose Replacement | A19 | E26 (Medium) | Damp Location Rated,Use With Timers,Use With Photo and/or Motion Sensors,Recessed Fixtures Damp Location Rated,Use With Timers,Use With Photo and/or Motion Sensors,Recessed Fixtures A19 50W Replacement Energy Star 120-277V A19 Energy Star Enclosed Rated 800 Lumens 3 Year Warranty, 25,000hr Lifetime Mfg #9A19/840/277V 9W A19 4000K 120-277V, Energy Star, Enclosed Rated, Package Of 6 | 4000 | 85 | 860 | 95.5556 | 25000 | 9 | 6 | 111.32 | 18.5533 | 21.8009 | 2020Q3 | https://hdsupplysolutions.com/p/led-00-75-10-35/9w-a19-4000k-120-277v-energy-star-enclosed-rated-package-of-6-p206192 | HD Supply | 2020 | Yes
LED Lighting | A-Type | Green Creative | False | Daylighting/Photocell, | General Purpose Replacement | A19 | E26 (Medium) | Damp Location Rated,Use With Timers,Use With Photo and/or Motion Sensors,Recessed Fixtures Damp Location Rated,Use With Timers,Use With Photo and/or Motion Sensors,Recessed Fixtures Home / Light Bulbs / LED / Green Creative - 58039 - 9A19/840/277V Suitable for Use in Totally Enclosed Fixtures; Damp Location Rated 9W A19 LED Lamp - Universal - 860 Lumens - Cool White (4000K) - 82 CRI - 25000 Hours - E26 (Medium) - 120 to 277V (Universal) - Frost Green Creative - 58039 - 9A19/840/277V | 4000 | 85 | 860 | 95.5556 | 25000 | 9 | 1 | 9.97 | 9.97 | 11.7151 | 2020Q3 | https://shop.regencylighting.com/lamps/led/9a19-840-277v-grc.html | Regency Lighting | 2020 | Yes
LED Lighting | A-Type | Green Creative | False |  | General Purpose Replacement | A19 | E26 (Medium) | Damp Location Rated,Recessed Fixtures Damp Location Rated,Recessed Fixtures Home / Light Bulbs / LED / Green Creative - 98564 - 9A19/940/277V Suitable for Use in Totally Enclosed Fixtures; Suitable for Use in Damp Locations; Energy Star Rated 9W A19 LED Lamp - Universal - 860 Lumens - Cool White (4000K) - 92 CRI - 25000 hrs. - E26 (Medium) - 120 to 130V - Frost Green Creative - 98564 - 9A19/940/277V | 4000 | 94 | 860 | 95.5556 | 25000 | 9 | 1 | 5.89 | 5.89 | 6.921 | 2020Q3 | https://shop.regencylighting.com/lamps/led/9a19-940-277v-grc.html | Regency Lighting | 2020 | Yes
LED Lighting | Downlight | GE Lighting | True |  | LED |  | GU24 | Downlight Solid State Retrofit Downlight Solid State Retrofit Topbulb » Fixtures » Commercial Fixtures » Indoor » Recessed Downlights » LED - Retrofit » 5" / 6" Retrofit » GE 70124 ¦ 13W LED - Retrofit Downlight - 6" - 1000 Lumens - 2700K - GU24 Base This GE LED13RS6/827GUP is a 13W, 120V LED 6" aperture recessed downlight retrofit providing warm white illumination. This GE downlight is the perfect refit solution to give an updated look to ceilings with recessed lighting. Simply replace the existing BR30 lamp with the LED downlight, no tools or wiring required. The pigtail connector has a GU24 base. Standard 120 volt dimming. Damp location rated. LED Technology Notice Due to constantly evolving nature of LED technology, manufacturers will reserve the right to replace this product with next generation technology. We appreciate your understanding and acceptance of this policy. Utility/Government Incentives Documents GE 70124 Spec Sheet About GE Lighting Started over 130 years ago, General Electric began with Thomas Edison's invention of the world's first affordable incandescent light bulb. More than a century later, the company still brings light to the world through its products. Its modern new light technologies, such as fluorescent and LED light bulbs, cost less and are more energy efficient and environmentally friendly. GE currently works to make nearly all of their lighting products Energy Star certified. 50,000 Hour LED • 90W Equivalent GE 70124 ¦ 13W LED - Retrofit Downlight - 6" - 1000 Lumens - 2700K - GU24 Base | 2700 | 82 | 1000 | 74.6269 | 50000 | 13.4 | 1 | 18.95 | 18.95 | 22.267 | 2020Q3 | https://www.topbulb.com/ge-70124-13w-led-6-recessed-downlight-3000k | Top Bulb | 2020 | Yes
LED Lighting | Reflector | GE Lighting | True | Daylighting/Photocell, | Reflector (Flood/Spot) | PAR30 | E26 (Medium) | Damp Location Rated,Use With Timers,Use With Photo and/or Motion Sensors,Not Rated for Recessed Fixtures Damp Location Rated,Use With Timers,Use With Photo and/or Motion Sensors,Not Rated for Recessed Fixtures Topbulb » LED Bulbs » LED PAR » LED PAR30 » 90W Equal » GE 73583 ¦ 12W LED PAR30 - Flood - 2700K - Black Body Use this Energy Star rated GE PAR30 as an energy saving, long life direct replacement for a 90 watt PAR30 halogen. LED Technology Notice Due to constantly evolving nature of LED technology, manufacturers will reserve the right to replace this product with next generation technology. We appreciate your understanding and acceptance of this policy. Utility/Government Incentives Documents GE 73583 Spec Sheet About GE Lighting Started over 130 years ago, General Electric began with Thomas Edison's invention of the world's first affordable incandescent light bulb. More than a century later, the company still brings light to the world through its products. Its modern new light technologies, such as fluorescent and LED light bulbs, cost less and are more energy efficient and environmentally friendly. GE currently works to make nearly all of their lighting products Energy Star certified. 25,000 Hours • 40° Beam • 1000 Lumens GE 73583 ¦ 12W LED PAR30 - Flood - 2700K - Black Body | 2700 | 82 | 1000 | 83.3333 | 25000 | 12 | 1 | 22.95 | 22.95 | 26.9671 | 2020Q3 | https://www.topbulb.com/ge-73583-12w-led-par30-2700k | Top Bulb | 2020 | Yes
LED Lighting | Reflector | GE Lighting | True | Daylighting/Photocell, | Reflector (Flood/Spot) | PAR30 | E26 (Medium) | Damp Location Rated,Use With Timers,Use With Photo and/or Motion Sensors,Not Rated for Recessed Fixtures Damp Location Rated,Use With Timers,Use With Photo and/or Motion Sensors,Not Rated for Recessed Fixtures Topbulb » LED Bulbs » LED PAR » LED PAR30 » 90W Equal » GE 84374 ¦ 12W LED PAR30 - Spot - 3000K - High CRI Use this Energy Star rated GE PAR30 15 degree spot as an energy saving, long life direct replacement for a 90 watt PAR30 spot halogen. With a center beam candlepower of 9400cd, this lamp provides the lumen intensity, precise beam and strong color rendering required for some museum, gallery and high end retail applications. See the document below for complete specifications. LED Technology Notice Due to constantly evolving nature of LED technology, manufacturers will reserve the right to replace this product with next generation technology. We appreciate your understanding and acceptance of this policy. Utility/Government Incentives Documents GE84374 Specification Sheet About GE Lighting Started over 130 years ago, General Electric began with Thomas Edison's invention of the world's first affordable incandescent light bulb. More than a century later, the company still brings light to the world through its products. Its modern new light technologies, such as fluorescent and LED light bulbs, cost less and are more energy efficient and environmentally friendly. GE currently works to make nearly all of their lighting products Energy Star certified. 25,000 Hours • 15° Beam • 9400 CD • CRI 90 GE 84374 ¦ 12W LED PAR30 - Spot - 3000K - High CRI | 3000 | 93 | 860 | 71.6667 | 25000 | 12 | 1 | 21.95 | 21.95 | 25.7921 | 2020Q3 | https://www.topbulb.com/ge-84374-12w-led-par30-3000k | Top Bulb | 2020 | Yes
LED Lighting | Reflector | GE Lighting | True |  | Reflector (Flood/Spot) | PAR30 | E26 (Medium) | Damp Location Rated,Recessed Fixtures Damp Location Rated,Recessed Fixtures Topbulb » LED Bulbs » LED PAR » LED PAR30 » 90W Equal » GE 84379 ¦ 12W LED PAR30 - Narrow Flood - 3000K - High CRI Use this Energy Star rated GE PAR30 as an energy saving, long life direct replacement for a 90 watt PAR30 halogen. LED Technology Notice Due to constantly evolving nature of LED technology, manufacturers will reserve the right to replace this product with next generation technology. We appreciate your understanding and acceptance of this policy. Utility/Government Incentives About GE Lighting Started over 130 years ago, General Electric began with Thomas Edison's invention of the world's first affordable incandescent light bulb. More than a century later, the company still brings light to the world through its products. Its modern new light technologies, such as fluorescent and LED light bulbs, cost less and are more energy efficient and environmentally friendly. GE currently works to make nearly all of their lighting products Energy Star certified. 25,000 Hours • 25° Beam • 3900 CD • CRI 90 GE 84379 ¦ 12W LED PAR30 - Narrow Flood - 3000K - High CRI | 3000 | 92 | 900 | 75 | 25000 | 12 | 1 | 21.95 | 21.95 | 25.7921 | 2020Q3 | https://www.topbulb.com/ge-84379-12w-led-par30-3000k | Top Bulb | 2020 | Yes
LED Lighting | Reflector | GE Lighting | True |  | Reflector (Flood/Spot) | PAR30 | E26 (Medium) | Damp Location Rated,Recessed Fixtures Damp Location Rated,Recessed Fixtures Topbulb » LED Bulbs » LED PAR » LED PAR30 » 90W Equal » GE 84380 ¦ 12W LED PAR30 - Flood - 3000K - High CRI Use this Energy Star rated GE PAR30 as an energy saving, long life direct replacement for a 90 watt PAR30 halogen. LED Technology Notice Due to constantly evolving nature of LED technology, manufacturers will reserve the right to replace this product with next generation technology. We appreciate your understanding and acceptance of this policy. Utility/Government Incentives Documents GE 84380 Spec Sheet About GE Lighting Started over 130 years ago, General Electric began with Thomas Edison's invention of the world's first affordable incandescent light bulb. More than a century later, the company still brings light to the world through its products. Its modern new light technologies, such as fluorescent and LED light bulbs, cost less and are more energy efficient and environmentally friendly. GE currently works to make nearly all of their lighting products Energy Star certified. 25,000 Hours • 40° Beam • 900 Lumens • CRI 90 GE 84380 ¦ 12W LED PAR30 - Flood - 3000K - High CRI | 3000 | 92 | 900 | 75 | 25000 | 12 | 1 | 21.95 | 21.95 | 25.7921 | 2020Q3 | https://www.topbulb.com/ge-84380-12w-led-par30-3000k | Top Bulb | 2020 | Yes
LED Lighting | Reflector | GE Lighting | True |  | Reflector (Flood/Spot) | PAR30 | E26 (Medium) | Damp Location Rated,Recessed Fixtures Damp Location Rated,Recessed Fixtures Topbulb » LED Bulbs » LED PAR » LED PAR30 » 90W Equal » GE 84384 ¦ 12W LED PAR30 - Narrow Flood - 3000K Use this Energy Star rated GE PAR30 as an energy saving, long life direct replacement for a 90 watt PAR30 halogen. LED Technology Notice Due to constantly evolving nature of LED technology, manufacturers will reserve the right to replace this product with next generation technology. We appreciate your understanding and acceptance of this policy. Utility/Government Incentives About GE Lighting Started over 130 years ago, General Electric began with Thomas Edison's invention of the world's first affordable incandescent light bulb. More than a century later, the company still brings light to the world through its products. Its modern new light technologies, such as fluorescent and LED light bulbs, cost less and are more energy efficient and environmentally friendly. GE currently works to make nearly all of their lighting products Energy Star certified. 25,000 Hours • 25° Beam • 4800 CD GE 84384 ¦ 12W LED PAR30 - Narrow Flood - 3000K | 3000 | 83 | 1050 | 87.5 | 25000 | 12 | 1 | 20.95 | 20.95 | 24.6171 | 2020Q3 | https://www.topbulb.com/ge-84384-12w-led-par30-3000k | Top Bulb | 2020 | Yes
LED Lighting | Reflector | GE Lighting | True | Daylighting/Photocell, | Reflector (Flood/Spot) | PAR30 | E26 (Medium) | Damp Location Rated,Use With Timers,Use With Photo and/or Motion Sensors,Not Rated for Recessed Fixtures Damp Location Rated,Use With Timers,Use With Photo and/or Motion Sensors,Not Rated for Recessed Fixtures Topbulb » LED Bulbs » LED PAR » LED PAR30 » 90W Equal » GE 84386 ¦ 12W LED PAR30 - Spot - 2700K - High CRI Use this Energy Star rated GE PAR30 as an energy saving, long life direct replacement for a 90 watt PAR30 halogen. LED Technology Notice Due to constantly evolving nature of LED technology, manufacturers will reserve the right to replace this product with next generation technology. We appreciate your understanding and acceptance of this policy. About GE Lighting Started over 130 years ago, General Electric began with Thomas Edison's invention of the world's first affordable incandescent light bulb. More than a century later, the company still brings light to the world through its products. Its modern new light technologies, such as fluorescent and LED light bulbs, cost less and are more energy efficient and environmentally friendly. GE currently works to make nearly all of their lighting products Energy Star certified. 25,000 Hours • 15° Beam • 9000 CD • CRI 90 GE 84386 ¦ 12W LED PAR30 - Spot - 2700K - High CRI | 2700 | 93 | 820 | 68.3333 | 25000 | 12 | 1 | 21.95 | 21.95 | 25.7921 | 2020Q3 | https://www.topbulb.com/ge-84386-12w-led-par30-2700k | Top Bulb | 2020 | Yes
LED Lighting | Reflector | GE Lighting | True |  | Reflector (Flood/Spot) | PAR30 | E26 (Medium) | Damp Location Rated,Recessed Fixtures Damp Location Rated,Recessed Fixtures Topbulb » LED Bulbs » LED PAR » LED PAR30 » 90W Equal » GE 84392 ¦ 12W LED PAR30 - Narrow Flood - 2700K - High CRI Use this Energy Star rated GE PAR30 as an energy saving, long life direct replacement for a 90 watt PAR30 halogen. LED Technology Notice Due to constantly evolving nature of LED technology, manufacturers will reserve the right to replace this product with next generation technology. We appreciate your understanding and acceptance of this policy. Utility/Government Incentives Documents GE 84392 Spec Sheet About GE Lighting Started over 130 years ago, General Electric began with Thomas Edison's invention of the world's first affordable incandescent light bulb. More than a century later, the company still brings light to the world through its products. Its modern new light technologies, such as fluorescent and LED light bulbs, cost less and are more energy efficient and environmentally friendly. GE currently works to make nearly all of their lighting products Energy Star certified. 25,000 Hours • 25° Beam • 3500 CD • CRI 90 GE 84392 ¦ 12W LED PAR30 - Narrow Flood - 2700K - High CRI | 2700 | 92 | 850 | 70.8333 | 25000 | 12 | 1 | 21.95 | 21.95 | 25.7921 | 2020Q3 | https://www.topbulb.com/ge-84392-12w-led-par30-2700k | Top Bulb | 2020 | Yes
LED Lighting | Reflector | GE Lighting | True |  | Reflector (Flood/Spot) | PAR30 | E26 (Medium) | Damp Location Rated,Recessed Fixtures Damp Location Rated,Recessed Fixtures Topbulb » LED Bulbs » LED PAR » LED PAR30 » 90W Equal » GE 84395 ¦ 12W LED PAR30 - Flood - 2700K - High CRI Use this Energy Star rated GE PAR30 as an energy saving, long life direct replacement for a 90 watt PAR30 halogen. LED Technology Notice Due to constantly evolving nature of LED technology, manufacturers will reserve the right to replace this product with next generation technology. We appreciate your understanding and acceptance of this policy. Utility/Government Incentives Documents GE 84395 Spec Sheet About GE Lighting Started over 130 years ago, General Electric began with Thomas Edison's invention of the world's first affordable incandescent light bulb. More than a century later, the company still brings light to the world through its products. Its modern new light technologies, such as fluorescent and LED light bulbs, cost less and are more energy efficient and environmentally friendly. GE currently works to make nearly all of their lighting products Energy Star certified. 25,000 Hours • 40° Beam • 850 Lumens • CRI 90 GE 84395 ¦ 12W LED PAR30 - Flood - 2700K - High CRI | 2700 | 92 | 850 | 70.8333 | 25000 | 12 | 1 | 21.95 | 21.95 | 25.7921 | 2020Q3 | https://www.topbulb.com/ge-84395-12w-led-par30-2700k | Top Bulb | 2020 | Yes
LED Lighting | Reflector | GE Lighting | True |  | Reflector (Flood/Spot) | PAR30L | E26 (Medium) | Damp Location Rated,Recessed Fixtures Damp Location Rated,Recessed Fixtures Topbulb » LED Bulbs » LED PAR » LED PAR30 » 90W Equal / Long Neck » GE 84399 ¦ 12W LED PAR30LN - Narrow Flood - 3000K - High CRI Use this Energy Star rated GE PAR30 long neck as an energy saving, long life direct replacement for a 90 watt PAR30 long neck halogen. LED Technology Notice Due to constantly evolving nature of LED technology, manufacturers will reserve the right to replace this product with next generation technology. We appreciate your understanding and acceptance of this policy. Utility/Government Incentives Documents GE 84399 Spec Sheet About GE Lighting Started over 130 years ago, General Electric began with Thomas Edison's invention of the world's first affordable incandescent light bulb. More than a century later, the company still brings light to the world through its products. Its modern new light technologies, such as fluorescent and LED light bulbs, cost less and are more energy efficient and environmentally friendly. GE currently works to make nearly all of their lighting products Energy Star certified. 25,000 Hours • 25° Beam • 3900 CD • CRI 90 GE 84399 ¦ 12W LED PAR30LN - Narrow Flood - 3000K - High CRI | 3000 | 92 | 900 | 75 | 25000 | 12 | 1 | 22.95 | 22.95 | 26.9671 | 2020Q3 | https://www.topbulb.com/ge-84399-12w-led-par30ln-3000k | Top Bulb | 2020 | Yes
LED Lighting | Reflector | GE Lighting | True |  | Reflector (Flood/Spot) | PAR30L | E26 (Medium) | Damp Location Rated,Recessed Fixtures Damp Location Rated,Recessed Fixtures Topbulb » LED Bulbs » LED PAR » LED PAR30 » 90W Equal / Long Neck » GE 84400 ¦ 12W LED PAR30LN - Flood - 3000K - High CRI Use this Energy Star rated GE PAR30 long neck as an energy saving, long life direct replacement for a 90 watt PAR30 long neck halogen. LED Technology Notice Due to constantly evolving nature of LED technology, manufacturers will reserve the right to replace this product with next generation technology. We appreciate your understanding and acceptance of this policy. Utility/Government Incentives Documents GE 84400 Spec Sheet About GE Lighting Started over 130 years ago, General Electric began with Thomas Edison's invention of the world's first affordable incandescent light bulb. More than a century later, the company still brings light to the world through its products. Its modern new light technologies, such as fluorescent and LED light bulbs, cost less and are more energy efficient and environmentally friendly. GE currently works to make nearly all of their lighting products Energy Star certified. 25,000 Hours • 40° Beam • 900 Lumens • CRI 90 GE 84400 ¦ 12W LED PAR30LN - Flood - 3000K - High CRI | 3000 | 92 | 900 | 75 | 25000 | 12 | 1 | 22.95 | 22.95 | 26.9671 | 2020Q3 | https://www.topbulb.com/ge-84400-12w-led-par30ln-3000k | Top Bulb | 2020 | Yes
LED Lighting | Reflector | GE Lighting | True |  | Reflector (Flood/Spot) | PAR30L | E26 (Medium) | Damp Location Rated,Recessed Fixtures Damp Location Rated,Recessed Fixtures Topbulb » LED Bulbs » LED PAR » LED PAR30 » 90W Equal / Long Neck » GE 84407 ¦ 12W LED PAR30LN - Flood - 2700K - High CRI Use this Energy Star rated GE PAR30 long neck as an energy saving, long life direct replacement for a 90 watt PAR30 long neck halogen. LED Technology Notice Due to constantly evolving nature of LED technology, manufacturers will reserve the right to replace this product with next generation technology. We appreciate your understanding and acceptance of this policy. Utility/Government Incentives Documents GE 84407 Spec Sheet About GE Lighting Started over 130 years ago, General Electric began with Thomas Edison's invention of the world's first affordable incandescent light bulb. More than a century later, the company still brings light to the world through its products. Its modern new light technologies, such as fluorescent and LED light bulbs, cost less and are more energy efficient and environmentally friendly. GE currently works to make nearly all of their lighting products Energy Star certified. 25,000 Hours • 40° Beam • 850 Lumens • CRI 90 • GE 84407 ¦ 12W LED PAR30LN - Flood - 2700K - High CRI | 2700 | 92 | 850 | 70.8333 | 25000 | 12 | 1 | 22.95 | 22.95 | 26.9671 | 2020Q3 | https://www.topbulb.com/ge-84407-12w-led-par30ln-2700k | Top Bulb | 2020 | Yes
LED Lighting | Downlight | GE Lighting | True |  | LED |  | Other | Downlight Solid State Retrofit Downlight Solid State Retrofit Topbulb » Fixtures » Commercial Fixtures » Indoor » Recessed Downlights » LED - Retrofit » 5" / 6" Retrofit » GE 85160 ¦ 10W LED Retrofit Downlight - 6" - 700 Lumens - 3000K Use this GE 10 watt LED retrofit downlight to replace the reflector / trim of an existing 6" aperture, 50 / 60 watt incandescent or halogen downlight. See the document below for complete specifications. LED Technology Notice Due to constantly evolving nature of LED technology, manufacturers will reserve the right to replace this product with next generation technology. We appreciate your understanding and acceptance of this policy. Utility/Government Incentives Documents GE 85160 Spec Sheet About GE Lighting Started over 130 years ago, General Electric began with Thomas Edison's invention of the world's first affordable incandescent light bulb. More than a century later, the company still brings light to the world through its products. Its modern new light technologies, such as fluorescent and LED light bulbs, cost less and are more energy efficient and environmentally friendly. GE currently works to make nearly all of their lighting products Energy Star certified. 50,000 Hours • Dimmable • LED Array GE 85160 ¦ 10W LED Retrofit Downlight - 6" - 700 Lumens - 3000K | 3000 | 82 | 700 | 66.0377 | 50000 | 10.6 | 1 | 15.95 | 15.95 | 18.7419 | 2020Q3 | https://www.topbulb.com/ge-85160-10wled-6-recessed-downlight-3000k | Top Bulb | 2020 | Yes
LED Lighting | Reflector | GE Lighting | True | Daylighting/Photocell, | Reflector (Flood/Spot) | PAR16 | GU10 | Use With Timers,Use With Photo and/or Motion Sensors,Recessed Fixtures Use With Timers,Use With Photo and/or Motion Sensors,Recessed Fixtures Topbulb » Brands » GE Lighting » LED Lamps » Directional » MR » GE 89020 ¦ 4W LED MR16 - 20W Equal - GU10 Base - Narrow Flood - 3000K Use this 4 watt, 120 volt GE MR16 LED as a direct replacement for a 20 watt halogen MR16 with a GU10 base and matching beam spread.See the document below for complete specifications. LED Technology Notice Due to constantly evolving nature of LED technology, manufacturers will reserve the right to replace this product with next generation technology. We appreciate your understanding and acceptance of this policy. Utility/Government Incentives Documents GE 89020 Specification Sheet About GE Lighting Started over 130 years ago, General Electric began with Thomas Edison's invention of the world's first affordable incandescent light bulb. More than a century later, the company still brings light to the world through its products. Its modern new light technologies, such as fluorescent and LED light bulbs, cost less and are more energy efficient and environmentally friendly. GE currently works to make nearly all of their lighting products Energy Star certified. 25,000 Hours • 120V • Dimmable GE 89020 ¦ 4W LED MR16 - 20W Equal - GU10 Base - Narrow Flood - 3000K | 3000 | 83 | 300 | 81.0811 | 25000 | 3.7 | 1 | 10.95 | 10.95 | 12.8667 | 2020Q3 | https://www.topbulb.com/ge-89020-4w-led-mr16-3000k | Top Bulb | 2020 | Yes
LED Lighting | Reflector | GE Lighting | True | Daylighting/Photocell, | Reflector (Flood/Spot) | PAR30L | E26 (Medium) | Damp Location Rated,Use With Timers,Use With Photo and/or Motion Sensors,Not Rated for Recessed Fixtures Damp Location Rated,Use With Timers,Use With Photo and/or Motion Sensors,Not Rated for Recessed Fixtures Topbulb » LED Bulbs » LED PAR » LED PAR30 » 90W Equal / Long Neck » GE 92885 ¦ 12W LED PAR30LN - Flood - 3500K Use this GE PAR30 long neck as an energy saving, long life direct replacement for a 90 watt PAR30 long neck halogen. LED Technology Notice Due to constantly evolving nature of LED technology, manufacturers will reserve the right to replace this product with next generation technology. We appreciate your understanding and acceptance of this policy. About GE Lighting Started over 130 years ago, General Electric began with Thomas Edison's invention of the world's first affordable incandescent light bulb. More than a century later, the company still brings light to the world through its products. Its modern new light technologies, such as fluorescent and LED light bulbs, cost less and are more energy efficient and environmentally friendly. GE currently works to make nearly all of their lighting products Energy Star certified. 25,000 Hours • 35° Beam • 1100 Lumens GE 92885 ¦ 12W LED PAR30LN - Flood - 3500K | 3500 | 81 | 1100 | 91.6667 | 25000 | 12 | 1 | 20.95 | 20.95 | 24.6171 | 2020Q3 | https://www.topbulb.com/ge-92885-12w-led-par30ln-3500k | Top Bulb | 2020 | Yes
LED Lighting | Reflector | GE Lighting | True |  | Reflector (Flood/Spot) | PAR38 | E26 (Medium) | Damp Location Rated,Recessed Fixtures Damp Location Rated,Recessed Fixtures Topbulb » LED Bulbs » LED PAR » LED PAR38 » 120W Equal » GE 92933 ¦ 18W PAR38 LED - 25° Narrow Flood - 3000K Use this high color rendering GE 18 watt PAR38 as a direct, energy saving replacement for a 120 watt halogen PAR38 or equivalent ceramic metal halide where narrow beam light distribution is required. UL damp location. Energy Star qualified. See the document below for complete specifications. LED Technology Notice Due to constantly evolving nature of LED technology, manufacturers will reserve the right to replace this product with next generation technology. We appreciate your understanding and acceptance of this policy. Utility/Government Incentives Documents GE LED18D38W3930/25 Specification Sheet About GE Lighting Started over 130 years ago, General Electric began with Thomas Edison's invention of the world's first affordable incandescent light bulb. More than a century later, the company still brings light to the world through its products. Its modern new light technologies, such as fluorescent and LED light bulbs, cost less and are more energy efficient and environmentally friendly. GE currently works to make nearly all of their lighting products Energy Star certified. 25,000 Hours • CRI 92 GE 92933 ¦ 18W PAR38 LED - 25° Narrow Flood - 3000K | 3000 | 92 | 1350 | 75 | 25000 | 18 | 1 | 26.95 | 26.95 | 31.6673 | 2020Q3 | https://www.topbulb.com/ge-92933-18w-led-par38-e26-medium-base-3000k | Top Bulb | 2020 | Yes
LED Lighting | Reflector | GE Lighting | True | Daylighting/Photocell, | Reflector (Flood/Spot) | PAR20 | E26 (Medium) | Damp Location Rated,Use With Timers,Use With Photo and/or Motion Sensors,Recessed Fixtures Damp Location Rated,Use With Timers,Use With Photo and/or Motion Sensors,Recessed Fixtures Topbulb » LED Bulbs » LED PAR » LED PAR20 » 50W Equal » GE 93349 ¦ 7W LED PAR20 - 20 Use this GE PAR20 as an energy saving, long life direct replacement for a 50 watt PAR20 halogen. LED Technology Notice Due to constantly evolving nature of LED technology, manufacturers will reserve the right to replace this product with next generation technology. We appreciate your understanding and acceptance of this policy. Utility/Government Incentives Documents GE 93349 Spec Sheet About GE Lighting Started over 130 years ago, General Electric began with Thomas Edison's invention of the world's first affordable incandescent light bulb. More than a century later, the company still brings light to the world through its products. Its modern new light technologies, such as fluorescent and LED light bulbs, cost less and are more energy efficient and environmentally friendly. GE currently works to make nearly all of their lighting products Energy Star certified. 25,000 Hours • 20° Beam • 3600 CD GE 93349 ¦ 7W LED PAR20 - 20 | 2700 | 83 | 500 | 71.4286 | 25000 | 7 | 1 | 13.95 | 13.95 | 16.3918 | 2020Q3 | https://www.topbulb.com/ge-93349-7w-led-par20-2700k | Top Bulb | 2020 | Yes
LED Lighting | Reflector | GE Lighting | True | Daylighting/Photocell, | Reflector (Flood/Spot) | PAR20 | E26 (Medium) | Damp Location Rated,Use With Timers,Use With Photo and/or Motion Sensors,Recessed Fixtures Damp Location Rated,Use With Timers,Use With Photo and/or Motion Sensors,Recessed Fixtures Topbulb » LED Bulbs » LED PAR » LED PAR20 » 50W Equal » GE 93354 ¦ 7W LED PAR20 - 35 Use this GE PAR20 as an energy saving, long life direct replacement for a 50 watt PAR20 halogen. LED Technology Notice Due to constantly evolving nature of LED technology, manufacturers will reserve the right to replace this product with next generation technology. We appreciate your understanding and acceptance of this policy. Utility/Government Incentives Documents GE 93354 Spec Sheet About GE Lighting Started over 130 years ago, General Electric began with Thomas Edison's invention of the world's first affordable incandescent light bulb. More than a century later, the company still brings light to the world through its products. Its modern new light technologies, such as fluorescent and LED light bulbs, cost less and are more energy efficient and environmentally friendly. GE currently works to make nearly all of their lighting products Energy Star certified. 25,000 Hours • 35° Beam • 1150 CD GE 93354 ¦ 7W LED PAR20 - 35 | 2700 | 83 | 500 | 71.4286 | 25000 | 7 | 1 | 13.95 | 13.95 | 16.3918 | 2020Q3 | https://www.topbulb.com/ge-93354-7w-led-par20-2700k | Top Bulb | 2020 | Yes
LED Lighting | Reflector | GE Lighting | True | Daylighting/Photocell, | Reflector (Flood/Spot) | PAR20 | E26 (Medium) | Damp Location Rated,Use With Timers,Use With Photo and/or Motion Sensors,Recessed Fixtures Damp Location Rated,Use With Timers,Use With Photo and/or Motion Sensors,Recessed Fixtures Topbulb » LED Bulbs » LED PAR » LED PAR20 » 50W Equal » GE 93360 ¦ 7W LED PAR20 - Narrow Flood - 2700K Use this GE PAR20 as an energy saving, long life direct replacement for a 50 watt PAR20 halogen. LED Technology Notice Due to constantly evolving nature of LED technology, manufacturers will reserve the right to replace this product with next generation technology. We appreciate your understanding and acceptance of this policy. Utility/Government Incentives Documents GE 93360 Spec Sheet About GE Lighting Started over 130 years ago, General Electric began with Thomas Edison's invention of the world's first affordable incandescent light bulb. More than a century later, the company still brings light to the world through its products. Its modern new light technologies, such as fluorescent and LED light bulbs, cost less and are more energy efficient and environmentally friendly. GE currently works to make nearly all of their lighting products Energy Star certified. 25,000 Hours • 20° Beam • 3600 CD GE 93360 ¦ 7W LED PAR20 - Narrow Flood - 2700K | 2700 | 83 | 500 | 71.4286 | 25000 | 7 | 1 | 13.95 | 13.95 | 16.3918 | 2020Q3 | https://www.topbulb.com/ge-93360-7w-led-par20-2700k | Top Bulb | 2020 | Yes
LED Lighting | Reflector | GE Lighting | True | Daylighting/Photocell, | Reflector (Flood/Spot) | PAR20 | E26 (Medium) | Damp Location Rated,Use With Timers,Use With Photo and/or Motion Sensors,Recessed Fixtures Damp Location Rated,Use With Timers,Use With Photo and/or Motion Sensors,Recessed Fixtures Topbulb » LED Bulbs » LED PAR » LED PAR20 » 50W Equal » GE 93362 ¦ 7W LED PAR20 - 50W Equal - Flood - 2700K Use this GE PAR20 as an energy saving, long life direct replacement for a 50 watt PAR20 halogen. LED Technology Notice Due to constantly evolving nature of LED technology, manufacturers will reserve the right to replace this product with next generation technology. We appreciate your understanding and acceptance of this policy. Utility/Government Incentives Documents GE 93362 Spec Sheet About GE Lighting Started over 130 years ago, General Electric began with Thomas Edison's invention of the world's first affordable incandescent light bulb. More than a century later, the company still brings light to the world through its products. Its modern new light technologies, such as fluorescent and LED light bulbs, cost less and are more energy efficient and environmentally friendly. GE currently works to make nearly all of their lighting products Energy Star certified. 25,000 Hours • 35° Beam • 500 Lumens GE 93362 ¦ 7W LED PAR20 - 50W Equal - Flood - 2700K | 2700 | 83 | 500 | 71.4286 | 25000 | 7 | 1 | 13.95 | 13.95 | 16.3918 | 2020Q3 | https://www.topbulb.com/ge-93362-7w-led-par20-2700k | Top Bulb | 2020 | Yes
LED Lighting | Downlight | GE Lighting | True |  | LED |  | GU24 | Downlight Solid State Retrofit Downlight Solid State Retrofit Topbulb » Fixtures » Commercial Fixtures » Indoor » Recessed Downlights » LED - Retrofit » 5" / 6" Retrofit » GE 95851 ¦ 10W LED - Retrofit Downlight - 6" - 700 Lumens - 2700K - GU24 Base This GE LED10RS6/827GUP is a 10W, 120V LED 6" aperture recessed downlight retrofit providing warm white illumination. This GE downlight is the perfect refit solution to give an updated look to ceilings with recessed lighting. Simply replace the existing BR30 lamp with the LED downlight, no tools or wiring required. The pigtail connector has a GU24 base. Standard 120 volt dimming. Damp location rated. LED Technology Notice Due to constantly evolving nature of LED technology, manufacturers will reserve the right to replace this product with next generation technology. We appreciate your understanding and acceptance of this policy. Utility/Government Incentives Documents GE 95851 Spec Sheet About GE Lighting Started over 130 years ago, General Electric began with Thomas Edison's invention of the world's first affordable incandescent light bulb. More than a century later, the company still brings light to the world through its products. Its modern new light technologies, such as fluorescent and LED light bulbs, cost less and are more energy efficient and environmentally friendly. GE currently works to make nearly all of their lighting products Energy Star certified. 50,000 Hour LED • 65W Equivalent GE 95851 ¦ 10W LED - Retrofit Downlight - 6" - 700 Lumens - 2700K - GU24 Base | 2700 | 82 | 700 | 66.0377 | 50000 | 10.6 | 1 | 15.95 | 15.95 | 18.7419 | 2020Q3 | https://www.topbulb.com/ge-95851-10w-led-6-recessed-downlight-2700k | Top Bulb | 2020 | Yes
LED Lighting | Downlight | GE Lighting | True |  | LED |  | Other | Downlight Solid State Retrofit Downlight Solid State Retrofit Topbulb » Fixtures » Commercial Fixtures » Indoor » Recessed Downlights » LED - Retrofit » 4" Retrofit » GE 95853 ¦ 10W LED - Retrofit Downlight - 4" - 700 Lumens - 2700K - E26 Base This GE LED10RS4/827E26P is a 10W, 120V LED 4" aperture recessed downlight retrofit providing warm white illumination. This GE downlight is the perfect refit solution to give an updated look to ceilings with recessed lighting. Simply replace the existing BR30 lamp with the LED downlight, no tools or wiring required. The pigtail connector has a standard medium, E26 base. Standard 120 volt dimming. Damp location rated. LED Technology Notice Due to constantly evolving nature of LED technology, manufacturers will reserve the right to replace this product with next generation technology. We appreciate your understanding and acceptance of this policy. Utility/Government Incentives Documents GE LED10RS4/827E26P Specification Sheet About GE Lighting Started over 130 years ago, General Electric began with Thomas Edison's invention of the world's first affordable incandescent light bulb. More than a century later, the company still brings light to the world through its products. Its modern new light technologies, such as fluorescent and LED light bulbs, cost less and are more energy efficient and environmentally friendly. GE currently works to make nearly all of their lighting products Energy Star certified. 50,000 Hour LED • 65W Equivalent GE 95853 ¦ 10W LED - Retrofit Downlight - 4" - 700 Lumens - 2700K - E26 Base | 2700 | 80 | 700 | 66.6667 | 35000 | 10.5 | 1 | 14.95 | 14.95 | 17.5668 | 2020Q3 | https://www.topbulb.com/ge-95853-10w-led-4-recessed-downlight-2700k | Top Bulb | 2020 | Yes
LED Lighting | Downlight | GE Lighting | True |  | LED |  | Other | Downlight Solid State Retrofit Downlight Solid State Retrofit Topbulb » Fixtures » Commercial Fixtures » Indoor » Recessed Downlights » LED - Retrofit » 4" Retrofit » GE 95854 ¦ 10W LED - Retrofit Downlight - 4" - 700 Lumens - 3000K - E26 Base This GE LED10RS4/830E26P is a 10W, 120V LED 4" aperture recessed downlight retrofit providing halogen-white illumination. This GE downlight is the perfect refit solution to give an updated look to ceilings with recessed lighting. Simply replace the existing BR30 lamp with the LED downlight, no tools or wiring required. The pigtail connector has a standard medium, E26 base. Standard 120 volt dimming. Damp location rated. LED Technology Notice Due to constantly evolving nature of LED technology, manufacturers will reserve the right to replace this product with next generation technology. We appreciate your understanding and acceptance of this policy. Utility/Government Incentives Documents GE LED10RS4/830E26P Specification Sheet About GE Lighting Started over 130 years ago, General Electric began with Thomas Edison's invention of the world's first affordable incandescent light bulb. More than a century later, the company still brings light to the world through its products. Its modern new light technologies, such as fluorescent and LED light bulbs, cost less and are more energy efficient and environmentally friendly. GE currently works to make nearly all of their lighting products Energy Star certified. 50,000 Hour LED • 65W Equivalent GE 95854 ¦ 10W LED - Retrofit Downlight - 4" - 700 Lumens - 3000K - E26 Base | 3000 | 80 | 700 | 66.6667 | 50000 | 10.5 | 1 | 14.95 | 14.95 | 17.5668 | 2020Q3 | https://www.topbulb.com/ge-95854-10w-led-4-recessed-downlight-3000k | Top Bulb | 2020 | Yes
LED Lighting | Reflector | GE Lighting | True | Daylighting/Photocell, | Reflector (Flood/Spot) | PAR30 | E26 (Medium) | Damp Location Rated,Use With Timers,Use With Photo and/or Motion Sensors,Recessed Fixtures Damp Location Rated,Use With Timers,Use With Photo and/or Motion Sensors,Recessed Fixtures Topbulb » LED Bulbs » LED PAR » LED PAR30 » 75W Equal » GE 98755 ¦ 12W LED PAR30 - 75W Equal - Flood - 3000K Use this Energy Star rated GE PAR30 as an energy saving, long life direct replacement for a 90 watt PAR30 halogen. LED Technology Notice Due to constantly evolving nature of LED technology, manufacturers will reserve the right to replace this product with next generation technology. We appreciate your understanding and acceptance of this policy. Utility/Government Incentives Documents GE 98755 Spec Sheet About GE Lighting Started over 130 years ago, General Electric began with Thomas Edison's invention of the world's first affordable incandescent light bulb. More than a century later, the company still brings light to the world through its products. Its modern new light technologies, such as fluorescent and LED light bulbs, cost less and are more energy efficient and environmentally friendly. GE currently works to make nearly all of their lighting products Energy Star certified. 25,000 Hours • 35° Beam • 950 Lumens GE 98755 ¦ 12W LED PAR30 - 75W Equal - Flood - 3000K | 3000 | 83 | 950 | 79.1667 | 25000 | 12 | 1 | 17.95 | 17.95 | 21.0919 | 2020Q3 | https://www.topbulb.com/ge-98755-12w-led-par30-3000k | Top Bulb | 2020 | Yes
LED Lighting | Reflector | GE Lighting | True | Daylighting/Photocell, | Reflector (Flood/Spot) | PAR30L | E26 (Medium) | Damp Location Rated,Use With Timers,Use With Photo and/or Motion Sensors,Recessed Fixtures Damp Location Rated,Use With Timers,Use With Photo and/or Motion Sensors,Recessed Fixtures Topbulb » LED Bulbs » LED PAR » LED PAR30 » 75W Equal / Long Neck » GE 98811 ¦ 12W LED PAR30LN - 75W Equal - Flood - 3000K Use this Energy Star rated GE PAR30 long neck as an energy saving, long life direct replacement for a 90 watt PAR30 long neck halogen. LED Technology Notice Due to constantly evolving nature of LED technology, manufacturers will reserve the right to replace this product with next generation technology. We appreciate your understanding and acceptance of this policy. Utility/Government Incentives Documents GE 98811 Spec Sheet About GE Lighting Started over 130 years ago, General Electric began with Thomas Edison's invention of the world's first affordable incandescent light bulb. More than a century later, the company still brings light to the world through its products. Its modern new light technologies, such as fluorescent and LED light bulbs, cost less and are more energy efficient and environmentally friendly. GE currently works to make nearly all of their lighting products Energy Star certified. 25,000 Hours • 36° Beam • 950 Lumens GE 98811 ¦ 12W LED PAR30LN - 75W Equal - Flood - 3000K | 3000 | 83 | 950 | 79.1667 | 25000 | 12 | 1 | 17.95 | 17.95 | 21.0919 | 2020Q3 | https://www.topbulb.com/ge-98811-12w-led-par30ln-3000k | Top Bulb | 2020 | Yes
LED Lighting | Reflector | Green Creative | True |  | Reflector (Flood/Spot) | BR40 | E26 (Medium) | Damp Location Rated,Not Rated for Recessed Fixtures Damp Location Rated,Not Rated for Recessed Fixtures Topbulb » LED Bulbs » LED Reflector Flood » 85W Equal » Green Creative - 14W BR40 LED - 85W Equal - Flood - 2700K Green Creative offers their Titanium LED series BR40 bulb with an innovative, environmentally friendly construction "cloud" design which which makes this bulb 55% lighter. The cloud shape also provides more efficient light output than previous generation LED bulbs while using 35% less material. The lamp maintains the traditional BR40 incandescent form factor making it suitable for all applications including totally enclosed fixtures. In addition to a high lumen per watt efficacy, this bulb maintains accurate 2700K color temperature and CRI 82 color rendering for quality illumination. This LED is dimmable on most existing dimmers. See the document below for complete specifications and dimmer compatibility. LED Technology Notice Due to constantly evolving nature of LED technology, manufacturers will reserve the right to replace this product with next generation technology. We appreciate your understanding and acceptance of this policy. Utility/Government Incentives Documents Green Creative 40636 Specification Sheet Green Creative BR40 LED Dimmer List About Green Creative Green Creative, founded in 2010, is a solid state lighting development and manufacturing company based in Silicon Valley, CA. The company offers a comprehensive line of high-performance LED solutions that have been adopted by some of the largest companies in the world. Green Creative focuses on professional-grade LED lamps and fixtures that meet the high standards of commercial, institutional and industrial installations. Anchored by strongly integrated R&D capabilities and patented technology, Green Creative's innovation, performance and reliability have been recognized year after year by the Illuminating Engineering Society Progress Report, the LEDs Magazine Sapphire Awards and Lighting for Tomorrow. WHILE SUPPLIES LAST • 25,000 Hours • Dimmable • Cloud Design Green Creative - 14W BR40 LED - 85W Equal - Flood - 2700K | 2700 | 83 | 1065 | 76.0714 | 25000 | 14 | 1 | 8.98 | 8.98 | 10.5518 | 2020Q3 | https://www.topbulb.com/green-creative-14w-br40-led-85w-equal-flood-2700k | Top Bulb | 2020 | Yes
LED Lighting | Reflector | Green Creative | True |  | Reflector (Flood/Spot) | BR40 | E26 (Medium) | Damp Location Rated,Not Rated for Recessed Fixtures Damp Location Rated,Not Rated for Recessed Fixtures Topbulb » LED Bulbs » LED Reflector Flood » 85W Equal » Green Creative - 14W BR40 LED - 85W Equal - Flood - 3000K Green Creative offers their Titanium LED series BR40 bulb with an innovative, environmentally friendly construction "cloud" design which which makes this bulb 55% lighter. The cloud shape also provides more efficient light output than previous generation LED bulbs while using 35% less material. The lamp maintains the traditional BR40 incandescent form factor making it suitable for all applications including totally enclosed fixtures. In addition to a high lumen per watt efficacy, this bulb maintains accurate 3000K color temperature and CRI 82 color rendering for quality illumination. This LED is dimmable on most existing dimmers. See the document below for complete specifications and dimmer compatibility. LED Technology Notice Due to constantly evolving nature of LED technology, manufacturers will reserve the right to replace this product with next generation technology. We appreciate your understanding and acceptance of this policy. Utility/Government Incentives Documents Green Creative 40637 Specification Sheet Green Creative BR40 LED Dimmer List About Green Creative Green Creative, founded in 2010, is a solid state lighting development and manufacturing company based in Silicon Valley, CA. The company offers a comprehensive line of high-performance LED solutions that have been adopted by some of the largest companies in the world. Green Creative focuses on professional-grade LED lamps and fixtures that meet the high standards of commercial, institutional and industrial installations. Anchored by strongly integrated R&D capabilities and patented technology, Green Creative's innovation, performance and reliability have been recognized year after year by the Illuminating Engineering Society Progress Report, the LEDs Magazine Sapphire Awards and Lighting for Tomorrow. 25,000 Hours • Dimmable • Cloud Design Green Creative - 14W BR40 LED - 85W Equal - Flood - 3000K | 3000 | 85 | 1100 | 78.5714 | 25000 | 14 | 1 | 16.98 | 16.98 | 19.9522 | 2020Q3 | https://www.topbulb.com/green-creative-14w-br40-led-85w-equal-flood-3000k | Top Bulb | 2020 | Yes
LED Lighting | Downlight | Green Creative | False |  | LED Array |  |  | Downlight Recessed Downlight Recessed Topbulb » Fixtures » Commercial Fixtures » Indoor » Recessed Downlights » LED - Retrofit » Green Creative - 14W LED 4" Downlight - Adjustable Lumen Output - 3000K - 120/277V This Green Creative INNOFIT multi-watt, 4" LED downlight for retrofit or new construction features an adjustable lumen output with three defined light levels: Low - 6W - 500 lumens - Equal to 1 x 13W CFL Med - 9W - 700 lumens - Equal to 1 x 18W CFL High - 14W - 1000 lumens - Equal to 1 x 26W or 2 x 13W CFL Simply adjust the lamp power to the desired lumen output by sliding the selector switch on top of the fixture. Adjustable housing clips allow for easy installation in a large range of commercial and architectural housings ranging from 3.9" to 5.1". The spring-action clips push up easily and fit securely for both retrofit and new construction installations. In addition, with both 120V and 277V compatibility and an L70 rated life of 40,000 hours, this 4 inch aperture, 3000K, halogen-like white illumination downlight meets or exceeds all the requirements for most commercial or institutional recessed downlight applications. Suitable for damp locations. Energy Star qualified. UL / cUL Listed. See the documents below for complete specifications and installation instructions. Utility/Government Incentives Documents Green Creative 57864 Specification Sheet Green Creative INNOFIT Downlight Installation Guide About Green Creative Green Creative, founded in 2010, is a solid state lighting development and manufacturing company based in Silicon Valley, CA. The company offers a comprehensive line of high-performance LED solutions that have been adopted by some of the largest companies in the world. Green Creative focuses on professional-grade LED lamps and fixtures that meet the high standards of commercial, institutional and industrial installations. Anchored by strongly integrated R&D capabilities and patented technology, Green Creative's innovation, performance and reliability have been recognized year after year by the Illuminating Engineering Society Progress Report, the LEDs Magazine Sapphire Awards and Lighting for Tomorrow. Commercial Grade • Equals 13W, 18W, 26W CFL • 40,000 Hours Green Creative - 14W LED 4" Downlight - Adjustable Lumen Output - 3000K - 120/277V | 3000 | 83 | 1000 | 71.4286 | 40000 | 14 | 1 | 64.98 | 64.98 | 76.354 | 2020Q3 | https://www.topbulb.com/green-creative-14w-led-4-downlight-adjustable-lumen-output-3000k-120-277v | Top Bulb | 2020 | Yes
LED Lighting | Downlight | Green Creative | False |  | LED Array |  |  | Downlight Recessed Downlight Recessed Topbulb » Fixtures » Commercial Fixtures » Indoor » Recessed Downlights » LED - Retrofit » Green Creative - 14W LED 4" Downlight - Adjustable Lumen Output - 3500K - 120/277V This Green Creative INNOFIT multi-watt, 4" LED downlight for retrofit or new construction features an adjustable lumen output with three defined light levels: Low - 6W - 500 lumens - Equal to 1 x 13W CFL Med - 9W - 700 lumens - Equal to 1 x 18W CFL High - 14W - 1000 lumens - Equal to 1 x 26W or 2 x 13W CFL Simply adjust the lamp power to the desired lumen output by sliding the selector switch on top of the fixture. Adjustable housing clips allow for easy installation in a large range of commercial and architectural housings ranging from 3.9" to 5.1". The spring-action clips push up easily and fit securely for both retrofit and new construction installations. In addition, with both 120V and 277V compatibility and an L70 rated life of 40,000 hours, this 4 inch aperture, 3500K white illumination downlight meets or exceeds all the requirements for most commercial or institutional recessed downlight applications. Suitable for damp locations. Energy Star qualified. UL / cUL Listed. See the documents below for complete specifications and installation instructions. Utility/Government Incentives Documents Green Creative 57865 Specification Sheet Green Creative INNOFIT Downlight Installation Guide About Green Creative Green Creative, founded in 2010, is a solid state lighting development and manufacturing company based in Silicon Valley, CA. The company offers a comprehensive line of high-performance LED solutions that have been adopted by some of the largest companies in the world. Green Creative focuses on professional-grade LED lamps and fixtures that meet the high standards of commercial, institutional and industrial installations. Anchored by strongly integrated R&D capabilities and patented technology, Green Creative's innovation, performance and reliability have been recognized year after year by the Illuminating Engineering Society Progress Report, the LEDs Magazine Sapphire Awards and Lighting for Tomorrow. Commercial Grade • Equals 13W, 18W, 26W CFL • 40,000 Hours Green Creative - 14W LED 4" Downlight - Adjustable Lumen Output - 3500K - 120/277V | 3500 | 83 | 1000 | 71.4286 | 40000 | 14 | 1 | 64.98 | 64.98 | 76.354 | 2020Q3 | https://www.topbulb.com/green-creative-14w-led-4-downlight-adjustable-lumen-output-3500k-120-277v | Top Bulb | 2020 | Yes
LED Lighting | Downlight | Green Creative | False |  | LED Array |  |  | Downlight Recessed Downlight Recessed Topbulb » Fixtures » Commercial Fixtures » Indoor » Recessed Downlights » LED - Retrofit » Green Creative - 14W LED 4" Downlight - Adjustable Lumen Output - 4000K - 120/277V This Green Creative INNOFIT multi-watt, 4" LED downlight for retrofit or new construction features an adjustable lumen output with three defined light levels: Low - 6W - 500 lumens - Equal to 1 x 13W CFL Med - 9W - 700 lumens - Equal to 1 x 18W CFL High - 14W - 1000 lumens - Equal to 1 x 26W or 2 x 13W CFL Simply adjust the lamp power to the desired lumen output by sliding the selector switch on top of the fixture. Adjustable housing clips allow for easy installation in a large range of commercial and architectural housings ranging from 3.9" to 5.1". The spring-action clips push up easily and fit securely for both retrofit and new construction installations. In addition, with both 120V and 277V compatibility and an L70 rated life of 40,000 hours, this 4 inch aperture, cool white illumination downlight meets or exceeds all the requirements for most commercial or institutional recessed downlight applications. Suitable for damp locations. Energy Star qualified. UL / cUL Listed. See the documents below for complete specifications and installation instructions. Utility/Government Incentives Documents Green Creative 57866 Specification Sheet Green Creative INNOFIT Downlight Installation Guide About Green Creative Green Creative, founded in 2010, is a solid state lighting development and manufacturing company based in Silicon Valley, CA. The company offers a comprehensive line of high-performance LED solutions that have been adopted by some of the largest companies in the world. Green Creative focuses on professional-grade LED lamps and fixtures that meet the high standards of commercial, institutional and industrial installations. Anchored by strongly integrated R&D capabilities and patented technology, Green Creative's innovation, performance and reliability have been recognized year after year by the Illuminating Engineering Society Progress Report, the LEDs Magazine Sapphire Awards and Lighting for Tomorrow. Commercial Grade • Equals 13W, 18W, 26W CFL • 40,000 Hours Green Creative - 14W LED 4" Downlight - Adjustable Lumen Output - 4000K - 120/277V | 4000 | 85 | 1000 | 71.4286 | 40000 | 14 | 1 | 64.98 | 64.98 | 76.354 | 2020Q3 | https://www.topbulb.com/green-creative-14w-led-4-downlight-adjustable-lumen-output-4000k-120-277v | Top Bulb | 2020 | Yes
LED Lighting | Reflector | Green Creative | True |  | Reflector (Flood/Spot) | PAR38 | E26 (Medium) | Wet Location Rated,Not Rated for Recessed Fixtures Wet Location Rated,Not Rated for Recessed Fixtures Topbulb » LED Bulbs » LED PAR » LED PAR38 » 90W Equal » Green Creative - 14W PAR38 LED - 90W Equal - Flood - 2700K This CORE Series 14 watt PAR38 LED from Green Creative features a full-face optic to maximize distribution and minimize glare. The bulb also features smooth dimming on existing dimmers. Use this bulb to directly replace a 90 watt halogen PAR38. Specifications to match or exceed existing halogen PAR38 lamps and a lightweight environmentally friendly construction make this lamp an attractive choice for all commercial, institutional and residential 120 volt directional lighting applications. Wet location rated for outdoor use. Not intended for use in totally enclosed fixtures. See the document below for complete specifications and light distribution data. LED Technology Notice Due to constantly evolving nature of LED technology, manufacturers will reserve the right to replace this product with next generation technology. We appreciate your understanding and acceptance of this policy. Utility/Government Incentives Documents Green Creative 57807 Specification Sheet About Green Creative Green Creative, founded in 2010, is a solid state lighting development and manufacturing company based in Silicon Valley, CA. The company offers a comprehensive line of high-performance LED solutions that have been adopted by some of the largest companies in the world. Green Creative focuses on professional-grade LED lamps and fixtures that meet the high standards of commercial, institutional and industrial installations. Anchored by strongly integrated R&D capabilities and patented technology, Green Creative's innovation, performance and reliability have been recognized year after year by the Illuminating Engineering Society Progress Report, the LEDs Magazine Sapphire Awards and Lighting for Tomorrow. 25,000 Hours • Dimmable • Warm White Light Green Creative - 14W PAR38 LED - 90W Equal - Flood - 2700K | 2700 | 81 | 1000 | 71.4286 | 25000 | 14 | 1 | 12.98 | 12.98 | 15.252 | 2020Q3 | https://www.topbulb.com/green-creative-14w-par38-led-90w-equal-flood-2700k | Top Bulb | 2020 | Yes
LED Lighting | Reflector | Green Creative | True |  | Reflector (Flood/Spot) | PAR30L | E26 (Medium) | Damp Location Rated,Recessed Fixtures Damp Location Rated,Recessed Fixtures Topbulb » LED Bulbs » LED PAR » LED PAR30 » 75W Equal / Long Neck » Green Creative 16112 - 12.5W PAR30LN LED - 75W Equal - 25° - 2700K This Green Creative REFINE Series, 12.5 watt PAR30 long neck replaces a 75 watt halogen PAR30 long neck and provides equivalent light output and color quality. Extra long 40,000 hour life provides a significant reduction in maintenance costs. This lamp has been designed and engineered for commercial applications that demand high performance and accurate color rendering. With a CRI 90, R9 50 and R13 90, the lamp generates crisp and vibrant colors across the whole spectrum. All new REFINE Series lamps feature the full-face REFINE optic that provides a high candela to lumen ratio. Tight LED binning for consistent CCT across all lamps. Suitable for use in totally enclosed fixtures. See document below for complete specifications. LED Technology Notice Due to constantly evolving nature of LED technology, manufacturers will reserve the right to replace this product with next generation technology. We appreciate your understanding and acceptance of this policy. Utility/Government Incentives Documents Green Creative 16112 Specification Sheet About Green Creative Green Creative, founded in 2010, is a solid state lighting development and manufacturing company based in Silicon Valley, CA. The company offers a comprehensive line of high-performance LED solutions that have been adopted by some of the largest companies in the world. Green Creative focuses on professional-grade LED lamps and fixtures that meet the high standards of commercial, institutional and industrial installations. Anchored by strongly integrated R&D capabilities and patented technology, Green Creative's innovation, performance and reliability have been recognized year after year by the Illuminating Engineering Society Progress Report, the LEDs Magazine Sapphire Awards and Lighting for Tomorrow. WHILE SUPPLIES LAST • 40000 Hours • CRI 90 • Dimmable • Specification Grade Green Creative 16112 - 12.5W PAR30LN LED - 75W Equal - 25° - 2700K | 2700 | 91 | 815 | 65.2 | 25000 | 12.5 | 1 | 17.48 | 17.48 | 20.5397 | 2020Q3 | https://www.topbulb.com/green-creative-16112-125par30g4dim-927nf25-125w-120v-2700k | Top Bulb | 2020 | Yes
LED Lighting | Reflector | Green Creative | True |  | Reflector (Flood/Spot) | PAR30L | E26 (Medium) | Damp Location Rated,Recessed Fixtures Damp Location Rated,Recessed Fixtures Topbulb » LED Bulbs » LED PAR » LED PAR30 » 75W Equal / Long Neck » Green Creative 16209 - 12.5W PAR30LN LED - 75W Equal - 25° - 3000K - Black This Green Creative REFINE Series, 12.5 watt PAR30 long neck replaces a 75 watt halogen PAR30 long neck and provides equivalent light output and color quality. Extra long 40,000 hour life provides a significant reduction in maintenance costs. This lamp has been designed and engineered for commercial applications that demand high performance and accurate color rendering. With a CRI 90, R9 50 and R13 90, the lamp generates crisp and vibrant colors across the whole spectrum. All new REFINE Series lamps feature the full-face REFINE optic that provides a high candela to lumen ratio. Tight LED binning for consistent CCT across all lamps. Suitable for use in totally enclosed fixtures. See document below for complete specifications. LED Technology Notice Due to constantly evolving nature of LED technology, manufacturers will reserve the right to replace this product with next generation technology. We appreciate your understanding and acceptance of this policy. Utility/Government Incentives Documents Green Creative 16209 Specification Sheet About Green Creative Green Creative, founded in 2010, is a solid state lighting development and manufacturing company based in Silicon Valley, CA. The company offers a comprehensive line of high-performance LED solutions that have been adopted by some of the largest companies in the world. Green Creative focuses on professional-grade LED lamps and fixtures that meet the high standards of commercial, institutional and industrial installations. Anchored by strongly integrated R&D capabilities and patented technology, Green Creative's innovation, performance and reliability have been recognized year after year by the Illuminating Engineering Society Progress Report, the LEDs Magazine Sapphire Awards and Lighting for Tomorrow. 40000 Hours • CRI 90 • Dimmable • Specification Grade Green Creative 16209 - 12.5W PAR30LN LED - 75W Equal - 25° - 3000K - Black | 3000 | 91 | 850 | 68 | 25000 | 12.5 | 1 | 21.95 | 21.95 | 25.7921 | 2020Q3 | https://www.topbulb.com/green-creative-16209-125par30g4dim-930nf25-b-125w-120v-3000k | Top Bulb | 2020 | Yes
LED Lighting | Reflector | Green Creative | True |  | Reflector (Flood/Spot) | PAR30S | E26 (Medium) | Damp Location Rated,Recessed Fixtures Damp Location Rated,Recessed Fixtures Topbulb » LED Bulbs » LED PAR » LED PAR30 » 75W Equal » Green Creative 16233 - 11W PAR30 LED - 75W Equal - 25° - 3000K - Black This Green Creative REFINE Series 11 watt PAR30 replaces a 75 watt halogen PAR30 and provides equivalent illumination and color quality. Extra long 40,000 hour life provides a significant reduction in maintenance costs. This lamp has been designed and engineered for commercial applications that demand high performance and accurate color rendering. With a CRI 90, R9 50 and R13 90, the lamp generates crisp and vibrant colors across the whole spectrum. All new REFINE Series lamps feature the full-face REFINE optic that provides a high candela to lumen ratio. Tight LED binning for consistent CCT across all lamps. Suitable for use in totally enclosed fixtures. See document below for complete specifications. LED Technology Notice Due to constantly evolving nature of LED technology, manufacturers will reserve the right to replace this product with next generation technology. We appreciate your understanding and acceptance of this policy. Utility/Government Incentives Documents Green Creative 16233 Specification Sheet About Green Creative Green Creative, founded in 2010, is a solid state lighting development and manufacturing company based in Silicon Valley, CA. The company offers a comprehensive line of high-performance LED solutions that have been adopted by some of the largest companies in the world. Green Creative focuses on professional-grade LED lamps and fixtures that meet the high standards of commercial, institutional and industrial installations. Anchored by strongly integrated R&D capabilities and patented technology, Green Creative's innovation, performance and reliability have been recognized year after year by the Illuminating Engineering Society Progress Report, the LEDs Magazine Sapphire Awards and Lighting for Tomorrow. 40000 Hours • CRI 90 • Dimmable • Specification Grade Green Creative 16233 - 11W PAR30 LED - 75W Equal - 25° - 3000K - Black | 3000 | 91 | 740 | 67.2727 | 25000 | 11 | 1 | 17.48 | 17.48 | 20.5397 | 2020Q3 | https://www.topbulb.com/green-creative-16233-11par30sng4dim-930nf25-b-11w-120v-3000k | Top Bulb | 2020 | Yes
LED Lighting | Reflector | Green Creative | True |  | Reflector (Flood/Spot) | PAR30L | E26 (Medium) | Damp Location Rated,Recessed Fixtures Damp Location Rated,Recessed Fixtures Topbulb » LED Bulbs » LED PAR » LED PAR30 » GU24 Base » Green Creative 16279 - 12.5W PAR30LN LED - 75W Equal - 40° - 2700K - GU24 This Green Creative REFINE Series, 12.5 watt PAR30 long neck with a GU24 base replaces a 75 watt halogen PAR30 long neck and provides equivalent light output and color quality. Extra long 40,000 hour life provides a significant reduction in maintenance costs. This lamp has been designed and engineered for commercial applications that demand high performance and accurate color rendering. With a CRI 90, R9 50 and R13 90, the lamp generates crisp and vibrant colors across the whole spectrum. All new REFINE Series lamps feature the full-face REFINE optic that provides a high candela to lumen ratio. Tight LED binning for consistent CCT across all lamps. Suitable for use in totally enclosed fixtures. See document below for complete specifications. LED Technology Notice Due to constantly evolving nature of LED technology, manufacturers will reserve the right to replace this product with next generation technology. We appreciate your understanding and acceptance of this policy. Utility/Government Incentives Documents Green Creative 16279 Specification Sheet About Green Creative Green Creative, founded in 2010, is a solid state lighting development and manufacturing company based in Silicon Valley, CA. The company offers a comprehensive line of high-performance LED solutions that have been adopted by some of the largest companies in the world. Green Creative focuses on professional-grade LED lamps and fixtures that meet the high standards of commercial, institutional and industrial installations. Anchored by strongly integrated R&D capabilities and patented technology, Green Creative's innovation, performance and reliability have been recognized year after year by the Illuminating Engineering Society Progress Report, the LEDs Magazine Sapphire Awards and Lighting for Tomorrow. 40000 Hours • CRI 90 • Dimmable • Specification Grade Green Creative 16279 - 12.5W PAR30LN LED - 75W Equal - 40° - 2700K - GU24 | 2700 | 91 | 815 | 65.2 | 25000 | 12.5 | 1 | 18.28 | 18.28 | 21.4797 | 2020Q3 | https://www.topbulb.com/green-creative-16279-125par30g4dim-927fl40-gu24-125w-120v-2700k | Top Bulb | 2020 | Yes
LED Lighting | Reflector | Green Creative | True |  | Reflector (Flood/Spot) | PAR30L | GU24 | Damp Location Rated,Recessed Fixtures Damp Location Rated,Recessed Fixtures Topbulb » LED Bulbs » LED PAR » LED PAR30 » GU24 Base » Green Creative 16282 - 12.5W PAR30LN LED - 75W Equal - 40° - 3000K - GU24 This Green Creative REFINE Series, 12.5 watt PAR30 long neck with a GU24 base replaces a 75 watt halogen PAR30 long neck and provides equivalent light output and color quality. Extra long 40,000 hour life provides a significant reduction in maintenance costs. This lamp has been designed and engineered for commercial applications that demand high performance and accurate color rendering. With a CRI 90, R9 50 and R13 90, the lamp generates crisp and vibrant colors across the whole spectrum. All new REFINE Series lamps feature the full-face REFINE optic that provides a high candela to lumen ratio. Tight LED binning for consistent CCT across all lamps. Suitable for use in totally enclosed fixtures. See document below for complete specifications. LED Technology Notice Due to constantly evolving nature of LED technology, manufacturers will reserve the right to replace this product with next generation technology. We appreciate your understanding and acceptance of this policy. Utility/Government Incentives Documents Green Creative 16282 Specification Sheet About Green Creative Green Creative, founded in 2010, is a solid state lighting development and manufacturing company based in Silicon Valley, CA. The company offers a comprehensive line of high-performance LED solutions that have been adopted by some of the largest companies in the world. Green Creative focuses on professional-grade LED lamps and fixtures that meet the high standards of commercial, institutional and industrial installations. Anchored by strongly integrated R&D capabilities and patented technology, Green Creative's innovation, performance and reliability have been recognized year after year by the Illuminating Engineering Society Progress Report, the LEDs Magazine Sapphire Awards and Lighting for Tomorrow. 40000 Hours • CRI 90 • Dimmable • Specification Grade Green Creative 16282 - 12.5W PAR30LN LED - 75W Equal - 40° - 3000K - GU24 | 3000 | 91 | 850 | 68 | 25000 | 12.5 | 1 | 18.28 | 18.28 | 21.4797 | 2020Q3 | https://www.topbulb.com/green-creative-16282-125par30g4dim-930fl40-gu24-125w-120v-3000k | Top Bulb | 2020 | Yes
LED Lighting | Reflector | Green Creative | True |  | Reflector (Flood/Spot) | PAR38 | GU24 | Wet Location Rated,Recessed Fixtures Wet Location Rated,Recessed Fixtures Topbulb » LED Bulbs » LED PAR » LED PAR38 » 120W Equal » Green Creative 16303 - 17W PAR38 LED - 120W Equal - 40° - 2700K - GU24 This Green Creative REFINE Series, 17 watt PAR38 replaces a 120 watt halogen PAR38 and provides equivalent light output and color quality. Extra long 40,000 hour life provides a significant reduction in maintenance costs. This lamp has been designed and engineered for commercial applications that demand high performance and accurate color rendering. With a CRI 90, R9 50 and R13 90, the lamp generates crisp and vibrant colors across the whole spectrum. All new REFINE Series lamps feature the full-face REFINE optic that provides a high candela to lumen ratio. Tight LED binning for consistent CCT across all lamps. Suitable for use in totally enclosed fixtures. Wet location listed for outdoor use. See document below for complete specifications. LED Technology Notice Due to constantly evolving nature of LED technology, manufacturers will reserve the right to replace this product with next generation technology. We appreciate your understanding and acceptance of this policy. Utility/Government Incentives Documents Green Creative 16303 Specification Sheet About Green Creative Green Creative, founded in 2010, is a solid state lighting development and manufacturing company based in Silicon Valley, CA. The company offers a comprehensive line of high-performance LED solutions that have been adopted by some of the largest companies in the world. Green Creative focuses on professional-grade LED lamps and fixtures that meet the high standards of commercial, institutional and industrial installations. Anchored by strongly integrated R&D capabilities and patented technology, Green Creative's innovation, performance and reliability have been recognized year after year by the Illuminating Engineering Society Progress Report, the LEDs Magazine Sapphire Awards and Lighting for Tomorrow. 40000 Hours • CRI 90 • Dimmable • Specification Grade Green Creative 16303 - 17W PAR38 LED - 120W Equal - 40° - 2700K - GU24 | 2700 | 92 | 1105 | 65 | 25000 | 17 | 1 | 15.98 | 15.98 | 18.7771 | 2020Q3 | https://www.topbulb.com/green-creative-16303-17par38g4dim-927fl40-gu24-17w-120v-2700k | Top Bulb | 2020 | Yes
LED Lighting | A-Type | Green Creative | True | Daylighting/Photocell, | General Purpose Replacement | A19 | E26 (Medium) | Damp Location Rated,Use With Timers,Use With Photo and/or Motion Sensors,Recessed Fixtures Damp Location Rated,Use With Timers,Use With Photo and/or Motion Sensors,Recessed Fixtures Home / Light Bulbs / LED / Green Creative - 97782 - 9A19DIM/840 Suitable for Damp Locations; Not For Use in Totally Enclosed Fixtures 9W A19 LED Lamp - Universal - Cool White (4000K) - 82 CRI - E26 (Medium) - 120 to 130V - Frost Green Creative - 97782 - 9A19DIM/840 | 4000 | 85 | 860 | 95.5556 | 25000 | 9 | 1 | 2.73 | 2.73 | 3.2079 | 2020Q3 | https://shop.regencylighting.com/lamps/led/9a19dim-840-grc.html | Regency Lighting | 2020 | Yes
LED Lighting | A-Type | Green Creative | False | Daylighting/Photocell, | General Purpose Replacement | A19 | E26 (Medium) | Damp Location Rated,Use With Timers,Use With Photo and/or Motion Sensors,Recessed Fixtures Damp Location Rated,Use With Timers,Use With Photo and/or Motion Sensors,Recessed Fixtures Home / Light Bulbs / LED / LED A-Line / Green Creative - 58039 - 9A19/840/277V Suitable for Use in Totally Enclosed Fixtures; Damp Location Rated 9W A19 LED Lamp - Universal - 860 Lumens - Cool White (4000K) - 82 CRI - 25000 Hours - E26 (Medium) - 120 to 277V (Universal) - Frost Green Creative - 58039 - 9A19/840/277V | 4000 | 85 | 860 | 95.5556 | 25000 | 9 | 1 | 9.97 | 9.97 | 11.7151 | 2020Q3 | https://shop.regencylighting.com/lamps/led/a-line/9a19-840-277v-grc.html | Regency Lighting | 2020 | Yes
LED Lighting | A-Type | Green Creative | False |  | General Purpose Replacement | A19 | E26 (Medium) | Damp Location Rated,Recessed Fixtures Damp Location Rated,Recessed Fixtures Home / Light Bulbs / LED / LED A-Line / Green Creative - 98564 - 9A19/940/277V Suitable for Use in Totally Enclosed Fixtures; Suitable for Use in Damp Locations; Energy Star Rated 9W A19 LED Lamp - Universal - 860 Lumens - Cool White (4000K) - 92 CRI - 25000 hrs. - E26 (Medium) - 120 to 130V - Frost Green Creative - 98564 - 9A19/940/277V | 4000 | 94 | 860 | 95.5556 | 25000 | 9 | 1 | 5.89 | 5.89 | 6.921 | 2020Q3 | https://shop.regencylighting.com/lamps/led/a-line/9a19-940-277v-grc.html | Regency Lighting | 2020 | Yes
LED Lighting | Decorative | Green Creative | True |  | Globe | G16.5 | E26 (Medium) | Damp Location Rated,Not for Use in Recessed Fixtures Damp Location Rated,Not for Use in Recessed Fixtures Topbulb » LED Bulbs » LED Tubes » LED T8 U-Bent » Green Creative 40848 ¦ 16W T8 U-Bent LED - 32W Equal - 24" - U6 - 4000K - Ballast Compatible This Green Creative 16 watt U-bent LED is a direct replacement for a 32 watt U-bent fluorescent. Achieve 50% energy savings and get longer lamp life by switchting to LED. With plug-n-play, instant start ballast compatibility, the installation is as simple as pulling out the old fluorescent and installing the new LED in the same sockets. Get end-to-end and 320° wide beam light distribution. This lamp is suitable for use in totally enclosed fixtures. See the document below for complete specifications. LED Technology Notice Due to constantly evolving nature of LED technology, manufacturers will reserve the right to replace this product with next generation technology. We appreciate your understanding and acceptance of this policy. Documents Green Creative 16T8U6G4/840/DIR Spec Sheet Green Creative 40848 Ballast Compatibility List About Green Creative Green Creative, founded in 2010, is a solid state lighting development and manufacturing company based in Silicon Valley, CA. The company offers a comprehensive line of high-performance LED solutions that have been adopted by some of the largest companies in the world. Green Creative focuses on professional-grade LED lamps and fixtures that meet the high standards of commercial, institutional and industrial installations. Anchored by strongly integrated R&D capabilities and patented technology, Green Creative's innovation, performance and reliability have been recognized year after year by the Illuminating Engineering Society Progress Report, the LEDs Magazine Sapphire Awards and Lighting for Tomorrow. 50000 Hour LED • Instant Start Compatible • 6" Leg Spacing Green Creative 40848 ¦ 16W T8 U-Bent LED - 32W Equal - 24" - U6 - 4000K - Ballast Compatible | 5000 | 92 | 350 | 87.5 | 15000 | 4 | 1 | 27.95 | 27.95 | 32.8423 | 2020Q3 | https://www.topbulb.com/green-creative-16t8u6g4-840-dir-2-ft-t8-u-bent-tube-16w-direct-ballast-compatible | Top Bulb | 2020 | Yes
LED Lighting | Decorative | Green Creative | True |  | Globe | G16.5 | E26 (Medium) | Damp Location Rated,Not for Use in Recessed Fixtures Damp Location Rated,Not for Use in Recessed Fixtures Topbulb » LED Bulbs » LED Tubes » LED T8 U-Bent » Green Creative 40849 ¦ 16W T8 U-Bent LED - 32W Equal - 24" - U6 - 5000K - Ballast Compatible This Green Creative 16 watt U-bent LED is a direct replacement for a 32 watt U-bent fluorescent. Achieve 50% energy savings and get longer lamp life by switchting to LED. With plug-n-play, instant start ballast compatibility, the installation is as simple as pulling out the old fluorescent and installing the new LED in the same sockets. Get end-to-end and 320° wide beam light distribution. This lamp is suitable for use in totally enclosed fixtures. See the document below for complete specifications. LED Technology Notice Due to constantly evolving nature of LED technology, manufacturers will reserve the right to replace this product with next generation technology. We appreciate your understanding and acceptance of this policy. Documents Green Creative 16T8U6G4/850/DIR Spec Sheet Green Creative 40849 Ballast Compatibility List About Green Creative Green Creative, founded in 2010, is a solid state lighting development and manufacturing company based in Silicon Valley, CA. The company offers a comprehensive line of high-performance LED solutions that have been adopted by some of the largest companies in the world. Green Creative focuses on professional-grade LED lamps and fixtures that meet the high standards of commercial, institutional and industrial installations. Anchored by strongly integrated R&D capabilities and patented technology, Green Creative's innovation, performance and reliability have been recognized year after year by the Illuminating Engineering Society Progress Report, the LEDs Magazine Sapphire Awards and Lighting for Tomorrow. 50000 Hour LED • Instant Start Compatible • 6" Leg Spacing Green Creative 40849 ¦ 16W T8 U-Bent LED - 32W Equal - 24" - U6 - 5000K - Ballast Compatible | 5000 | 91 | 350 | 87.5 | 15000 | 4 | 1 | 20.98 | 20.98 | 24.6523 | 2020Q3 | https://www.topbulb.com/green-creative-16t8u6g4-850-dir-2-ft-t8-u-bent-tube-16w-direct-ballast-compatible | Top Bulb | 2020 | Yes
LED Lighting | Downlight | Green Creative | False |  | LED Array |  |  | Downlight Recessed Downlight Recessed Topbulb » Fixtures » Commercial Fixtures » Indoor » Recessed Downlights » LED - Retrofit » Green Creative - 21W LED 6" Downlight - Adjustable Lumen Output - 3000K - 120/277V This Green Creative INNOFIT mulit-watt, 6" LED downlight for retrofit or new construction features an adjustable lumen output with three defined light levels: Low - 8.5W - 700 lumens - Equal to 1 x 18W CFL Med - 13.5W - 1000 lumens - Equal to 1 x 26W or 2 x 18W CFL High - 21W - 1500 lumens - Equal to 1 x 32W or 2 x 18W CFL Simply adjust the lamp power to the desired lumen output by sliding the selector switch on top of the fixture. Adjustable housing clips allow for easy installation in a large range of commercial and architectural housings ranging from 6" to 7.4". The spring-action clips push up easily and fit securely for both retrofit and new construction installations. In addition, with both 120V and 277V compatibility and an L70 rated life of 40,000 hours, this 6 inch aperture, 3000K, halogen-like white illumination downlight meets or exceeds all the requirements for most commercial or institutional recessed downlight applications. Suitable for damp locations. Energy Star qualified. UL / cUL Listed. See the documents below for complete specifications and installation instructions. Utility/Government Incentives Documents Green Creative 57869 Spec Sheet Green Creative Innofit Installation Guide About Green Creative Green Creative, founded in 2010, is a solid state lighting development and manufacturing company based in Silicon Valley, CA. The company offers a comprehensive line of high-performance LED solutions that have been adopted by some of the largest companies in the world. Green Creative focuses on professional-grade LED lamps and fixtures that meet the high standards of commercial, institutional and industrial installations. Anchored by strongly integrated R&D capabilities and patented technology, Green Creative's innovation, performance and reliability have been recognized year after year by the Illuminating Engineering Society Progress Report, the LEDs Magazine Sapphire Awards and Lighting for Tomorrow. Commercial Grade • Equals 18W, 26W, 32W, 36W CFL • 40,000 Hours Green Creative - 21W LED 6" Downlight - Adjustable Lumen Output - 3000K - 120/277V | 3000 | 84 | 1500 | 71.4286 | 25000 | 21 | 1 | 69.98 | 69.98 | 82.2292 | 2020Q3 | https://www.topbulb.com/green-creative-21w-led-6-downlight-adjustable-lumen-output-3000k-120-277v | Top Bulb | 2020 | Yes
LED Lighting | Downlight | Green Creative | False |  | LED Array |  |  | Downlight Recessed Downlight Recessed Topbulb » Fixtures » Commercial Fixtures » Indoor » Recessed Downlights » LED - Retrofit » Green Creative - 21W LED 6" Downlight - Adjustable Lumen Output - 3500K - 120/277V This Green Creative INNOFIT mulit-watt, 6" LED downlight for retrofit or new construction features an adjustable lumen output with three defined light levels: Low - 8.5W - 700 lumens - Equal to 1 x 18W CFL Med - 13.5W - 1000 lumens - Equal to 1 x 26W or 2 x 18W CFL High - 21W - 1500 lumens - Equal to 1 x 32W or 2 x 18W CFL Simply adjust the lamp power to the desired lumen output by sliding the selector switch on top of the fixture. Adjustable housing clips allow for easy installation in a large range of commercial and architectural housings ranging from 6" to 7.4". The spring-action clips push up easily and fit securely for both retrofit and new construction installations. In addition, with both 120V and 277V compatibility and an L70 rated life of 40,000 hours, this 6 inch aperture, 3500K, cool white illumination downlight meets or exceeds all the requirements for most commercial or institutional recessed downlight applications. Suitable for damp locations. Energy Star qualified. UL / cUL Listed. See the documents below for complete specifications and installation instructions. Utility/Government Incentives Documents Green Creative 57870 Specification Sheet Green Creative INNOFIT Downlight Installation Guide About Green Creative Green Creative, founded in 2010, is a solid state lighting development and manufacturing company based in Silicon Valley, CA. The company offers a comprehensive line of high-performance LED solutions that have been adopted by some of the largest companies in the world. Green Creative focuses on professional-grade LED lamps and fixtures that meet the high standards of commercial, institutional and industrial installations. Anchored by strongly integrated R&D capabilities and patented technology, Green Creative's innovation, performance and reliability have been recognized year after year by the Illuminating Engineering Society Progress Report, the LEDs Magazine Sapphire Awards and Lighting for Tomorrow. Commercial Grade • Equals 18W, 26W, 32W, 36W CFL • 40,000 Hours Green Creative - 21W LED 6" Downlight - Adjustable Lumen Output - 3500K - 120/277V | 3500 | 84 | 1500 | 71.4286 | 25000 | 21 | 1 | 69.98 | 69.98 | 82.2292 | 2020Q3 | https://www.topbulb.com/green-creative-21w-led-6-downlight-adjustable-lumen-output-3500k-120-277v | Top Bulb | 2020 | Yes
LED Lighting | Downlight | Green Creative | False |  | LED Array |  |  | Downlight Recessed Downlight Recessed Topbulb » Fixtures » Commercial Fixtures » Indoor » Recessed Downlights » LED - Retrofit » Green Creative - 21W LED 6" Downlight - Adjustable Lumen Output - 4000K - 120/277V This Green Creative INNOFIT mulit-watt, 6" LED downlight for retrofit or new construction features an adjustable lumen output with three defined light levels: Low - 8.5W - 700 lumens - Equal to 1 x 18W CFL Med - 13.5W - 1000 lumens - Equal to 1 x 26W or 2 x 18W CFL High - 21W - 1500 lumens - Equal to 1 x 32W or 2 x 18W CFL Simply adjust the lamp power to the desired lumen output by sliding the selector switch on top of the fixture. Adjustable housing clips allow for easy installation in a large range of commercial and architectural housings ranging from 6" to 7.4". The spring-action clips push up easily and fit securely for both retrofit and new construction installations. In addition, with both 120V and 277V compatibility and an L70 rated life of 40,000 hours, this 6 inch aperture, 4000K, cool white illumination downlight meets or exceeds all the requirements for most commercial or institutional recessed downlight applications. Suitable for damp locations. Energy Star qualified. UL / cUL Listed. See the documents below for complete specifications and installation instructions. Utility/Government Incentives Documents Green Creative 57871 Spec Sheet Green Creative Innofit Installation Guide About Green Creative Green Creative, founded in 2010, is a solid state lighting development and manufacturing company based in Silicon Valley, CA. The company offers a comprehensive line of high-performance LED solutions that have been adopted by some of the largest companies in the world. Green Creative focuses on professional-grade LED lamps and fixtures that meet the high standards of commercial, institutional and industrial installations. Anchored by strongly integrated R&D capabilities and patented technology, Green Creative's innovation, performance and reliability have been recognized year after year by the Illuminating Engineering Society Progress Report, the LEDs Magazine Sapphire Awards and Lighting for Tomorrow. Commercial Grade • Equals 18W, 26W, 32W, 36W CFL • 40,000 Hours Green Creative - 21W LED 6" Downlight - Adjustable Lumen Output - 4000K - 120/277V | 4000 | 83 | 1500 | 71.4286 | 25000 | 21 | 1 | 69.98 | 69.98 | 82.2292 | 2020Q3 | https://www.topbulb.com/green-creative-21w-led-6-downlight-adjustable-lumen-output-4000k-120-277v | Top Bulb | 2020 | Yes
LED Lighting | Downlight | Green Creative | True |  | LED |  |  | Downlight Solid State Retrofit Downlight Solid State Retrofit Topbulb » Brands » Green Creative » Luminaires » Recessed Downlight » Green Creative 22CDL6G4DIM/830/277V ¦ 22W LED Downlight Retrofit - 6" - 1600 Lumens - 3000K This Green Creative Titanium LED Series 4.0 6″ commercial downlight has been designed and engineered for demanding commercial applications. This downlight retrofit kit offers the same light output as 2x18 watt CFLs and lasts 4 times longer. The product fits existing architectural and commercial housing, is compatible with 0-10V dimmers and features a quick connector and pre-wired conduit so installation is easy and takes just minutes. See the document below for complete specifications. LED Technology Notice Due to constantly evolving nature of LED technology, manufacturers will reserve the right to replace this product with next generation technology. We appreciate your understanding and acceptance of this policy. Utility/Government Incentives Documents Green Creative 22CDL6G4DIM/830/277V Spec Sheet About Green Creative Green Creative, founded in 2010, is a solid state lighting development and manufacturing company based in Silicon Valley, CA. The company offers a comprehensive line of high-performance LED solutions that have been adopted by some of the largest companies in the world. Green Creative focuses on professional-grade LED lamps and fixtures that meet the high standards of commercial, institutional and industrial installations. Anchored by strongly integrated R&D capabilities and patented technology, Green Creative's innovation, performance and reliability have been recognized year after year by the Illuminating Engineering Society Progress Report, the LEDs Magazine Sapphire Awards and Lighting for Tomorrow. 40,000 Hours • 2x18W CFL Equal • 0-10V Dimming Green Creative 22CDL6G4DIM/830/277V ¦ 22W LED Downlight Retrofit - 6" - 1600 Lumens - 3000K | 3000 | 83 | 1600 | 72.7273 | 36000 | 22 | 1 | 76.98 | 76.98 | 90.4545 | 2020Q3 | https://www.topbulb.com/green-creative-22cdl6g4dim-830-277v-6-retrofit-22w-120-277v-dimmable-0-10v | Top Bulb | 2020 | Yes
LED Lighting | Downlight | Green Creative | True |  | LED |  |  | Downlight Solid State Retrofit Downlight Solid State Retrofit Topbulb » Brands » Green Creative » Luminaires » Recessed Downlight » Green Creative 97687 ¦ 22W LED Downlight Retrofit - 6" - 1650 Lumens - 3500K This Green Creative Titanium LED Series 4.0 6″ commercial downlight has been designed and engineered for demanding commercial applications. This downlight retrofit kit offers the same light output as 2x18 watt CFLs and lasts 4 times longer. The product fits existing architectural and commercial housing, is compatible with 0-10V dimmers and features a quick connector and pre-wired conduit so installation is easy and takes just minutes. See the document below for complete specifications. LED Technology Notice Due to constantly evolving nature of LED technology, manufacturers will reserve the right to replace this product with next generation technology. We appreciate your understanding and acceptance of this policy. Utility/Government Incentives Documents Green Creative 22CDL6G4DIM/835/277V Spec Sheet About Green Creative Green Creative, founded in 2010, is a solid state lighting development and manufacturing company based in Silicon Valley, CA. The company offers a comprehensive line of high-performance LED solutions that have been adopted by some of the largest companies in the world. Green Creative focuses on professional-grade LED lamps and fixtures that meet the high standards of commercial, institutional and industrial installations. Anchored by strongly integrated R&D capabilities and patented technology, Green Creative's innovation, performance and reliability have been recognized year after year by the Illuminating Engineering Society Progress Report, the LEDs Magazine Sapphire Awards and Lighting for Tomorrow. 40,000 Hours • 2x18W CFL Equal • 0-10V Dimming Green Creative 97687 ¦ 22W LED Downlight Retrofit - 6" - 1650 Lumens - 3500K | 3500 | 83 | 1600 | 72.7273 | 36000 | 22 | 1 | 76.98 | 76.98 | 90.4545 | 2020Q3 | https://www.topbulb.com/green-creative-22cdl6g4dim-835-277v-6-retrofit-22w-120-277v-dimmable-0-10v | Top Bulb | 2020 | Yes
LED Lighting | Downlight | Green Creative | True |  | LED |  |  | Downlight Solid State Retrofit Downlight Solid State Retrofit Topbulb » Brands » Green Creative » Luminaires » Recessed Downlight » Green Creative 22CDL6G4DIM/840/277V ¦ 22W LED Downlight Retrofit - 6" - 1700 Lumens - 4000K This Green Creative Titanium LED Series 4.0 6″ commercial downlight has been designed and engineered for demanding commercial applications. This downlight retrofit kit offers the same light output as 2x18 watt CFLs and lasts 4 times longer. The product fits existing architectural and commercial housing, is compatible with 0-10V dimmers and features a quick connector and pre-wired conduit so installation is easy and takes just minutes. See the document below for complete specifications. LED Technology Notice Due to constantly evolving nature of LED technology, manufacturers will reserve the right to replace this product with next generation technology. We appreciate your understanding and acceptance of this policy. Utility/Government Incentives Documents Green Creative 22CDL6G4DIM/840/277V Spec Sheet About Green Creative Green Creative, founded in 2010, is a solid state lighting development and manufacturing company based in Silicon Valley, CA. The company offers a comprehensive line of high-performance LED solutions that have been adopted by some of the largest companies in the world. Green Creative focuses on professional-grade LED lamps and fixtures that meet the high standards of commercial, institutional and industrial installations. Anchored by strongly integrated R&D capabilities and patented technology, Green Creative's innovation, performance and reliability have been recognized year after year by the Illuminating Engineering Society Progress Report, the LEDs Magazine Sapphire Awards and Lighting for Tomorrow. 40,000 Hours • 2x18W CFL Equal • 0-10V Dimming Green Creative 22CDL6G4DIM/840/277V ¦ 22W LED Downlight Retrofit - 6" - 1700 Lumens - 4000K | 4000 | 83 | 1600 | 72.7273 | 36000 | 22 | 1 | 76.98 | 76.98 | 90.4545 | 2020Q3 | https://www.topbulb.com/green-creative-22cdl6g4dim-840-277v-6-retrofit-22w-120-277v-dimmable-0-10v | Top Bulb | 2020 | Yes
LED Lighting | Decorative | Green Creative | True | Daylighting/Photocell, | Other | ST19 | E26 (Medium) | Damp Location Rated,Not for Use in Recessed Fixtures Damp Location Rated,Not for Use in Recessed Fixtures Topbulb » LED Bulbs » LED Reflector Flood » 65W / 75W Equal » Green Creative 40771 - 8W BR30 LED - 65W Equal - Flood - 2700K This Green Creative 8W BR30 LED flood is a direct replacement for a 65 watt incandescent BR30. The cloud shape of this bulb is a Green Creative innovative design that provides more efficient light output than previous generation LED bulbs while using 35% less material. The lamp maintains the traditional BR30 incandescent form factor making it suitable for all applications including totally enclosed fixtures. See the document below for complete specifications and photometric data. LED Technology Notice Due to constantly evolving nature of LED technology, manufacturers will reserve the right to replace this product with next generation technology. We appreciate your understanding and acceptance of this policy. Utility/Government Incentives Documents Green Creative 8BR30G4DIM/827 Specifications Green Creative 8BR30G4DIM/827 Dimmer List About Green Creative Green Creative, founded in 2010, is a solid state lighting development and manufacturing company based in Silicon Valley, CA. The company offers a comprehensive line of high-performance LED solutions that have been adopted by some of the largest companies in the world. Green Creative focuses on professional-grade LED lamps and fixtures that meet the high standards of commercial, institutional and industrial installations. Anchored by strongly integrated R&D capabilities and patented technology, Green Creative's innovation, performance and reliability have been recognized year after year by the Illuminating Engineering Society Progress Report, the LEDs Magazine Sapphire Awards and Lighting for Tomorrow. 25,000 Hours • CRI 82 • Dimmable Green Creative 40771 - 8W BR30 LED - 65W Equal - Flood - 2700K | 2700 | 92 | 425 | 85 | 15000 | 5 | 1 | 8.98 | 8.98 | 10.5518 | 2020Q3 | https://www.topbulb.com/green-creative-40771-8br30g4dim-827-8w-120v-2700k | Top Bulb | 2020 | Yes
LED Lighting | A-Type | Green Creative | True | Daylighting/Photocell, | General Purpose Replacement | A19 | E26 (Medium) | Damp Location Rated,Use With Timers,Use With Photo and/or Motion Sensors,Recessed Fixtures Damp Location Rated,Use With Timers,Use With Photo and/or Motion Sensors,Recessed Fixtures Home / Light Bulbs / LED / LED A-Line / Green Creative - 97782 - 9A19DIM/840 Suitable for Damp Locations; Not For Use in Totally Enclosed Fixtures 9W A19 LED Lamp - Universal - Cool White (4000K) - 82 CRI - E26 (Medium) - 120 to 130V - Frost Green Creative - 97782 - 9A19DIM/840 | 4000 | 85 | 860 | 95.5556 | 25000 | 9 | 1 | 2.73 | 2.73 | 3.2079 | 2020Q3 | https://shop.regencylighting.com/lamps/led/a-line/9a19dim-840-grc.html | Regency Lighting | 2020 | Yes
LED Lighting | A-Type | Green Creative | False |  | General Purpose Replacement | A19 | E26 (Medium) | Damp Location Rated,Recessed Fixtures Damp Location Rated,Recessed Fixtures LED A-Style Light Bulbs Green Creative non-dimmable 9 watt 92 CRI 4000K 120-277 volt A-19 LED bulb generates as much light as many 60 watt incandescent bulbs. Title 20, Title 24 and JA8 compliant Suitable for use in enclosed fixtures No lead or mercury means easy and environmentally safe disposal Very long life - Rated to still put out 70% as much light after 25,000 hours of operation as it does when brand new Do not "hot swap" this bulb. Turn off fixture before replacing existing bulb. Title 20, Title 24 and JA8 compliant Suitable for use in enclosed fixtures No lead or mercury means easy and environmentally safe disposal Very long life - Rated to still put out 70% as much light after 25,000 hours of operation as it does when brand new Green Creative Non-Dimmable 9 Watt, 120-277 Volt 90 CRI 4000K A-19 LED Bulb, Title 20 Compliant, Enclosed Fixture Rated | 4000 | 94 | 860 | 95.5556 | 25000 | 9 | 6 | 6.98 | 1.1633 | 1.367 | 2020Q3 | https://www.bulbs.com/product/9A19-940-277V | Bulbs.com | 2020 | Yes
LED Lighting | Reflector | Green Creative | True |  | Reflector (Flood/Spot) | BR30 | E26 (Medium) | Damp Location Rated,Recessed Fixtures Damp Location Rated,Recessed Fixtures Topbulb » LED Bulbs » LED Reflector Flood » 65W / 75W Equal » Green Creative 57885 - 9W BR30 LED - 65W Equal - Warm Dimming This Green Creative 9 watt BR30 LED provides warm dimming functionality to match the way incandescent and halogen lamps dim. Get smooth dimming from 2700K (warm white) to 2200K (amber). This LED is suitable for use in totally enclosed fixtures. See the document below for additional information and specifications. LED Technology Notice Due to constantly evolving nature of LED technology, manufacturers will reserve the right to replace this product with next generation technology. We appreciate your understanding and acceptance of this policy. Documents Green Creative 9BR30DIM/8CCTD Specification Sheet About Green Creative Green Creative, founded in 2010, is a solid state lighting development and manufacturing company based in Silicon Valley, CA. The company offers a comprehensive line of high-performance LED solutions that have been adopted by some of the largest companies in the world. Green Creative focuses on professional-grade LED lamps and fixtures that meet the high standards of commercial, institutional and industrial installations. Anchored by strongly integrated R&D capabilities and patented technology, Green Creative's innovation, performance and reliability have been recognized year after year by the Illuminating Engineering Society Progress Report, the LEDs Magazine Sapphire Awards and Lighting for Tomorrow. 25,000 Hours • Flood • Medium Base Green Creative 57885 - 9W BR30 LED - 65W Equal - Warm Dimming | 2700 | 84 | 650 | 72.2222 | 25000 | 9 | 1 | 12.98 | 12.98 | 15.252 | 2020Q3 | https://www.topbulb.com/green-creative-57885-9br30dim-8cctd-9w-120v-2700-2200k | Top Bulb | 2020 | Yes
LED Lighting | Reflector | Green Creative | False | Daylighting/Photocell, | Reflector (Flood/Spot) | PAR38 | E26 (Medium) | Damp Location Rated,Use With Timers,Use With Photo and/or Motion Sensors,Recessed Fixtures Damp Location Rated,Use With Timers,Use With Photo and/or Motion Sensors,Recessed Fixtures Topbulb » LED Bulbs » LED PAR » LED PAR38 » 120W Equal » Green Creative 58166 - 17W PAR38 LED - 120W Equal - 120/277V - 40° This REFINE LED Pro Series PAR38 17W 277V LED from Green Creative was designed and engineered for commercial applications that demand high performance lighting and accurate color rendering. These lamps feature the full-face REFINE optic that provides a high candela to lumen ratio (watch the video above). For lower energy and maintenance costs use this bulb as a direct replacement for a 120 watt halogen PAR38. The 1450 lumen 40° flood light distribution bulb features a CRI 90 with an R9 of 65 and a R13 of 90 for richer reds and more natural skin tones. In addition, tight LED binning ensures consistent color temperature across all lamps. Excellent replacement LED solution for retail and color critical commercial applications. Suitable for use in totally enclosed fixtures. See the document below for complete specifications. LED Technology Notice Due to constantly evolving nature of LED technology, manufacturers will reserve the right to replace this product with next generation technology. We appreciate your understanding and acceptance of this policy. Documents Green Creative 58166 Specification Sheet About Green Creative Green Creative, founded in 2010, is a solid state lighting development and manufacturing company based in Silicon Valley, CA. The company offers a comprehensive line of high-performance LED solutions that have been adopted by some of the largest companies in the world. Green Creative focuses on professional-grade LED lamps and fixtures that meet the high standards of commercial, institutional and industrial installations. Anchored by strongly integrated R&D capabilities and patented technology, Green Creative's innovation, performance and reliability have been recognized year after year by the Illuminating Engineering Society Progress Report, the LEDs Magazine Sapphire Awards and Lighting for Tomorrow. 50,000 Hours • CRI 90 • Specification Grade Green Creative 58166 - 17W PAR38 LED - 120W Equal - 120/277V - 40° | 4000 | 93 | 1450 | 85.2941 | 25000 | 17 | 1 | 34.98 | 34.98 | 41.1029 | 2020Q3 | https://www.topbulb.com/green-creative-58166-17w-par38-led-120w-equal-40-flood-high-cri | Top Bulb | 2020 | Yes
LED Lighting | Decorative | Green Creative | True |  | Decorative | B10 | E26 (Medium) | Damp Location Rated Damp Location Rated Topbulb » LED Bulbs » LED Chandelier » Green Creative 97818 - 4.5W B11 LED - 40W Equal - Warm White This 4.5B11DIM/827/E26 premium 4.5 watt LED replacement for 40 bulbs from Green Creative features 120 volt operation and exception light distribution characteristics.See the document below for additional information and specifications. LED Technology Notice Due to constantly evolving nature of LED technology, manufacturers will reserve the right to replace this product with next generation technology. We appreciate your understanding and acceptance of this policy. Utility/Government Incentives Documents Green Creative 4.5B11DIM/827/E26 Specification Sheet About Green Creative Green Creative, founded in 2010, is a solid state lighting development and manufacturing company based in Silicon Valley, CA. The company offers a comprehensive line of high-performance LED solutions that have been adopted by some of the largest companies in the world. Green Creative focuses on professional-grade LED lamps and fixtures that meet the high standards of commercial, institutional and industrial installations. Anchored by strongly integrated R&D capabilities and patented technology, Green Creative's innovation, performance and reliability have been recognized year after year by the Illuminating Engineering Society Progress Report, the LEDs Magazine Sapphire Awards and Lighting for Tomorrow. 25000 Hours • CRI 80 Green Creative 97818 - 4.5W B11 LED - 40W Equal - Warm White | 2700 | 81 | 300 | 66.6667 | 25000 | 4.5 | 1 | 8.98 | 8.98 | 10.5518 | 2020Q3 | https://www.topbulb.com/green-creative-97818-45b11dim-827-e26-45w-120v-2700k | Top Bulb | 2020 | Yes
LED Lighting | Decorative | Green Creative | True |  | Decorative | B10 | E12 (Candelabra) | Damp Location Rated Damp Location Rated Topbulb » LED Bulbs » LED Chandelier » Green Creative 97823 - 5.5W B11 LED - 60W Equal - Warm White This 5.5B11DIM/827 premium 5.5 watt LED replacement for 60 bulbs from Green Creative features 120 volt operation and exception light distribution characteristics.See the document below for additional information and specifications. LED Technology Notice Due to constantly evolving nature of LED technology, manufacturers will reserve the right to replace this product with next generation technology. We appreciate your understanding and acceptance of this policy. Utility/Government Incentives Documents Green Creative 5.5B11DIM/827 Specification Sheet About Green Creative Green Creative, founded in 2010, is a solid state lighting development and manufacturing company based in Silicon Valley, CA. The company offers a comprehensive line of high-performance LED solutions that have been adopted by some of the largest companies in the world. Green Creative focuses on professional-grade LED lamps and fixtures that meet the high standards of commercial, institutional and industrial installations. Anchored by strongly integrated R&D capabilities and patented technology, Green Creative's innovation, performance and reliability have been recognized year after year by the Illuminating Engineering Society Progress Report, the LEDs Magazine Sapphire Awards and Lighting for Tomorrow. 25000 Hours • CRI 80 Green Creative 97823 - 5.5W B11 LED - 60W Equal - Warm White | 2700 | 81 | 500 | 89.2857 | 25000 | 5.6 | 1 | 12.98 | 12.98 | 15.252 | 2020Q3 | https://www.topbulb.com/green-creative-97823-55b11dim-827-55w-120v-2700k | Top Bulb | 2020 | Yes
LED Lighting | Decorative | Green Creative | True |  | Decorative | B10 | E26 (Medium) | Damp Location Rated Damp Location Rated Topbulb » LED Bulbs » LED Chandelier » Green Creative 97824 - 5.5W B11 LED - 60W Equal - Warm White This 5.5B11DIM/827/E26 premium 5.5 watt LED replacement for 60 bulbs from Green Creative features 120 volt operation and exception light distribution characteristics.See the document below for additional information and specifications. LED Technology Notice Due to constantly evolving nature of LED technology, manufacturers will reserve the right to replace this product with next generation technology. We appreciate your understanding and acceptance of this policy. Utility/Government Incentives Documents Green Creative 5.5B11DIM/827/E26 Specification Sheet About Green Creative Green Creative, founded in 2010, is a solid state lighting development and manufacturing company based in Silicon Valley, CA. The company offers a comprehensive line of high-performance LED solutions that have been adopted by some of the largest companies in the world. Green Creative focuses on professional-grade LED lamps and fixtures that meet the high standards of commercial, institutional and industrial installations. Anchored by strongly integrated R&D capabilities and patented technology, Green Creative's innovation, performance and reliability have been recognized year after year by the Illuminating Engineering Society Progress Report, the LEDs Magazine Sapphire Awards and Lighting for Tomorrow. 25000 Hours • CRI 80 Green Creative 97824 - 5.5W B11 LED - 60W Equal - Warm White | 2700 | 81 | 500 | 89.2857 | 25000 | 5.6 | 1 | 12.98 | 12.98 | 15.252 | 2020Q3 | https://www.topbulb.com/green-creative-97824-55b11dim-827-e26-55w-120v-2700k | Top Bulb | 2020 | Yes
LED Lighting | Downlight | Green Creative | False | Daylighting/Photocell, | General Purpose Replacement | A19 | E26 (Medium) | Damp Location Rated,Use With Timers,Use With Photo and/or Motion Sensors,Recessed Fixtures Damp Location Rated,Use With Timers,Use With Photo and/or Motion Sensors,Recessed Fixtures Topbulb » LED Bulbs » LED Standard Shape » 60W Equal » Green Creative - 9W LED Pro - 60W Equal - 120 / 277V - Cool White This premium 9 watt LED replacement for 60 watt incandescent from the GreenCreative Titanium LED Series 4.0 features universal 120 / 220 volt operation and exceptional light distribution characteristics. The 9A19/840/277V LED bulb meets the new Energy Star V1.0 requirements for omnidirectional bulbs by providing 300° of evenly distributed light intensity. In the 135° to 180° zone, this lamp emits 65% more lumens than what is required by Energy Star. Excellent for general lighting, downlights and uplighting in commercial and residential applications. See the document below for additional information and specifications. LED Technology Notice Due to constantly evolving nature of LED technology, manufacturers will reserve the right to replace this product with next generation technology. We appreciate your understanding and acceptance of this policy. Utility/Government Incentives Documents Green Creative 58039 (formerly 40752) Brochure About Green Creative Green Creative, founded in 2010, is a solid state lighting development and manufacturing company based in Silicon Valley, CA. The company offers a comprehensive line of high-performance LED solutions that have been adopted by some of the largest companies in the world. Green Creative focuses on professional-grade LED lamps and fixtures that meet the high standards of commercial, institutional and industrial installations. Anchored by strongly integrated R&D capabilities and patented technology, Green Creative's innovation, performance and reliability have been recognized year after year by the Illuminating Engineering Society Progress Report, the LEDs Magazine Sapphire Awards and Lighting for Tomorrow. 25,000 Hour Life • 300° Omni Directional • Not Dimmable Green Creative - 9W LED Pro - 60W Equal - 120 / 277V - Cool White | 4000 | 85 | 860 | 95.5556 | 25000 | 9 | 1 | 15.98 | 15.98 | 18.7771 | 2020Q3 | https://www.topbulb.com/green-creative-9w-led-pro-60w-equal-120-277v-cool-white | Top Bulb | 2020 | No
LED Lighting | Reflector | LaMar Lighting | True |  | Reflector (Flood/Spot) | PAR30L | E26 (Medium) | Damp Location Rated,Recessed Fixtures Damp Location Rated,Recessed Fixtures Topbulb » Brands » LaMar Lighting » Architectural LED Series » LaMar PRL48LPPS-40 ¦ 40W LED Suspended - Direct / Indirect - 4 Ft - 4370 Lumens - 4000K The LaMar PRL48LPPS-40 is part of the Pulsar LED Series of indirect / direct distribution fixtures for commercial applications. This stylish, clean-lined LED luminaire is ideal for schools, offices and other spaces utilizing video display terminals or locations requiring a visually comfortable environment. The fixture offers maximum uplight with subtle downlighting through a perforated metal diffuser and center cross baffle. Cable or pendant mounted individually. For 0-10V Dimming, 5-wire supply required. Call for other options. See the document below for complete specifications. LED Technology Notice Due to constantly evolving nature of LED technology, manufacturers will reserve the right to replace this product with next generation technology. We appreciate your understanding and acceptance of this policy. Documents Lamar PRL48LPPS-40 Spec Sheet Premium Steel Housing • 49.25"L x 11.75"W LaMar PRL48LPPS-40 ¦ 40W LED Suspended - Direct / Indirect - 4 Ft - 4370 Lumens - 4000K | 2700 | 96 | 841 | 79.3396 | 25000 | 10.6 | 1 | 459.95 | 459.95 | 540.459 | 2020Q3 | https://www.topbulb.com/lamar-prl48lpps-40-4000k-4-low-power-pulsar-led-series | Top Bulb | 2020 | No
LED Lighting | Downlight | MaxLite | True |  | LED |  |  | Downlight Solid State Retrofit Downlight Solid State Retrofit Topbulb » Brands » Maxlite » Indoor Fixtures » Downlights » Maxlite RR62330W ¦ 23W LED Retrofit Downlight - 6" - 1725 Lumens - 3000K This Maxlite commercial-grade LED recessed downlight retrofit fixture is supplied with a quick connect-case and conduit to make an easy connection to an existing recessed fixture frame junction box. The fixture is also supplied with a heavy gauge anodized aluminum reflector in a haze finish. Includes external driver for easy installation and maintenance. Included: LED array, reflector, standard trim ring, external driver, retaining clips. Other features: Universal voltage (120-277) Mounts into existing recessed frame Dimmable to 5% (120v only) Power supply equipped with integral thermal protection Supplied with retaining clips if existing frame does not have adequate friction springs to secure reflector Optional extended trim ring acessory sold separately CRI: > 80 Power Factor: >.9 cETL listed for damp location use Five year limited manufacturer warranty Call for accessories. See the document below for complete specifications. LED Technology Notice Due to constantly evolving nature of LED technology, manufacturers will reserve the right to replace this product with next generation technology. We appreciate your understanding and acceptance of this policy. Utility/Government Incentives Documents Maxlite RR62330W Spec Sheet Indoor • Downlights • Commercial Recessed Downlight Retrofits • RR62330W Maxlite RR62330W ¦ 23W LED Retrofit Downlight - 6" - 1725 Lumens - 3000K | 3000 | 82 | 1360 | 59.1304 | 36000 | 23 | 1 | 122.95 | 122.95 | 144.471 | 2020Q3 | https://www.topbulb.com/maxlite-rr62330w-23w-6-led-commercial-downlight-retrofit-3000k-74039 | Top Bulb | 2020 | Yes
LED Lighting | Downlight | MaxLite | True |  | LED |  |  | Downlight Solid State Retrofit Downlight Solid State Retrofit Topbulb » Brands » Maxlite » Indoor Fixtures » Downlights » Maxlite RR62340W ¦ 23W LED Retrofit Downlight - 6" - 1790 Lumens - 4000K This Maxlite commercial-grade LED recessed downlight retrofit fixture is supplied with a quick connect-case and conduit to make an easy connection to an existing recessed fixture frame junction box. The fixture is also supplied with a heavy gauge anodized aluminum reflector in a haze finish. Includes external driver for easy installation and maintenance. Included: LED array, reflector, standard trim ring, external driver, retaining clips. Other features: Universal voltage (120-277) Mounts into existing recessed frame Dimmable to 5% (120v only) Power supply equipped with integral thermal protection Supplied with retaining clips if existing frame does not have adequate friction springs to secure reflector Optional extended trim ring acessory sold separately CRI: > 80 Power Factor: >.9 cETL listed for damp location use Five year limited manufacturer warranty Call for accessories. See the document below for complete specifications. LED Technology Notice Due to constantly evolving nature of LED technology, manufacturers will reserve the right to replace this product with next generation technology. We appreciate your understanding and acceptance of this policy. Utility/Government Incentives Documents Maxlite RR62340W Spec Sheet Indoor • Downlights • Commercial Recessed Downlight Retrofits • RR62340W Maxlite RR62340W ¦ 23W LED Retrofit Downlight - 6" - 1790 Lumens - 4000K | 4000 | 82 | 1360 | 59.1304 | 36000 | 23 | 1 | 122.95 | 122.95 | 144.471 | 2020Q3 | https://www.topbulb.com/maxlite-rr62340w-23w-6-led-commercial-downlight-retrofit-4000k-74040 | Top Bulb | 2020 | Yes
LED Lighting | Downlight | MaxLite | True |  | LED |  |  | Downlight Solid State Retrofit Downlight Solid State Retrofit Topbulb » Brands » Maxlite » Indoor Fixtures » Downlights » Maxlite RR63030W ¦ 30W LED Retrofit Downlight - 6" - 2250 Lumens - 3000K This Maxlite commercial-grade LED recessed downlight retrofit fixture is supplied with a quick connect-case and conduit to make an easy connection to an existing recessed fixture frame junction box. The fixture is also supplied with a heavy gauge anodized aluminum reflector in a haze finish. Includes external driver for easy installation and maintenance. Included: LED array, reflector, standard trim ring, external driver, retaining clips. Other features: Universal voltage (120-277) Mounts into existing recessed frame Dimmable to 5% (120v only) Power supply equipped with integral thermal protection Supplied with retaining clips if existing frame does not have adequate friction springs to secure reflector Optional extended trim ring acessory sold separately CRI: > 80 Power Factor: >.9 cETL listed for damp location use Five year limited manufacturer warranty Call for accessories. See the document below for complete specifications. LED Technology Notice Due to constantly evolving nature of LED technology, manufacturers will reserve the right to replace this product with next generation technology. We appreciate your understanding and acceptance of this policy. Utility/Government Incentives Documents Maxlite RR63030W Spec Sheet Indoor • Downlights • Commercial Recessed Downlight Retrofits • RR63030W Maxlite RR63030W ¦ 30W LED Retrofit Downlight - 6" - 2250 Lumens - 3000K | 3000 | 83 | 2241 | 74.7 | 36000 | 30 | 1 | 126.95 | 126.95 | 149.1712 | 2020Q3 | https://www.topbulb.com/maxlite-rr63030w-30w-6-led-commercial-downlight-retrofit-3000k-74041 | Top Bulb | 2020 | Yes
LED Lighting | Reflector | MaxLite | True | Daylighting/Photocell, | Reflector (Flood/Spot) | MR16 | GU5.3 | Use With Photo and/or Motion Sensors,Damp Location Rated,Dim to Warm,Recessed Fixtures Use With Photo and/or Motion Sensors,Damp Location Rated,Dim to Warm,Recessed Fixtures Topbulb » Brands » Maxlite » Indoor Fixtures » Downlights » Maxlite RR63040W ¦ 30W LED Retrofit Downlight - 6" - 2525 Lumens - 4000K This Maxlite commercial-grade LED recessed downlight retrofit fixture is supplied with a quick connect-case and conduit to make an easy connection to an existing recessed fixture frame junction box. The fixture is also supplied with a heavy gauge anodized aluminum reflector in a haze finish. Includes external driver for easy installation and maintenance. Included: LED array, reflector, standard trim ring, external driver, retaining clips. Other features: Universal voltage (120-277) Mounts into existing recessed frame Dimmable to 5% (120v only) Power supply equipped with integral thermal protection Supplied with retaining clips if existing frame does not have adequate friction springs to secure reflector Optional extended trim ring acessory sold separately CRI: > 80 Power Factor: >.9 cETL listed for damp location use Five year limited manufacturer warranty Call for accessories. See the document below for complete specifications. LED Technology Notice Due to constantly evolving nature of LED technology, manufacturers will reserve the right to replace this product with next generation technology. We appreciate your understanding and acceptance of this policy. Utility/Government Incentives Documents Maxlite RR63040W Spec Sheet 50,000 Hour LED • 120/277V Maxlite RR63040W ¦ 30W LED Retrofit Downlight - 6" - 2525 Lumens - 4000K | 3000 | 82 | 700 | 77.7778 | 25000 | 9 | 1 | 126.95 | 126.95 | 149.1712 | 2020Q3 | https://www.topbulb.com/maxlite-rr63040w-30w-6-led-commercial-downlight-retrofit-4000k-74042 | Top Bulb | 2020 | No
LED Lighting | Reflector | MaxLite | True |  | Reflector (Flood/Spot) | PAR20 | E26 (Medium) | Damp Location Rated,Recessed Fixtures Damp Location Rated,Recessed Fixtures Topbulb » LED Bulbs » LED PAR » LED PAR20 » 50W Equal » Maxlite 6P20DLED40FL ¦ 6W PAR20 LED - 50W Equal - 4000K - Flood This Maxlite 102269 6P20DLED40FL LED lamp produces 450 lumens making it suitable as a direct replacement for a 50 watt halogen PAR20. Maxlite's PAR LED lineup has industry leading light output, making it ideal for architectural and wall wash lighting in track, recessed and decorative lighting fixtures in retail, high-end residential and office environments. Features include: 25,000 hour life at L70 standards CRI: >80 Dimmable down to 10% Operating temperature range: - 4° to 104°F Not for use in enclosed luminaires Five year manufacturer warranty See the document below for complete specifications. LED Technology Notice Due to constantly evolving nature of LED technology, manufacturers will reserve the right to replace this product with next generation technology. We appreciate your understanding and acceptance of this policy. Utility/Government Incentives Documents Maxlite 6P20DLED40FL Spec Sheet Lamps • PAR Lamps • LED PARs • 6P20DLED40FL Maxlite 6P20DLED40FL ¦ 6W PAR20 LED - 50W Equal - 4000K - Flood | 4000 | 82 | 450 | 75 | 25000 | 6 | 1 | 4.95 | 4.95 | 5.8164 | 2020Q3 | https://www.topbulb.com/mxl102269-maxlite-6p20dled40fl-6w-dim-par20-4000k-flood | Top Bulb | 2020 | Yes
LED Lighting | Reflector | MaxLite | True |  | Reflector (Flood/Spot) | PAR38 | E26 (Medium) | Damp Location Rated,Recessed Fixtures Damp Location Rated,Recessed Fixtures Topbulb » LED Bulbs » LED PAR » LED PAR38 » 90W Equal » Maxlite 13P38DLED40FL ¦ 13W PAR38 LED - 90W Equal - 4000K - Flood This Maxlite 102272 13P38DLED40FL LED lamp produces 950 lumens making it suitable as a direct replacement for a 90 watt halogen PAR38. Maxlite's PAR LED lineup has industry leading light output, making it ideal for architectural and wall wash lighting in track, recessed and decorative lighting fixtures in retail, high-end residential and office environments. Features include: 25,000 hour life at L70 standards CRI: >80 Dimmable down to 10% Operating temperature range: - 4° to 104°F Not for use in enclosed luminaires Five year manufacturer warranty See the document below for complete specifications. LED Technology Notice Due to constantly evolving nature of LED technology, manufacturers will reserve the right to replace this product with next generation technology. We appreciate your understanding and acceptance of this policy. Utility/Government Incentives Documents Maxlite 13P38DLED40FL Spec Sheet Lamps • PAR Lamps • LED PARs • 13P38DLED40FL Maxlite 13P38DLED40FL ¦ 13W PAR38 LED - 90W Equal - 4000K - Flood | 4000 | 83 | 950 | 73.0769 | 25000 | 13 | 1 | 9.95 | 9.95 | 11.6916 | 2020Q3 | https://www.topbulb.com/mxl102272-maxlite-13p38dled40fl-13w-dim-par38-4000k-flood | Top Bulb | 2020 | Yes
LED Lighting | Reflector | MaxLite | True |  | Reflector (Flood/Spot) | BR30 | E26 (Medium) | Damp Location Rated,Recessed Fixtures Damp Location Rated,Recessed Fixtures Topbulb » LED Bulbs » LED Reflector Flood » 65W / 75W Equal » Maxlite 8BR30DLED27/G2 ¦ 8W BR30 LED - 65W Equal - 650 Lumens - 2700K This Maxlite 76557 8BR30DLED27/G2 LED lamp can be used as a direct replacement for a 65 watt incandescent (BR30) reflector flood. Features include: Smooth aluminum housing with ANSI standard form factor Dimmable down to 10% Operating temperature: -4°F to 104°F Suitable for use in damp locations Not for use in enclosed luminaires See the document below for complete specifications. LED Technology Notice Due to constantly evolving nature of LED technology, manufacturers will reserve the right to replace this product with next generation technology. We appreciate your understanding and acceptance of this policy. Utility/Government Incentives Documents Maxlite 8BR30DLED27/G2 Spec Sheet Lamps • BR Lamps • 8BR30DLED27/G2 Maxlite 8BR30DLED27/G2 ¦ 8W BR30 LED - 65W Equal - 650 Lumens - 2700K | 2700 | 82 | 650 | 81.25 | 25000 | 8 | 1 | 4.95 | 4.95 | 5.8164 | 2020Q3 | https://www.topbulb.com/mxl76557-maxlite-8br30dled27-g2-8w-dim-br30-2700k-g2-retail-box | Top Bulb | 2020 | Yes
LED Lighting | Reflector | MaxLite | True |  | Reflector (Flood/Spot) | BR30 | E26 (Medium) | Damp Location Rated,Recessed Fixtures Damp Location Rated,Recessed Fixtures Topbulb » LED Bulbs » LED Reflector Flood » 65W / 75W Equal » Maxlite 8BR30DLED30/G2 ¦ 8W BR30 LED - 65W Equal - 650 Lumens - 3000K This Maxlite 77628 8BR30DLED30/G2 LED lamp can be used as a direct replacement for a 65 watt incandescent (BR30) reflector flood. Features include: Smooth aluminum housing with ANSI standard form factor Dimmable down to 10% Operating temperature: -4°F to 104°F Suitable for use in damp locations Not for use in enclosed luminaires See the document below for complete specifications. LED Technology Notice Due to constantly evolving nature of LED technology, manufacturers will reserve the right to replace this product with next generation technology. We appreciate your understanding and acceptance of this policy. Utility/Government Incentives Documents Maxlite 8BR30DLED30/G2 Spec Sheet Lamps • BR Lamps • 8BR30DLED30/G2 Maxlite 8BR30DLED30/G2 ¦ 8W BR30 LED - 65W Equal - 650 Lumens - 3000K | 3000 | 84 | 650 | 81.25 | 25000 | 8 | 1 | 4.95 | 4.95 | 5.8164 | 2020Q3 | https://www.topbulb.com/mxl77628-maxlite-8br30dled30-g2-8w-dim-br30-3000k-g2 | Top Bulb | 2020 | Yes
LED Lighting | Reflector | MaxLite | True |  | Reflector (Flood/Spot) | BR30 | E26 (Medium) | Damp Location Rated,Recessed Fixtures Damp Location Rated,Recessed Fixtures Topbulb » LED Bulbs » LED Reflector Flood » 65W / 75W Equal » Maxlite 8BR30DLED40/G2 ¦ 8W BR30 LED - 65W Equal - 650 Lumens - 4000K This Maxlite 77629 8BR30DLED40/G2 LED lamp can be used as a direct replacement for a 65 watt incandescent (BR30) reflector flood. Features include: Smooth aluminum housing with ANSI standard form factor Dimmable down to 10% Operating temperature: -4°F to 104°F Suitable for use in damp locations Not for use in enclosed luminaires See the document below for complete specifications. LED Technology Notice Due to constantly evolving nature of LED technology, manufacturers will reserve the right to replace this product with next generation technology. We appreciate your understanding and acceptance of this policy. Utility/Government Incentives Documents Maxlite 8BR30DLED40/G2 Spec Sheet Lamps • BR Lamps • 8BR30DLED40/G2 Maxlite 8BR30DLED40/G2 ¦ 8W BR30 LED - 65W Equal - 650 Lumens - 4000K | 4000 | 83 | 650 | 81.25 | 25000 | 8 | 1 | 4.95 | 4.95 | 5.8164 | 2020Q3 | https://www.topbulb.com/mxl77629-maxlite-8br30dled40-g2-8w-dim-br30-4000k-g2 | Top Bulb | 2020 | Yes
LED Lighting | Reflector | MaxLite | True |  | Reflector (Flood/Spot) | BR30 | E26 (Medium) | Damp Location Rated,Recessed Fixtures Damp Location Rated,Recessed Fixtures Topbulb » LED Bulbs » LED Reflector Flood » 65W / 75W Equal » Maxlite 11BR30DLED40/G2 ¦ 11W BR30 LED - 65W Equal - 850 Lumens - 4000K This Maxlite 77632 11BR30DLED40/G2 LED lamp produces 850 lumens and can be used as a direct replacement for a 65 watt incandescent (BR30) reflector flood. Features include: Smooth aluminum housing with ANSI standard form factor Dimmable down to 10% Operating temperature: -4°F to 104°F Suitable for use in damp locations Not for use in enclosed luminaires See the document below for complete specifications. LED Technology Notice Due to constantly evolving nature of LED technology, manufacturers will reserve the right to replace this product with next generation technology. We appreciate your understanding and acceptance of this policy. Utility/Government Incentives Documents Maxlite 11BR30DLED40/G2 Spec Sheet Lamps • BR Lamps • 11BR30DLED40/G2 Maxlite 11BR30DLED40/G2 ¦ 11W BR30 LED - 65W Equal - 850 Lumens - 4000K | 4000 | 83 | 850 | 77.2727 | 25000 | 11 | 1 | 4.95 | 4.95 | 5.8164 | 2020Q3 | https://www.topbulb.com/mxl77632-maxlite-11br30dled40-g2-11w-dim-br30-4000k-g2 | Top Bulb | 2020 | Yes
LED Lighting | Downlight | NICOR | True |  | LED Array | LED Retrofit Kit | LED Retrofit Kit | Downlight Solid State Retrofit Downlight Solid State Retrofit Topbulb » Fixtures » Commercial Fixtures » Indoor » Recessed Downlights » LED - Retrofit » Nicor - 9W LED Retrofit Downlight - 4" - Gimbal - Warm White The Nicor DLG4-10-120-2K-WH is a 597 lumen output LED gimbal downlight for directional lighting. The 360 degrees of rotation and 35 degrees of adjustable tilt in both directions makes the DLG suitable for sloped ceilings and wall wash applications. Features include: color rendering index of 91, 2700K warm white white light, dimmable to 10 percent and a rated life of 36,000 hours. For complete specifications, see the document below. This is an Energy Star qualified and Title 24 product. Utility/Government Incentives Documents Nicor DLG4 LED Downlight Specifications White Trim • 36,000 Hours • Dimmable Nicor - 9W LED Retrofit Downlight - 4" - Gimbal - Warm White | 2700 | 90 | 550 | 61.1111 | 45000 | 9 | 1 | 46.95 | 46.95 | 55.1681 | 2020Q3 | https://www.topbulb.com/nicor-9w-led-retrofit-downlight-4-gimbal-warm-white | Top Bulb | 2020 | Yes
LED Lighting | Downlight | Philips | True |  | LED |  |  | Downlight Recessed Downlight Recessed Topbulb » LED Bulbs » LED MR16 » 12V MR16 » 50W Equal » Philips 461553 ¦ 7W MR16 LED - 50W Equal - 12V - 25° Narrow Flood - 2700K This Philips 12 volt MR16 dimmable LED lamp provides directional illumination ideal for track and open recessed fixtures in retail, hospitality and residential spaces. Increased transformer compatibility allows for operation on a wider range of transformers. See the document below for complete specifications. LED Technology Notice Due to constantly evolving nature of LED technology, manufacturers will reserve the right to replace this product with next generation technology. We appreciate your understanding and acceptance of this policy. Documents Philips 461553 Spec Sheet About Philips For over 123 years, Philips Lighting has been a global marketplace leader known for pioneering innovative lighting technology and products. Philips serves both individual consumers and businesses with a diverse, high quality product selection across a full range of market segments. The product selection provides for the needs of these markets through light sources, luminaires, electronics, controls, and full applications and solutions. 25,000 Hours • GU5.3 Base • Dimmable Philips 461553 ¦ 7W MR16 LED - 50W Equal - 12V - 25° Narrow Flood - 2700K | 3500 | 94 | 1500 | 93.75 | 60000 | 16 | 1 | 14.95 | 14.95 | 17.5668 | 2020Q3 | https://www.topbulb.com/philips-461553-7mr16-led-f25-827-dim-af2-10-1 | Top Bulb | 2020 | Yes
LED Lighting | Downlight | Philips | True |  | LED |  |  | Downlight Recessed Downlight Recessed Topbulb » LED Bulbs » LED MR16 » 12V MR16 » 50W Equal » Philips 461577 ¦ 7W MR16 LED - 50W Equal - 12V - 25° Narrow Flood - 4000K - CRI 90 This Philips 12 volt MR16 dimmable LED lamp provides directional illumination ideal for track and open recessed fixtures in retail, hospitality and residential spaces. With a color rendering index (CRI) of 90, this LED offers an excellent solution for color critical applications. Increased transformer compatibility allows for operation on a wider range of transformers. See the document below for complete specifications. LED Technology Notice Due to constantly evolving nature of LED technology, manufacturers will reserve the right to replace this product with next generation technology. We appreciate your understanding and acceptance of this policy. Documents Philips 461577 Spec Sheet About Philips For over 123 years, Philips Lighting has been a global marketplace leader known for pioneering innovative lighting technology and products. Philips serves both individual consumers and businesses with a diverse, high quality product selection across a full range of market segments. The product selection provides for the needs of these markets through light sources, luminaires, electronics, controls, and full applications and solutions. 25,000 Hours • GU5.3 Base • Dimmable Philips 461577 ¦ 7W MR16 LED - 50W Equal - 12V - 25° Narrow Flood - 4000K - CRI 90 | 4000 | 94 | 1100 | 91.6667 | 60000 | 12 | 1 | 14.95 | 14.95 | 17.5668 | 2020Q3 | https://www.topbulb.com/philips-461577-7mr16-led-f25-840-dim-af2-10-1 | Top Bulb | 2020 | Yes
LED Lighting | Reflector | Soraa | True | Daylighting/Photocell, | Reflector (Flood/Spot) | PAR20 | E26 (Medium) | Damp Location Rated,Recessed Fixtures Damp Location Rated,Recessed Fixtures Topbulb » LED Bulbs » LED PAR » LED PAR20 » 90W Equal » Soraa 01607 - 10.8W PAR20 - 90W Equal - 10° Beam Angle - CRI 85 Shipping NoticeSoraa Considers this item a "Not Standard" product, which will ship within eight weeks of ordering if not currently in stock.SORAA LED PAR20 Brilliant Series lamps are designed to provide very high center beam candle power and precise beam control for accent lighting applications in retail, hospitality and other accent lighting applications. These lamps directly replace halogen equivalent bulbs in track and recessed fixtures. Whiteness rendering matches or exceeds that of halogen sources at 2700K and 3000K. SNAP System Compatible: Beam and Color Shift Accessories Features include: 35,000 hour rated life (compared to 2,000 hours for halogen) 85% more efficient than halogen Compatible with standard fixtures, directly replaces halogen bulbs Suitable for fully enclosed fixtures (can be used with front glass cover) Designed to safely turn down in any thermal environment not conducive to minimum airflow or proper ventilation Indoor / Outdoor - suitable for damp locations Dimmable with trailing edge and leading edge phase cut dimmers 3-year warranty See the document below for complete specifications and photometrics. LED Technology Notice Due to constantly evolving nature of LED technology, manufacturers will reserve the right to replace this product with next generation technology. We appreciate your understanding and acceptance of this policy. Applications Art Gallery Hospitality Museum Recessed Lighting Retail Track Lighting Documents Soraa SP20-11-10D-827-03 Specification Sheet About Soraa LED manufacturer SORRA utilizes gallium nitride on gallium nitride (GaN on GaN) LED technology that emits more light per LED material, handles more electric current per area and has extremely precise crystals enabling full visible spectrum light. SORAA has built a line of lamps and light engines around this innovative light source. SORAA’s distinctive products feature an intense single point source LED with full visible spectrum light, Flicker Free digital driver, unique heat dissipating heat sink, and point source optics. SORAA is headquartered in Fremont, California, where a talented team manufactures the GaN on GaN LEDs in a semiconductor fabrication facility. They are also building a new facility in Syracuse, New York. SORAA has sales offices and distributors worldwide. 35,000 Hours • Natural White Technology • Dimmable Soraa 01607 - 10.8W PAR20 - 90W Equal - 10° Beam Angle - CRI 85 | 2700 | 84 | 756 | 70 | 25000 | 10.8 | 1 | 32.95 | 32.95 | 38.7175 | 2020Q3 | https://www.topbulb.com/soraa-sp20-11-10d-827-03-01607-par20-90-watt-equal-2700k | Top Bulb | 2020 | Yes
LED Lighting | Reflector | Soraa | True | Daylighting/Photocell, | Reflector (Flood/Spot) | PAR20 | E26 (Medium) | Damp Location Rated,Recessed Fixtures Damp Location Rated,Recessed Fixtures Topbulb » LED Bulbs » LED PAR » LED PAR20 » 90W Equal » Soraa 01623 - 10.8W PAR20 - 90W Equal - 10° Beam Angle - CRI 85 Shipping NoticeSoraa Considers this item a "Not Standard" product, which will ship within eight weeks of ordering if not currently in stock.SORAA LED PAR20 Brilliant Series lamps are designed to provide very high center beam candle power and precise beam control for accent lighting applications in retail, hospitality and other accent lighting applications. These lamps directly replace halogen equivalent bulbs in track and recessed fixtures. Whiteness rendering matches or exceeds that of halogen sources at 2700K and 3000K. SNAP System Compatible: Beam and Color Shift Accessories Features include: 35,000 hour rated life (compared to 2,000 hours for halogen) 85% more efficient than halogen Compatible with standard fixtures, directly replaces halogen bulbs Suitable for fully enclosed fixtures (can be used with front glass cover) Designed to safely turn down in any thermal environment not conducive to minimum airflow or proper ventilation Indoor / Outdoor - suitable for damp locations Dimmable with trailing edge and leading edge phase cut dimmers 3-year warranty See the document below for complete specifications and photometrics. LED Technology Notice Due to constantly evolving nature of LED technology, manufacturers will reserve the right to replace this product with next generation technology. We appreciate your understanding and acceptance of this policy. Applications Art Gallery Hospitality Museum Recessed Lighting Retail Track Lighting Documents Soraa SP20-11-10D-830-03 Specification Sheet About Soraa LED manufacturer SORRA utilizes gallium nitride on gallium nitride (GaN on GaN) LED technology that emits more light per LED material, handles more electric current per area and has extremely precise crystals enabling full visible spectrum light. SORAA has built a line of lamps and light engines around this innovative light source. SORAA’s distinctive products feature an intense single point source LED with full visible spectrum light, Flicker Free digital driver, unique heat dissipating heat sink, and point source optics. SORAA is headquartered in Fremont, California, where a talented team manufactures the GaN on GaN LEDs in a semiconductor fabrication facility. They are also building a new facility in Syracuse, New York. SORAA has sales offices and distributors worldwide. 35,000 Hours • Natural White Technology • Dimmable Soraa 01623 - 10.8W PAR20 - 90W Equal - 10° Beam Angle - CRI 85 | 3000 | 86 | 760 | 70.3704 | 25000 | 10.8 | 1 | 32.95 | 32.95 | 38.7175 | 2020Q3 | https://www.topbulb.com/soraa-sp20-11-10d-830-03-01623-par20-90-watt-equal-3000k | Top Bulb | 2020 | Yes
LED Lighting | Reflector | Soraa | True | Daylighting/Photocell, | Reflector (Flood/Spot) | PAR20 | E26 (Medium) | Damp Location Rated,Recessed Fixtures Damp Location Rated,Recessed Fixtures Topbulb » LED Bulbs » LED PAR » LED PAR20 » 90W Equal » Soraa 01609 - 10.8W PAR20 - 90W Equal - 25° Beam Angle - CRI 85 Shipping NoticeSoraa Considers this item a "Not Standard" product, which will ship within eight weeks of ordering if not currently in stock.SORAA LED PAR20 Brilliant Series lamps are designed to provide very high center beam candle power and precise beam control for accent lighting applications in retail, hospitality and other accent lighting applications. These lamps directly replace halogen equivalent bulbs in track and recessed fixtures. Whiteness rendering matches or exceeds that of halogen sources at 2700K and 3000K. SNAP System Compatible: Beam and Color Shift Accessories Features include: 35,000 hour rated life (compared to 2,000 hours for halogen) 85% more efficient than halogen Compatible with standard fixtures, directly replaces halogen bulbs Suitable for fully enclosed fixtures (can be used with front glass cover) Designed to safely turn down in any thermal environment not conducive to minimum airflow or proper ventilation Indoor / Outdoor - suitable for damp locations Dimmable with trailing edge and leading edge phase cut dimmers 3-year warranty See the document below for complete specifications and photometrics. LED Technology Notice Due to constantly evolving nature of LED technology, manufacturers will reserve the right to replace this product with next generation technology. We appreciate your understanding and acceptance of this policy. Applications Art Gallery Hospitality Museum Recessed Lighting Retail Track Lighting Documents Soraa SP20-11-25D-827-03 Specification Sheet About Soraa LED manufacturer SORRA utilizes gallium nitride on gallium nitride (GaN on GaN) LED technology that emits more light per LED material, handles more electric current per area and has extremely precise crystals enabling full visible spectrum light. SORAA has built a line of lamps and light engines around this innovative light source. SORAA’s distinctive products feature an intense single point source LED with full visible spectrum light, Flicker Free digital driver, unique heat dissipating heat sink, and point source optics. SORAA is headquartered in Fremont, California, where a talented team manufactures the GaN on GaN LEDs in a semiconductor fabrication facility. They are also building a new facility in Syracuse, New York. SORAA has sales offices and distributors worldwide. 35,000 Hours • Natural White Technology • Dimmable Soraa 01609 - 10.8W PAR20 - 90W Equal - 25° Beam Angle - CRI 85 | 2700 | 83 | 756 | 70 | 25000 | 10.8 | 1 | 25.95 | 25.95 | 30.4923 | 2020Q3 | https://www.topbulb.com/soraa-sp20-11-25d-827-03-01609-par20-90-watt-equal-2700k | Top Bulb | 2020 | Yes
LED Lighting | Reflector | Soraa | True | Daylighting/Photocell, | Reflector (Flood/Spot) | PAR20 | E26 (Medium) | Damp Location Rated,Recessed Fixtures Damp Location Rated,Recessed Fixtures Topbulb » LED Bulbs » LED PAR » LED PAR20 » 90W Equal » Soraa 01625 - 10.8W PAR20 - 90W Equal - 25° Beam Angle - CRI 85 Shipping NoticeSoraa Considers this item a "Not Standard" product, which will ship within eight weeks of ordering if not currently in stock.SORAA LED PAR20 Brilliant Series lamps are designed to provide very high center beam candle power and precise beam control for accent lighting applications in retail, hospitality and other accent lighting applications. These lamps directly replace halogen equivalent bulbs in track and recessed fixtures. Whiteness rendering matches or exceeds that of halogen sources at 2700K and 3000K. SNAP System Compatible: Beam and Color Shift Accessories Features include: 35,000 hour rated life (compared to 2,000 hours for halogen) 85% more efficient than halogen Compatible with standard fixtures, directly replaces halogen bulbs Suitable for fully enclosed fixtures (can be used with front glass cover) Designed to safely turn down in any thermal environment not conducive to minimum airflow or proper ventilation Indoor / Outdoor - suitable for damp locations Dimmable with trailing edge and leading edge phase cut dimmers 3-year warranty See the document below for complete specifications and photometrics. LED Technology Notice Due to constantly evolving nature of LED technology, manufacturers will reserve the right to replace this product with next generation technology. We appreciate your understanding and acceptance of this policy. Applications Art Gallery Hospitality Museum Recessed Lighting Retail Track Lighting Documents Soraa SP20-11-25D-830-03 Specification Sheet About Soraa LED manufacturer SORRA utilizes gallium nitride on gallium nitride (GaN on GaN) LED technology that emits more light per LED material, handles more electric current per area and has extremely precise crystals enabling full visible spectrum light. SORAA has built a line of lamps and light engines around this innovative light source. SORAA’s distinctive products feature an intense single point source LED with full visible spectrum light, Flicker Free digital driver, unique heat dissipating heat sink, and point source optics. SORAA is headquartered in Fremont, California, where a talented team manufactures the GaN on GaN LEDs in a semiconductor fabrication facility. They are also building a new facility in Syracuse, New York. SORAA has sales offices and distributors worldwide. 35,000 Hours • Natural White Technology • Dimmable Soraa 01625 - 10.8W PAR20 - 90W Equal - 25° Beam Angle - CRI 85 | 3000 | 86 | 760 | 70.3704 | 25000 | 10.8 | 1 | 25.95 | 25.95 | 30.4923 | 2020Q3 | https://www.topbulb.com/soraa-sp20-11-25d-830-03-01625-par20-90-watt-equal-3000k | Top Bulb | 2020 | Yes
LED Lighting | Reflector | Soraa | True | Daylighting/Photocell, | Reflector (Flood/Spot) | PAR20 | E26 (Medium) | Damp Location Rated,Recessed Fixtures Damp Location Rated,Recessed Fixtures Topbulb » LED Bulbs » LED PAR » LED PAR20 » 90W Equal » Soraa 01611 - 10.8W PAR20 - 90W Equal - 36° Beam Angle - CRI 85 Shipping NoticeSoraa Considers this item a "Not Standard" product, which will ship within eight weeks of ordering if not currently in stock.SORAA LED PAR20 Brilliant Series lamps are designed to provide very high center beam candle power and precise beam control for accent lighting applications in retail, hospitality and other accent lighting applications. These lamps directly replace halogen equivalent bulbs in track and recessed fixtures. Whiteness rendering matches or exceeds that of halogen sources at 2700K and 3000K. SNAP System Compatible: Beam and Color Shift Accessories Features include: 35,000 hour rated life (compared to 2,000 hours for halogen) 85% more efficient than halogen Compatible with standard fixtures, directly replaces halogen bulbs Suitable for fully enclosed fixtures (can be used with front glass cover) Designed to safely turn down in any thermal environment not conducive to minimum airflow or proper ventilation Indoor / Outdoor - suitable for damp locations Dimmable with trailing edge and leading edge phase cut dimmers 3-year warranty See the document below for complete specifications and photometrics. LED Technology Notice Due to constantly evolving nature of LED technology, manufacturers will reserve the right to replace this product with next generation technology. We appreciate your understanding and acceptance of this policy. Applications Art Gallery Hospitality Museum Recessed Lighting Retail Track Lighting Documents Soraa SP20-11-36D-827-03 Specification Sheet About Soraa LED manufacturer SORRA utilizes gallium nitride on gallium nitride (GaN on GaN) LED technology that emits more light per LED material, handles more electric current per area and has extremely precise crystals enabling full visible spectrum light. SORAA has built a line of lamps and light engines around this innovative light source. SORAA’s distinctive products feature an intense single point source LED with full visible spectrum light, Flicker Free digital driver, unique heat dissipating heat sink, and point source optics. SORAA is headquartered in Fremont, California, where a talented team manufactures the GaN on GaN LEDs in a semiconductor fabrication facility. They are also building a new facility in Syracuse, New York. SORAA has sales offices and distributors worldwide. 35,000 Hours • Natural White Technology • Dimmable Soraa 01611 - 10.8W PAR20 - 90W Equal - 36° Beam Angle - CRI 85 | 2700 | 84 | 756 | 70 | 25000 | 10.8 | 1 | 25.95 | 25.95 | 30.4923 | 2020Q3 | https://www.topbulb.com/soraa-sp20-11-36d-827-03-01611-par20-90-watt-equal-2700k | Top Bulb | 2020 | Yes
LED Lighting | Reflector | Soraa | True | Daylighting/Photocell, | Reflector (Flood/Spot) | PAR20 | E26 (Medium) | Damp Location Rated,Recessed Fixtures Damp Location Rated,Recessed Fixtures Topbulb » LED Bulbs » LED PAR » LED PAR20 » 90W Equal » Soraa 01627 - 10.8W PAR20 - 90W Equal - 36° Beam Angle - CRI 85 Shipping NoticeSoraa Considers this item a "Not Standard" product, which will ship within eight weeks of ordering if not currently in stock.SORAA LED PAR20 Brilliant Series lamps are designed to provide very high center beam candle power and precise beam control for accent lighting applications in retail, hospitality and other accent lighting applications. These lamps directly replace halogen equivalent bulbs in track and recessed fixtures. Whiteness rendering matches or exceeds that of halogen sources at 2700K and 3000K. SNAP System Compatible: Beam and Color Shift Accessories Features include: 35,000 hour rated life (compared to 2,000 hours for halogen) 85% more efficient than halogen Compatible with standard fixtures, directly replaces halogen bulbs Suitable for fully enclosed fixtures (can be used with front glass cover) Designed to safely turn down in any thermal environment not conducive to minimum airflow or proper ventilation Indoor / Outdoor - suitable for damp locations Dimmable with trailing edge and leading edge phase cut dimmers 3-year warranty See the document below for complete specifications and photometrics. LED Technology Notice Due to constantly evolving nature of LED technology, manufacturers will reserve the right to replace this product with next generation technology. We appreciate your understanding and acceptance of this policy. Applications Art Gallery Hospitality Museum Recessed Lighting Retail Track Lighting Documents Soraa SP20-11-36D-830-03 Specification Sheet About Soraa LED manufacturer SORRA utilizes gallium nitride on gallium nitride (GaN on GaN) LED technology that emits more light per LED material, handles more electric current per area and has extremely precise crystals enabling full visible spectrum light. SORAA has built a line of lamps and light engines around this innovative light source. SORAA’s distinctive products feature an intense single point source LED with full visible spectrum light, Flicker Free digital driver, unique heat dissipating heat sink, and point source optics. SORAA is headquartered in Fremont, California, where a talented team manufactures the GaN on GaN LEDs in a semiconductor fabrication facility. They are also building a new facility in Syracuse, New York. SORAA has sales offices and distributors worldwide. 35,000 Hours • Natural White Technology • Dimmable Soraa 01627 - 10.8W PAR20 - 90W Equal - 36° Beam Angle - CRI 85 | 3000 | 86 | 760 | 70.3704 | 25000 | 10.8 | 1 | 24.95 | 24.95 | 29.3172 | 2020Q3 | https://www.topbulb.com/soraa-sp20-11-36d-830-03-01627-par20-90-watt-equal-3000k | Top Bulb | 2020 | Yes
LED Lighting | Reflector | Soraa | True | Daylighting/Photocell, | Reflector (Flood/Spot) | PAR20 | E26 (Medium) | Damp Location Rated,Recessed Fixtures Damp Location Rated,Recessed Fixtures Topbulb » LED Bulbs » LED PAR » LED PAR20 » 90W Equal » Soraa 01613 - 10.8W PAR20 - 90W Equal - 60° Beam Angle - CRI 85 Shipping NoticeSoraa Considers this item a "Not Standard" product, which will ship within eight weeks of ordering if not currently in stock.SORAA LED PAR20 Brilliant Series lamps are designed to provide very high center beam candle power and precise beam control for accent lighting applications in retail, hospitality and other accent lighting applications. These lamps directly replace halogen equivalent bulbs in track and recessed fixtures. Whiteness rendering matches or exceeds that of halogen sources at 2700K and 3000K. SNAP System Compatible: Beam and Color Shift Accessories Features include: 35,000 hour rated life (compared to 2,000 hours for halogen) 85% more efficient than halogen Compatible with standard fixtures, directly replaces halogen bulbs Suitable for fully enclosed fixtures (can be used with front glass cover) Designed to safely turn down in any thermal environment not conducive to minimum airflow or proper ventilation Indoor / Outdoor - suitable for damp locations Dimmable with trailing edge and leading edge phase cut dimmers 3-year warranty See the document below for complete specifications and photometrics. LED Technology Notice Due to constantly evolving nature of LED technology, manufacturers will reserve the right to replace this product with next generation technology. We appreciate your understanding and acceptance of this policy. Applications Art Gallery Hospitality Museum Recessed Lighting Retail Track Lighting Documents Soraa SP20-11-60D-827-03 Specification Sheet About Soraa LED manufacturer SORRA utilizes gallium nitride on gallium nitride (GaN on GaN) LED technology that emits more light per LED material, handles more electric current per area and has extremely precise crystals enabling full visible spectrum light. SORAA has built a line of lamps and light engines around this innovative light source. SORAA’s distinctive products feature an intense single point source LED with full visible spectrum light, Flicker Free digital driver, unique heat dissipating heat sink, and point source optics. SORAA is headquartered in Fremont, California, where a talented team manufactures the GaN on GaN LEDs in a semiconductor fabrication facility. They are also building a new facility in Syracuse, New York. SORAA has sales offices and distributors worldwide. 35,000 Hours • Natural White Technology • Dimmable Soraa 01613 - 10.8W PAR20 - 90W Equal - 60° Beam Angle - CRI 85 | 2700 | 84 | 756 | 70 | 25000 | 10.8 | 1 | 25.95 | 25.95 | 30.4923 | 2020Q3 | https://www.topbulb.com/soraa-sp20-11-60d-827-03-01613-par20-90-watt-equal-2700k | Top Bulb | 2020 | Yes
LED Lighting | Reflector | Soraa | True | Daylighting/Photocell, | Reflector (Flood/Spot) | PAR20 | E26 (Medium) | Damp Location Rated,Recessed Fixtures Damp Location Rated,Recessed Fixtures Topbulb » LED Bulbs » LED PAR » LED PAR20 » 90W Equal » Soraa 01629 - 10.8W PAR20 - 90W Equal - 60° Beam Angle - CRI 85 Shipping NoticeSoraa Considers this item a "Not Standard" product, which will ship within eight weeks of ordering if not currently in stock.SORAA LED PAR20 Brilliant Series lamps are designed to provide very high center beam candle power and precise beam control for accent lighting applications in retail, hospitality and other accent lighting applications. These lamps directly replace halogen equivalent bulbs in track and recessed fixtures. Whiteness rendering matches or exceeds that of halogen sources at 2700K and 3000K. SNAP System Compatible: Beam and Color Shift Accessories Features include: 35,000 hour rated life (compared to 2,000 hours for halogen) 85% more efficient than halogen Compatible with standard fixtures, directly replaces halogen bulbs Suitable for fully enclosed fixtures (can be used with front glass cover) Designed to safely turn down in any thermal environment not conducive to minimum airflow or proper ventilation Indoor / Outdoor - suitable for damp locations Dimmable with trailing edge and leading edge phase cut dimmers 3-year warranty See the document below for complete specifications and photometrics. LED Technology Notice Due to constantly evolving nature of LED technology, manufacturers will reserve the right to replace this product with next generation technology. We appreciate your understanding and acceptance of this policy. Applications Art Gallery Hospitality Museum Recessed Lighting Retail Track Lighting Documents Soraa SP20-11-60D-830-03 Specification Sheet About Soraa LED manufacturer SORRA utilizes gallium nitride on gallium nitride (GaN on GaN) LED technology that emits more light per LED material, handles more electric current per area and has extremely precise crystals enabling full visible spectrum light. SORAA has built a line of lamps and light engines around this innovative light source. SORAA’s distinctive products feature an intense single point source LED with full visible spectrum light, Flicker Free digital driver, unique heat dissipating heat sink, and point source optics. SORAA is headquartered in Fremont, California, where a talented team manufactures the GaN on GaN LEDs in a semiconductor fabrication facility. They are also building a new facility in Syracuse, New York. SORAA has sales offices and distributors worldwide. 35,000 Hours • Natural White Technology • Dimmable Soraa 01629 - 10.8W PAR20 - 90W Equal - 60° Beam Angle - CRI 85 | 3000 | 86 | 760 | 70.3704 | 25000 | 10.8 | 1 | 25.95 | 25.95 | 30.4923 | 2020Q3 | https://www.topbulb.com/soraa-sp20-11-60d-830-03-01629-par20-90-watt-equal-3000k | Top Bulb | 2020 | Yes
LED Lighting | Reflector | Soraa | True | Daylighting/Photocell, | Reflector (Flood/Spot) | PAR38 | E26 (Medium) | Damp Location Rated,Recessed Fixtures Damp Location Rated,Recessed Fixtures Topbulb » LED Bulbs » LED PAR » LED PAR38 » 120W Equal » Soraa 00985 - 18.5W PAR38 - 120W Equal - 9° Beam Angle - CRI 85 Shipping NoticeSoraa Considers this item a Standard product, which will ship within four to five weeks of ordering if not currently in stock.SORAA LED PAR38 Brilliant Series lamps are designed to provide exceptional center beam candle power and beam control. Intended for use in PAR38 compatible recessed downlights, track lighting and other indoor and outdoor installations. These lamps directly replace PAR38 halogen equivalent. Whiteness rendering matches or exceeds that of halogen sources at 2700K and 3000K. Features include: 35,000 hour rated life (compared to 2,000 hours for halogen) 85% more efficient than halogen Compatible with standard fixtures, directly replaces halogen bulbs Suitable for fully enclosed fixtures (can be used with front glass cover) Designed to safely turn down in any thermal environment not conducive to minimum airflow or proper ventilation Indoor / Outdoor - suitable for damp locations Dimmable with trailing edge and leading edge phase cut dimmers 3-year warranty See the document below for complete specifications and photometrics. LED Technology Notice Due to constantly evolving nature of LED technology, manufacturers will reserve the right to replace this product with next generation technology. We appreciate your understanding and acceptance of this policy. Applications Art Gallery Hospitality Museum Recessed Lighting Retail Track Lighting Documents Soraa SP38-18-09D-827-03 Specification Sheet About Soraa LED manufacturer SORRA utilizes gallium nitride on gallium nitride (GaN on GaN) LED technology that emits more light per LED material, handles more electric current per area and has extremely precise crystals enabling full visible spectrum light. SORAA has built a line of lamps and light engines around this innovative light source. SORAA’s distinctive products feature an intense single point source LED with full visible spectrum light, Flicker Free digital driver, unique heat dissipating heat sink, and point source optics. SORAA is headquartered in Fremont, California, where a talented team manufactures the GaN on GaN LEDs in a semiconductor fabrication facility. They are also building a new facility in Syracuse, New York. SORAA has sales offices and distributors worldwide. 35,000 Hours • Natural White Technology • Dimmable Soraa 00985 - 18.5W PAR38 - 120W Equal - 9° Beam Angle - CRI 85 | 2700 | 84 | 1295 | 70 | 25000 | 18.5 | 1 | 45.95 | 45.95 | 53.993 | 2020Q3 | https://www.topbulb.com/soraa-sp38-18-09d-827-03-00985-par38-120-watt-equal-2700k | Top Bulb | 2020 | Yes
LED Lighting | Reflector | Soraa | True | Daylighting/Photocell, | Reflector (Flood/Spot) | PAR38 | E26 (Medium) | Damp Location Rated,Recessed Fixtures Damp Location Rated,Recessed Fixtures Topbulb » LED Bulbs » LED PAR » LED PAR38 » 120W Equal » Soraa 01001 - 18.5W PAR38 - 120W Equal - 9° Beam Angle - CRI 85 Shipping NoticeSoraa Considers this item a Standard product, which will ship within four to five weeks of ordering if not currently in stock.SORAA LED PAR38 Brilliant Series lamps are designed to provide exceptional center beam candle power and beam control. Intended for use in PAR38 compatible recessed downlights, track lighting and other indoor and outdoor installations. These lamps directly replace PAR38 halogen equivalent. Whiteness rendering matches or exceeds that of halogen sources at 2700K and 3000K. Features include: 35,000 hour rated life (compared to 2,000 hours for halogen) 85% more efficient than halogen Compatible with standard fixtures, directly replaces halogen bulbs Suitable for fully enclosed fixtures (can be used with front glass cover) Designed to safely turn down in any thermal environment not conducive to minimum airflow or proper ventilation Indoor / Outdoor - suitable for damp locations Dimmable with trailing edge and leading edge phase cut dimmers 3-year warranty See the document below for complete specifications and photometrics. LED Technology Notice Due to constantly evolving nature of LED technology, manufacturers will reserve the right to replace this product with next generation technology. We appreciate your understanding and acceptance of this policy. Applications Art Gallery Hospitality Museum Recessed Lighting Retail Track Lighting Documents Soraa SP38-18-09D-830-03 Specification Sheet About Soraa LED manufacturer SORRA utilizes gallium nitride on gallium nitride (GaN on GaN) LED technology that emits more light per LED material, handles more electric current per area and has extremely precise crystals enabling full visible spectrum light. SORAA has built a line of lamps and light engines around this innovative light source. SORAA’s distinctive products feature an intense single point source LED with full visible spectrum light, Flicker Free digital driver, unique heat dissipating heat sink, and point source optics. SORAA is headquartered in Fremont, California, where a talented team manufactures the GaN on GaN LEDs in a semiconductor fabrication facility. They are also building a new facility in Syracuse, New York. SORAA has sales offices and distributors worldwide. 35,000 Hours • Natural White Technology • Dimmable Soraa 01001 - 18.5W PAR38 - 120W Equal - 9° Beam Angle - CRI 85 | 3000 | 86 | 1300 | 70.2703 | 25000 | 18.5 | 1 | 45.95 | 45.95 | 53.993 | 2020Q3 | https://www.topbulb.com/soraa-sp38-18-09d-830-03-01001-par38-120-watt-equal-3000k | Top Bulb | 2020 | Yes
LED Lighting | Reflector | Soraa | True | Daylighting/Photocell, | Reflector (Flood/Spot) | PAR38 | E26 (Medium) | Damp Location Rated,Recessed Fixtures Damp Location Rated,Recessed Fixtures Topbulb » LED Bulbs » LED PAR » LED PAR38 » 120W Equal » Soraa 00987 - 18.5W PAR38 - 120W Equal - 25° Beam Angle - CRI 85 Shipping NoticeSoraa Considers this item a Standard product, which will ship within four to five weeks of ordering if not currently in stock.SORAA LED PAR38 Brilliant Series lamps are designed to provide exceptional center beam candle power and beam control. Intended for use in PAR38 compatible recessed downlights, track lighting and other indoor and outdoor installations. These lamps directly replace PAR38 halogen equivalent. Whiteness rendering matches or exceeds that of halogen sources at 2700K and 3000K. Features include: 35,000 hour rated life (compared to 2,000 hours for halogen) 85% more efficient than halogen Compatible with standard fixtures, directly replaces halogen bulbs Suitable for fully enclosed fixtures (can be used with front glass cover) Designed to safely turn down in any thermal environment not conducive to minimum airflow or proper ventilation Indoor / Outdoor - suitable for damp locations Dimmable with trailing edge and leading edge phase cut dimmers 3-year warranty See the document below for complete specifications and photometrics. LED Technology Notice Due to constantly evolving nature of LED technology, manufacturers will reserve the right to replace this product with next generation technology. We appreciate your understanding and acceptance of this policy. Applications Art Gallery Hospitality Museum Recessed Lighting Retail Track Lighting Documents Soraa SP38-18-25D-827-03 Specification Sheet About Soraa LED manufacturer SORRA utilizes gallium nitride on gallium nitride (GaN on GaN) LED technology that emits more light per LED material, handles more electric current per area and has extremely precise crystals enabling full visible spectrum light. SORAA has built a line of lamps and light engines around this innovative light source. SORAA’s distinctive products feature an intense single point source LED with full visible spectrum light, Flicker Free digital driver, unique heat dissipating heat sink, and point source optics. SORAA is headquartered in Fremont, California, where a talented team manufactures the GaN on GaN LEDs in a semiconductor fabrication facility. They are also building a new facility in Syracuse, New York. SORAA has sales offices and distributors worldwide. 35,000 Hours • Natural White Technology • Dimmable Soraa 00987 - 18.5W PAR38 - 120W Equal - 25° Beam Angle - CRI 85 | 2700 | 84 | 1295 | 70 | 25000 | 18.5 | 1 | 40.95 | 40.95 | 48.1178 | 2020Q3 | https://www.topbulb.com/soraa-sp38-18-25d-827-03-00987-par38-120-watt-equal-2700k | Top Bulb | 2020 | Yes
LED Lighting | Reflector | Soraa | True | Daylighting/Photocell, | Reflector (Flood/Spot) | PAR38 | E26 (Medium) | Damp Location Rated,Recessed Fixtures Damp Location Rated,Recessed Fixtures Topbulb » LED Bulbs » LED PAR » LED PAR38 » 120W Equal » Soraa 01003 - 18.5W PAR38 - 120W Equal - 25° Beam Angle - CRI 85 Shipping NoticeSoraa Considers this item a Standard product, which will ship within four to five weeks of ordering if not currently in stock.SORAA LED PAR38 Brilliant Series lamps are designed to provide exceptional center beam candle power and beam control. Intended for use in PAR38 compatible recessed downlights, track lighting and other indoor and outdoor installations. These lamps directly replace PAR38 halogen equivalent. Whiteness rendering matches or exceeds that of halogen sources at 2700K and 3000K. Features include: 35,000 hour rated life (compared to 2,000 hours for halogen) 85% more efficient than halogen Compatible with standard fixtures, directly replaces halogen bulbs Suitable for fully enclosed fixtures (can be used with front glass cover) Designed to safely turn down in any thermal environment not conducive to minimum airflow or proper ventilation Indoor / Outdoor - suitable for damp locations Dimmable with trailing edge and leading edge phase cut dimmers 3-year warranty See the document below for complete specifications and photometrics. LED Technology Notice Due to constantly evolving nature of LED technology, manufacturers will reserve the right to replace this product with next generation technology. We appreciate your understanding and acceptance of this policy. Applications Art Gallery Hospitality Museum Recessed Lighting Retail Track Lighting Documents Soraa SP38-18-25D-830-03 Specification Sheet About Soraa LED manufacturer SORRA utilizes gallium nitride on gallium nitride (GaN on GaN) LED technology that emits more light per LED material, handles more electric current per area and has extremely precise crystals enabling full visible spectrum light. SORAA has built a line of lamps and light engines around this innovative light source. SORAA’s distinctive products feature an intense single point source LED with full visible spectrum light, Flicker Free digital driver, unique heat dissipating heat sink, and point source optics. SORAA is headquartered in Fremont, California, where a talented team manufactures the GaN on GaN LEDs in a semiconductor fabrication facility. They are also building a new facility in Syracuse, New York. SORAA has sales offices and distributors worldwide. 35,000 Hours • Natural White Technology • Dimmable Soraa 01003 - 18.5W PAR38 - 120W Equal - 25° Beam Angle - CRI 85 | 3000 | 86 | 1300 | 70.2703 | 25000 | 18.5 | 1 | 40.95 | 40.95 | 48.1178 | 2020Q3 | https://www.topbulb.com/soraa-sp38-18-25d-830-03-01003-par38-120-watt-equal-3000k | Top Bulb | 2020 | Yes
LED Lighting | Reflector | Soraa | True | Daylighting/Photocell, | Reflector (Flood/Spot) | PAR38 | E26 (Medium) | Damp Location Rated,Recessed Fixtures Damp Location Rated,Recessed Fixtures Topbulb » LED Bulbs » LED PAR » LED PAR38 » 120W Equal » Soraa 00989 - 18.5W PAR38 - 120W Equal - 36° Beam Angle - CRI 85 Shipping NoticeSoraa Considers this item a Standard product, which will ship within four to five weeks of ordering if not currently in stock.SORAA LED PAR38 Brilliant Series lamps are designed to provide exceptional center beam candle power and beam control. Intended for use in PAR38 compatible recessed downlights, track lighting and other indoor and outdoor installations. These lamps directly replace PAR38 halogen equivalent. Whiteness rendering matches or exceeds that of halogen sources at 2700K and 3000K. Features include: 35,000 hour rated life (compared to 2,000 hours for halogen) 85% more efficient than halogen Compatible with standard fixtures, directly replaces halogen bulbs Suitable for fully enclosed fixtures (can be used with front glass cover) Designed to safely turn down in any thermal environment not conducive to minimum airflow or proper ventilation Indoor / Outdoor - suitable for damp locations Dimmable with trailing edge and leading edge phase cut dimmers 3-year warranty See the document below for complete specifications and photometrics. LED Technology Notice Due to constantly evolving nature of LED technology, manufacturers will reserve the right to replace this product with next generation technology. We appreciate your understanding and acceptance of this policy. Applications Art Gallery Hospitality Museum Recessed Lighting Retail Track Lighting Documents Soraa SP38-18-36D-827-03 Specification Sheet About Soraa LED manufacturer SORRA utilizes gallium nitride on gallium nitride (GaN on GaN) LED technology that emits more light per LED material, handles more electric current per area and has extremely precise crystals enabling full visible spectrum light. SORAA has built a line of lamps and light engines around this innovative light source. SORAA’s distinctive products feature an intense single point source LED with full visible spectrum light, Flicker Free digital driver, unique heat dissipating heat sink, and point source optics. SORAA is headquartered in Fremont, California, where a talented team manufactures the GaN on GaN LEDs in a semiconductor fabrication facility. They are also building a new facility in Syracuse, New York. SORAA has sales offices and distributors worldwide. 35,000 Hours • Natural White Technology • Dimmable Soraa 00989 - 18.5W PAR38 - 120W Equal - 36° Beam Angle - CRI 85 | 2700 | 84 | 1295 | 70 | 25000 | 18.5 | 1 | 40.95 | 40.95 | 48.1178 | 2020Q3 | https://www.topbulb.com/soraa-sp38-18-36d-827-03-00989-par38-120-watt-equal-2700k | Top Bulb | 2020 | Yes
LED Lighting | Reflector | Soraa | True | Daylighting/Photocell, | Reflector (Flood/Spot) | PAR38 | E26 (Medium) | Damp Location Rated,Recessed Fixtures Damp Location Rated,Recessed Fixtures Topbulb » LED Bulbs » LED PAR » LED PAR38 » 120W Equal » Soraa 01005 - 18.5W PAR38 - 120W Equal - 36° Beam Angle - CRI 85 Shipping NoticeSoraa Considers this item a Standard product, which will ship within four to five weeks of ordering if not currently in stock.SORAA LED PAR38 Brilliant Series lamps are designed to provide exceptional center beam candle power and beam control. Intended for use in PAR38 compatible recessed downlights, track lighting and other indoor and outdoor installations. These lamps directly replace PAR38 halogen equivalent. Whiteness rendering matches or exceeds that of halogen sources at 2700K and 3000K. Features include: 35,000 hour rated life (compared to 2,000 hours for halogen) 85% more efficient than halogen Compatible with standard fixtures, directly replaces halogen bulbs Suitable for fully enclosed fixtures (can be used with front glass cover) Designed to safely turn down in any thermal environment not conducive to minimum airflow or proper ventilation Indoor / Outdoor - suitable for damp locations Dimmable with trailing edge and leading edge phase cut dimmers 3-year warranty See the document below for complete specifications and photometrics. LED Technology Notice Due to constantly evolving nature of LED technology, manufacturers will reserve the right to replace this product with next generation technology. We appreciate your understanding and acceptance of this policy. Applications Art Gallery Hospitality Museum Recessed Lighting Retail Track Lighting Documents Soraa SP38-18-36D-830-03 Specification Sheet About Soraa LED manufacturer SORRA utilizes gallium nitride on gallium nitride (GaN on GaN) LED technology that emits more light per LED material, handles more electric current per area and has extremely precise crystals enabling full visible spectrum light. SORAA has built a line of lamps and light engines around this innovative light source. SORAA’s distinctive products feature an intense single point source LED with full visible spectrum light, Flicker Free digital driver, unique heat dissipating heat sink, and point source optics. SORAA is headquartered in Fremont, California, where a talented team manufactures the GaN on GaN LEDs in a semiconductor fabrication facility. They are also building a new facility in Syracuse, New York. SORAA has sales offices and distributors worldwide. 35,000 Hours • Natural White Technology • Dimmable Soraa 01005 - 18.5W PAR38 - 120W Equal - 36° Beam Angle - CRI 85 | 3000 | 86 | 1300 | 70.2703 | 25000 | 18.5 | 1 | 40.95 | 40.95 | 48.1178 | 2020Q3 | https://www.topbulb.com/soraa-sp38-18-36d-830-03-01005-par38-120-watt-equal-3000k | Top Bulb | 2020 | Yes
LED Lighting | Reflector | Soraa | True | Daylighting/Photocell, | Reflector (Flood/Spot) | PAR38 | E26 (Medium) | Damp Location Rated,Recessed Fixtures Damp Location Rated,Recessed Fixtures Topbulb » LED Bulbs » LED PAR » LED PAR38 » 120W Equal » Soraa 00991 - 18.5W PAR38 - 120W Equal - 60° Beam Angle - CRI 85 Shipping NoticeSoraa Considers this item a "Not Standard" product, which will ship within eight weeks of ordering if not currently in stock.SORAA LED PAR38 Brilliant Series lamps are designed to provide exceptional center beam candle power and beam control. Intended for use in PAR38 compatible recessed downlights, track lighting and other indoor and outdoor installations. These lamps directly replace PAR38 halogen equivalent. Whiteness rendering matches or exceeds that of halogen sources at 2700K and 3000K. Features include: 35,000 hour rated life (compared to 2,000 hours for halogen) 85% more efficient than halogen Compatible with standard fixtures, directly replaces halogen bulbs Suitable for fully enclosed fixtures (can be used with front glass cover) Designed to safely turn down in any thermal environment not conducive to minimum airflow or proper ventilation Indoor / Outdoor - suitable for damp locations Dimmable with trailing edge and leading edge phase cut dimmers 3-year warranty See the document below for complete specifications and photometrics. LED Technology Notice Due to constantly evolving nature of LED technology, manufacturers will reserve the right to replace this product with next generation technology. We appreciate your understanding and acceptance of this policy. Applications Art Gallery Hospitality Museum Recessed Lighting Retail Track Lighting Documents Soraa SP38-18-60D-827-03 Specification Sheet About Soraa LED manufacturer SORRA utilizes gallium nitride on gallium nitride (GaN on GaN) LED technology that emits more light per LED material, handles more electric current per area and has extremely precise crystals enabling full visible spectrum light. SORAA has built a line of lamps and light engines around this innovative light source. SORAA’s distinctive products feature an intense single point source LED with full visible spectrum light, Flicker Free digital driver, unique heat dissipating heat sink, and point source optics. SORAA is headquartered in Fremont, California, where a talented team manufactures the GaN on GaN LEDs in a semiconductor fabrication facility. They are also building a new facility in Syracuse, New York. SORAA has sales offices and distributors worldwide. 35,000 Hours • Natural White Technology • Dimmable Soraa 00991 - 18.5W PAR38 - 120W Equal - 60° Beam Angle - CRI 85 | 2700 | 84 | 1295 | 70 | 25000 | 18.5 | 1 | 40.95 | 40.95 | 48.1178 | 2020Q3 | https://www.topbulb.com/soraa-sp38-18-60d-827-03-00991-par38-120-watt-equal-2700k | Top Bulb | 2020 | Yes
LED Lighting | Reflector | Soraa | True | Daylighting/Photocell, | Reflector (Flood/Spot) | PAR38 | E26 (Medium) | Damp Location Rated,Recessed Fixtures Damp Location Rated,Recessed Fixtures Topbulb » LED Bulbs » LED PAR » LED PAR38 » 120W Equal » Soraa 01007 - 18.5W PAR38 - 120W Equal - 60° Beam Angle - CRI 85 Shipping NoticeSoraa Considers this item a "Not Standard" product, which will ship within eight weeks of ordering if not currently in stock.SORAA LED PAR38 Brilliant Series lamps are designed to provide exceptional center beam candle power and beam control. Intended for use in PAR38 compatible recessed downlights, track lighting and other indoor and outdoor installations. These lamps directly replace PAR38 halogen equivalent. Whiteness rendering matches or exceeds that of halogen sources at 2700K and 3000K. Features include: 35,000 hour rated life (compared to 2,000 hours for halogen) 85% more efficient than halogen Compatible with standard fixtures, directly replaces halogen bulbs Suitable for fully enclosed fixtures (can be used with front glass cover) Designed to safely turn down in any thermal environment not conducive to minimum airflow or proper ventilation Indoor / Outdoor - suitable for damp locations Dimmable with trailing edge and leading edge phase cut dimmers 3-year warranty See the document below for complete specifications and photometrics. LED Technology Notice Due to constantly evolving nature of LED technology, manufacturers will reserve the right to replace this product with next generation technology. We appreciate your understanding and acceptance of this policy. Applications Art Gallery Hospitality Museum Recessed Lighting Retail Track Lighting Documents Soraa SP38-18-60D-830-03 Specification Sheet About Soraa LED manufacturer SORRA utilizes gallium nitride on gallium nitride (GaN on GaN) LED technology that emits more light per LED material, handles more electric current per area and has extremely precise crystals enabling full visible spectrum light. SORAA has built a line of lamps and light engines around this innovative light source. SORAA’s distinctive products feature an intense single point source LED with full visible spectrum light, Flicker Free digital driver, unique heat dissipating heat sink, and point source optics. SORAA is headquartered in Fremont, California, where a talented team manufactures the GaN on GaN LEDs in a semiconductor fabrication facility. They are also building a new facility in Syracuse, New York. SORAA has sales offices and distributors worldwide. 35,000 Hours • Natural White Technology • Dimmable Soraa 01007 - 18.5W PAR38 - 120W Equal - 60° Beam Angle - CRI 85 | 3000 | 86 | 1300 | 70.2703 | 25000 | 18.5 | 1 | 40.95 | 40.95 | 48.1178 | 2020Q3 | https://www.topbulb.com/soraa-sp38-18-60d-830-03-01007-par38-120-watt-equal-3000k | Top Bulb | 2020 | Yes
LED Lighting | Reflector | Standard Products | True |  | Reflector (Flood/Spot) | PAR38 | E26 (Medium) | Damp Location Rated,Recessed Fixtures Damp Location Rated,Recessed Fixtures Topbulb » LED Bulbs » LED PAR » LED PAR38 » 100W Equal » Standard - 15W PAR38 LED - 100W Equal - 40° Use this Standard 15 watt PAR38 flood for color critical applications. With a high color rendering index of 94 and an R9 at 75, this lamp provides the color characteristics required for retail, museum and gallery installations. Fully dimmable and compatible with most dimmers. Not for use in totally enclosed fixtures. See the document below for complete specifications. LED Technology Notice Due to constantly evolving nature of LED technology, manufacturers will reserve the right to replace this product with next generation technology. We appreciate your understanding and acceptance of this policy. Utility/Government Incentives Documents Standard 63982 Specification Sheet About Standard Standard Products Inc., head office located in Montreal, Canada, supplies a full range of lighting solutions to the North American market. Standard surpasses market norms on quality products and innovative ideas across their entire line of lamps. Standard Products Inc. is a Gold Standard Winner as one of Canada's Best Managed Companies. 40,000 Hours • CRI 94 • R9 75 Standard - 15W PAR38 LED - 100W Equal - 40° | 4000 | 94 | 1194 | 79.6 | 25000 | 15 | 1 | 32.95 | 32.95 | 38.7175 | 2020Q3 | https://www.topbulb.com/standard-15w-par38-led-100w-equal-40-beam-4000k-high-cri | Top Bulb | 2020 | Yes
LED Lighting | Reflector | Standard Products | True |  | Reflector (Flood/Spot) | PAR16 | GU10 | Damp Location Rated,Not Rated for Recessed Fixtures Damp Location Rated,Not Rated for Recessed Fixtures Topbulb » Brands » Standard » LED Lamps » Reflector Lamps » Standard - 6.5W MR16 LED - GU10 Base - Flood - Warm White - Dimmable The Standard 6.5 watt LED flood (38° beam angle) operates on 120 volts with a GU10 base. For optimum dimming performance, see the compatible dimmer list below. This LED bulb is Energy Star qualified. Shipping Notice This item has certain shipping restrictions. Please refer to specifications table on this page for restricted shipping zones. LED Technology Notice Due to constantly evolving nature of LED technology, manufacturers will reserve the right to replace this product with next generation technology. We appreciate your understanding and acceptance of this policy. Utility/Government Incentives Documents Standard 63998 Specifications and Dimmer List About Standard Standard Products Inc., head office located in Montreal, Canada, supplies a full range of lighting solutions to the North American market. Standard surpasses market norms on quality products and innovative ideas across their entire line of lamps. Standard Products Inc. is a Gold Standard Winner as one of Canada's Best Managed Companies. 40,000 Hours • 2700K • CRI 81 Standard - 6.5W MR16 LED - GU10 Base - Flood - Warm White - Dimmable | 2700 | 81 | 571 | 87.8462 | 25000 | 6.5 | 1 | 10.95 | 10.95 | 12.8667 | 2020Q3 | https://www.topbulb.com/standard-6-5w-mr16-led-gu10-base-flood-warm-white-dimmable | Top Bulb | 2020 | Yes
LED Lighting | Decorative | Standard Products | True |  | Globe | G25 | E26 (Medium) | Damp Location Rated Damp Location Rated Topbulb » LED Bulbs » LED Globe » Standard - 6W G25 LED - 30W Equal - 3000K This Standard 6 watt G25 LED globe replaces a 30 watt incandescent globe. With a neutral white color temperature of 3000K, this LED globe produces halogen-like white illumination. Energy Star qualifed. Shipping Notice This item has certain shipping restrictions. Please refer to specifications table on this page for restricted shipping zones. LED Technology Notice Due to constantly evolving nature of LED technology, manufacturers will reserve the right to replace this product with next generation technology. We appreciate your understanding and acceptance of this policy. Applications Pendant Vanity Decor Utility/Government Incentives Documents Standard 63622 Brochure Standard 63622 Spec Sheet About Standard Standard Products Inc., head office located in Montreal, Canada, supplies a full range of lighting solutions to the North American market. Standard surpasses market norms on quality products and innovative ideas across their entire line of lamps. Standard Products Inc. is a Gold Standard Winner as one of Canada's Best Managed Companies. Dimmable • Energy Star Qualified Standard - 6W G25 LED - 30W Equal - 3000K | 3000 | 83 | 450 | 75 | 25000 | 6 | 1 | 22.95 | 22.95 | 26.9671 | 2020Q3 | https://www.topbulb.com/standard-6w-g25-led-30w-equal-3000k | Top Bulb | 2020 | Yes
LED Lighting | Reflector | Standard Products | True |  | Reflector (Flood/Spot) | PAR20 | E26 (Medium) | Damp Location Rated,Recessed Fixtures Damp Location Rated,Recessed Fixtures Topbulb » LED Bulbs » LED PAR » LED PAR20 » 50W Equal » Standard - 7W PAR20 LED - 50W Equal - Flood - 4000K - CRI 94 This Standard 7 watt PAR20 LED flood is a direct replacement for a 50 watt halogen PAR20. This LED features a high color rendering index of 94 (R9 value = 76) making it an excellent choice for color critical applications such as accent lighting on art or for illuminating retail displays. A broad operating temperature range of -40°F to 104°F make this LED suitable for a variety of installations. Fully dimmable, see the document below for compatible dimmers for optimum performance. This is an Energy Star qualified LED light bulb. Shipping Notice This item has certain shipping restrictions. Please refer to specifications table on this page for restricted shipping zones. LED Technology Notice Due to constantly evolving nature of LED technology, manufacturers will reserve the right to replace this product with next generation technology. We appreciate your understanding and acceptance of this policy. Applications Accent Lighting Track Lights Downlights Wall Washers Utility/Government Incentives Documents Standard 63957 Specification Sheet & Dimmer List About Standard Standard Products Inc., head office located in Montreal, Canada, supplies a full range of lighting solutions to the North American market. Standard surpasses market norms on quality products and innovative ideas across their entire line of lamps. Standard Products Inc. is a Gold Standard Winner as one of Canada's Best Managed Companies. 40,000 Hour Life • 40° Beam • Energy Star Standard - 7W PAR20 LED - 50W Equal - Flood - 4000K - CRI 94 | 4000 | 94 | 520 | 74.2857 | 25000 | 7 | 1 | 16.95 | 16.95 | 19.9169 | 2020Q3 | https://www.topbulb.com/standard-7w-par20-led-50w-equal-flood-4000k-cri-94 | Top Bulb | 2020 | Yes
LED Lighting | Reflector | Standard Products | True |  | Reflector (Flood/Spot) | PAR20 | E26 (Medium) | Damp Location Rated,Recessed Fixtures Damp Location Rated,Recessed Fixtures Topbulb » LED Bulbs » LED PAR » LED PAR20 » 50W Equal » Standard - 7W PAR20 LED - 50W Equal - Narrow Flood - Halogen-White - Black This black 7 watt dimmable PAR20 LED from Standard features halogen-like white light and a high color rendering index of 93. Use this lamp as a substitute for 50 watt halogen PAR20 bulbs in rececessed downlights and track accent lighting where narrow flood beam spreads are required. The high CRI makes this an excellent LED for color critical applications such as illumination of art work and fabrics. With a 40,000 hour rated life, expect much lower maintenance costs than the typical 2,000 hour life of halogen bulbs. This LED light bulb is Energy Start qualified. Shipping Notice This item has certain shipping restrictions. Please refer to specifications table on this page for restricted shipping zones. LED Technology Notice Due to constantly evolving nature of LED technology, manufacturers will reserve the right to replace this product with next generation technology. We appreciate your understanding and acceptance of this policy. Utility/Government Incentives Documents Standard 63953 Brochure Standard 63953 Spec Sheet About Standard Standard Products Inc., head office located in Montreal, Canada, supplies a full range of lighting solutions to the North American market. Standard surpasses market norms on quality products and innovative ideas across their entire line of lamps. Standard Products Inc. is a Gold Standard Winner as one of Canada's Best Managed Companies. CRI 93 • Dimmable • Energy Star Standard - 7W PAR20 LED - 50W Equal - Narrow Flood - Halogen-White - Black | 3000 | 92 | 506 | 72.2857 | 25000 | 7 | 1 | 16.95 | 16.95 | 19.9169 | 2020Q3 | https://www.topbulb.com/standard-7w-par20-led-50w-equal-narrow-flood-halogen-white-black | Top Bulb | 2020 | Yes
LED Lighting | A-Type | Green Creative | True | Daylighting/Photocell, | General Purpose Replacement | A19 | E26 (Medium) | Damp Location Rated,Use With Timers,Use With Photo and/or Motion Sensors,Recessed Fixtures Damp Location Rated,Use With Timers,Use With Photo and/or Motion Sensors,Recessed Fixtures Wattage10 Watt11 Watt6 Watt8 Watt9 Watt9.5 Watt Color Temp.2400K2700K3000K4000K Base TypeMedium (E26) Product Description Grren Creative's 9A19DIM/840 serves as the go to energy conscious LED alternative to less efficient incandescent bulbs. This 9 watt bulb yields up to 80% more savings than its 60 watt incandescent counterpart. The 97782 is rated to last 25,000 hours, all the while providing consistent lighting at 860 lumens. This A19 LED bulb is dimmable, and is compatible with many dimmers. Features: Dimmable Suitable for enclosed fixtures Natural A-lamp shape fits with all applications 3 Year warranty Applications: Table lamps Floor lamps Sconces Flushmounts Hotels Residential Alternate Product Versions $3.58 EACASE of 6 add Green Creative 97985 - 6W LED A19 - 2700K 6A19DIM/827 - 480 Lumens - 82 CRI - 40W Incandescent Equivalent - 230° - 120V $7.58 EACASE of 6 add Green Creative 98140 - 11W LED A19 - 4000K 11A19DIM/840 - 1200 Lumens - 82 CRI - 75W Incandescent Equivalent - 240° - 120V $12.58 add Green Creative 98564 - 9 Watt LED A19 4000K - E26 9A19/940/277V - 60 Watt Incandescent Equivalent - 860 Lumens - 92 CRI - 120-277V - Dimmable $7.98 add Green Creative 98559 - 9 Watt LED A19 2700K - E26 9A19DIM/927 - 60 Watt Incandescent Equivalent - 800 Lumens - 92 CRI - 120V - Dimmable $4.98 add Green Creative 98565 - 9 Watt LED A19 2700K - GU24 9A19DIM/927/GU24/R - 60 Watt Incandescent Equivalent - 800 Lumens - 92 CRI - 120V - Dimmable $13.98 add Green Creative - 28395 - 9A19DIM/927 - LED A19 Bulb 9W - E26 - 2700K - Dimmable $3.90 add Green Creative - 40741 - 9A19G4DIM/824 - A19 LED - 60 Watt Equivalent 9 Watt - 120V - E26 Medium Base - 2400K - Warm White - 700 Lumens (Initial) - 300 Degree Beam Angle - Dimmable $7.95 add Green Creative - 57883 - 9.5A19DIM/8CCTD - Omni-Directional A19 - 9.5 Watt 60W Equal - 2200-2700K Warm Dim - 800 Lumens $12.98 add Green Creative - 58038 - 9A19/830/277V - A19 LED E26 - 9 Watt - 60 Watt Incandescent Equal - 3000K $9.98 add Green Creative - 97780 - 9A19DIM/827 - A19 LED Bulb Medium E26 Base - 9 Watt - 60 Watt Incandescent Equivalent - 2700K $9.98 add Green Creative - 97781 - 9A19DIM/830 - A19 LED Bulb Medium E26 Base - 9 Watt - 60 Watt Incandescent Equivalent - 3000K $5.00 add Green Creative 97965 - 10W LED A19 Bulb - 3000K 10A19DIM/830 - 1150 Lumens - 82 CRI - 75W Incandescent Equivalent - 240° - 120V $4.68 add Green Creative 98012 - 8W LED A19 - 3000K - E26 8A19DIM/830 - 60 Watt Incandescent Equivalent - 810 Lumens - 82 CRI - 230° Beam Angle - 120V $4.68 EACASE of 6 add Green Creative 98013 - 8W LED A19 Bulb - 4000K 8A19DIM/840 - 810 Lumens - 82 CRI - 60W Incandescent Equivalent - 230° - 120V Medium (E26) Medium E26 Base - 9 Watt - 60 Watt Incandescent Equivalent - 4000K Green Creative - 97782 - 9A19DIM/840 - A19 LED Bulb | 4000 | 85 | 860 | 95.5556 | 25000 | 9 | 1 | 9.98 | 9.98 | 11.7269 | 2020Q3 | https://www.energyavenue.com/Green-Creative/97782 | Energy Avenue | 2020 | Yes
LED Lighting | Downlight | Sylvania | True |  | LED Array |  |  | Downlight Solid State Retrofit Downlight Solid State Retrofit Topbulb » Fixtures » Commercial Fixtures » Indoor » Recessed Downlights » LED - Retrofit » Sylvania LED/RT4/G/600/827 ¦ 9W LED Retrofit Downlight - 4" - Gimbal - 2700K Sylvania's Ultra LED RT4 adjustable gimbal downlight is a four inch LED recessed downlight kit featuring strong lumen output. The adjustable gimbal features a smooth adjustment from nadir to a 35° tilt, making it suitable for slanted ceilings and wall wash. The gimbal’s friction blade design allows the downlight to be installed in any position within the housing aperture and the 360° horizontal rotation capability of the gimbal head offers easy aiming and adjustment. This downlight is optimized for new construction and retrofit applications. Installation is easy and fast in most standard 4" frames including: Ceiling (IC), Airtight (AT) and non-IC housings. Medium base socket adaptor and integrated white trim included. Dimmable to 10% light output with most standard dimmers. See the document below for more dimmer information. Energy Star qualified. See the document below for complete specifications. Utility/Government Incentives Documents Sylvana 70387 Spec Sheet Sylvania 70387 Dimmer Compatibility Replaces 50W R20 Incandescent • 50,000 Hours • 600 Lumens Sylvania LED/RT4/G/600/827 ¦ 9W LED Retrofit Downlight - 4" - Gimbal - 2700K | 2700 | 83 | 600 | 66.6667 | 50000 | 9 | 1 | 29.95 | 29.95 | 35.1924 | 2020Q3 | https://www.topbulb.com/sylvania-70387-led-rt4-g-600-827-led | Top Bulb | 2020 | Yes
LED Lighting | Downlight | Sylvania | True |  | LED Array |  |  | Downlight Solid State Retrofit Downlight Solid State Retrofit Topbulb » Fixtures » Commercial Fixtures » Indoor » Recessed Downlights » LED - Retrofit » Sylvania LED/RT4/G/600/830 ¦ 9W LED Retrofit Downlight - 4" - Gimbal - 3000K Sylvania's Ultra LED RT4 adjustable gimbal downlight is a four inch LED recessed downlight kit featuring strong lumen output. The adjustable gimbal features a smooth adjustment from nadir to a 35° tilt, making it suitable for slanted ceilings and wall wash. The gimbal’s friction blade design allows the downlight to be installed in any position within the housing aperture and the 360° horizontal rotation capability of the gimbal head offers easy aiming and adjustment. This downlight is optimized for new construction and retrofit applications. Installation is easy and fast in most standard 4" frames including: Ceiling (IC), Airtight (AT) and non-IC housings. Medium base socket adaptor and integrated white trim included. Dimmable to 10% light output with most standard dimmers. See the document below for more dimmer information. Energy Star qualified. See the document below for complete specifications. Utility/Government Incentives Documents Sylvana 70395 Spec Sheet Sylvania 70395 Dimmer Compatibility Replaces 50W R20 Incandescent • 50,000 Hours • 600 Lumens Sylvania LED/RT4/G/600/830 ¦ 9W LED Retrofit Downlight - 4" - Gimbal - 3000K | 3000 | 82 | 600 | 66.6667 | 50000 | 9 | 1 | 29.95 | 29.95 | 35.1924 | 2020Q3 | https://www.topbulb.com/sylvania-70395-led-rt4-g-600-830-led | Top Bulb | 2020 | Yes
LED Lighting | A-Type | Green Creative | True |  | General Purpose Replacement | A19 | E26 (Medium) | Damp Location Rated,Recessed Fixtures Damp Location Rated,Recessed Fixtures Wattage11 Watt15 Watt9 Watt Color Temp.2700K3000K4000K Product Description The Green Creative 9A19DIM/940 LED A19 bulb radiates 4000K cool white illumination with uniform color distribution, tight LED binning, and Energy Star certification. It pushes through 240-degree omni-directional beam angles surrounding the bulb. The bulb lasts 25,000 life hours with a 5-year warranty in case of defects. Green Creative 98561 Features: 60W incandescent equivalent E26 base Dimming with compatible devices Green Creative 98561 Applications: Dry and damp locations Indoor use Open and enclosed fixtures Alternate Product Versions $9.98 EACASE of 6 add Green Creative 98142 - 11 Watt LED A19 3000K - E26 11A19DIM/930 - 75 Watt Incandescent Equivalent - 1150 Lumens - 92 CRI - 120V - Dimmable $12.58 EACASE of 6 add Green Creative 98562 - 9W LED A19 - 2700K 9A19/927/277V - 800 Lumens - 92 CRI - 60W Incandescent Equivalent - 240° - 120-277V $7.98 add Green Creative 98560 - 9W LED A19 - 3000K 9A19DIM/930 - 820 Lumens - 92 CRI - 60W Incandescent Equivalent - 240° - 120V $12.58 add Green Creative 98563 - 9W LED A19 - 3000K 9A19/930/277V - 820 Lumens - 92 CRI - 60W Incandescent Equivalent - 240° - 120-277V $9.98 add Green Creative 98141 - 11W LED A19 - 2700K 11A19DIM/927 - 1100 Lumens - 92 CRI - 75W Incandescent Equivalent - 240° - 120V $9.98 add Green Creative 98143 - 11W LED A19 - 4000K 11A19DIM/940 - 1200 Lumens - 92 CRI - 75W Incandescent Equivalent - 240° - 120V $19.98 add Green Creative 98147 - 15W LED A21 - 2700K 15A21DIM/927/N - 1600 Lumens - 92 CRI - 100W Incandescent Equivalent - 240° - 120V $19.98 add Green Creative 98148 - 15W LED A21 - 3000K 15A21DIM/930/N - 1650 Lumens - 92 CRI - 100W Incandescent Equivalent - 240° - 120V $19.98 add Green Creative 98149 - 15W LED A21 - 4000K 15A21DIM/940/N - 1700 Lumens - 92 CRI - 100W Incandescent Equivalent - 240° - 120V Medium (E26) 9A19DIM/940 - 860 Lumens - 92 CRI - 60W Incandescent Equivalent - 240° - 120V Green Creative 98561 - 9W LED A19 - 4000K | 4000 | 94 | 860 | 95.5556 | 25000 | 9 | 1 | 7.98 | 7.98 | 9.3768 | 2020Q3 | https://www.energyavenue.com/Green-Creative/98561 | Energy Avenue | 2020 | Yes
LED Lighting | Reflector | Sylvania | True | Daylighting/Photocell, | Reflector (Flood/Spot) | MR16 | GU5.3 | Use With Photo and/or Motion Sensors,Damp Location Rated,Dim to Warm,Recessed Fixtures Use With Photo and/or Motion Sensors,Damp Location Rated,Dim to Warm,Recessed Fixtures Topbulb » LED Bulbs » LED MR16 » 12V MR16 » 50W Equal » Sylvania 74042 ¦ 9W MR16 LED - 50W Equal - 35° Flood - 3000K Sylvania 74042 LED9MR16/DIM/830/FL35. This 50 watt equivalent 12 volt MR16 lamp only uses 9 watts of energy. The lamp has a color temperature of 3000 Kelvin which is similar to a traditional halogen bulb. With a GU5.3 bi-pin base, a CRI of 83, and a rated life of 25,000 hours this bulb is a direct replacement for an equivalent halogen MR16. Energy Star Qualified. See the documents below for complete specifications and dimmer compatibility. LED Technology Notice Due to constantly evolving nature of LED technology, manufacturers will reserve the right to replace this product with next generation technology. We appreciate your understanding and acceptance of this policy. Utility/Government Incentives Documents Sylvana 74042 Spec Sheet Sylvania 74042 Dimmer Compatibility 25,000 Hours • 12V • GU5.3 Base • Dimmable Sylvania 74042 ¦ 9W MR16 LED - 50W Equal - 35° Flood - 3000K | 3000 | 82 | 700 | 77.7778 | 25000 | 9 | 1 | 9.95 | 9.95 | 11.6916 | 2020Q3 | https://www.topbulb.com/sylvania-74042-led9mr16-dim-830-fl35-led | Top Bulb | 2020 | Yes
LED Lighting | Reflector | Sylvania | True |  | Reflector (Flood/Spot) | MR16 | GU5.3 | Damp Location Rated,Recessed Fixtures Damp Location Rated,Recessed Fixtures Topbulb » LED Bulbs » LED MR16 » 12V MR16 » 50W Equal » Sylvania 74044 ¦ 9W MR16 LED - 50W Equal - 25° NFL - 3000K Sylvania 74044 LED9MR16/DIM/830/NFL25. This 50 watt equivalent 12 volt MR16 lamp only uses 9 watts of energy. The lamp has a color temperature of 3000 Kelvin which is similar to a traditional halogen bulb. With a GU5.3 bi-pin base, a CRI of 83, and a rated life of 25,000 hours this bulb is a direct replacement for an equivalent halogen MR16. Energy Star Qualified. See the documents below for complete specifications and dimmer compatibility. LED Technology Notice Due to constantly evolving nature of LED technology, manufacturers will reserve the right to replace this product with next generation technology. We appreciate your understanding and acceptance of this policy. Utility/Government Incentives Documents Sylvana 74044 Spec Sheet Sylvania 74044 Dimmer Compatibility 25,000 Hours • 12V • GU5.3 Base • Dimmable Sylvania 74044 ¦ 9W MR16 LED - 50W Equal - 25° NFL - 3000K | 3000 | 81 | 700 | 77.7778 | 25000 | 9 | 1 | 9.95 | 9.95 | 11.6916 | 2020Q3 | https://www.topbulb.com/sylvania-74044-led9mr16-dim-830-nfl25-led | Top Bulb | 2020 | Yes
LED Lighting | Reflector | Sylvania | True | Daylighting/Photocell, | Reflector (Flood/Spot) | PAR30L | E26 (Medium) | Use With Timers,Use With Photo and/or Motion Sensors,Damp Location Rated,Wet Location Rated,Recessed Fixtures Use With Timers,Use With Photo and/or Motion Sensors,Damp Location Rated,Wet Location Rated,Recessed Fixtures Topbulb » LED Bulbs » LED PAR » LED PAR30 » 75W Equal / Long Neck » Sylvania 74059 ¦ 13W PAR30LN LED - 75W Equal - 40° Flood - 5000K This Sylvania ULTRA LED PAR lamp features a glass body with full optics, similar to halogen PAR lamps. These versatile wet listed lamps can be used in both indoor and outdoor applications to provide high quality illumination as an energy efficient, long life replacement for halogen. See the document below for complete specifications. LED Technology Notice Due to constantly evolving nature of LED technology, manufacturers will reserve the right to replace this product with next generation technology. We appreciate your understanding and acceptance of this policy. Utility/Government Incentives Documents Sylvana 74059 Spec Sheet Sylvania 74059 Dimmer Compatibility 25,000 Hours • Glass Body • Dimmable Sylvania 74059 ¦ 13W PAR30LN LED - 75W Equal - 40° Flood - 5000K | 5000 | 82 | 823 | 70.3419 | 25000 | 11.7 | 1 | 15.95 | 15.95 | 18.7419 | 2020Q3 | https://www.topbulb.com/sylvania-74059-led13par30lndim850fl40gl1wrp-led | Top Bulb | 2020 | Yes
LED Lighting | Reflector | Sylvania | True |  | Reflector (Flood/Spot) | PAR38 | E26 (Medium) | Damp Location Rated,Wet Location Rated,Recessed Fixtures Damp Location Rated,Wet Location Rated,Recessed Fixtures Topbulb » LED Bulbs » LED PAR » LED PAR38 » 120W Equal » Sylvania 74068 ¦ 17W PAR38 LED - 120W Equal - 40° Flood - 5000K This Sylvania ULTRA LED PAR38 lamp features a glass body with full optics, similar to halogen PAR lamps. These versatile wet listed lamps can be used in both indoor and outdoor applications to provide high quality illumination as an energy efficient, long life replacement for halogen. See the document below for complete specifications. LED Technology Notice Due to constantly evolving nature of LED technology, manufacturers will reserve the right to replace this product with next generation technology. We appreciate your understanding and acceptance of this policy. Utility/Government Incentives Documents Sylvana 74068 Spec Sheet Sylvania 74068 Dimmer Compatibility 25,000 Hours • Glass Body • Dimmable Sylvania 74068 ¦ 17W PAR38 LED - 120W Equal - 40° Flood - 5000K | 5000 | 82 | 1300 | 76.4706 | 25000 | 17 | 1 | 17.95 | 17.95 | 21.0919 | 2020Q3 | https://www.topbulb.com/sylvania-74068-led17par38dim850fl40gl1wrp-led | Top Bulb | 2020 | Yes
LED Lighting | Reflector | Sylvania | True |  | Reflector (Flood/Spot) | PAR38 | E26 (Medium) | Damp Location Rated,Wet Location Rated,Recessed Fixtures Damp Location Rated,Wet Location Rated,Recessed Fixtures Topbulb » LED Bulbs » LED PAR » LED PAR38 » 250W Equal » Sylvania 74085 ¦ 26W PAR38 LED - 250W Equal - 40° Flood - 3000K This Sylvania 26 watt PAR38 LED has a sleek design and delivers exceptionally high lumen output. The lamp also features outstanding color uniformity and beam quality utilizing COB technology. Replaces high power halogen and HID lamps. See the document below for complete specifications. LED Technology Notice Due to constantly evolving nature of LED technology, manufacturers will reserve the right to replace this product with next generation technology. We appreciate your understanding and acceptance of this policy. Utility/Government Incentives Documents Sylvana 74085 Spec Sheet Sylvania 74085 Dimmer Compatibility 25,000 Hours • Dimmable • Specification Grade Sylvania 74085 ¦ 26W PAR38 LED - 250W Equal - 40° Flood - 3000K | 3000 | 82 | 2400 | 92.3077 | 25000 | 26 | 1 | 35.95 | 35.95 | 42.2426 | 2020Q3 | https://www.topbulb.com/sylvania-74085-led26par38hodim830fl40w-led | Top Bulb | 2020 | Yes
LED Lighting | A-Type | Green Creative | True | Daylighting/Photocell, | General Purpose Replacement | A19 | GU24 | Damp Location Rated,Use With Timers,Use With Photo and/or Motion Sensors,Recessed Fixtures Damp Location Rated,Use With Timers,Use With Photo and/or Motion Sensors,Recessed Fixtures Topbulb » LED Bulbs » LED Standard Shape » GU24 Base » Green Creative 57833 - 9W A19 LED - 60W Equal - Cool White - GU24 This Green Creative 9 watt LED A19 with a GU24 base replaces a 60 watt equivalent incandescent, halogen or CFL without sacrificing lumen output or light quality and with a dramatic increase in rated life at 25,000 hours reducing maintenance costs. Designed and engineered for demanding commercial applications, this lamp meets the Energy Star V1.1 requirements for omnidirectional lamps by emitting 330° of evenly diffused light. This lamp features smooth dimming with existing dimmers. See the document below for additional information and specifications. LED Technology Notice Due to constantly evolving nature of LED technology, manufacturers will reserve the right to replace this product with next generation technology. We appreciate your understanding and acceptance of this policy. Utility/Government Incentives Documents Green Creative 9A19DIM/840/GU24 Specification Sheet About Green Creative Green Creative, founded in 2010, is a solid state lighting development and manufacturing company based in Silicon Valley, CA. The company offers a comprehensive line of high-performance LED solutions that have been adopted by some of the largest companies in the world. Green Creative focuses on professional-grade LED lamps and fixtures that meet the high standards of commercial, institutional and industrial installations. Anchored by strongly integrated R&D capabilities and patented technology, Green Creative's innovation, performance and reliability have been recognized year after year by the Illuminating Engineering Society Progress Report, the LEDs Magazine Sapphire Awards and Lighting for Tomorrow. 25000 Hours • Dimmable • Specification Grade Green Creative 57833 - 9W A19 LED - 60W Equal - Cool White - GU24 | 4000 | 85 | 860 | 95.5556 | 25000 | 9 | 1 | 9.98 | 9.98 | 11.7269 | 2020Q3 | https://www.topbulb.com/green-creative-57833-9w-a19-led-60w-equal-cool-white-gu24 | Top Bulb | 2020 | Yes
LED Lighting | Reflector | Sylvania | True | Daylighting/Photocell, | Reflector (Flood/Spot) | PAR38 | E26 (Medium) | Use With Timers,Use With Photo and/or Motion Sensors,Damp Location Rated,Wet Location Rated,Recessed Fixtures Use With Timers,Use With Photo and/or Motion Sensors,Damp Location Rated,Wet Location Rated,Recessed Fixtures Topbulb » LED Bulbs » LED PAR » LED PAR38 » 100W Equal » Sylvania 74088 ¦ 14W PAR38 LED - 100W Equal - 40° Flood - 4000K This Sylvania ULTRA LED PAR38 lamp features a glass body with full optics, similar to halogen PAR lamps. These versatile wet listed lamps can be used in both indoor and outdoor applications to provide high quality illumination as an energy efficient, long life replacement for halogen. See the document below for complete specifications. LED Technology Notice Due to constantly evolving nature of LED technology, manufacturers will reserve the right to replace this product with next generation technology. We appreciate your understanding and acceptance of this policy. Utility/Government Incentives Documents Sylvana 74088 Spec Sheet Sylvana 74088 Dimmer Compatibility 25,000 Hours • Glass Body • Dimmable Sylvania 74088 ¦ 14W PAR38 LED - 100W Equal - 40° Flood - 4000K | 3000 | 82 | 1050 | 72.4138 | 25000 | 14.5 | 1 | 15.95 | 15.95 | 18.7419 | 2020Q3 | https://www.topbulb.com/sylvania-74088-led14par38-dim-840-fl40-gl1-w-led | Top Bulb | 2020 | Yes
LED Lighting | Downlight | Sylvania |  | Daylighting/Photocell, | LED |  |  | Downlight Solid State Retrofit Downlight Solid State Retrofit Topbulb » Brands » Sylvania » LED Luminaires » Wall Packs » Sylvania 74204 ¦ 30W LED Wall Pack - 70W HPS Equal - 4000K - Photocontrol Sylvania LED slim series wall packs are environmentally preferable alternatives to traditional HID or Incandescent luminaires, offering up to 87% in energy savings. Designed for use on building exteriors, outdoor corridors, walkways, and stairwells. Features a cast aluminum housing, glass lens and cutoff distribution. See the document below for complete specifications. LED Technology Notice Due to constantly evolving nature of LED technology, manufacturers will reserve the right to replace this product with next generation technology. We appreciate your understanding and acceptance of this policy. Utility/Government Incentives Documents Sylvana 74204 Spec Sheet 125,000 Hours • 2800 Lumens • Bronze Finish Sylvania 74204 ¦ 30W LED Wall Pack - 70W HPS Equal - 4000K - Photocontrol | 4000 | 83 | 500 | 62.5 | 50000 | 8 | 1 | 137.95 | 137.95 | 162.0966 | 2020Q3 | https://www.topbulb.com/sylvania-74204-slmwpk1a-030120740-co-bz-p-led | Top Bulb | 2020 | Yes
LED Lighting | Downlight | Sylvania |  |  | LED |  |  | Downlight Solid State Retrofit Downlight Solid State Retrofit Topbulb » Brands » Sylvania » LED Luminaires » Wall Packs » Sylvania 74206 ¦ 60W LED Wall Pack - 175W MH Equal - 4000K Sylvania LED slim series wall packs are environmentally preferable alternatives to traditional HID or Incandescent luminaires, offering up to 87% in energy savings. Designed for use on building exteriors, outdoor corridors, walkways, and stairwells. Features a cast aluminum housing, glass lens and cutoff distribution. See the document below for complete specifications. LED Technology Notice Due to constantly evolving nature of LED technology, manufacturers will reserve the right to replace this product with next generation technology. We appreciate your understanding and acceptance of this policy. Utility/Government Incentives Documents Sylvana 74206 Spec Sheet 125,000 Hours • 5500 Lumens • Bronze Finish Sylvania 74206 ¦ 60W LED Wall Pack - 175W MH Equal - 4000K | 4000 | 86 | 800 | 66.6667 | 50000 | 12 | 1 | 219.95 | 219.95 | 258.4497 | 2020Q3 | https://www.topbulb.com/sylvania-74206-slmwpk1a-060120740-co-bz-p-led | Top Bulb | 2020 | Yes
LED Lighting | Downlight | Sylvania |  | Daylighting/Photocell, | LED |  |  | Downlight Solid State Retrofit Downlight Solid State Retrofit Topbulb » Brands » Sylvania » LED Luminaires » Wall Packs » Sylvania 74208 ¦ 40W LED Wall Pack - 100W HPS Equal - 5000K - Photocontrol Sylvania LED slim series wall packs are environmentally preferable alternatives to traditional HID or Incandescent luminaires, offering up to 87% in energy savings. Designed for use on building exteriors, outdoor corridors, walkways, and stairwells. Features a cast aluminum housing, glass lens and cutoff distribution. See the document below for complete specifications. LED Technology Notice Due to constantly evolving nature of LED technology, manufacturers will reserve the right to replace this product with next generation technology. We appreciate your understanding and acceptance of this policy. Utility/Government Incentives Documents Sylvana 74208 Spec Sheet 125,000 Hours • 3900 Lumens • Bronze Finish Sylvania 74208 ¦ 40W LED Wall Pack - 100W HPS Equal - 5000K - Photocontrol | 4000 | 83 | 800 | 66.6667 | 50000 | 12 | 1 | 170.95 | 170.95 | 200.8729 | 2020Q3 | https://www.topbulb.com/sylvania-74208-slmwpk1a-040120750-co-bz-p-led | Top Bulb | 2020 | Yes
LED Lighting | Downlight | Sylvania | True |  | LED Array |  | LED Retrofit Kit | Downlight Solid State Retrofit Downlight Solid State Retrofit Topbulb » Fixtures » Commercial Fixtures » Indoor » Recessed Downlights » LED - Retrofit » Sylvania LEDRT4/600/927/FL80 ¦ 9W LED Retrofit Downlight - 4" - 600 Lumens - 2700K Sylvania's Ultra LED RT4 downlight is a four inch LED recessed downlight kit featuring strong lumen output and excellent color rendering. The optical design directs light in an 80° beam angle with low glare. This downlight is optimized for new construction and retrofit applications. Installation is easy and fast in most standard 4" frames including: Ceiling (IC), Airtight (AT) and non-IC housings. Medium base socket adaptor and integrated white trim included. Dimmable to 10% light output with most standard dimmers. See the document below for more dimmer information. Energy Star qualified. See the document below for complete specifications. Applications HealthcareHospitalityOfficeProperty ManagementResidentialRetail Utility/Government Incentives Documents Sylvania 74285 Spec Sheet Replaces 50W R20 Incandescent • 50,000 Hours • 90 CRI Sylvania LEDRT4/600/927/FL80 ¦ 9W LED Retrofit Downlight - 4" - 600 Lumens - 2700K | 2700 | 90 | 600 | 66.6667 | 50000 | 9 | 1 | 15.95 | 15.95 | 18.7419 | 2020Q3 | https://www.topbulb.com/sylvania-74285-ledrt4600927fl80-9w-2700k-ultra-rt4-downlight | Top Bulb | 2020 | Yes
LED Lighting | Downlight | Sylvania | True |  | LED Array |  | LED Retrofit Kit | Downlight Solid State Retrofit Downlight Solid State Retrofit Topbulb » Fixtures » Commercial Fixtures » Indoor » Recessed Downlights » LED - Retrofit » Sylvania LEDRT4/600/930/FL80 ¦ 9W LED Retrofit Downlight - 4" - 600 Lumens - 3000K Sylvania's Ultra LED RT4 downlight is a four inch LED recessed downlight kit featuring strong lumen output and excellent color rendering. The optical design directs light in an 80° beam angle with low glare. This downlight is optimized for new construction and retrofit applications. Installation is easy and fast in most standard 4" frames including: Ceiling (IC), Airtight (AT) and non-IC housings. Medium base socket adaptor and integrated white trim included. Dimmable to 10% light output with most standard dimmers. See the document below for more dimmer information. Energy Star qualified. See the document below for complete specifications. Applications HealthcareHospitalityOfficeProperty ManagementResidentialRetail Utility/Government Incentives Documents Sylvania 74287 Spec Sheet Replaces 50W R20 Incandescent • 50,000 Hours • 90 CRI Sylvania LEDRT4/600/930/FL80 ¦ 9W LED Retrofit Downlight - 4" - 600 Lumens - 3000K | 3000 | 92 | 600 | 66.6667 | 50000 | 9 | 1 | 15.95 | 15.95 | 18.7419 | 2020Q3 | https://www.topbulb.com/sylvania-74287-ledrt4600930fl80rp-9w-3000k-ultra-rt4-downlight | Top Bulb | 2020 | Yes
LED Lighting | Downlight | Sylvania | True |  | LED Array |  | LED Retrofit Kit | Downlight Solid State Retrofit Downlight Solid State Retrofit Topbulb » Fixtures » Commercial Fixtures » Indoor » Recessed Downlights » LED - Retrofit » Sylvania LEDRT4/600/950/FL80 ¦ 9W LED Retrofit Downlight - 4" - 600 Lumens - 5000K Sylvania's Ultra LED RT4 downlight is a four inch LED recessed downlight kit featuring strong lumen output and excellent color rendering. The optical design directs light in an 80° beam angle with low glare. This downlight is optimized for new construction and retrofit applications. Installation is easy and fast in most standard 4" frames including: Ceiling (IC), Airtight (AT) and non-IC housings. Medium base socket adaptor and integrated white trim included. Dimmable to 10% light output with most standard dimmers. See the document below for more dimmer information. Energy Star qualified. See the document below for complete specifications. Applications HealthcareHospitalityOfficeProperty ManagementResidentialRetail Utility/Government Incentives Documents Sylvania 74289 Spec Sheet Replaces 50W R20 Incandescent • 50,000 Hours • 90 CRI Sylvania LEDRT4/600/950/FL80 ¦ 9W LED Retrofit Downlight - 4" - 600 Lumens - 5000K | 5000 | 97 | 600 | 66.6667 | 50000 | 9 | 1 | 15.95 | 15.95 | 18.7419 | 2020Q3 | https://www.topbulb.com/sylvania-74289-ledrt4600950-9w-5000k-ultra-rt4-downlight | Top Bulb | 2020 | Yes
LED Lighting | Downlight | Sylvania | True |  | LED | LED Retrofit Kit | LED Retrofit Kit | Downlight Solid State Retrofit Downlight Solid State Retrofit Topbulb » Brands » Sylvania » LED Lamps » Retrofit Downlights » RT5/6 » Sylvania 74290 ¦ 10W LED Retrofit Downlight - 5"/6" - 700 Lumens - 2700K This Sylvania LEDRT56700927FL80 is an Ultra LED RT5/6 recessed downlight designed to replace an existing 100 watt incandescent downlight. With 5" and 6" compatiblity, this LED recessed downlight provides high quality white light and is optimized for new construction and retrofit applications. Installation is done quickly and easily in most standard 5" or 6" Insulated Ceiling (IC) housings, Airtight (AT) housings and non-IC housings. See the documents below for complete specifications and dimmer compatibility. LED Technology Notice Due to constantly evolving nature of LED technology, manufacturers will reserve the right to replace this product with next generation technology. We appreciate your understanding and acceptance of this policy. Applications HealthcareHospitalityOfficeProperty ManagementResidentialRetail Utility/Government Incentives Documents Sylvania 74290 Spec Sheet Sylvania 74290 Dimmer Compatibility 50,000 Hours • CRI 90 • Integrated White Trim Sylvania 74290 ¦ 10W LED Retrofit Downlight - 5"/6" - 700 Lumens - 2700K | 2700 | 91 | 700 | 66.0377 | 54000 | 10.6 | 1 | 16.95 | 16.95 | 19.9169 | 2020Q3 | https://www.topbulb.com/sylvania-74290-ledrt56700927fl80-10w-2700k-ultra-rt5-6-downlight | Top Bulb | 2020 | Yes
LED Lighting | Downlight | Sylvania | True |  | LED | LED Retrofit Kit | LED Retrofit Kit | Downlight Solid State Retrofit Downlight Solid State Retrofit Topbulb » Brands » Sylvania » LED Lamps » Retrofit Downlights » RT5/6 » Sylvania 74291 ¦ 10W LED Retrofit Downlight - 5"/6" - 700 Lumens - 3000K This Sylvania LEDRT56700930FL80 is an Ultra LED RT5/6 recessed downlight designed to replace an existing 100 watt incandescent downlight. With 5" and 6" compatiblity, this LED recessed downlight provides high quality white light and is optimized for new construction and retrofit applications. Installation is done quickly and easily in most standard 5" or 6" Insulated Ceiling (IC) housings, Airtight (AT) housings and non-IC housings. See the documents below for complete specifications and dimmer compatibility. LED Technology Notice Due to constantly evolving nature of LED technology, manufacturers will reserve the right to replace this product with next generation technology. We appreciate your understanding and acceptance of this policy. Applications HealthcareHospitalityOfficeProperty ManagementResidentialRetail Utility/Government Incentives Documents Sylvania 74291 Spec Sheet Sylvania 74291 Dimmer Compatibility 50,000 Hours • CRI 90 • Integrated White Trim Sylvania 74291 ¦ 10W LED Retrofit Downlight - 5"/6" - 700 Lumens - 3000K | 3000 | 92 | 700 | 70 | 54000 | 10 | 1 | 16.95 | 16.95 | 19.9169 | 2020Q3 | https://www.topbulb.com/sylvania-74291-ledrt56700930fl80-10w-3000k-ultra-rt5-6-downlight | Top Bulb | 2020 | Yes
LED Lighting | Downlight | Sylvania | True |  | LED | LED Retrofit Kit | LED Retrofit Kit | Downlight Solid State Retrofit Downlight Solid State Retrofit Topbulb » Brands » Sylvania » LED Lamps » Retrofit Downlights » RT5/6 » Sylvania 74292 ¦ 10W LED Retrofit Downlight - 5"/6" - 700 Lumens - 4000K This Sylvania LEDRT56700940FL80 is an Ultra LED RT5/6 recessed downlight designed to replace an existing 100 watt incandescent downlight. With 5" and 6" compatiblity, this LED recessed downlight provides high quality white light and is optimized for new construction and retrofit applications. Installation is done quickly and easily in most standard 5" or 6" Insulated Ceiling (IC) housings, Airtight (AT) housings and non-IC housings. See the documents below for complete specifications and dimmer compatibility. LED Technology Notice Due to constantly evolving nature of LED technology, manufacturers will reserve the right to replace this product with next generation technology. We appreciate your understanding and acceptance of this policy. Applications HealthcareHospitalityOfficeProperty ManagementResidentialRetail Utility/Government Incentives Documents Sylvania 74292 Spec Sheet Sylvania 74292 Dimmer Compatibility 50,000 Hours • CRI 90 • Integrated White Trim Sylvania 74292 ¦ 10W LED Retrofit Downlight - 5"/6" - 700 Lumens - 4000K | 2700 | 95 | 700 | 70 | 54000 | 10 | 1 | 16.95 | 16.95 | 19.9169 | 2020Q3 | https://www.topbulb.com/sylvania-74292-ledrt56700940fl80-10w-4000k-ultra-rt5-6-downlight | Top Bulb | 2020 | Yes
LED Lighting | Downlight | Sylvania | True |  | LED | LED Retrofit Kit | LED Retrofit Kit | Downlight Solid State Retrofit Downlight Solid State Retrofit Topbulb » Brands » Sylvania » LED Lamps » Retrofit Downlights » RT5/6 » Sylvania 74293 ¦ 10W LED Retrofit Downlight - 5"/6" - 700 Lumens - 5000K This Sylvania LEDRT56700950FL80 is an Ultra LED RT5/6 recessed downlight designed to replace an existing 100 watt incandescent downlight. With 5" and 6" compatiblity, this LED recessed downlight provides high quality white light and is optimized for new construction and retrofit applications. Installation is done quickly and easily in most standard 5" or 6" Insulated Ceiling (IC) housings, Airtight (AT) housings and non-IC housings. See the documents below for complete specifications and dimmer compatibility. LED Technology Notice Due to constantly evolving nature of LED technology, manufacturers will reserve the right to replace this product with next generation technology. We appreciate your understanding and acceptance of this policy. Applications HealthcareHospitalityOfficeProperty ManagementResidentialRetail Utility/Government Incentives Documents Sylvania 74293 Spec Sheet Sylvania 74293 Dimmer Compatibility 50,000 Hours • CRI 90 • Integrated White Trim Sylvania 74293 ¦ 10W LED Retrofit Downlight - 5"/6" - 700 Lumens - 5000K | 5000 | 95 | 700 | 70 | 54000 | 10 | 1 | 17.95 | 17.95 | 21.0919 | 2020Q3 | https://www.topbulb.com/sylvania-74293-ledrt56700950fl80-10w-5000k-ultra-rt5-6-downlight | Top Bulb | 2020 | Yes
LED Lighting | A-Type | Green Creative | True |  |  | A19 | GU24 | Description This versatile LED A19 bulb features a GU24 base and can be used in a wide range of lighting applications including table lamps, floor lamps, flush mounts, and sconces. Cool white color helps reduce eye strain Dimmable down to 4% Cuts energy costs 860 Lumens - 4000 Kelvin - GU24 Base -120 Volt - Green Creative 97910 LED A19 - 9 Watt - 60 Watt Equal - Cool White | 4000 |  | 860 | 95.5556 |  | 9 | 6 | 29.82 | 4.97 | 5.8399 | 2020Q3 | https://www.1000bulbs.com/product/201415/GREENCREATIVE-97910.html | 1000bulbs.com | 2020 | Yes
LED Lighting | A-Type | Green Creative | True |  | LED | A19 | GU24 | Product Description The Green Creative 97910 9 Watt LED Dimmable GU24 A19 Bulb is a great replacement for Incandescent A19s. This LED lamp uses 9 watts compared to the 60 watt incandescent it is created to replace. The 797910 emits 860 Lumens of 4000KCool White light. This product has a life expectancy of 25,000 Hours and is covered by a 3 year warranty, GU24 9W - GU24 - 4000K - Dimmable Green Creative - 97910 - 9A19DIM/840/GU24 - LED A19 | 4000 | 82 | 860 | 95.5556 | 25000 | 9 | 1 | 8.48 | 8.48 | 9.9643 | 2020Q3 | https://www.energyavenue.com/Green-Creative/97910 | Energy Avenue | 2020 | Yes
LED Lighting | Decorative | Sylvania | True |  | Globe | G25 | E26 (Medium) | Damp Location Rated Damp Location Rated Topbulb » LED Bulbs » LED Filament / Vintage » Warm White Light » Sylvania 74587 ¦ 4.5W Filament LED - 40W Equal - G25 - Medium Base - 2700K This Sylvania LED4.5G25DIM827FILG2RP G25 shaped, medium base, dimmable 4.5 watt LED is useful in applications such as restaurants, bars, patios and other spaces where a warm white light, exposed filament nostalgic motif is desired. LED Technology Notice Due to constantly evolving nature of LED technology, manufacturers will reserve the right to replace this product with next generation technology. We appreciate your understanding and acceptance of this policy. Utility/Government Incentives Sylvania 74587 ¦ 4.5W Filament LED - 40W Equal - G25 - Medium Base - 2700K | 2700 | 82 | 450 | 100 | 15000 | 4.5 | 1 | 6.95 | 6.95 | 8.1665 | 2020Q3 | https://www.topbulb.com/sylvania-74587-led-g25-4-5w-dimmable-80cri-450-lumen-2700k-15000-life | Top Bulb | 2020 | Yes
LED Lighting | Decorative | Sylvania | True | Daylighting/Photocell, | Decorative | ST | E26 (Medium) | Use With Timers,Filament Style,Use With Photo and/or Motion Sensors,Recessed Fixtures,Damp Location Rated,Dim to Warm Use With Timers,Filament Style,Use With Photo and/or Motion Sensors,Recessed Fixtures,Damp Location Rated,Dim to Warm Topbulb » LED Bulbs » LED Filament / Vintage » Warm White Light » Sylvania 74588 ¦ 4.5W Filament LED - 40W Equal - ST19 - Medium Base - 2700K This Sylvania LED4.5ST19DIM827FILG2RP ST19 shaped, medium base, dimmable 4.5 watt LED is useful in applications such as restaurants, bars, patios and other spaces where a warm white light, exposed filament nostalgic motif is desired. LED Technology Notice Due to constantly evolving nature of LED technology, manufacturers will reserve the right to replace this product with next generation technology. We appreciate your understanding and acceptance of this policy. Utility/Government Incentives 15,000 Hours • Exposed Filament Vintage Style Sylvania 74588 ¦ 4.5W Filament LED - 40W Equal - ST19 - Medium Base - 2700K | 2700 | 82 | 533 | 118.4444 | 15000 | 4.5 | 1 | 6.95 | 6.95 | 8.1665 | 2020Q3 | https://www.topbulb.com/sylvania-74588-led-st19-4-5w-dimmable-80cri-450-lumen-2700k-15000-life | Top Bulb | 2020 | Yes
LED Lighting | A-Type | Brand Green Creative |  | Daylighting/Photocell, | General Purpose Replacement | A19 | E26 (Medium) | Damp Location Rated,Use With Timers,Use With Photo and/or Motion Sensors,Recessed Fixtures A19 50W Replacement Energy Star 120-277V A19 Energy Star Enclosed Rated 800 Lumens 3 Year Warranty, 25,000hr Lifetime Mfg #9A19/840/277V 9W A19 4000K 120-277V, Energy Star, Enclosed Rated, Package Of 6 | 4000 | 85 | 860 | 95.5556 | 25000 | 9 | 6 | 111.32 | 18.5533 | 21.8009 | 2020Q2 | https://hdsupplysolutions.com/p/led-00-75-10-35/9w-a19-4000k-120-277v-energy-star-enclosed-rated-package-of-6-p206192 | HD Supply | 2020 | Yes
LED Lighting | A-Type | Green Creative | False | Daylighting/Photocell, | General Purpose Replacement | A19 | E26 (Medium) | Damp Location Rated,Use With Timers,Use With Photo and/or Motion Sensors,Recessed Fixtures Home / Light Bulbs / LED / Green Creative - 58039 - 9A19/840/277V Suitable for Use in Totally Enclosed Fixtures; Damp Location Rated 9W A19 LED Lamp - Universal - 860 Lumens - Cool White (4000K) - 82 CRI - 25000 Hours - E26 (Medium) - 120 to 277V (Universal) - Frost Green Creative - 58039 - 9A19/840/277V | 4000 | 85 | 860 | 95.5556 | 25000 | 9 | 1 | 9.62 | 9.62 | 11.3039 | 2020Q2 | https://shop.regencylighting.com/lamps/led/9a19-840-277v-grc.html | Regency Lighting | 2020 | Yes
LED Lighting | A-Type | Green Creative | True | Daylighting/Photocell, | General Purpose Replacement | A19 | E26 (Medium) | Damp Location Rated,Use With Timers,Use With Photo and/or Motion Sensors,Recessed Fixtures Home / Light Bulbs / LED / Green Creative - 97782 - 9A19DIM/840 Suitable for Damp Locations; Not For Use in Totally Enclosed Fixtures 9W A19 LED Lamp - Universal - Cool White (4000K) - 82 CRI - E26 (Medium) - 120 to 130V - Frost Green Creative - 97782 - 9A19DIM/840 | 4000 | 85 | 860 | 95.5556 | 25000 | 9 | 1 | 2.64 | 2.64 | 3.1021 | 2020Q2 | https://shop.regencylighting.com/lamps/led/9a19dim-840-grc.html | Regency Lighting | 2020 | Yes
LED Lighting | Reflector | Sylvania | True |  | Reflector (Flood/Spot) | MR16 | GU5.3 | Damp Location Rated,Recessed Fixtures Damp Location Rated,Recessed Fixtures Topbulb » LED Bulbs » LED MR16 » 12V MR16 » 50W Equal » Sylvania 78199 ¦ 9W LED MR16 - 50W Equal - 25° NFL - 2700K Sylvania 78199 LED9MR16/DIM/827/NFL25. This 50 watt equivalent 12 volt MR16 lamp only uses 9 watts of energy. The lamp has a color temperature of 2700 Kelvin which produces warmer light compared to a traditional halogen bulb. With a GU5.3 bi-pin base, a CRI of 83, and a rated life of 25,000 hours this bulb is a direct replacement for an equivalent halogen MR16. Energy Star Qualified. See the documents below for complete specifications and dimmer compatibility. LED Technology Notice Due to constantly evolving nature of LED technology, manufacturers will reserve the right to replace this product with next generation technology. We appreciate your understanding and acceptance of this policy. Documents Sylvania 78199 Spec Sheet Sylvania 78199 Dimmer Compatibility 25,000 Hours • 12V • GU5.3 Base • Dimmable Sylvania 78199 ¦ 9W LED MR16 - 50W Equal - 25° NFL - 2700K | 2700 | 81 | 700 | 77.7778 | 25000 | 9 | 1 | 8.95 | 8.95 | 10.5166 | 2020Q3 | https://www.topbulb.com/sylvania-78199-led-mr16-9w-dimmable-80cri-700-lumen-2700k-25000-life | Top Bulb | 2020 | Yes
LED Lighting | Reflector | Sylvania | True |  | Reflector (Flood/Spot) | MR16 | GU5.3 | Damp Location Rated,Recessed Fixtures Damp Location Rated,Recessed Fixtures Topbulb » LED Bulbs » LED MR16 » 12V MR16 » 50W Equal » Sylvania 78200 ¦ 9W LED MR16 - 50W Equal - 35° Flood - 2700K Sylvania 78200 LED9MR16/DIM/827/FL35. This 50 watt equivalent 12 volt MR16 lamp only uses 9 watts of energy. The lamp has a color temperature of 2700 Kelvin which produces warmer light compared to a traditional halogen bulb. With a GU5.3 bi-pin base, a CRI of 83, and a rated life of 25,000 hours this bulb is a direct replacement for an equivalent halogen MR16. Energy Star Qualified. See the documents below for complete specifications and dimmer compatibility. LED Technology Notice Due to constantly evolving nature of LED technology, manufacturers will reserve the right to replace this product with next generation technology. We appreciate your understanding and acceptance of this policy. Documents Sylvania 78200 Spec Sheet Sylvania 78200 Dimmer Compatibility 25,000 Hours • 12V • GU5.3 Base • Dimmable Sylvania 78200 ¦ 9W LED MR16 - 50W Equal - 35° Flood - 2700K | 2700 | 81 | 700 | 77.7778 | 25000 | 9 | 1 | 8.95 | 8.95 | 10.5166 | 2020Q3 | https://www.topbulb.com/sylvania-78200-led-mr16-9w-dimmable-80cri-700-lumen-2700k-25000-life | Top Bulb | 2020 | Yes
LED Lighting | Reflector | Sylvania | True | Daylighting/Photocell, | Reflector (Flood/Spot) | PAR30L | E26 (Medium) | Use With Timers,Use With Photo and/or Motion Sensors,Damp Location Rated,Wet Location Rated,Recessed Fixtures Use With Timers,Use With Photo and/or Motion Sensors,Damp Location Rated,Wet Location Rated,Recessed Fixtures Topbulb » LED Bulbs » LED PAR » LED PAR30 » 75W Equal / Long Neck » Sylvania 78227 ¦ 13W PAR30LN LED - 75W Equal - 25° NFL - 3000K This Sylvania ULTRA LED PAR lamp features a glass body with full optics, similar to halogen PAR lamps. These versatile wet listed lamps can be used in both indoor and outdoor applications to provide high quality illumination as an energy efficient, long life replacement for halogen. See the document below for complete specifications. LED Technology Notice Due to constantly evolving nature of LED technology, manufacturers will reserve the right to replace this product with next generation technology. We appreciate your understanding and acceptance of this policy. Utility/Government Incentives Documents Sylvana 78227 Spec Sheet Sylvania 78227 Dimmer Compatibility 25,000 Hours • Glass Body • Dimmable Sylvania 78227 ¦ 13W PAR30LN LED - 75W Equal - 25° NFL - 3000K | 3000 | 82 | 823 | 70.3419 | 25000 | 11.7 | 1 | 15.95 | 15.95 | 18.7419 | 2020Q3 | https://www.topbulb.com/sylvania-78227-led13par30lndim830nfl25gl1w-led | Top Bulb | 2020 | Yes
LED Lighting | Reflector | Sylvania | True | Daylighting/Photocell, | Reflector (Flood/Spot) | PAR30L | E26 (Medium) | Use With Timers,Use With Photo and/or Motion Sensors,Damp Location Rated,Wet Location Rated,Recessed Fixtures Use With Timers,Use With Photo and/or Motion Sensors,Damp Location Rated,Wet Location Rated,Recessed Fixtures Topbulb » LED Bulbs » LED PAR » LED PAR30 » 75W Equal / Long Neck » Sylvania 78230 ¦ 13W PAR30LN LED - 75W Equal - 40° Flood - 2700K This Sylvania ULTRA LED PAR lamp features a glass body with full optics, similar to halogen PAR lamps. These versatile wet listed lamps can be used in both indoor and outdoor applications to provide high quality illumination as an energy efficient, long life replacement for halogen. See the document below for complete specifications. LED Technology Notice Due to constantly evolving nature of LED technology, manufacturers will reserve the right to replace this product with next generation technology. We appreciate your understanding and acceptance of this policy. Utility/Government Incentives Documents Sylvana 78230 Spec Sheet Sylvania 78230 Dimmer Compatibility 25,000 Hours • Glass Body • Dimmable Sylvania 78230 ¦ 13W PAR30LN LED - 75W Equal - 40° Flood - 2700K | 2700 | 82 | 916 | 70.4615 | 25000 | 13 | 1 | 15.95 | 15.95 | 18.7419 | 2020Q3 | https://www.topbulb.com/sylvania-78230-led13par30lndim827fl40gl1w-led | Top Bulb | 2020 | Yes
LED Lighting | Reflector | Sylvania | True | Daylighting/Photocell, | Reflector (Flood/Spot) | PAR38 | E26 (Medium) | Use With Timers,Use With Photo and/or Motion Sensors,Damp Location Rated,Recessed Fixtures Use With Timers,Use With Photo and/or Motion Sensors,Damp Location Rated,Recessed Fixtures Topbulb » LED Bulbs » LED PAR » LED PAR38 » 90W Equal » Sylvania 78351 ¦ 16.5W PAR38 LED - 90W Equal - 15° Spot - 3000K - CRI 90+ The Sylvania Renaissance line features high CBCP PAR lamps with superior beam quality, designed for color critical applications. The high R9 specification enhances warm color palettes and makes whites more crisp - ideal for hospitality, healthcare and retail applications. Lens facing contains full optics. Indoor / outdoor damp rated. See the document below for complete specifications. LED Technology Notice Due to constantly evolving nature of LED technology, manufacturers will reserve the right to replace this product with next generation technology. We appreciate your understanding and acceptance of this policy. Utility/Government Incentives Documents Sylvania 78351 Specfication Sheet Sylvania 78351 Dimmer Compatibility 25,000 Hours • 13,500 CBCP • Dimmable Sylvania 78351 ¦ 16.5W PAR38 LED - 90W Equal - 15° Spot - 3000K - CRI 90+ | 3000 | 92 | 1000 | 76.9231 | 25000 | 13 | 1 | 21.45 | 21.45 | 25.2046 | 2020Q3 | https://www.topbulb.com/sylvania-78351-led-par-38-13w-dimmable-91cri-1000-lumen-3000k-25000-life | Top Bulb | 2020 | Yes
LED Lighting | Reflector | Sylvania | True | Daylighting/Photocell, | Reflector (Flood/Spot) | PAR38 | E26 (Medium) | Use With Timers,Use With Photo and/or Motion Sensors,Damp Location Rated,Recessed Fixtures Use With Timers,Use With Photo and/or Motion Sensors,Damp Location Rated,Recessed Fixtures Topbulb » LED Bulbs » LED PAR » LED PAR38 » 120W Equal » Sylvania 78352 ¦ 16.5W PAR38 LED - 120W Equal - 15° Spot - 2700K - CRI 90+ The Sylvania Renaissance line features high CBCP PAR lamps with superior beam quality, ideal for color critical applications. The high R9 specification enhances warm color palettes and makes whites more crisp - ideal for hospitality, healthcare and retail applications. Lens facing contains full optics. Indoor / outdoor damp rated. See the document below for complete specifications. LED Technology Notice Due to constantly evolving nature of LED technology, manufacturers will reserve the right to replace this product with next generation technology. We appreciate your understanding and acceptance of this policy. Utility/Government Incentives Documents Sylvania 78352 Specfication Sheet Sylvania 78352 Dimkmer Compatibility 25,000 Hours • 12,500 CBCP • Dimmable Sylvania 78352 ¦ 16.5W PAR38 LED - 120W Equal - 15° Spot - 2700K - CRI 90+ | 2700 | 92 | 1230 | 73.2143 | 25000 | 16.8 | 1 | 21.45 | 21.45 | 25.2046 | 2020Q3 | https://www.topbulb.com/sylvania-78352-led-par38-165w-dimmable-91cri-1250-lumen-2700k-25000-life | Top Bulb | 2020 | Yes
LED Lighting | Reflector | Sylvania | True | Daylighting/Photocell, | Reflector (Flood/Spot) | PAR38 | E26 (Medium) | Use With Timers,Use With Photo and/or Motion Sensors,Damp Location Rated,Recessed Fixtures Use With Timers,Use With Photo and/or Motion Sensors,Damp Location Rated,Recessed Fixtures Topbulb » LED Bulbs » LED PAR » LED PAR38 » 120W Equal » Sylvania 78353 ¦ 16.5W PAR38 LED - 120W Equal - 25° NFL - 2700K The Sylvania Renaissance line features high CBCP PAR lamps with superior beam quality, ideal for color critical applications. The high R9 specification enhances warm color palettes and makes whites more crisp - ideal for hospitality, healthcare and retail applications. Lens facing contains full optics. Indoor / outdoor damp rated. See the document below for complete specifications. LED Technology Notice Due to constantly evolving nature of LED technology, manufacturers will reserve the right to replace this product with next generation technology. We appreciate your understanding and acceptance of this policy. Utility/Government Incentives Documents Sylvania 78353 Specfication Sheet Sylvania 78353 Dimmer Compatibility 25,000 Hours • 5600cd • Dimmable Sylvania 78353 ¦ 16.5W PAR38 LED - 120W Equal - 25° NFL - 2700K | 2700 | 92 | 1230 | 73.2143 | 25000 | 16.8 | 1 | 21.95 | 21.95 | 25.7921 | 2020Q3 | https://www.topbulb.com/sylvania-78353-led-par38-165w-dimmable-91cri-1250-lumen-2700k-25000-life | Top Bulb | 2020 | Yes
LED Lighting | Reflector | Sylvania | True | Daylighting/Photocell, | Reflector (Flood/Spot) | PAR38 | E26 (Medium) | Use With Timers,Use With Photo and/or Motion Sensors,Damp Location Rated,Recessed Fixtures Use With Timers,Use With Photo and/or Motion Sensors,Damp Location Rated,Recessed Fixtures Topbulb » LED Bulbs » LED PAR » LED PAR38 » 120W Equal » Sylvania 78354 ¦ 16.5W PAR38 LED - 120W Equal - 40° Flood - 2700K - CRI 90+ The Sylvania Renaissance line features high CBCP PAR lamps with superior beam quality, ideal for color critical applications. The high R9 specification enhances warm color palettes and makes whites more crisp - ideal for hospitality, healthcare and retail applications. Lens facing contains full optics. Indoor / outdoor damp rated. See the document below for complete specifications. LED Technology Notice Due to constantly evolving nature of LED technology, manufacturers will reserve the right to replace this product with next generation technology. We appreciate your understanding and acceptance of this policy. Utility/Government Incentives Documents Sylvania 78354 Specfication Sheet Sylvania 78354 Dimmer Compatibility 25,000 Hours • Dimmable Sylvania 78354 ¦ 16.5W PAR38 LED - 120W Equal - 40° Flood - 2700K - CRI 90+ | 2700 | 92 | 1230 | 73.2143 | 25000 | 16.8 | 1 | 21.45 | 21.45 | 25.2046 | 2020Q3 | https://www.topbulb.com/sylvania-78354-led-par38-165w-dimmable-91cri-1250-lumen-2700k-25000-life | Top Bulb | 2020 | Yes
LED Lighting | Reflector | Sylvania | True | Daylighting/Photocell, | Reflector (Flood/Spot) | PAR38 | E26 (Medium) | Use With Timers,Use With Photo and/or Motion Sensors,Damp Location Rated,Recessed Fixtures Use With Timers,Use With Photo and/or Motion Sensors,Damp Location Rated,Recessed Fixtures Topbulb » LED Bulbs » LED PAR » LED PAR38 » 120W Equal » Sylvania 78355 ¦ 16.5W PAR38 LED - 120W Equal - 15° Spot - 3000K The Sylvania Renaissance line features high CBCP PAR lamps with superior beam quality, ideal for color critical applications. The high R9 specification enhances warm color palettes and makes whites more crisp - ideal for hospitality, healthcare and retail applications. Lens facing contains full optics. Indoor / outdoor damp rated. See the document below for complete specifications. LED Technology Notice Due to constantly evolving nature of LED technology, manufacturers will reserve the right to replace this product with next generation technology. We appreciate your understanding and acceptance of this policy. Utility/Government Incentives Documents Sylvania 78355 Specfication Sheet Sylvania 78355 Dimmer Compatibility 25,000 Hours • Dimmable • 13,000 CBCP Sylvania 78355 ¦ 16.5W PAR38 LED - 120W Equal - 15° Spot - 3000K | 3000 | 92 | 1350 | 79.8817 | 25000 | 16.9 | 1 | 21.95 | 21.95 | 25.7921 | 2020Q3 | https://www.topbulb.com/sylvania-78355-led-par38-165w-dimmable-91cri-1350-lumen-3000k-25000-life | Top Bulb | 2020 | Yes
LED Lighting | Reflector | Sylvania | True | Daylighting/Photocell, | Reflector (Flood/Spot) | PAR38 | E26 (Medium) | Use With Timers,Use With Photo and/or Motion Sensors,Damp Location Rated,Recessed Fixtures Use With Timers,Use With Photo and/or Motion Sensors,Damp Location Rated,Recessed Fixtures Topbulb » LED Bulbs » LED PAR » LED PAR38 » 120W Equal » Sylvania 78356 ¦ 16.5W PAR38 LED - 120W Equal - 25° NFL - 3000K - CRI 90+ The Sylvania Renaissance line features high CBCP PAR lamps with superior beam quality, ideal for color critical applications. The high R9 specification enhances warm color palettes and makes whites more crisp - ideal for hospitality, healthcare and retail applications. Lens facing contains full optics. Indoor / outdoor damp rated. See the document below for complete specifications. LED Technology Notice Due to constantly evolving nature of LED technology, manufacturers will reserve the right to replace this product with next generation technology. We appreciate your understanding and acceptance of this policy. Utility/Government Incentives Documents Sylvania 78356 Specfication Sheet Sylvania 78356 Dimmer Compatibility 25,000 Hours • Dimmable Sylvania 78356 ¦ 16.5W PAR38 LED - 120W Equal - 25° NFL - 3000K - CRI 90+ | 3000 | 92 | 1350 | 79.8817 | 25000 | 16.9 | 1 | 21.45 | 21.45 | 25.2046 | 2020Q3 | https://www.topbulb.com/sylvania-78356-led-par38-165w-dimmable-91cri-1350-lumen-3000k-25000-life | Top Bulb | 2020 | Yes
LED Lighting | Reflector | Sylvania | True | Daylighting/Photocell, | Reflector (Flood/Spot) | PAR38 | E26 (Medium) | Use With Timers,Use With Photo and/or Motion Sensors,Damp Location Rated,Recessed Fixtures Use With Timers,Use With Photo and/or Motion Sensors,Damp Location Rated,Recessed Fixtures Topbulb » LED Bulbs » LED PAR » LED PAR38 » 120W Equal » Sylvania 78357 ¦ 16.5W PAR38 LED - 120W Equal - 40° Flood - 3000K The Sylvania Renaissance line features high CBCP PAR lamps with superior beam quality, ideal for color critical applications. The high R9 specification enhances warm color palettes and makes whites more crisp - ideal for hospitality, healthcare and retail applications. Lens facing contains full optics. Indoor / outdoor damp rated. See the document below for complete specifications. LED Technology Notice Due to constantly evolving nature of LED technology, manufacturers will reserve the right to replace this product with next generation technology. We appreciate your understanding and acceptance of this policy. Documents Sylvania 78357 Specfication Sheet Sylvania 78357 Dimmer Compatibility 25,000 Hours • Dimmable Sylvania 78357 ¦ 16.5W PAR38 LED - 120W Equal - 40° Flood - 3000K | 3000 | 92 | 1350 | 79.8817 | 25000 | 16.9 | 1 | 21.95 | 21.95 | 25.7921 | 2020Q3 | https://www.topbulb.com/sylvania-78357-led-par38-165w-dimmable-91cri-1350-lumen-3000k-25000-life | Top Bulb | 2020 | Yes
LED Lighting | Reflector | Sylvania | True | Daylighting/Photocell, | Reflector (Flood/Spot) | PAR38 | E26 (Medium) | Use With Timers,Use With Photo and/or Motion Sensors,Damp Location Rated,Recessed Fixtures Use With Timers,Use With Photo and/or Motion Sensors,Damp Location Rated,Recessed Fixtures Topbulb » LED Bulbs » LED PAR » LED PAR38 » 120W Equal » Sylvania 78358 ¦ 16.5W PAR38 LED - 120W Equal - 15° Spot - 3500K The Sylvania Renaissance line features high CBCP PAR lamps with superior beam quality, ideal for color critical applications. The high R9 specification enhances warm color palettes and makes whites more crisp - ideal for hospitality, healthcare and retail applications. Lens facing contains full optics. Indoor / outdoor damp rated. See the document below for complete specifications. LED Technology Notice Due to constantly evolving nature of LED technology, manufacturers will reserve the right to replace this product with next generation technology. We appreciate your understanding and acceptance of this policy. Documents Sylvania 78358 Specfication Sheet Sylvania 78358 Dimmer Compatibility 25,000 Hours • Dimmable • 13,000 CBCP Sylvania 78358 ¦ 16.5W PAR38 LED - 120W Equal - 15° Spot - 3500K | 3500 | 93 | 1350 | 80.3571 | 25000 | 16.8 | 1 | 21.95 | 21.95 | 25.7921 | 2020Q3 | https://www.topbulb.com/sylvania-78358-led-par38-165w-dimmable-91cri-1350-lumen-3500k-25000-life | Top Bulb | 2020 | Yes
LED Lighting | Reflector | Sylvania | True | Daylighting/Photocell, | Reflector (Flood/Spot) | PAR38 | E26 (Medium) | Use With Timers,Use With Photo and/or Motion Sensors,Damp Location Rated,Recessed Fixtures Use With Timers,Use With Photo and/or Motion Sensors,Damp Location Rated,Recessed Fixtures Topbulb » LED Bulbs » LED PAR » LED PAR38 » 120W Equal » Sylvania 78359 ¦ 16.5W PAR38 LED - 120W Equal - 25° Narrow Flood - 3500K - CRI 90+ The Sylvania Renaissance line features high CBCP PAR lamps with superior beam quality, ideal for color critical applications. The high R9 specification enhances warm color palettes and makes whites more crisp - ideal for hospitality, healthcare and retail applications. Lens facing contains full optics. Indoor / outdoor damp rated. See the document below for complete specifications. LED Technology Notice Due to constantly evolving nature of LED technology, manufacturers will reserve the right to replace this product with next generation technology. We appreciate your understanding and acceptance of this policy. Documents Sylvania 78359 Specfication Sheet Sylvania 78359 Dimmer Compatibility 25,000 Hours • 5800cd • Dimmable Sylvania 78359 ¦ 16.5W PAR38 LED - 120W Equal - 25° Narrow Flood - 3500K - CRI 90+ | 3500 | 93 | 1350 | 80.3571 | 25000 | 16.8 | 1 | 21.45 | 21.45 | 25.2046 | 2020Q3 | https://www.topbulb.com/sylvania-78359-led-par38-165w-dimmable-91cri-1350-lumen-3500k-25000-life | Top Bulb | 2020 | Yes
LED Lighting | Reflector | Sylvania | True | Daylighting/Photocell, | Reflector (Flood/Spot) | PAR38 | E26 (Medium) | Use With Timers,Use With Photo and/or Motion Sensors,Damp Location Rated,Recessed Fixtures Use With Timers,Use With Photo and/or Motion Sensors,Damp Location Rated,Recessed Fixtures Topbulb » LED Bulbs » LED PAR » LED PAR38 » 120W Equal » Sylvania 78360 ¦ 16.5W PAR38 LED - 120W Equal - 40° Flood - 3500K The Sylvania Renaissance line features high CBCP PAR lamps with superior beam quality, ideal for color critical applications. The high R9 specification enhances warm color palettes and makes whites more crisp - ideal for hospitality, healthcare and retail applications. Lens facing contains full optics. Indoor / outdoor damp rated. See the document below for complete specifications. LED Technology Notice Due to constantly evolving nature of LED technology, manufacturers will reserve the right to replace this product with next generation technology. We appreciate your understanding and acceptance of this policy. Documents Sylvania 78360 Specfication Sheet Sylvania 78360 Dimmer Compatibility 25,000 Hours • Dimmable Sylvania 78360 ¦ 16.5W PAR38 LED - 120W Equal - 40° Flood - 3500K | 3500 | 93 | 1350 | 80.3571 | 25000 | 16.8 | 1 | 21.95 | 21.95 | 25.7921 | 2020Q3 | https://www.topbulb.com/sylvania-78360-led-par38-165w-dimmable-91cri-1350-lumen-3500k-25000-life | Top Bulb | 2020 | Yes
LED Lighting | Reflector | Sylvania | True | Daylighting/Photocell, | Reflector (Flood/Spot) | PAR38 | E26 (Medium) | Use With Timers,Use With Photo and/or Motion Sensors,Damp Location Rated,Recessed Fixtures Use With Timers,Use With Photo and/or Motion Sensors,Damp Location Rated,Recessed Fixtures Topbulb » LED Bulbs » LED PAR » LED PAR38 » 90W Equal » Sylvania 78361 ¦ 13W PAR38 LED - 90W Equal - 40° Flood - 3000K - CRI 90+ The Sylvania Renaissance line features high CBCP PAR lamps with superior beam quality, ideal for color critical applications. The high R9 specification enhances warm color palettes and makes whites more crisp - ideal for hospitality, healthcare and retail applications. Lens facing contains full optics. Indoor / outdoor damp rated. See the document below for complete specifications. LED Technology Notice Due to constantly evolving nature of LED technology, manufacturers will reserve the right to replace this product with next generation technology. We appreciate your understanding and acceptance of this policy. Documents Sylvania 78361 Specfication Sheet Sylvania 78361 Dimmer Compatibility 25,000 Hours • Dimmable Sylvania 78361 ¦ 13W PAR38 LED - 90W Equal - 40° Flood - 3000K - CRI 90+ | 3000 | 92 | 1000 | 76.9231 | 25000 | 13 | 1 | 21.45 | 21.45 | 25.2046 | 2020Q3 | https://www.topbulb.com/sylvania-78361-led-par38-13w-dimmable-91cri-1000-lumen-3000k-25000-life | Top Bulb | 2020 | Yes
LED Lighting | Reflector | Sylvania | True | Daylighting/Photocell, | Reflector (Flood/Spot) | PAR38 | E26 (Medium) | Use With Timers,Use With Photo and/or Motion Sensors,Damp Location Rated,Recessed Fixtures Use With Timers,Use With Photo and/or Motion Sensors,Damp Location Rated,Recessed Fixtures Topbulb » LED Bulbs » LED PAR » LED PAR38 » 90W Equal » Sylvania 78362 ¦ 13W PAR38 LED - 90W Equal - 25° NFL - 3000K - CRI 90+ The Sylvania Renaissance line features high CBCP PAR lamps with superior beam quality, ideal for color critical applications. The high R9 specification enhances warm color palettes and makes whites more crisp - ideal for hospitality, healthcare and retail applications. Lens facing contains full optics. Indoor / outdoor damp rated. See the document below for complete specifications. LED Technology Notice Due to constantly evolving nature of LED technology, manufacturers will reserve the right to replace this product with next generation technology. We appreciate your understanding and acceptance of this policy. Documents Sylvania 78362 Specfication Sheet Sylvania 78362 Dimmer Compatibility 25,000 Hours • Dimmable Sylvania 78362 ¦ 13W PAR38 LED - 90W Equal - 25° NFL - 3000K - CRI 90+ | 3000 | 92 | 1000 | 76.9231 | 25000 | 13 | 1 | 20.95 | 20.95 | 24.6171 | 2020Q3 | https://www.topbulb.com/sylvania-78362-led-par38-13w-dimmable-91cri-1000-lumen-3000k-25000-life | Top Bulb | 2020 | Yes
LED Lighting | Reflector | Sylvania | True | Daylighting/Photocell, | Reflector (Flood/Spot) | PAR20 | E26 (Medium) | Use With Timers,Use With Photo and/or Motion Sensors,Damp Location Rated,Dim to Warm,Recessed Fixtures Use With Timers,Use With Photo and/or Motion Sensors,Damp Location Rated,Dim to Warm,Recessed Fixtures Topbulb » LED Bulbs » LED PAR » LED PAR20 » 50W Equal » Sylvania 78363 ¦ 8W PAR20 LED - 50W Equal - 25° NFL - 2700K - CRI 90+ This Sylvania Renaissance high CBCP PAR20 lamp has superior beam quality, ideal for color critical applications. The high R9 (R9 up to 74) feature enhances warm color palettes and makes whites more crisp, making them ideal for hospitality, healthcare and retail applications. See the document below for complete specifications. LED Technology Notice Due to constantly evolving nature of LED technology, manufacturers will reserve the right to replace this product with next generation technology. We appreciate your understanding and acceptance of this policy. Utility/Government Incentives Documents Sylvania 78363 Specfication Sheet Sylvania 78363 Dimmer Compatibility 25,000 Hours • Dimmable Sylvania 78363 ¦ 8W PAR20 LED - 50W Equal - 25° NFL - 2700K - CRI 90+ | 2700 | 95 | 500 | 62.5 | 25000 | 8 | 1 | 12.95 | 12.95 | 15.2168 | 2020Q3 | https://www.topbulb.com/sylvania-78363-led-par-20-8w-dimmable-91cri-500-lumen-2700k-25000-life | Top Bulb | 2020 | Yes
LED Lighting | Reflector | Sylvania | True | Daylighting/Photocell, | Reflector (Flood/Spot) | PAR20 | E26 (Medium) | Use With Timers,Use With Photo and/or Motion Sensors,Damp Location Rated,Dim to Warm,Recessed Fixtures Use With Timers,Use With Photo and/or Motion Sensors,Damp Location Rated,Dim to Warm,Recessed Fixtures Topbulb » LED Bulbs » LED PAR » LED PAR20 » 50W Equal » Sylvania 78364 ¦ 8W PAR20 LED - 50W Equal - 25° NFL - 3000K - CRI 90+ This Sylvania Renaissance high CBCP PAR20 lamp has superior beam quality, ideal for color critical applications. The high R9 (R9 up to 74) feature enhances warm color palettes and makes whites more crisp, making them ideal for hospitality, healthcare and retail applications. See the document below for complete specifications. LED Technology Notice Due to constantly evolving nature of LED technology, manufacturers will reserve the right to replace this product with next generation technology. We appreciate your understanding and acceptance of this policy. Utility/Government Incentives Documents Sylvania 78364 Specfication Sheet Sylvania 78364 Dimmer Compatibility 25,000 Hours • Dimmable Sylvania 78364 ¦ 8W PAR20 LED - 50W Equal - 25° NFL - 3000K - CRI 90+ | 3000 | 92 | 550 | 68.75 | 25000 | 8 | 1 | 12.95 | 12.95 | 15.2168 | 2020Q3 | https://www.topbulb.com/sylvania-78364-led-par-20-8w-dimmable-91cri-550-lumen-3000k-25000-life | Top Bulb | 2020 | Yes
LED Lighting | Reflector | Sylvania | True | Daylighting/Photocell, | Reflector (Flood/Spot) | PAR20 | E26 (Medium) | Use With Timers,Use With Photo and/or Motion Sensors,Damp Location Rated,Dim to Warm,Recessed Fixtures Use With Timers,Use With Photo and/or Motion Sensors,Damp Location Rated,Dim to Warm,Recessed Fixtures Topbulb » LED Bulbs » LED PAR » LED PAR20 » 50W Equal » Sylvania 78365 ¦ 8W PAR20 LED - 50W Eqaul - 25° NFL - 3500K - CRI 90+ This Sylvania Renaissance high CBCP PAR20 lamp has superior beam quality, ideal for color critical applications. The high R9 (R9 up to 74) feature enhances warm color palettes and makes whites more crisp, making them ideal for hospitality, healthcare and retail applications. See the document below for complete specifications. LED Technology Notice Due to constantly evolving nature of LED technology, manufacturers will reserve the right to replace this product with next generation technology. We appreciate your understanding and acceptance of this policy. Utility/Government Incentives Documents Sylvania 78365 Specfication Sheet Sylvania 78365 Dimmer Compatibility 25,000 Hours • Dimmable Sylvania 78365 ¦ 8W PAR20 LED - 50W Eqaul - 25° NFL - 3500K - CRI 90+ | 3500 | 95 | 600 | 75 | 25000 | 8 | 1 | 12.95 | 12.95 | 15.2168 | 2020Q3 | https://www.topbulb.com/sylvania-78365-led-par-20-8w-dimmable-91cri-600-lumen-3500k-25000-life | Top Bulb | 2020 | Yes
LED Lighting | Reflector | Sylvania | True | Daylighting/Photocell, | Reflector (Flood/Spot) | PAR20 | E26 (Medium) | Use With Timers,Use With Photo and/or Motion Sensors,Damp Location Rated,Dim to Warm,Recessed Fixtures Use With Timers,Use With Photo and/or Motion Sensors,Damp Location Rated,Dim to Warm,Recessed Fixtures Topbulb » LED Bulbs » LED PAR » LED PAR20 » 50W Equal » Sylvania 78366 ¦ 8W PAR20 LED - 50W Equal - 40° Flood - 2700K - CRI 90+ This Sylvania Renaissance high CBCP PAR20 lamp has superior beam quality, ideal for color critical applications. The high R9 (R9 up to 74) feature enhances warm color palettes and makes whites more crisp, making them ideal for hospitality, healthcare and retail applications. See the document below for complete specifications. LED Technology Notice Due to constantly evolving nature of LED technology, manufacturers will reserve the right to replace this product with next generation technology. We appreciate your understanding and acceptance of this policy. Utility/Government Incentives Documents Sylvania 78366 Specfication Sheet Sylvania 78366 Dimmer Compatibility 25,000 Hours • Dimmable Sylvania 78366 ¦ 8W PAR20 LED - 50W Equal - 40° Flood - 2700K - CRI 90+ | 2700 | 95 | 500 | 62.5 | 25000 | 8 | 1 | 12.95 | 12.95 | 15.2168 | 2020Q3 | https://www.topbulb.com/sylvania-78366-led-par-20-8w-dimmable-91cri-500-lumen-2700k-25000-life | Top Bulb | 2020 | Yes
LED Lighting | Reflector | Sylvania | True | Daylighting/Photocell, | Reflector (Flood/Spot) | PAR20 | E26 (Medium) | Use With Timers,Use With Photo and/or Motion Sensors,Damp Location Rated,Dim to Warm,Recessed Fixtures Use With Timers,Use With Photo and/or Motion Sensors,Damp Location Rated,Dim to Warm,Recessed Fixtures Topbulb » LED Bulbs » LED PAR » LED PAR20 » 50W Equal » Sylvania 78367 ¦ 8W PAR20 LED - 50W Equal - 40° Flood - 3000K - CRI 90+ This Sylvania Renaissance high CBCP PAR20 lamp has superior beam quality, ideal for color critical applications. The high R9 (R9 up to 74) feature enhances warm color palettes and makes whites more crisp, making them ideal for hospitality, healthcare and retail applications. See the document below for complete specifications. LED Technology Notice Due to constantly evolving nature of LED technology, manufacturers will reserve the right to replace this product with next generation technology. We appreciate your understanding and acceptance of this policy. Utility/Government Incentives Documents Sylvania 78367 Specfication Sheet Sylvania 78367 Dimmer Compatibility 25,000 Hours • Dimmable Sylvania 78367 ¦ 8W PAR20 LED - 50W Equal - 40° Flood - 3000K - CRI 90+ | 3000 | 92 | 550 | 68.75 | 25000 | 8 | 1 | 12.95 | 12.95 | 15.2168 | 2020Q3 | https://www.topbulb.com/sylvania-78367-led-par-20-8w-dimmable-91cri-550-lumen-3000k-25000-life | Top Bulb | 2020 | Yes
LED Lighting | Reflector | Sylvania | True | Daylighting/Photocell, | Reflector (Flood/Spot) | PAR20 | E26 (Medium) | Use With Timers,Use With Photo and/or Motion Sensors,Damp Location Rated,Dim to Warm,Recessed Fixtures Use With Timers,Use With Photo and/or Motion Sensors,Damp Location Rated,Dim to Warm,Recessed Fixtures Topbulb » LED Bulbs » LED PAR » LED PAR20 » 50W Equal » Sylvania 78368 ¦ 8W PAR20 LED - 50W Equal - 40° Flood - 3500K - CRI 90+ This Sylvania Renaissance high CBCP PAR20 lamp has superior beam quality, ideal for color critical applications. The high R9 (R9 up to 74) feature enhances warm color palettes and makes whites more crisp, making them ideal for hospitality, healthcare and retail applications. See the document below for complete specifications. LED Technology Notice Due to constantly evolving nature of LED technology, manufacturers will reserve the right to replace this product with next generation technology. We appreciate your understanding and acceptance of this policy. Utility/Government Incentives Documents Sylvania 78368 Specification Sheet Sylvania 78368 Dimmer Compatibility 25,000 Hours • Dimmable Sylvania 78368 ¦ 8W PAR20 LED - 50W Equal - 40° Flood - 3500K - CRI 90+ | 3500 | 95 | 600 | 75 | 25000 | 8 | 1 | 12.95 | 12.95 | 15.2168 | 2020Q3 | https://www.topbulb.com/sylvania-78368-led-par-20-8w-dimmable-93cri-550-lumen-3500k-25000-life | Top Bulb | 2020 | Yes
LED Lighting | Reflector | Sylvania | True |  | Reflector (Flood/Spot) | PAR38 | E26 (Medium) | Damp Location Rated,Recessed Fixtures Damp Location Rated,Recessed Fixtures Topbulb » LED Bulbs » LED PAR » LED PAR38 » 90W Equal » Sylvania 78457 - 17W PAR38 LED - Ultra Pro - 90W Equal - 40° Flood - 2700K Sylvania Ultra Pro PAR lamps offer extreme energy efficiency, high power factor and beam characteristics that closely match halogen PAR lamps featuring a high center beam candlepower and soft edges. No warm-up time, instant on with full light output, crisp white light and stable color. This LED light bulb is Energy Star qualified. LED Technology Notice Due to constantly evolving nature of LED technology, manufacturers will reserve the right to replace this product with next generation technology. We appreciate your understanding and acceptance of this policy. Utility/Government Incentives Documents Sylvania 78457 Specifications Sylvania 78457 Dimmer Compatibility 25,000 Hour Life • Dimmable • Specification Grade Sylvania 78457 - 17W PAR38 LED - Ultra Pro - 90W Equal - 40° Flood - 2700K | 2700 | 86 | 1191 | 72.1818 | 25000 | 16.5 | 1 | 45.95 | 45.95 | 53.993 | 2020Q3 | https://www.topbulb.com/sylvania-78457-17w-par38-led-90w-equal-flood-2700k | Top Bulb | 2020 | Yes
LED Lighting | Reflector | Sylvania | True |  | Reflector (Flood/Spot) | PAR38 | E26 (Medium) | Damp Location Rated,Recessed Fixtures Damp Location Rated,Recessed Fixtures Topbulb » LED Bulbs » LED PAR » LED PAR38 » 75W Equal » Sylvania 78463 ¦ 17W PAR38 LED - Ultra Pro HD - 75W Equal - 15° Spot - 3000K - CRI 90+ Sylvania Ultra Pro HD LED PAR lamps offer extreme energy efficiency, high power factor and beam characteristics that closely match halogen PAR lamps featuring a high center beam candlepower and soft edges. This lamp is designed for color critical applications, offering a 90+ CRI. The high R9 (R9 up to 85) feature enhances warm color palettes and makes whites more crisp, making them ideal for hospitality, healthcare and retail applications. LED Technology Notice Due to constantly evolving nature of LED technology, manufacturers will reserve the right to replace this product with next generation technology. We appreciate your understanding and acceptance of this policy. Utility/Government Incentives Documents Sylvana 78463 Spec Sheet Sylvania 78463 Dimmer Compatibility 25,000 Hours • Dimmable • Specification Grade Sylvania 78463 ¦ 17W PAR38 LED - Ultra Pro HD - 75W Equal - 15° Spot - 3000K - CRI 90+ | 3000 | 95 | 1080 | 65.8537 | 25000 | 16.4 | 1 | 48.95 | 48.95 | 57.5181 | 2020Q3 | https://www.topbulb.com/sylvania-78463-led17par38pro930wsp15p3-led | Top Bulb | 2020 | Yes
LED Lighting | Reflector | Sylvania | True |  | Reflector (Flood/Spot) | PAR38 | E26 (Medium) | Damp Location Rated,Recessed Fixtures Damp Location Rated,Recessed Fixtures Topbulb » LED Bulbs » LED PAR » LED PAR38 » Sylvania 78464 - 17W PAR38 LED - Ultra Pro HD - 90W Equal - 25° Beam Sylvania Ultra Pro HD LED PAR lamps offer extreme energy efficiency, high power factor and beam characteristics that closely match halogen PAR lamps featuring a high center beam candlepower and soft edges. This lamp is designed for color critical applications, offering a 90+ CRI. The high R9 (R9 up to 85) feature enhances warm color palettes and makes whites more crisp, making them ideal for hospitality, healthcare and retail applications. LED Technology Notice Due to constantly evolving nature of LED technology, manufacturers will reserve the right to replace this product with next generation technology. We appreciate your understanding and acceptance of this policy. Utility/Government Incentives Documents Sylvania 78464 Dimmer Compatibility Sylvania Ultra LED PAR Brochure 25,000 Hours • Dimmable Sylvania 78464 - 17W PAR38 LED - Ultra Pro HD - 90W Equal - 25° Beam | 3000 | 95 | 1080 | 65.8537 | 25000 | 16.4 | 1 | 45.95 | 45.95 | 53.993 | 2020Q3 | https://www.topbulb.com/sylvania-78464-17w-par38-led-3000k-high-cri-narrow-flood-dimmable | Top Bulb | 2020 | Yes
LED Lighting | Reflector | Sylvania | True |  | Reflector (Flood/Spot) | PAR38 | E26 (Medium) | Damp Location Rated,Recessed Fixtures Damp Location Rated,Recessed Fixtures Topbulb » LED Bulbs » LED PAR » LED PAR38 » 75W Equal » Sylvania 78467 ¦ 17W PAR38 LED - Ultra Pro HD - 75W Equal - 15° Spot - 2700K - CRI 90+ Sylvania Ultra Pro HD LED PAR lamps offer extreme energy efficiency, high power factor and beam characteristics that closely match halogen PAR lamps featuring a high center beam candlepower and soft edges. This lamp is designed for color critical applications, offering a 90+ CRI. The high R9 (R9 up to 85) feature enhances warm color palettes and makes whites more crisp, making them ideal for hospitality, healthcare and retail applications. LED Technology Notice Due to constantly evolving nature of LED technology, manufacturers will reserve the right to replace this product with next generation technology. We appreciate your understanding and acceptance of this policy. Utility/Government Incentives Documents Sylvana 78467 Spec Sheet Sylvania 78467 Dimmer Compatibility 25,000 Hours • Dimmable • Specification Grade Sylvania 78467 ¦ 17W PAR38 LED - Ultra Pro HD - 75W Equal - 15° Spot - 2700K - CRI 90+ | 2700 | 93 | 1033 | 62.6061 | 25000 | 16.5 | 1 | 48.95 | 48.95 | 57.5181 | 2020Q3 | https://www.topbulb.com/sylvania-78467-led17par38-pro-927-wsp15-p3mto-led | Top Bulb | 2020 | Yes
LED Lighting | Reflector | Sylvania | True | Daylighting/Photocell, | Reflector (Flood/Spot) | PAR38 | E26 (Medium) | Use With Timers,Use With Photo and/or Motion Sensors,Damp Location Rated,Recessed Fixtures Use With Timers,Use With Photo and/or Motion Sensors,Damp Location Rated,Recessed Fixtures Topbulb » LED Bulbs » LED PAR » LED PAR38 » 90W Equal » Sylvania 78476 ¦ 18W PAR38 LED - Ultra Pro - 90W Equal - 12° Spot - 3500K Sylvania ULTRA PRO LED PAR lamps offer extreme energy efficiency, high power factor and beam characteristics that closely match halogen PAR lamps featuring a high center beam candlepower and soft edges. This lamp is designed for hospitality, healthcare and retail applications. LED Technology Notice Due to constantly evolving nature of LED technology, manufacturers will reserve the right to replace this product with next generation technology. We appreciate your understanding and acceptance of this policy. Utility/Government Incentives Documents Sylvana 78476 Spec Sheet Sylvana 78476 Dimmer Compatibility 25,000 Hours • Dimmable • Specification Grade Sylvania 78476 ¦ 18W PAR38 LED - Ultra Pro - 90W Equal - 12° Spot - 3500K | 3500 | 84 | 1275 | 70.8333 | 25000 | 18 | 1 | 48.95 | 48.95 | 57.5181 | 2020Q3 | https://www.topbulb.com/sylvania-78476-led18par38-dim-835-sp12-p3mto-led | Top Bulb | 2020 | Yes
LED Lighting | Reflector | Sylvania | True |  | Reflector (Flood/Spot) | PAR38 | E26 (Medium) | Damp Location Rated,Recessed Fixtures Damp Location Rated,Recessed Fixtures Topbulb » LED Bulbs » LED PAR » LED PAR38 » Sylvania 78483 - 17W PAR38 LED - Ultra Pro HD - 90W Equal - 40° Beam Sylvania Ultra Pro HD LED PAR lamps offer extreme energy efficiency, high power factor and beam characteristics that closely match halogen PAR lamps featuring a high center beam candlepower and soft edges. This lamp is designed for color critical applications, offering a 90+ CRI. The high R9 (R9 up to 85) feature enhances warm color palettes and makes whites more crisp, making them ideal for hospitality, healthcare and retail applications. LED Technology Notice Due to constantly evolving nature of LED technology, manufacturers will reserve the right to replace this product with next generation technology. We appreciate your understanding and acceptance of this policy. Applications Hospitality Healthcare Retail Gallery Utility/Government Incentives Documents Sylvania Ultra Pro LED PAR Brochure Sylvania Ultra LED Directional Dimmer List 25,000 Hour Life • Dimmable Sylvania 78483 - 17W PAR38 LED - Ultra Pro HD - 90W Equal - 40° Beam | 3500 | 96 | 1107 | 68.3333 | 25000 | 16.2 | 1 | 47.95 | 47.95 | 56.3431 | 2020Q3 | https://www.topbulb.com/sylvania-78483-17w-par38-led-90w-equal-3500k-cri-94 | Top Bulb | 2020 | Yes
LED Lighting | Reflector | Sylvania | True |  | Reflector (Flood/Spot) | PAR30L | E26 (Medium) | Damp Location Rated,Recessed Fixtures Damp Location Rated,Recessed Fixtures Topbulb » LED Bulbs » LED PAR » LED PAR30 » 75W Equal / Long Neck » Sylvania 78699 - 13W PAR30LN LED - UltraPro - 75W Equal - Flood - 3500K Sylvania Ultra Pro PAR LED lamps offer extreme energy efficiency, high power factor and beam characteristics that closely match halogen PAR lamps featuring a high center beam candlepower and soft edges. No warm-up time, instant on with full light output, crisp white light and stable color. This LED light bulb is Energy Star qualified. LED Technology Notice Due to constantly evolving nature of LED technology, manufacturers will reserve the right to replace this product with next generation technology. We appreciate your understanding and acceptance of this policy. Utility/Government Incentives Documents Sylvania 78699 Dimmer Compatibility 25,000 Hour Life • 40° Beam • Energy Star Sylvania 78699 - 13W PAR30LN LED - UltraPro - 75W Equal - Flood - 3500K | 2700 | 85 | 930 | 71.5385 | 25000 | 13 | 1 | 42.95 | 42.95 | 50.4679 | 2020Q3 | https://www.topbulb.com/sylvania-78699-13w-par30ln-led-75w-equal-flood-3500k | Top Bulb | 2020 | Yes
LED Lighting | Reflector | Sylvania | True |  | Reflector (Flood/Spot) | PAR16 | GU10 | Damp Location Rated,Recessed Fixtures Damp Location Rated,Recessed Fixtures Topbulb » LED Bulbs » LED PAR » LED PAR16 » Sylvania 79288 ¦ 6W PAR16 LED - 50W Equal - Flood - GU10 Base - 3000K This Sylvania 79288 dimmable 6 watt LED replaces a 50 watt halogen PAR16 bulb using a twist and lock, GU10 base that operates on 120 volts. The bulb has a color temperature of 3000K which matches the color appearance on the light from a halogen bulb. Energy Star qualified. LED Technology Notice Due to constantly evolving nature of LED technology, manufacturers will reserve the right to replace this product with next generation technology. We appreciate your understanding and acceptance of this policy. Utility/Government Incentives Documents Sylvana 79288 Spec Sheet Sylvania 79288 Dimmer Compatibility 25,000 Hours • Dimmable Sylvania 79288 ¦ 6W PAR16 LED - 50W Equal - Flood - GU10 Base - 3000K | 3000 | 83 | 450 | 75 | 25000 | 6 | 1 | 7.95 | 7.95 | 9.3416 | 2020Q3 | https://www.topbulb.com/sylvania-79288-led6par16gu10dim830fl36gl1rp-led | Top Bulb | 2020 | Yes
LED Lighting | Reflector | Sylvania | True |  | Reflector (Flood/Spot) | PAR30L | E26 (Medium) | Damp Location Rated,Recessed Fixtures Damp Location Rated,Recessed Fixtures Topbulb » LED Bulbs » LED PAR » LED PAR30 » 75W Equal / Long Neck » Sylvania 79361 ¦ 19W PAR30LN LED - 75W Equal - 120V - 15° - 3000K This Sylvania LED HO PAR lamp delivers high center beam candle power along with outstanding color uniformity and beam quality utilizing COB technology. The high CBCP performance makes these lamps an excellent LED replacement for high power halogen and HID lamps. Suitable for wet locations. See the document below for complete specifications. LED Technology Notice Due to constantly evolving nature of LED technology, manufacturers will reserve the right to replace this product with next generation technology. We appreciate your understanding and acceptance of this policy. Utility/Government Incentives Documents Sylvana 79361 Spec Sheet Sylvania 79361 Dimmer Compatibility 25,000 Hours • 17,600 CBCP • Dimmable • Specification Grade Sylvania 79361 ¦ 19W PAR30LN LED - 75W Equal - 120V - 15° - 3000K | 3000 | 82 | 1800 | 94.7368 | 25000 | 19 | 1 | 32.95 | 32.95 | 38.7175 | 2020Q3 | https://www.topbulb.com/sylvania-79361-led19par30lnhodim830sp15w120-led | Top Bulb | 2020 | Yes
LED Lighting | Reflector | Sylvania | False | Daylighting/Photocell, | Reflector (Flood/Spot) | PAR30L | E26 (Medium) | Use With Timers,Use With Photo and/or Motion Sensors,Damp Location Rated,Wet Location Rated,Recessed Fixtures Use With Timers,Use With Photo and/or Motion Sensors,Damp Location Rated,Wet Location Rated,Recessed Fixtures Topbulb » LED Bulbs » LED PAR » LED PAR30 » 75W Equal / Long Neck » Sylvania 79362 ¦ 19W PAR30LN LED - 75W Equal - 120/277V - 15° - 3000K This Sylvania LED HO PAR lamp delivers high center beam candle power along with outstanding color uniformity and beam quality utilizing COB technology. The high CBCP performance makes these lamps an excellent LED replacement for high power halogen and HID lamps. Suitable for wet locations. See the document below for complete specifications. LED Technology Notice Due to constantly evolving nature of LED technology, manufacturers will reserve the right to replace this product with next generation technology. We appreciate your understanding and acceptance of this policy. Utility/Government Incentives Documents Sylvana 79362 Spec Sheet 25,000 Hours • 17,600 CBCP • Not Dimmable • Specification Grade Sylvania 79362 ¦ 19W PAR30LN LED - 75W Equal - 120/277V - 15° - 3000K | 3000 | 83 | 1847 | 97.2105 | 25000 | 19 | 1 | 32.95 | 32.95 | 38.7175 | 2020Q3 | https://www.topbulb.com/sylvania-79362-led19par30ln-ho-830-sp15-w-unv-led | Top Bulb | 2020 | Yes
LED Lighting | Reflector | Sylvania | True | Daylighting/Photocell, | Reflector (Flood/Spot) | PAR30L | E26 (Medium) | Use With Timers,Use With Photo and/or Motion Sensors,Damp Location Rated,Wet Location Rated,Recessed Fixtures Use With Timers,Use With Photo and/or Motion Sensors,Damp Location Rated,Wet Location Rated,Recessed Fixtures Topbulb » LED Bulbs » LED PAR » LED PAR30 » 75W Equal » Sylvania 79372 ¦ 13W PAR30 LED - 75W Equal - 40° Flood - 3000K Use this Sylvania Ultra LED 13 watt PAR30 flood, featuring a glass body, as an energy saving, long life direct replacement for a 75 watt halogen PAR30. Energy Star qualified. See the document below for complete specifications. LED Technology Notice Due to constantly evolving nature of LED technology, manufacturers will reserve the right to replace this product with next generation technology. We appreciate your understanding and acceptance of this policy. Utility/Government Incentives Documents Sylvana 79372 Spec Sheet Sylvania 79372 Dimmer Compatibility 25,000 Hours • Glass Body • Dimmable Sylvania 79372 ¦ 13W PAR30 LED - 75W Equal - 40° Flood - 3000K | 3000 | 82 | 823 | 70.3419 | 25000 | 11.7 | 1 | 15.95 | 15.95 | 18.7419 | 2020Q3 | https://www.topbulb.com/sylvania-79372-led13par30dim830fl40gl1wrp-led | Top Bulb | 2020 | Yes
LED Lighting | Reflector | Sylvania | True |  | Reflector (Flood/Spot) | PAR38 | E26 (Medium) | Wet Location Rated,Recessed Fixtures Wet Location Rated,Recessed Fixtures Topbulb » LED Bulbs » LED PAR » LED PAR38 » 250W Equal » Sylvania 79479 - 26W PAR38 LED - 250W Equal - 40° Beam This Sylvania 26 watt PAR38 LED has a sleek design and delivers exceptionally high lumen output. The lamp also features outstanding color uniformity and beam quality utilizing COB technology. Replaces high power halogen and HID lamps. See the document below for complete specifications. LED Technology Notice Due to constantly evolving nature of LED technology, manufacturers will reserve the right to replace this product with next generation technology. We appreciate your understanding and acceptance of this policy. Utility/Government Incentives Documents Sylvana 79479 Spec Sheet Sylvania 79479 Dimmer Compatibility 25,000 Hours • Dimmable Sylvania 79479 - 26W PAR38 LED - 250W Equal - 40° Beam | 5000 | 82 | 2400 | 92.3077 | 25000 | 26 | 1 | 34.95 | 34.95 | 41.0676 | 2020Q3 | https://www.topbulb.com/sylvania-79479-led26par38hodim850fl40wrp-led | Top Bulb | 2020 | Yes
LED Lighting | Decorative | Sylvania | True | Daylighting/Photocell, | Decorative | B10 | E26 (Medium) | Filament Style,Use With Photo and/or Motion Sensors,Recessed Fixtures,Damp Location Rated,Dim to Warm Filament Style,Use With Photo and/or Motion Sensors,Recessed Fixtures,Damp Location Rated,Dim to Warm Topbulb » Clearance » LED Bulbs » Sylvania 79523 ¦ 4.5W Filament LED - 40W Equal - B10 - Medium Base - 2700K LED Technology Notice Due to constantly evolving nature of LED technology, manufacturers will reserve the right to replace this product with next generation technology. We appreciate your understanding and acceptance of this policy. WHILE SUPPLIES LAST - 1 IN STOCK Sylvania 79523 ¦ 4.5W Filament LED - 40W Equal - B10 - Medium Base - 2700K | 2700 | 82 | 450 | 100 | 15000 | 4.5 | 1 | 5.95 | 5.95 | 6.9915 | 2020Q3 | https://www.topbulb.com/sylvania-79523-led4-5b10bentdim827fil-led | Top Bulb | 2020 | Yes
LED Lighting | Reflector | Sylvania | True | Daylighting/Photocell, | Reflector (Flood/Spot) | PAR30L | E26 (Medium) | Use With Timers,Use With Photo and/or Motion Sensors,Damp Location Rated,Recessed Fixtures Use With Timers,Use With Photo and/or Motion Sensors,Damp Location Rated,Recessed Fixtures Topbulb » LED Bulbs » LED PAR » LED PAR30 » 75W Equal / Long Neck » Sylvania 79564 ¦ 12.5W PAR30LN LED - 75W Equal - 25° NFL - 2700K - CRI 90+ The Sylvania Renaissance line offers high CBCP PAR lamps with superior beam quality, ideal for color critical applications. The high R9 (R9 up to 74) produces enhanced, warm color palettes and makes whites more crisp - ideal for hospitality, healthcare and retail applications. The lens facing on the lamp contains full optics. 5-year manufacturer warranty. See the document below for complete specifications. LED Technology Notice Due to constantly evolving nature of LED technology, manufacturers will reserve the right to replace this product with next generation technology. We appreciate your understanding and acceptance of this policy. Utility/Government Incentives Documents Sylvania 79564 Specfication Sheet Sylvania 79564 Dimmer Compatibility 25,000 Hours • Dimmable Sylvania 79564 ¦ 12.5W PAR30LN LED - 75W Equal - 25° NFL - 2700K - CRI 90+ | 2700 | 92 | 900 | 72 | 25000 | 12.5 | 1 | 17.95 | 17.95 | 21.0919 | 2020Q3 | https://www.topbulb.com/sylvania-79564-led125par30lnhddim927nfl25 | Top Bulb | 2020 | Yes
LED Lighting | Reflector | Sylvania | True | Daylighting/Photocell, | Reflector (Flood/Spot) | PAR30L | E26 (Medium) | Use With Timers,Use With Photo and/or Motion Sensors,Damp Location Rated,Recessed Fixtures Use With Timers,Use With Photo and/or Motion Sensors,Damp Location Rated,Recessed Fixtures Topbulb » LED Bulbs » LED PAR » LED PAR30 » 75W Equal / Long Neck » Sylvania 79565 ¦ 12.5W PAR30LN LED - 75W Equal - 25° NFL - 3000K - CRI 90+ The Sylvania Renaissance line offers high CBCP PAR lamps with superior beam quality, ideal for color critical applications. The high R9 (R9 up to 74) produces enhanced, warm color palettes and makes whites more crisp - ideal for hospitality, healthcare and retail applications. The lens facing on the lamp contains full optics. 5-year manufacturer warranty. See the document below for complete specifications. LED Technology Notice Due to constantly evolving nature of LED technology, manufacturers will reserve the right to replace this product with next generation technology. We appreciate your understanding and acceptance of this policy. Utility/Government Incentives Documents Sylvania 79565 Specfication Sheet Sylvania 79565 Dimmer Compatibility 25,000 Hours • Dimmable Sylvania 79565 ¦ 12.5W PAR30LN LED - 75W Equal - 25° NFL - 3000K - CRI 90+ | 3000 | 92 | 1000 | 80 | 25000 | 12.5 | 1 | 17.95 | 17.95 | 21.0919 | 2020Q3 | https://www.topbulb.com/sylvania-79565-led-par30ln-125w-dimmable-91cri-1000-lumen-3000k-25000-life | Top Bulb | 2020 | Yes
LED Lighting | Reflector | Sylvania | True | Daylighting/Photocell, | Reflector (Flood/Spot) | PAR30L | E26 (Medium) | Use With Timers,Use With Photo and/or Motion Sensors,Damp Location Rated,Recessed Fixtures Use With Timers,Use With Photo and/or Motion Sensors,Damp Location Rated,Recessed Fixtures Topbulb » LED Bulbs » LED PAR » LED PAR30 » 75W Equal / Long Neck » Sylvania 79566 ¦ 12.5W PAR30LN LED - 75W Equal - 25° NFL - 3500K - CRI 90+ The Sylvania Renaissance line offers high CBCP PAR lamps with superior beam quality, ideal for color critical applications. The high R9 (R9 up to 74) produces enhanced, warm color palettes and makes whites more crisp - ideal for hospitality, healthcare and retail applications. The lens facing on the lamp contains full optics. 5-year manufacturer warranty. See the document below for complete specifications. LED Technology Notice Due to constantly evolving nature of LED technology, manufacturers will reserve the right to replace this product with next generation technology. We appreciate your understanding and acceptance of this policy. Utility/Government Incentives Documents Sylvania 79566 Specfication Sheet Sylvania 79566 Dimmer Compatibility 25,000 Hours • Dimmable Sylvania 79566 ¦ 12.5W PAR30LN LED - 75W Equal - 25° NFL - 3500K - CRI 90+ | 3500 | 93 | 1050 | 84 | 25000 | 12.5 | 1 | 17.95 | 17.95 | 21.0919 | 2020Q3 | https://www.topbulb.com/sylvania-79566-led-par30ln-125w-dimmable-91cri-1050-lumen-3500k-25000-life | Top Bulb | 2020 | Yes
LED Lighting | Reflector | Sylvania | True | Daylighting/Photocell, | Reflector (Flood/Spot) | PAR30L | E26 (Medium) | Use With Timers,Use With Photo and/or Motion Sensors,Damp Location Rated,Recessed Fixtures Use With Timers,Use With Photo and/or Motion Sensors,Damp Location Rated,Recessed Fixtures Topbulb » LED Bulbs » LED PAR » LED PAR30 » 75W Equal / Long Neck » Sylvania 79567 ¦ 12.5W PAR30LN LED - 75W Equal - 40° Flood - 2700K - CRI 90+ The Sylvania Renaissance line offers high CBCP PAR lamps with superior beam quality, ideal for color critical applications. The high R9 (R9 up to 74) produces enhanced, warm color palettes and makes whites more crisp - ideal for hospitality, healthcare and retail applications. The lens facing on the lamp contains full optics. 5-year manufacturer warranty. See the document below for complete specifications. LED Technology Notice Due to constantly evolving nature of LED technology, manufacturers will reserve the right to replace this product with next generation technology. We appreciate your understanding and acceptance of this policy. Utility/Government Incentives Documents Sylvania 79567 Specfication Sheet Sylvania 79567 Dimmer Compatibility 25,000 Hours • Dimmable Sylvania 79567 ¦ 12.5W PAR30LN LED - 75W Equal - 40° Flood - 2700K - CRI 90+ | 2700 | 92 | 900 | 72 | 25000 | 12.5 | 1 | 17.95 | 17.95 | 21.0919 | 2020Q3 | https://www.topbulb.com/sylvania-79567-led-par30ln-125w-dimmable-91cri-900-lumen-2700k-25000-life | Top Bulb | 2020 | Yes
LED Lighting | Reflector | Sylvania | True | Daylighting/Photocell, | Reflector (Flood/Spot) | PAR30L | E26 (Medium) | Use With Timers,Use With Photo and/or Motion Sensors,Damp Location Rated,Recessed Fixtures Use With Timers,Use With Photo and/or Motion Sensors,Damp Location Rated,Recessed Fixtures Topbulb » LED Bulbs » LED PAR » LED PAR30 » 75W Equal / Long Neck » Sylvania 79568 ¦ 12.5W PAR30LN LED - 75W Equal - 40° Flood - 3000K - CRI 90+ The Sylvania Renaissance line offers high CBCP PAR lamps with superior beam quality, ideal for color critical applications. The high R9 (R9 up to 74) produces enhanced, warm color palettes and makes whites more crisp - ideal for hospitality, healthcare and retail applications. The lens facing on the lamp contains full optics. 5-year manufacturer warranty. See the document below for complete specifications. LED Technology Notice Due to constantly evolving nature of LED technology, manufacturers will reserve the right to replace this product with next generation technology. We appreciate your understanding and acceptance of this policy. Utility/Government Incentives Documents Sylvania 79568 Specfication Sheet Sylvania 79568 Dimmer Compatibility 25,000 Hours • Dimmable Sylvania 79568 ¦ 12.5W PAR30LN LED - 75W Equal - 40° Flood - 3000K - CRI 90+ | 3000 | 92 | 1000 | 80 | 25000 | 12.5 | 1 | 17.95 | 17.95 | 21.0919 | 2020Q3 | https://www.topbulb.com/sylvania-79568-led-par30ln-125w-dimmable-91cri-1000-lumen-3000k-25000-life | Top Bulb | 2020 | Yes
LED Lighting | Reflector | Sylvania | True | Daylighting/Photocell, | Reflector (Flood/Spot) | PAR30L | E26 (Medium) | Use With Timers,Use With Photo and/or Motion Sensors,Damp Location Rated,Recessed Fixtures Use With Timers,Use With Photo and/or Motion Sensors,Damp Location Rated,Recessed Fixtures Topbulb » LED Bulbs » LED PAR » LED PAR30 » 75W Equal / Long Neck » Sylvania 79569 ¦ 12.5W PAR30LN LED - 75W Equal - 40° Flood - 3500K - CRI 90+ The Sylvania Renaissance line offers high CBCP PAR lamps with superior beam quality, ideal for color critical applications. The high R9 (R9 up to 74) produces enhanced, warm color palettes and makes whites more crisp - ideal for hospitality, healthcare and retail applications. The lens facing on the lamp contains full optics. 5-year manufacturer warranty. See the document below for complete specifications. LED Technology Notice Due to constantly evolving nature of LED technology, manufacturers will reserve the right to replace this product with next generation technology. We appreciate your understanding and acceptance of this policy. Utility/Government Incentives Documents Sylvania 79569 Specfication Sheet Sylvania 79569 Dimmer Compatibility 25,000 Hours • Dimmable Sylvania 79569 ¦ 12.5W PAR30LN LED - 75W Equal - 40° Flood - 3500K - CRI 90+ | 3500 | 93 | 1050 | 84 | 25000 | 12.5 | 1 | 17.95 | 17.95 | 21.0919 | 2020Q3 | https://www.topbulb.com/sylvania-79569-led-par30ln-125w-dimmable-91cri-1050-lumen-3500k-25000-life | Top Bulb | 2020 | Yes
LED Lighting | Reflector | Sylvania | True | Daylighting/Photocell, | Reflector (Flood/Spot) | PAR30S | E26 (Medium) | Use With Timers,Use With Photo and/or Motion Sensors,Damp Location Rated,Recessed Fixtures Use With Timers,Use With Photo and/or Motion Sensors,Damp Location Rated,Recessed Fixtures Topbulb » LED Bulbs » LED PAR » LED PAR30 » 75W Equal » Sylvania 79570 ¦ 12.5W PAR30 LED - 75W Equal - 25° NFL - 2700K - CRI 90+ The Sylvania Renaissance line offers a full family of high CBCP PAR lamps with superior beam quality, ideal for color critical applications. The high R9 (R9 up to 74) feature enhances warm color palettes and makes whites more crisp, making them ideal for hospitality, healthcare and retail applications. This lamp features a 25,000 hour design life (L70) and a 5 year manufacturer warranty. LED Technology Notice Due to constantly evolving nature of LED technology, manufacturers will reserve the right to replace this product with next generation technology. We appreciate your understanding and acceptance of this policy. Documents Sylvania 79570 Specfication Sheet Sylvania 79570 Dimmer Compatibility 25,000 Hours • Dimmable Sylvania 79570 ¦ 12.5W PAR30 LED - 75W Equal - 25° NFL - 2700K - CRI 90+ | 2700 | 92 | 900 | 72 | 25000 | 12.5 | 1 | 18.95 | 18.95 | 22.267 | 2020Q3 | https://www.topbulb.com/sylvania-79570-led-par30-125w-dimmable-91cri-900-lumen-2700k-25000-life | Top Bulb | 2020 | Yes
LED Lighting | Reflector | Sylvania | True | Daylighting/Photocell, | Reflector (Flood/Spot) | PAR30S | E26 (Medium) | Use With Timers,Use With Photo and/or Motion Sensors,Damp Location Rated,Recessed Fixtures Use With Timers,Use With Photo and/or Motion Sensors,Damp Location Rated,Recessed Fixtures Topbulb » LED Bulbs » LED PAR » LED PAR30 » 75W Equal » Sylvania 79571 ¦ 12.5W PAR30 LED - 75W Equal - 25° NFL - 3000K - CRI 90+ The Sylvania Renaissance line offers a full family of high CBCP PAR lamps with superior beam quality, ideal for color critical applications. The high R9 (R9 up to 74) feature enhances warm color palettes and makes whites more crisp, making them ideal for hospitality, healthcare and retail applications. This lamp features a 25,000 hour design life (L70) and a 5 year manufacturer warranty. LED Technology Notice Due to constantly evolving nature of LED technology, manufacturers will reserve the right to replace this product with next generation technology. We appreciate your understanding and acceptance of this policy. Documents Sylvania 79571 Specfication Sheet Sylvania 79571 Dimmer Compatibility 25,000 Hours • Dimmable Sylvania 79571 ¦ 12.5W PAR30 LED - 75W Equal - 25° NFL - 3000K - CRI 90+ | 3000 | 92 | 1000 | 80 | 25000 | 12.5 | 1 | 18.95 | 18.95 | 22.267 | 2020Q3 | https://www.topbulb.com/sylvania-79571-led-par30-125w-dimmable-91cri-1000-lumen-3000k-25000-life | Top Bulb | 2020 | Yes
LED Lighting | Reflector | Sylvania | True | Daylighting/Photocell, | Reflector (Flood/Spot) | PAR30S | E26 (Medium) | Use With Timers,Use With Photo and/or Motion Sensors,Damp Location Rated,Recessed Fixtures Use With Timers,Use With Photo and/or Motion Sensors,Damp Location Rated,Recessed Fixtures Topbulb » LED Bulbs » LED PAR » LED PAR30 » 75W Equal » Sylvania 79572 ¦ 12.5W PAR30 LED - 75W Equal - 25° NFL - 3500K - CRI 90+ The Sylvania Renaissance line offers a full family of high CBCP PAR lamps with superior beam quality, ideal for color critical applications. The high R9 (R9 up to 74) feature enhances warm color palettes and makes whites more crisp, making them ideal for hospitality, healthcare and retail applications. This lamp features a 25,000 hour design life (L70) and a 5 year manufacturer warranty. LED Technology Notice Due to constantly evolving nature of LED technology, manufacturers will reserve the right to replace this product with next generation technology. We appreciate your understanding and acceptance of this policy. Documents Sylvania 79572 Specfication Sheet Sylvania 79572 Dimmer Compatibility 25,000 Hours • Dimmable Sylvania 79572 ¦ 12.5W PAR30 LED - 75W Equal - 25° NFL - 3500K - CRI 90+ | 3500 | 93 | 1050 | 84 | 25000 | 12.5 | 1 | 18.95 | 18.95 | 22.267 | 2020Q3 | https://www.topbulb.com/sylvania-79572-led-par30-125w-dimmable-91cri-1050-lumen-3500k-25000-life | Top Bulb | 2020 | Yes
LED Lighting | Reflector | Sylvania | True | Daylighting/Photocell, | Reflector (Flood/Spot) | PAR30S | E26 (Medium) | Use With Timers,Use With Photo and/or Motion Sensors,Damp Location Rated,Recessed Fixtures Use With Timers,Use With Photo and/or Motion Sensors,Damp Location Rated,Recessed Fixtures Topbulb » LED Bulbs » LED PAR » LED PAR30 » 75W Equal » Sylvania 79573 ¦ 12.5W PAR30 LED - 75W Equal - 40° Flood - 2700K - CRI 90+ The Sylvania Renaissance line offers a full family of high CBCP PAR lamps with superior beam quality, ideal for color critical applications. The high R9 (R9 up to 74) feature enhances warm color palettes and makes whites more crisp, making them ideal for hospitality, healthcare and retail applications. This lamp features a 25,000 hour design life (L70) and a 5 year manufacturer warranty. LED Technology Notice Due to constantly evolving nature of LED technology, manufacturers will reserve the right to replace this product with next generation technology. We appreciate your understanding and acceptance of this policy. Utility/Government Incentives Documents Sylvania 79573 Specfication Sheet Sylvania 79573 Dimmer Compatibility 25,000 Hours • Dimmable Sylvania 79573 ¦ 12.5W PAR30 LED - 75W Equal - 40° Flood - 2700K - CRI 90+ | 2700 | 92 | 900 | 72 | 25000 | 12.5 | 1 | 18.95 | 18.95 | 22.267 | 2020Q3 | https://www.topbulb.com/sylvania-79573-led-par30-125w-dimmable-91cri-900-lumen-2700k-25000-life | Top Bulb | 2020 | Yes
LED Lighting | Reflector | Sylvania | True | Daylighting/Photocell, | Reflector (Flood/Spot) | PAR30S | E26 (Medium) | Use With Timers,Use With Photo and/or Motion Sensors,Damp Location Rated,Recessed Fixtures Use With Timers,Use With Photo and/or Motion Sensors,Damp Location Rated,Recessed Fixtures Topbulb » LED Bulbs » LED PAR » LED PAR30 » 75W Equal » Sylvania 79574 ¦ 12.5W PAR30 LED - 75W Equal - 40° Flood - 3000K - CRI 90+ The Sylvania Renaissance line offers a full family of high CBCP PAR lamps with superior beam quality, ideal for color critical applications. The high R9 (R9 up to 74) feature enhances warm color palettes and makes whites more crisp, making them ideal for hospitality, healthcare and retail applications. This lamp features a 25,000 hour design life (L70) and a 5 year manufacturer warranty. LED Technology Notice Due to constantly evolving nature of LED technology, manufacturers will reserve the right to replace this product with next generation technology. We appreciate your understanding and acceptance of this policy. Documents Sylvania 79574 Specfication Sheet Sylvania 79574 Dimmer Compatibility 25,000 Hours • Dimmable Sylvania 79574 ¦ 12.5W PAR30 LED - 75W Equal - 40° Flood - 3000K - CRI 90+ | 3000 | 92 | 1000 | 80 | 25000 | 12.5 | 1 | 18.95 | 18.95 | 22.267 | 2020Q3 | https://www.topbulb.com/sylvania-79574-led-par30-125w-dimmable-91cri-1000-lumen-3000k-25000-life | Top Bulb | 2020 | Yes
LED Lighting | Reflector | Sylvania | True | Daylighting/Photocell, | Reflector (Flood/Spot) | PAR30S | E26 (Medium) | Use With Timers,Use With Photo and/or Motion Sensors,Damp Location Rated,Recessed Fixtures Use With Timers,Use With Photo and/or Motion Sensors,Damp Location Rated,Recessed Fixtures Topbulb » LED Bulbs » LED PAR » LED PAR30 » 75W Equal » Sylvania 79575 ¦ 12.5W PAR30 LED - 75W Equal - 40° Flood - 3500K - CRI 90+ The Sylvania Renaissance line offers a full family of high CBCP PAR lamps with superior beam quality, ideal for color critical applications. The high R9 (R9 up to 74) feature enhances warm color palettes and makes whites more crisp, making them ideal for hospitality, healthcare and retail applications. This lamp features a 25,000 hour design life (L70) and a 5 year manufacturer warranty. LED Technology Notice Due to constantly evolving nature of LED technology, manufacturers will reserve the right to replace this product with next generation technology. We appreciate your understanding and acceptance of this policy. Documents Sylvania 79575 Specfication Sheet Sylvania 79575 Dimmer Compatibility 25,000 Hours • Dimmable Sylvania 79575 ¦ 12.5W PAR30 LED - 75W Equal - 40° Flood - 3500K - CRI 90+ | 3500 | 93 | 1050 | 84 | 25000 | 12.5 | 1 | 18.95 | 18.95 | 22.267 | 2020Q3 | https://www.topbulb.com/sylvania-79575-led-par30-125w-dimmable-91cri-1050-lumen-3500k-25000-life | Top Bulb | 2020 | Yes
LED Lighting | Reflector | Sylvania | False | Daylighting/Photocell, | Reflector (Flood/Spot) | PAR38 | E26 (Medium) | Use With Photo and/or Motion Sensors,Damp Location Rated,Wet Location Rated,Recessed Fixtures Use With Photo and/or Motion Sensors,Damp Location Rated,Wet Location Rated,Recessed Fixtures Topbulb » LED Bulbs » LED PAR » LED PAR38 » 250W Equal » Sylvania 79600 - 30W PAR38 LED - 150W Equal - 120-277V - 25° Narrow Flood - 3000K This Sylvania high lumen output PAR38 LED features outstanding color uniformity and beam quality utilizing COB technology. Sleek, lightweight design. Energy saving, long life replacement for high power halogen and HID lamps. See the document below for complete specifications. LED Technology Notice Due to constantly evolving nature of LED technology, manufacturers will reserve the right to replace this product with next generation technology. We appreciate your understanding and acceptance of this policy. Documents Sylvana 79600 Spec Sheet 25,000 Hours • Not Dimmable • Specification Grade Sylvania 79600 - 30W PAR38 LED - 150W Equal - 120-277V - 25° Narrow Flood - 3000K | 3000 | 82 | 3000 | 100 | 25000 | 30 | 1 | 39.95 | 39.95 | 46.9428 | 2020Q3 | https://www.topbulb.com/sylvania-79600-led30par38-ho-830-nfl25-w-unv-led | Top Bulb | 2020 | Yes
LED Lighting | Reflector | Sylvania | False | Daylighting/Photocell, | Reflector (Flood/Spot) | PAR30L | E26 (Medium) | Use With Photo and/or Motion Sensors,Damp Location Rated,Wet Location Rated,Recessed Fixtures Use With Photo and/or Motion Sensors,Damp Location Rated,Wet Location Rated,Recessed Fixtures Topbulb » LED Bulbs » LED PAR » LED PAR30 » 75W Equal / Long Neck » Sylvania 79693 ¦ 25W PAR30LN LED - 75W Equal - 120/277V - 25° - 3000K This Sylvania LED HO PAR lamp delivers exceptionally high lumen output along with outstanding color uniformity and beam quality utilizing COB technology. The high CBCP performance makes these lamps an excellent LED replacement for high power halogen and HID lamps. Suitable for wet locations. See the document below for complete specifications. LED Technology Notice Due to constantly evolving nature of LED technology, manufacturers will reserve the right to replace this product with next generation technology. We appreciate your understanding and acceptance of this policy. Documents Sylvana 79693 Spec Sheet 25,000 Hours • 2300 Lumens • Not Dimmable • Specification Grade Sylvania 79693 ¦ 25W PAR30LN LED - 75W Equal - 120/277V - 25° - 3000K | 3000 | 82 | 2300 | 92 | 25000 | 25 | 1 | 35.95 | 35.95 | 42.2426 | 2020Q3 | https://www.topbulb.com/sylvania-79693-led25par30lnho-830-nfl25-w-unv-led | Top Bulb | 2020 | Yes
LED Lighting | A-Type | Green Creative | False | Daylighting/Photocell, | General Purpose Replacement | A19 | E26 (Medium) | Damp Location Rated,Use With Timers,Use With Photo and/or Motion Sensors,Recessed Fixtures Home / Light Bulbs / LED / LED A-Line / Green Creative - 58039 - 9A19/840/277V Suitable for Use in Totally Enclosed Fixtures; Damp Location Rated 9W A19 LED Lamp - Universal - 860 Lumens - Cool White (4000K) - 82 CRI - 25000 Hours - E26 (Medium) - 120 to 277V (Universal) - Frost Green Creative - 58039 - 9A19/840/277V | 4000 | 85 | 860 | 95.5556 | 25000 | 9 | 1 | 9.62 | 9.62 | 11.3039 | 2020Q2 | https://shop.regencylighting.com/lamps/led/a-line/9a19-840-277v-grc.html | Regency Lighting | 2020 | Yes
LED Lighting | Downlight | Sylvania | True |  | LED Array | LED Retrofit Kit | LED Retrofit Kit | Downlight Solid State Retrofit Downlight Solid State Retrofit Topbulb » Brands » Sylvania » LED Lamps » Retrofit Downlights » RT5/6 » Sylvania 79750 ¦ 16W LED Retrofit Downlight - 5"/6" - 1200 Lumens - 2700K This Sylvania LEDRT561200927 is an Ultra LED RT5/6 recessed downlight designed to replace an existing 100 watt incandescent downlight. With 5" and 6" compatiblity, this LED recessed downlight provides high quality white light and is optimized for new construction and retrofit applications. Installation is done quickly and easily in most standard 5" or 6" Insulated Ceiling (IC) housings, Airtight (AT) housings and non-IC housings. See the documents below for complete specifications and dimmer compatibility. Applications HealthcareHospitalityOfficeProperty ManagementResidentialRetail Utility/Government Incentives Documents Sylvania 79750 Spec Sheet Sylvania 79750 Dimmer Compatibility 50,000 Hours • CRI 90 • Dimmable • Integrated White Trim Sylvania 79750 ¦ 16W LED Retrofit Downlight - 5"/6" - 1200 Lumens - 2700K | 2700 | 92 | 1200 | 75 | 50000 | 16 | 1 | 22.95 | 22.95 | 26.9671 | 2020Q3 | https://www.topbulb.com/sylvania-79750-ledrt561200927-16w-2700k-ultra-led-rt5-6-downlight | Top Bulb | 2020 | Yes
LED Lighting | Downlight | Sylvania | True |  | LED Array | LED Retrofit Kit | LED Retrofit Kit | Downlight Solid State Retrofit Downlight Solid State Retrofit Topbulb » Brands » Sylvania » LED Lamps » Retrofit Downlights » RT5/6 » Sylvania 79751 ¦ 16W LED Retrofit Downlight - 5"/6" - 1200 Lumens - 3000K This Sylvania LEDRT561200930 is an Ultra LED RT5/6 recessed downlight designed to replace an existing 100 watt incandescent downlight. With 5" and 6" compatiblity, this LED recessed downlight provides high quality white light and is optimized for new construction and retrofit applications. Installation is done quickly and easily in most standard 5" or 6" Insulated Ceiling (IC) housings, Airtight (AT) housings and non-IC housings. See the documents below for complete specifications and dimmer compatibility. Applications HealthcareHospitalityOfficeProperty ManagementResidentialRetail Utility/Government Incentives Documents Sylvania 79751 Spec Sheet Sylvania 79751 Dimmer Compatibility 50,000 Hours • CRI 90 • Dimmable • Integrated White Trim Sylvania 79751 ¦ 16W LED Retrofit Downlight - 5"/6" - 1200 Lumens - 3000K | 3000 | 92 | 1200 | 75 | 50000 | 16 | 1 | 23.95 | 23.95 | 28.1422 | 2020Q3 | https://www.topbulb.com/sylvania-79751-ledrt561200930-16w-3000k-ultra-led-rt5-6-downlight | Top Bulb | 2020 | Yes
LED Lighting | Downlight | Sylvania | True |  | LED Array | LED Retrofit Kit | LED Retrofit Kit | Downlight Solid State Retrofit Downlight Solid State Retrofit Topbulb » Brands » Sylvania » LED Lamps » Retrofit Downlights » RT5/6 » Sylvania 79753 ¦ 16W LED Retrofit Downlight - 5"/6" - 1200 Lumens - 4000K This Sylvania LEDRT561200940 is an Ultra LED RT5/6 recessed downlight designed to replace an existing 100 watt incandescent downlight. With 5" and 6" compatiblity, this LED recessed downlight provides high quality white light and is optimized for new construction and retrofit applications. Installation is done quickly and easily in most standard 5" or 6" Insulated Ceiling (IC) housings, Airtight (AT) housings and non-IC housings. See the documents below for complete specifications and dimmer compatibility. Applications HealthcareHospitalityOfficeProperty ManagementResidentialRetail Utility/Government Incentives Documents Sylvania 79753 Spec Sheet Sylvania 79753 Dimmer Compatibility 50,000 Hours • CRI 90 • Dimmable • Integrated White Trim Sylvania 79753 ¦ 16W LED Retrofit Downlight - 5"/6" - 1200 Lumens - 4000K | 4000 | 92 | 1200 | 75 | 50000 | 16 | 1 | 22.95 | 22.95 | 26.9671 | 2020Q3 | https://www.topbulb.com/sylvania-79753-ledrt561200940-16w-4000k-ultra-led-rt5-6-downlight | Top Bulb | 2020 | Yes
LED Lighting | Reflector | Sylvania | True |  | Reflector (Flood/Spot) | BR40 | E26 (Medium) | Damp Location Rated,Recessed Fixtures Damp Location Rated,Recessed Fixtures Topbulb » LED Bulbs » LED Reflector Flood » 85W Equal » Sylvania 78063 ¦ 12W BR40 LED - 85W Equal - Flood - 2700K Use this Sylvania high output 12 watt BR40 to replace 85 watt incandescent BR40 in recessed downlight wallwashes where warm white light is desired. Energy Star qualified. LED Technology Notice Due to constantly evolving nature of LED technology, manufacturers will reserve the right to replace this product with next generation technology. We appreciate your understanding and acceptance of this policy. Utility/Government Incentives Documents Sylvania 78603 Specfication Sheet 25,000 Hours • 1100 Lumens • Dimmable Sylvania 78063 ¦ 12W BR40 LED - 85W Equal - Flood - 2700K | 2700 | 83 | 1100 | 91.6667 | 25000 | 12 | 1 | 10.95 | 10.95 | 12.8667 | 2020Q3 | https://www.topbulb.com/sylvania-led12br40-dim-ho-827-12w-br40-led-85w-equal-warm-white-medium-base | Top Bulb | 2020 | Yes
LED Lighting | Reflector | Sylvania | True |  | Reflector (Flood/Spot) | R20 | E26 (Medium) | Damp Location Rated,Recessed Fixtures Damp Location Rated,Recessed Fixtures Topbulb » LED Bulbs » LED Reflector Flood » 45W / 50W Equal » Sylvania 74477 ¦ 4.5W R20 LED R20 - 45W Equal - Flood - 2700K This Sylvania 4.5 watt LED R20 replaces a 45 watt incandescent R20 flood and provides significant energy savings and approximately 25 times long life. Dimmable down to 10% light output. Energy Star qualified. See the document below for complete specifications. LED Technology Notice Due to constantly evolving nature of LED technology, manufacturers will reserve the right to replace this product with next generation technology. We appreciate your understanding and acceptance of this policy. Documents Sylvania 74477 Spec Sheet 25,000 Hours • 325 Lumens • Dimmable Sylvania 74477 ¦ 4.5W R20 LED R20 - 45W Equal - Flood - 2700K | 2700 | 83 | 325 | 72.2222 | 25000 | 4.5 | 1 | 7.95 | 7.95 | 9.3416 | 2020Q3 | https://www.topbulb.com/sylvania-led45r20dim827g3rp-led-r20-45w-dimmable-80cri-325-lumen-2700k-25000-life | Top Bulb | 2020 | Yes
LED Lighting | Reflector | Sylvania | True |  | Reflector (Flood/Spot) | R20 | E26 (Medium) | Damp Location Rated,Recessed Fixtures Damp Location Rated,Recessed Fixtures Topbulb » LED Bulbs » LED Reflector Flood » 45W / 50W Equal » Sylvania 78062 ¦ 6W R20 LED - 50W Equal - 2700K This Sylvania 6 watt LED replaces a 50 watt incandescent reflector. It is ideal for general flood distribution from recessed downlights, track lights and wall washers. Energy Star rated. See the document below for complete specifications. LED Technology Notice Due to constantly evolving nature of LED technology, manufacturers will reserve the right to replace this product with next generation technology. We appreciate your understanding and acceptance of this policy. Utility/Government Incentives Documents Sylvania 78062 Specfication Sheet 25,000 Hours • Warm White Light • Dimmable Sylvania 78062 ¦ 6W R20 LED - 50W Equal - 2700K | 2700 | 83 | 525 | 87.5 | 25000 | 6 | 1 | 6.95 | 6.95 | 8.1665 | 2020Q3 | https://www.topbulb.com/sylvania-led6r20dimho8270g5 | Top Bulb | 2020 | Yes
LED Lighting | Reflector | Sylvania | True |  | Reflector (Flood/Spot) | R20 | E26 (Medium) | Damp Location Rated,Recessed Fixtures Damp Location Rated,Recessed Fixtures Topbulb » LED Bulbs » LED Reflector Flood » 45W / 50W Equal » Sylvania 78061 ¦ 6W R20 LED - 50W Equal - Flood - 5000K This Sylvania 6 watt LED R20 replaces a 50 watt incandescent R20 flood while producing a much cooler and whiter illumination than an incandescent bulb. Provides significant energy savings compared to incandescent and approximately 25 times long life. Dimmable down to 10% light output. Energy Star qualified. See the document below for complete specifications. LED Technology Notice Due to constantly evolving nature of LED technology, manufacturers will reserve the right to replace this product with next generation technology. We appreciate your understanding and acceptance of this policy. Documents Sylvania 78061 Spec Sheet 25,000 Hours • Very Cool White Light • 550 Lumens • Dimmable Sylvania 78061 ¦ 6W R20 LED - 50W Equal - Flood - 5000K | 5000 | 86 | 525 | 87.5 | 25000 | 6 | 1 | 7.95 | 7.95 | 9.3416 | 2020Q3 | https://www.topbulb.com/sylvania-led6r20dimho850g5rp-led-r20-6w-dimmable-80cri-550-lumen-5000k-25000-life | Top Bulb | 2020 | Yes
LED Lighting | A-Type | Green Creative | True | Daylighting/Photocell, | General Purpose Replacement | A19 | E26 (Medium) | Damp Location Rated,Use With Timers,Use With Photo and/or Motion Sensors,Recessed Fixtures Home / Light Bulbs / LED / LED A-Line / Green Creative - 97782 - 9A19DIM/840 Suitable for Damp Locations; Not For Use in Totally Enclosed Fixtures 9W A19 LED Lamp - Universal - Cool White (4000K) - 82 CRI - E26 (Medium) - 120 to 130V - Frost Green Creative - 97782 - 9A19DIM/840 | 4000 | 85 | 860 | 95.5556 | 25000 | 9 | 1 | 2.64 | 2.64 | 3.1021 | 2020Q2 | https://shop.regencylighting.com/lamps/led/a-line/9a19dim-840-grc.html | Regency Lighting | 2020 | Yes
LED Lighting | Reflector | Sylvania | True |  | Reflector (Flood/Spot) | BR30 | E26 (Medium) | Damp Location Rated,Recessed Fixtures Damp Location Rated,Recessed Fixtures Topbulb » LED Bulbs » LED Reflector Flood » 65W / 75W Equal » Sylvania 78055 ¦ 9W LED BR30 - 65W Equal - Flood - Warm White Light This Sylvania 9 watt LED BR30 replaces a 65 watt incandescent BR30 flood and produces the same warm white illumination as an incandescent bulb. Provides significant energy savings compared to incandescent and approximately 25 times long life. Dimmable down to 10% light output. Energy Star qualified. See the document below for complete specifications. LED Technology Notice Due to constantly evolving nature of LED technology, manufacturers will reserve the right to replace this product with next generation technology. We appreciate your understanding and acceptance of this policy. Documents Sylvania 78055 Spec Sheet 25,000 Hours • 2700K • Dimmable Sylvania 78055 ¦ 9W LED BR30 - 65W Equal - Flood - Warm White Light | 2700 | 83 | 800 | 88.8889 | 25000 | 9 | 1 | 7.95 | 7.95 | 9.3416 | 2020Q3 | https://www.topbulb.com/sylvania-led9br30dimho827g5-led-br30-9w-dimmable-80cri-800-lumen-2700k-25000-life | Top Bulb | 2020 | Yes
LED Lighting | Reflector | Sylvania | True |  | Reflector (Flood/Spot) | BR30 | E26 (Medium) | Damp Location Rated,Recessed Fixtures Damp Location Rated,Recessed Fixtures Topbulb » LED Bulbs » LED Reflector Flood » 65W / 75W Equal » Sylvania 78679 ¦ 9W LED BR30 - 65W Equal - Flood - 5000K This Sylvania 9 watt LED BR30 replaces a 65 watt incandescent BR30 flood but produces a much cooler white illumination compared to incandescent. Provides significant energy savings compared to incandescent and approximately 25 times long life. Dimmable down to 10% light output. Energy Star qualified. See the document below for complete specifications. LED Technology Notice Due to constantly evolving nature of LED technology, manufacturers will reserve the right to replace this product with next generation technology. We appreciate your understanding and acceptance of this policy. Documents Sylvania 78679 Spec Sheet 25,000 Hours • Very Cool White Light • Dimmable Sylvania 78679 ¦ 9W LED BR30 - 65W Equal - Flood - 5000K | 5000 | 86 | 800 | 88.8889 | 25000 | 9 | 1 | 7.95 | 7.95 | 9.3416 | 2020Q3 | https://www.topbulb.com/sylvania-led9br30dimho850g5rp-led-br30-9w-dimmable-80cri-800-lumen-5000k-25000-life | Top Bulb | 2020 | Yes
LED Lighting | Downlight | Sylvania | True |  | LED Array |  | LED Retrofit Kit | Downlight Solid State Retrofit Downlight Solid State Retrofit Topbulb » Fixtures » Commercial Fixtures » Indoor » Recessed Downlights » LED - Retrofit » Sylvania LEDRT4/600/930/FL80 ¦ 9W LED Retrofit Downlight - 4" - 600 Lumens - 3000K Sylvania's Ultra LED RT4 downlight is a four inch LED recessed downlight kit featuring strong lumen output and excellent color rendering. The optical design directs light in an 80° beam angle with low glare. This downlight is optimized for new construction and retrofit applications. Installation is easy and fast in most standard 4" frames including: Ceiling (IC), Airtight (AT) and non-IC housings. Medium base socket adaptor and integrated white trim included. Dimmable to 10% light output with most standard dimmers. See the document below for more dimmer information. Energy Star qualified. See the document below for complete specifications. Utility/Government Incentives Documents Sylvania 74286 Spec Sheet Replaces 50W R20 Incandescent • 50,000 Hours • 90 CRI Sylvania LEDRT4/600/930/FL80 ¦ 9W LED Retrofit Downlight - 4" - 600 Lumens - 3000K | 3000 | 92 | 600 | 66.6667 | 50000 | 9 | 1 | 15.95 | 15.95 | 18.7419 | 2020Q3 | https://www.topbulb.com/sylvania-ledrt4600930fl80-600lm-3000k-90cri-4in-led-recessed-downlight-kit-replacing-up-to-50w-incandescent-r30 | Top Bulb | 2020 | Yes
LED Lighting | Downlight | Sylvania |  |  | LED |  |  | Downlight Solid State Retrofit Downlight Solid State Retrofit Topbulb » Brands » Sylvania » LED Lamps » Retrofit Downlights » RT5/6 » Sylvania 74294 ¦ 13W LED Retrofit Downlight - 5"/6" - 900 Lumens - 2700K This Sylvania LEDRT56900927FL80 is an Ultra LED RT5/6 recessed downlight designed to replace an existing 100 watt incandescent downlight. With 5" and 6" compatiblity, this LED recessed downlight provides high quality white light and is optimized for new construction and retrofit applications. Installation is done quickly and easily in most standard 5" or 6" Insulated Ceiling (IC) housings, Airtight (AT) housings and non-IC housings. See the documents below for complete specifications and dimmer compatibility. LED Technology Notice Due to constantly evolving nature of LED technology, manufacturers will reserve the right to replace this product with next generation technology. We appreciate your understanding and acceptance of this policy. Documents Sylvania 74294 Spec Sheet 50,000 Hours • CRI 90 • Integrated White Trim Sylvania 74294 ¦ 13W LED Retrofit Downlight - 5"/6" - 900 Lumens - 2700K | 2700 | 91 | 900 | 69.2308 | 50000 | 13 | 1 | 18.95 | 18.95 | 22.267 | 2020Q3 | https://www.topbulb.com/sylvania-ledrt56900927fl80-900lm-2700k-90cri-led-recessed-downlight-kit-replacing-up-to-75w-incandescent-br30 | Top Bulb | 2020 | Yes
LED Lighting | Downlight | Sylvania |  |  | LED |  |  | Downlight Solid State Retrofit Downlight Solid State Retrofit Topbulb » Brands » Sylvania » LED Lamps » Retrofit Downlights » RT5/6 » Sylvania 74295 ¦ 13W LED Retrofit Downlight - 5"/6" - 900 Lumens - 3000K This Sylvania LEDRT56900930FL80 is an Ultra LED RT5/6 recessed downlight designed to replace an existing 100 watt incandescent downlight. With 5" and 6" compatiblity, this LED recessed downlight provides high quality white light and is optimized for new construction and retrofit applications. Installation is done quickly and easily in most standard 5" or 6" Insulated Ceiling (IC) housings, Airtight (AT) housings and non-IC housings. See the documents below for complete specifications and dimmer compatibility. LED Technology Notice Due to constantly evolving nature of LED technology, manufacturers will reserve the right to replace this product with next generation technology. We appreciate your understanding and acceptance of this policy. Documents Sylvania 74295 Spec Sheet 50,000 Hours • CRI 90 • Integrated White Trim Sylvania 74295 ¦ 13W LED Retrofit Downlight - 5"/6" - 900 Lumens - 3000K | 3000 | 92 | 900 | 69.2308 | 50000 | 13 | 1 | 18.95 | 18.95 | 22.267 | 2020Q3 | https://www.topbulb.com/sylvania-ledrt56900930fl80-900lm-3000k-90cri-led-recessed-downlight-kit-replacing-up-to-75w-incandescent-br30 | Top Bulb | 2020 | Yes
LED Lighting | Reflector | TCP | True |  | Reflector (Flood/Spot) | BR30 | E26 (Medium) | Damp Location Rated,Recessed Fixtures Damp Location Rated,Recessed Fixtures Topbulb » LED Bulbs » LED Reflector Flood » 85W Equal » TCP - 12W BR30 LED - 85W Equal - Flood - 5000K - Dimmable The TCP LED12BR30D50K 12 watt BR30 flood can be used to replace existing 85 watt incandescent BR30 floods where whiter light is desired. This 5000K bulb produces very white light compared to the 2700K warm white from Incandescent BR30 floods. The overall light output will be similar to an 85 watt incandescent, but the illumination will be much whiter. Use this LED to improve energy efficiency and get much longer bulb life - 25,000 hours compared to 1,000 hours for incandescent. LED Technology Notice Due to constantly evolving nature of LED technology, manufacturers will reserve the right to replace this product with next generation technology. We appreciate your understanding and acceptance of this policy. Applications CommercialSuitable for Damp Locations Utility/Government Incentives About TCP Lighting TCP has a 20 year history of developing energy-efficient lighting products such as compact fluorescent and LED. With cutting edge technology and strong manufacturing expertise, TCP has shipped billions of high quality lamps and deployed integrated technology and manufacturing to provide expedited time-to-market. Very White Light • 900 Lumens TCP - 12W BR30 LED - 85W Equal - Flood - 5000K - Dimmable | 5000 | 84 | 900 | 85.7143 | 25000 | 10.5 | 1 | 10.95 | 10.95 | 12.8667 | 2020Q3 | https://www.topbulb.com/tcp-12w-br30-led-85w-equal-flood-5000k-dimmable | Top Bulb | 2020 | Yes
LED Lighting | Downlight | Topaz | True |  | LED | LED Retrofit Kit | LED Retrofit Kit | Downlight Solid State Retrofit Downlight Solid State Retrofit Topbulb » Brands » Topaz » Indoor Fixtures » Retrofit Units » Topaz RTL/640WH/ECO/D-46 ¦ 12W LED - Retrofit Downlight - 5/6" - 770 Lumens - 4000K Topaz provides a high performance and easy-to-install LED retrofit solution for standard recessed housings. This LED retrofit kit fits existing 5" or 6" recessed housings. A medium base adapter connects to the existing E26 socket. The units are dimmable down to 5% for optimal control and offer 90+ CRI for exceptional color rendering. Constructed with advanced thermal management and optics. 5-Year manufacturer warranty. See the document below for complete specifications. Shipping Notice This item has certain shipping restrictions. Please refer to specifications table on this page for restricted shipping zones. LED Technology Notice Due to constantly evolving nature of LED technology, manufacturers will reserve the right to replace this product with next generation technology. We appreciate your understanding and acceptance of this policy. Utility/Government Incentives Documents Topaz RTL/640WH/ECO/D-46 Spec Sheet Topaz RTL/640WH/ECO/D-46 Dimmer Compatibility 35,000 Hours • CRI 90 • Dimmable Topaz RTL/640WH/ECO/D-46 ¦ 12W LED - Retrofit Downlight - 5/6" - 770 Lumens - 4000K | 4000 | 92 | 770 | 64.1667 | 35000 | 12 | 1 | 14.95 | 14.95 | 17.5668 | 2020Q3 | https://www.topbulb.com/topaz-rtl-640wh-eco-d-46-12w-led-5-6-smooth-wht-reflector-90cri-40k | Top Bulb | 2020 | Yes
LED Lighting | Downlight | Topaz | True |  | LED | LED Retrofit Kit | LED Retrofit Kit | Downlight Solid State Retrofit Downlight Solid State Retrofit Topbulb » Brands » Topaz » Indoor Fixtures » Retrofit Units » Topaz RTL/650WH/ECO/D-46 ¦ 12W LED - Retrofit Downlight - 5/6" - 800 Lumens - 5000K Topaz provides a high performance and easy-to-install LED retrofit solution for standard recessed housings. This LED retrofit kit fits existing 5" or 6" recessed housings. A medium base adapter connects to the existing E26 socket. The units are dimmable down to 5% for optimal control and offer 90+ CRI for exceptional color rendering. Constructed with advanced thermal management and optics. 5-Year manufacturer warranty. See the document below for complete specifications. Shipping Notice This item has certain shipping restrictions. Please refer to specifications table on this page for restricted shipping zones. LED Technology Notice Due to constantly evolving nature of LED technology, manufacturers will reserve the right to replace this product with next generation technology. We appreciate your understanding and acceptance of this policy. Utility/Government Incentives Documents Topaz RTL/650WH/ECO/D-46 Spec Sheet Topaz RTL/650WH/ECO/D-46 Dimmer Compatibility 35,000 Hours • CRI 90 • Dimmable Topaz RTL/650WH/ECO/D-46 ¦ 12W LED - Retrofit Downlight - 5/6" - 800 Lumens - 5000K | 5000 | 90 | 800 | 66.6667 | 35000 | 12 | 1 | 14 | 14 | 16.4505 | 2020Q3 | https://www.topbulb.com/topaz-rtl-650wh-eco-d-46-12w-led-5-6-smooth-wht-reflector-90cri-50k | Top Bulb | 2020 | Yes
LED Lighting | Downlight | Topaz | True |  | LED | LED Retrofit Kit | LED Retrofit Kit | Downlight Solid State Retrofit Downlight Solid State Retrofit Topbulb » Brands » Topaz » Indoor Fixtures » Retrofit Units » Topaz RTL/420WH/ECO/D-46 ¦ 10W LED - Downlight Retrofit - 4" - 2700K Topaz provides a high performance and easy-to-install LED retrofit solution for standard recessed housings. This LED retrofit kit fits most existing 4" recessed housings. A medium base adapter connects to the existing E26 socket. The units are dimmable down to 5% for optimal control and offer 90+ CRI for exceptional color rendering. 5-Year manufacturer warranty. See the document below for complete specifications. Shipping Notice This item has certain shipping restrictions. Please refer to specifications table on this page for restricted shipping zones. LED Technology Notice Due to constantly evolving nature of LED technology, manufacturers will reserve the right to replace this product with next generation technology. We appreciate your understanding and acceptance of this policy. Utility/Government Incentives Documents Topaz RTL/420WH/ECO/D-46 Spec Sheet Topaz RTL/420WH/ECO/D-46 Dimmer Compatibility 35,000 Hours • 600 Lumens • CRI 90 • Dimmable Topaz RTL/420WH/ECO/D-46 ¦ 10W LED - Downlight Retrofit - 4" - 2700K | 2700 | 92 | 600 | 60 | 35000 | 10 | 1 | 11.95 | 11.95 | 14.0417 | 2020Q3 | https://www.topbulb.com/topaz-rtl420whecod-46-10w-led-4-smooth-wht-reflector-90cri-27k | Top Bulb | 2020 | Yes
LED Lighting | Downlight | Topaz | True |  | LED | LED Retrofit Kit | LED Retrofit Kit | Downlight Solid State Retrofit Downlight Solid State Retrofit Topbulb » Brands » Topaz » Indoor Fixtures » Retrofit Units » Topaz RTL/430WH/ECO/D-46 ¦ 10W LED - Downlight Retrofit - 4" - 3000K Topaz provides a high performance and easy-to-install LED retrofit solution for standard recessed housings. This LED retrofit kit fits most existing 4" recessed housings. A medium base adapter connects to the existing E26 socket. The units are dimmable down to 5% for optimal control and offer 90+ CRI for exceptional color rendering. 5-Year manufacturer warranty. See the document below for complete specifications. Shipping Notice This item has certain shipping restrictions. Please refer to specifications table on this page for restricted shipping zones. LED Technology Notice Due to constantly evolving nature of LED technology, manufacturers will reserve the right to replace this product with next generation technology. We appreciate your understanding and acceptance of this policy. Utility/Government Incentives Documents Topaz RTL/430WH/ECO/D-46 Spec Sheet Topaz RTL/430WH/ECO/D-46 Dimmer Compatibility 35,000 Hours • 620 Lumens • CRI 90 • Dimmable Topaz RTL/430WH/ECO/D-46 ¦ 10W LED - Downlight Retrofit - 4" - 3000K | 3000 | 92 | 620 | 62 | 35000 | 10 | 1 | 11.95 | 11.95 | 14.0417 | 2020Q3 | https://www.topbulb.com/topaz-rtl430whecod-46-10w-led-4-smooth-wht-reflector-90cri-30k | Top Bulb | 2020 | Yes
LED Lighting | Downlight | Topaz | True |  | LED | LED Retrofit Kit | LED Retrofit Kit | Downlight Solid State Retrofit Downlight Solid State Retrofit Topbulb » Brands » Topaz » Indoor Fixtures » Retrofit Units » Topaz RTL/440WH/ECO/D-46 ¦ 10W LED - Downlight Retrofit - 4" - 4000K Topaz provides a high performance and easy-to-install LED retrofit solution for standard recessed housings. This LED retrofit kit fits most existing 4" recessed housings. A medium base adapter connects to the existing E26 socket. The units are dimmable down to 5% for optimal control and offer 90+ CRI for exceptional color rendering. 5-Year manufacturer warranty. See the document below for complete specifications. Shipping Notice This item has certain shipping restrictions. Please refer to specifications table on this page for restricted shipping zones. LED Technology Notice Due to constantly evolving nature of LED technology, manufacturers will reserve the right to replace this product with next generation technology. We appreciate your understanding and acceptance of this policy. Utility/Government Incentives Documents Topaz RTL/440WH/ECO/D-46 Spec Sheet Topaz RTL/440WH/ECO/D-46 Dimmer Compatibility 35,000 Hours • 645 Lumens • CRI 90 • Dimmable Topaz RTL/440WH/ECO/D-46 ¦ 10W LED - Downlight Retrofit - 4" - 4000K | 4000 | 92 | 645 | 64.5 | 35000 | 10 | 1 | 11.95 | 11.95 | 14.0417 | 2020Q3 | https://www.topbulb.com/topaz-rtl440whecod-46-10w-led-4-smooth-wht-reflector-90cri-40k | Top Bulb | 2020 | Yes
LED Lighting | Downlight | Topaz | True |  | LED | LED Retrofit Kit | LED Retrofit Kit | Downlight Solid State Retrofit Downlight Solid State Retrofit Topbulb » Brands » Topaz » Indoor Fixtures » Retrofit Units » Topaz RTL/450WH/ECO/D-46 ¦ 10W LED - Downlight Retrofit - 4" - 5000K Topaz provides a high performance and easy-to-install LED retrofit solution for standard recessed housings. This LED retrofit kit fits most existing 4" recessed housings. A medium base adapter connects to the existing E26 socket. The units are dimmable down to 5% for optimal control and offer 90+ CRI for exceptional color rendering. 5-Year manufacturer warranty. See the document below for complete specifications. Shipping Notice This item has certain shipping restrictions. Please refer to specifications table on this page for restricted shipping zones. LED Technology Notice Due to constantly evolving nature of LED technology, manufacturers will reserve the right to replace this product with next generation technology. We appreciate your understanding and acceptance of this policy. Utility/Government Incentives Documents Topaz RTL/450WH/ECO/D-46 Spec Sheet Topaz RTL/450WH/ECO/D-46 Dimmer Compatibility 35,000 Hours • 670 Lumens • CRI 90 • Dimmable Topaz RTL/450WH/ECO/D-46 ¦ 10W LED - Downlight Retrofit - 4" - 5000K | 5000 | 93 | 670 | 67 | 35000 | 10 | 1 | 11.95 | 11.95 | 14.0417 | 2020Q3 | https://www.topbulb.com/topaz-rtl450whecod-46-10w-led-4-smooth-wht-reflector-90cri-50k | Top Bulb | 2020 | Yes
LED Lighting | Downlight | Topaz | True |  | LED | LED Retrofit Kit | LED Retrofit Kit | Downlight Solid State Retrofit Downlight Solid State Retrofit Topbulb » Brands » Topaz » Indoor Fixtures » Retrofit Units » Topaz RTL/620WH/ECO/D-46 ¦ 12W LED - Retrofit Downlight - 5/6" - 740 Lumens - 2700K Topaz provides a high performance and easy-to-install LED retrofit solution for standard recessed housings. This LED retrofit kit fits existing 5" or 6" recessed housings. A medium base adapter connects to the existing E26 socket. The units are dimmable down to 5% for optimal control and offer 90+ CRI for exceptional color rendering. Constructed with advanced thermal management and optics. 5-Year manufacturer warranty. See the document below for complete specifications. Shipping Notice This item has certain shipping restrictions. Please refer to specifications table on this page for restricted shipping zones. LED Technology Notice Due to constantly evolving nature of LED technology, manufacturers will reserve the right to replace this product with next generation technology. We appreciate your understanding and acceptance of this policy. Utility/Government Incentives Documents Topaz RTL/620WH/ECO/D-46 Spec Sheet Topaz RTL/620WH/ECO/D-46 Dimmer Compatibility 35000 Hours • CRI 90 • Dimmable Topaz RTL/620WH/ECO/D-46 ¦ 12W LED - Retrofit Downlight - 5/6" - 740 Lumens - 2700K | 2700 | 92 | 720 | 60 | 35000 | 12 | 1 | 14.95 | 14.95 | 17.5668 | 2020Q3 | https://www.topbulb.com/topaz-rtl620whecod-46-12w-led-56-smooth-wht-reflector-90cri-27k | Top Bulb | 2020 | Yes
LED Lighting | Downlight | Topaz | True |  |  | LED Retrofit Kit | LED Retrofit Kit | Downlight Solid State Retrofit Downlight Solid State Retrofit Topbulb » Brands » Topaz » Indoor Fixtures » Retrofit Units » Topaz RTL/630WH/ECO/D-46 ¦ 12W LED - Retrofit Downlight - 5/6" - 740 Lumens - 3000K Topaz provides a high performance and easy-to-install LED retrofit solution for standard recessed housings. This LED retrofit kit fits existing 5" or 6" recessed housings. A medium base adapter connects to the existing E26 socket. The units are dimmable down to 5% for optimal control and offer 90+ CRI for exceptional color rendering. Constructed with advanced thermal management and optics. 5-Year manufacturer warranty. See the document below for complete specifications. Shipping Notice This item has certain shipping restrictions. Please refer to specifications table on this page for restricted shipping zones. Utility/Government Incentives Documents Topaz RTL/630WH/ECO/D-46 Spec Sheet Topaz RTL/630WH/ECO/D-46 Dimmer Compatibility 35,000 Hours • CRI 90 • Dimmable Topaz RTL/630WH/ECO/D-46 ¦ 12W LED - Retrofit Downlight - 5/6" - 740 Lumens - 3000K | 3000 | 92 | 740 | 61.6667 | 35000 | 12 | 1 | 14.95 | 14.95 | 17.5668 | 2020Q3 | https://www.topbulb.com/topaz-rtl630whecod-46-12w-led-56-smooth-wht-reflector-90cri-30k | Top Bulb | 2020 | Yes
LED Lighting | Downlight | Brand Green Creative |  |  |  |  | Hardwire | Commercial Downlight 6 Replacement Energy Star 120-277V Commercial Downlight Retrofit Energy Star 3 Lumen Levels Field Adjustable 5 Year Warranty, 40,000hr Lifetime Mfg #21CDLA6/835/277V 6 120-277V Commercial Downlight, Energy Star, 3500K, Package Of 6 | 3500 | 82 | 1500 | 71.4286 | 40000 | 21 | 6 | 396.83 | 66.1383 | 77.7151 | 2020Q3 | https://hdsupplysolutions.com/p/led-00-75-10-35/6-120-277v-commercial-downlight-energy-star-3500k-package-of-6-p206187 | HD Supply | 2020 | Yes
LED Lighting | Reflector | Brand Feit | True |  | MR16 |  | Bi-Pin | LED 4 Watt Mr16 35 Watt Equivalent, 25000 Hour 4 Watt 12 Volt Bi-Pin Base 3000 Kelvin 300 Lumens 90 CRI 25000 Hour Life Replaces 35W Incandescent Dimmable Mfg #BPFMW/930CA CAC LED 4W MR16 35W Equivalent, 3000K, 25000 Hr | 3000 | 90 | 300 | 75 | 25000 | 4 | 1 | 8.99 | 8.99 | 10.5636 | 2020Q3 | https://hdsupplysolutions.com/p/led-00-75-10-35/cac-led-4w-mr16-35w-equivalent-3000k-25000-hr-p143768 | HD Supply | 2020 | Yes
LED Lighting | Reflector | Brand Generic |  |  | MR16 |  | GU5.3 | CAC LED 6.2 Watt Mr16 50 Watt Equivalent 25,000 Hour Life 6.2 Watt 12 Volt Gu5.3 Base 5000 Kelvin 500 Lumens 90 CRI 25,000 Hour Life Replaces 50W Incandescent Mfg #BPEXN/950CA CAC LED 6.2W MR16 50W Equivalent 5000K, 25000 Hr | 5000 | 90 | 500 | 80.6452 | 25000 | 6.2 | 1 | 8.99 | 8.99 | 10.5636 | 2020Q3 | https://hdsupplysolutions.com/p/led-00-75-10-35/cac-led-62w-mr16-50w-equivalent-5000k-25000-hr-p132830 | HD Supply | 2020 | Yes
LED Lighting | Decorative | Brand Philips | True |  |  |  |  | LED 6" CorePro Recessed Retrofit 16 Watt 120 Volt White Baffle Glare-Free Acrylic Diffuser 3-5/8H x 8" Diameter 50,000 Average Hour Life Dimmable (Consult Spec Sheet) 1,200 Lumens Integrated 3,000K LED Array Included Mfg #CP6RB10830W CorePRO LED 6 Recessed Retrofit 16 Watt, 120 Volt, 1200 Lumen, 3000K, 80 CRI | 3000 | 80 | 1200 | 75 | 50000 | 16 | 1 | 41.61 | 41.61 | 48.8934 | 2020Q3 | https://hdsupplysolutions.com/p/led-00-75-10-35/corepro-led-6-recessed-retrofit-16-watt-120-volt-1200-lumen-3000k-80-cri-p227611 | HD Supply | 2020 | Yes
LED Lighting | Decorative | Brand Philips | True |  |  |  |  | LED 6" CorePro Recessed Retrofit 16 Watt 120 Volt White Baffle Glare-Free Acrylic Diffuser 3-5/8H x 8" Diameter 50,000 Average Hour Life Dimmable (Consult Spec Sheet) 1,250 Lumens Integrated Cool White LED Array Included Mfg #CP6RB10840W CorePRO LED 6 Recessed Retrofit 16 Watt, 120 Volt, 1250 Lumen, 4000K, 80 CRI | 4000 | 80 | 1250 | 78.125 | 50000 | 16 | 1 | 56.44 | 56.44 | 66.3192 | 2020Q3 | https://hdsupplysolutions.com/p/led-00-75-10-35/corepro-led-6-recessed-retrofit-16-watt-120-volt-1250-lumen-4000k-80-cri-p227612 | HD Supply | 2020 | Yes
LED Lighting | Downlight | Brand Green Creative | [5 empty] | Green Creative Round Downlight 10 Watt 3000K LED 550 100° 55 Watt Equivalent 50000 Hours. Mfg #58261 Green Creative 10 Watt 3000K Round LED Downlight 5.5" 6-PK | 3000 |  | 550 | 55 | 50000 | 10 | 1 | 182.17 | 182.17 | 214.0568 | 2020Q3 | https://hdsupplysolutions.com/p/led-00-75-10-35/green-creative-10-watt-3000k-round-led-downlight-55-6-pk-p371025 | HD Supply | 2020 | Yes
LED Lighting | Downlight | Brand Green Creative | [5 empty] | Green Creative Round Downlight 10 Watt 4000K LED 560 100° 55 Watt Equivalent 50000 Hours. Mfg #58262 Green Creative 10 Watt 4000K Round LED Downlight 5.5" 6-PK | 4000 |  | 560 | 56 | 50000 | 10 | 1 | 158.5 | 158.5 | 186.2436 | 2020Q3 | https://hdsupplysolutions.com/p/led-00-75-10-35/green-creative-10-watt-4000k-round-led-downlight-55-6-pk-p371026 | HD Supply | 2020 | Yes
LED Lighting | Downlight | Brand Green Creative | [5 empty] | Green Creative Square Downlight 10 Watt 4000K LED 560 100° 50 Watt Equivalent 50000 Hours. Mfg #58249 Green Creative 10 Watt 4000K Square LED Downlight 5.5" 6-PK | 4000 |  | 560 | 56 | 50000 | 10 | 1 | 163.5 | 163.5 | 192.1188 | 2020Q3 | https://hdsupplysolutions.com/p/led-00-75-10-35/green-creative-10-watt-4000k-square-led-downlight-55-6-pk-p371041 | HD Supply | 2020 | Yes
LED Lighting | Downlight | Brand Green Creative | [5 empty] | Green Creative Round Downlight 11 Watt 3000K LED 720 100° 50 Watt Equivalent 40000 Hours. Mfg #58102 Green Creative 11 Watt 3000K Round LED Downlight 6" 6-PK | 3000 |  | 720 | 65.4545 | 40000 | 11 | 1 | 158.82 | 158.82 | 186.6196 | 2020Q3 | https://hdsupplysolutions.com/p/led-00-75-10-35/green-creative-11-watt-3000k-round-led-downlight-6-6-pk-p371054 | HD Supply | 2020 | Yes
LED Lighting | Downlight | Brand Green Creative | True |  |  |  |  | Green Creative Round Downlight 11 Watt 4000K LED 750 100° 50 Watt Equivalent 40000 Hours. Mounts Using 4-inch (GREENCREATIVE-57973) And 5 To 6-inch (GREENCREATIVE-57974) Installation Accessories (Sold Separately) Fits Most 4-inch Junction Boxes And 5 to 6-inch Recessed Housing Features Dimming Capability UL Wet Location Rated Mfg #58103 Green Creative 11 Watt 4000K Round LED Downlight 6" 6-PK | 4000 |  | 750 | 68.1818 | 40000 | 11 | 1 | 176.47 | 176.47 | 207.3591 | 2020Q3 | https://hdsupplysolutions.com/p/led-00-75-10-35/green-creative-11-watt-4000k-round-led-downlight-6-6-pk-p371055 | HD Supply | 2020 | Yes
LED Lighting | Downlight | Brand Green Creative | [5 empty] | Green Creative Innofit Commercial Downlight 12 Or 19 Or 27 Watt 2700K 110° 78/74/69 Watt Equivalent LED 930/1400/1860 Lumens 40000 Hours. Mfg #57873 Green Creative 12/19/27 Watt 2700K Innofit Commercial LED Downlight 8" 6-PK | 2700 |  | 1400 | 116.6667 | 40000 | 12 | 1 | 492.27 | 492.27 | 578.4363 | 2020Q3 | https://hdsupplysolutions.com/p/led-00-75-10-35/green-creative-12-19-27-watt-2700k-innofit-commercial-led-downlight-8-6-pk-p371014 | HD Supply | 2020 | Yes
LED Lighting | Downlight | Brand Green Creative | [5 empty] | Green Creative Innofit Commercial Downlight 12 Or 19 Or 27 Watt 3000K 110° 83/79/74 Watt Equivalent LED 1000/1500/2000 Lumens 40000 Hours. Mfg #57874 Green Creative 12/19/27 Watt 3000K Innofit Commercial LED Downlight 8" 6-PK | 3000 |  | 1000 | 83.3333 | 40000 | 12 | 1 | 492.27 | 492.27 | 578.4363 | 2020Q3 | https://hdsupplysolutions.com/p/led-00-75-10-35/green-creative-12-19-27-watt-3000k-innofit-commercial-led-downlight-8-6-pk-p371015 | HD Supply | 2020 | Yes
LED Lighting | Downlight | Brand Green Creative | [5 empty] | Green Creative Innofit Commercial Downlight 12 Or 19 Or 27 Watt 3500K 110° 83/79/74 Watt Equivalent LED 1000/1500/2000 Lumens 40000 Hours. Mfg #57875 Green Creative 12/19/27 Watt 3500K Innofit Commercial LED Downlight 8" 6-PK | 3500 |  | 1000 | 83.3333 | 40000 | 12 | 1 | 479.8 | 479.8 | 563.7835 | 2020Q3 | https://hdsupplysolutions.com/p/led-00-75-10-35/green-creative-12-19-27-watt-3500k-innofit-commercial-led-downlight-8-6-pk-p371016 | HD Supply | 2020 | Yes
LED Lighting | Downlight | Brand Green Creative | True |  |  |  |  | Green Creative LED 12 Watt 120 Volt 90 CRI Warm White 2700K Color Temperature Wet Location 600 Lumens 85° Beam Angle 4" Retrofit Downlight 35,000 Hours Rated Life Dimmable. Mfg #97988 Green Creative 12 Watt 2700K Retrofit LED Downlight 4" 6-Pack | 2700 | 90 | 600 | 50 | 35000 | 12 | 1 | 102.12 | 102.12 | 119.9949 | 2020Q3 | https://hdsupplysolutions.com/p/led-00-75-10-35/green-creative-12-watt-2700k-retrofit-led-downlight-4-6-pack-p235617 | HD Supply | 2020 | Yes
LED Lighting | Downlight | Brand Green Creative | True |  |  |  |  | Green Creative LED 12 Watt 120 Volt 90 CRI Warm White 3000K Color Temperature Wet Location 650 Lumens 85° Beam Angle 4" Retrofit Downlight -35,000 Hours Rated Life Dimmable. Mfg #97989 Green Creative 12 Watt 3000K Retrofit LED Downlight 4" 6-Pack | 3000 | 90 | 650 | 54.1667 | 35000 | 12 | 1 | 129 | 129 | 151.58 | 2020Q3 | https://hdsupplysolutions.com/p/led-00-75-10-35/green-creative-12-watt-3000k-retrofit-led-downlight-4-6-pack-p235618 | HD Supply | 2020 | Yes
LED Lighting | Reflector | Brand Green Creative | True |  |  |  |  | Green Creative LED 13 Watt 120 Volt Soft White 90 CRI 1000 Lumens 2700K Color Temperature 40° Beam Angle E26 Medium Base PAR30 Bulb Shape Dimmable Refine Series. Mfg #58115 Green Creative 13 Watt 1000 Lumens PAR30 LED Light Bulb 6-Pack | 2700 | 90 | 1000 | 76.9231 | 50000 | 13 | 1 | 135.7 | 135.7 | 159.4527 | 2020Q3 | https://hdsupplysolutions.com/p/led-00-75-10-35/green-creative-13-watt-1000-lumens-par30-led-light-bulb-6-pack-p235562 | HD Supply | 2020 | No
LED Lighting | Reflector | Brand Green Creative | True |  |  |  |  | Green Creative 13 Watt 120 Volt 2700K Color Temperature Soft White 40° Beam Angle E26 Medium Base 1000 Lumens 90 CRI 50,000 Hours Rated Life Dimmable Refine Series. Mfg #58142 Green Creative 13 Watt 1000 Lumens PAR30SN LED Light Bulb 6-Pack | 2700 | 90 | 1000 | 76.9231 | 50000 | 13 | 1 | 167.35 | 167.35 | 196.6427 | 2020Q3 | https://hdsupplysolutions.com/p/led-00-75-10-35/green-creative-13-watt-1000-lumens-par30sn-led-light-bulb-6-pack-p235572 | HD Supply | 2020 | No
LED Lighting | Reflector | Brand Green Creative | True |  |  |  |  | Green Creative LED 13 Watt 120 Volt Warm White 3000K Color Temperature 1050 Lumens E26 Medium Base Narrow Flood 50,000 Hours Rated Life 25° Beam Angle Indoor/Outdoor Dimmable Refine Series. Mfg #34902 Green Creative 13 Watt 1050 Lumens PAR30 LED Light Bulb 6-Pack | 3000 |  | 1050 | 80.7692 | 50000 | 13 | 1 | 155.95 | 155.95 | 183.2473 | 2020Q3 | https://hdsupplysolutions.com/p/led-00-75-10-35/green-creative-13-watt-1050-lumens-par30-led-light-bulb-6-pack-p235564 | HD Supply | 2020 | No
LED Lighting | Reflector | Brand Green Creative | True |  |  |  |  | Green Creative 13 Watt 120 Volt 3000K Color Temperature 90 CRI Warm White 25° Beam Angle 1050 Lumens 50,000 Hours Rated Life E26 Medium Base Dimmable Refine Series. Mfg #58144 Green Creative 13 Watt 1050 Lumens PAR30SN LED Light Bulb 6-Pack | 3000 | 90 | 1050 | 80.7692 | 50000 | 13 | 1 | 167.35 | 167.35 | 196.6427 | 2020Q3 | https://hdsupplysolutions.com/p/led-00-75-10-35/green-creative-13-watt-1050-lumens-par30sn-led-light-bulb-6-pack-p235574 | HD Supply | 2020 | No
LED Lighting | Reflector | Brand Green Creative | True |  |  |  |  | Green Creative LED 13 Watt 120 Volt Cool White 90 CRI Dimmable 4000K Color Temperature 50,000 Hours Rated Life 40° Beam Angle Dimmable 1,100 Lumens E26 Medium Base Refine Series. Mfg #58121 Green Creative 13 Watt 1100 Lumens PAR30 LED Light Bulb 6-Pack | 4000 | 90 | 1100 | 84.6154 | 50000 | 13 | 1 | 149.24 | 149.24 | 175.3628 | 2020Q3 | https://hdsupplysolutions.com/p/led-00-75-10-35/green-creative-13-watt-1100-lumens-par30-led-light-bulb-6-pack-p235566 | HD Supply | 2020 | No
LED Lighting | Reflector | Brand Green Creative | True |  |  |  |  | Green Creative 13 Watt 120 Volt 4000K Color Temperature 90 CRI Warm White 40° Beam Angle 1100 Lumens 50,000 Hours Rated Life E26 Medium Base Dimmable Refine Series. Mfg #58148 Green Creative 13 Watt 1100 Lumens PAR30SN LED Light Bulb 6-Pack | 4000 | 90 | 1100 | 84.6154 | 50000 | 13 | 1 | 145.6 | 145.6 | 171.0856 | 2020Q3 | https://hdsupplysolutions.com/p/led-00-75-10-35/green-creative-13-watt-1100-lumens-par30sn-led-light-bulb-6-pack-p235576 | HD Supply | 2020 | No
LED Lighting | Reflector | Brand Green Creative | False |  |  |  |  | Green Creative 13 Watt 120 To 277 Volt 3000K Color Temperature Warm White 1,100 Lumens E26 Medium Base 1050 Lumens 50,000 Hours Rated Life Non-Dimmable 40° Beam Angle 90 CRI Refine Series. Mfg #58130 Green Creative 13 Watt 120/277 Volt 1050 Lumens PAR30 LED Light Bulb 6-Pack | 3000 | 90 | 1100 | 84.6154 | 50000 | 13 | 1 | 185.24 | 185.24 | 217.6642 | 2020Q3 | https://hdsupplysolutions.com/p/led-00-75-10-35/green-creative-13-watt-120-277-volt-1050-lumens-par30-led-light-bulb-6-pack-p235569 | HD Supply | 2020 | No
LED Lighting | Reflector | Brand Green Creative | False |  |  |  |  | Green Creative 13 Watt 120 To 277 Volt 3000K Color Temperature Warm White E26 Medium Base 1050 Lumens 1050 Lumens Non-Dimmable 40° Beam Angle 90 CRI Refine Series. Mfg #58127 Green Creative 13 Watt 120/277 Volt PAR30 LED Light Bulb 6-Pack | 3000 | 90 | 1050 | 80.7692 | 50000 | 13 | 1 | 193.57 | 193.57 | 227.4522 | 2020Q3 | https://hdsupplysolutions.com/p/led-00-75-10-35/green-creative-13-watt-120-277-volt-par30-led-light-bulb-6-pack-p235568 | HD Supply | 2020 | No
LED Lighting | Reflector | Brand Green Creative | True |  |  |  |  | Green Creative 13 Watt 120 Volt 3000K Color Temperature 90 CRI Warm White 40° Beam Angle 1050 Lumens 50,000 Hours Rated Life E26 Medium Base Dimmable Refine Series. Mfg #97903 Green Creative 13 Watt 120 Volt 1050 Lumens PAR30SN LED Light Bulb 6-Pack | 3000 | 90 | 1050 | 80.7692 | 50000 | 13 | 1 | 145.6 | 145.6 | 171.0856 | 2020Q3 | https://hdsupplysolutions.com/p/led-00-75-10-35/green-creative-13-watt-120-volt-1050-lumens-par30sn-led-light-bulb-6-pack-p235577 | HD Supply | 2020 | No
LED Lighting | Reflector | Brand Green Creative | True |  |  |  |  | Green Creative LED 13 Watt 120 Volt Warm White 3000K Color Temperature 1050 Lumens E26 Medium Base 90 CRI Reflector Flood 50,000 Hours Rated Life 40° Beam Angle Indoor/Outdoor Dimmable Refine Series. Mfg #58118 Green Creative 13 Watt 120 Volt 90 CRI PAR30 LED Light Bulb 6-Pack | 3000 | 90 | 1050 | 80.7692 | 50000 | 13 | 1 | 164.16 | 164.16 | 192.8943 | 2020Q3 | https://hdsupplysolutions.com/p/led-00-75-10-35/green-creative-13-watt-120-volt-90-cri-par30-led-light-bulb-6-pack-p235565 | HD Supply | 2020 | No
LED Lighting | Reflector | Brand Green Creative | True |  |  |  |  | Green Creative LED 13 Watt 120 Volt 90 CRI 870 Lumens 2700K Color Temperature 15° Beam Angle E26 Medium Base Soft White PAR30 Bulb Shape Dimmable Refine Series. Mfg #58113 Green Creative 13 Watt 2700K PAR30 LED Light Bulb 6-Pack | 2700 | 90 | 870 | 66.9231 | 50000 | 13 | 1 | 164.16 | 164.16 | 192.8943 | 2020Q3 | https://hdsupplysolutions.com/p/led-00-75-10-35/green-creative-13-watt-2700k-par30-led-light-bulb-6-pack-p235560 | HD Supply | 2020 | No
LED Lighting | Reflector | Brand Green Creative | True |  |  |  |  | Green Creative 13 Watt 120 Volt 2700K Color Temperature Soft White 25° Beam Angle E26 Medium Base 1000 Lumens 90 CRI 50,000 Hours Rated Life Dimmable Refine Series. Mfg #58141 Green Creative 13 Watt 2700K PAR30SN LED Light Bulb 6-Pack | 2700 | 90 | 1000 | 76.9231 | 50000 | 13 | 1 | 167.35 | 167.35 | 196.6427 | 2020Q3 | https://hdsupplysolutions.com/p/led-00-75-10-35/green-creative-13-watt-2700k-par30sn-led-light-bulb-6-pack-p235571 | HD Supply | 2020 | No
LED Lighting | Reflector | Brand Green Creative | True |  |  |  |  | Green Creative LED 13 Watt 120 Volt Warm White 1050 Lumens E26 Medium Base 90 CRI 3000K Color Temperature Dimmable Black 50,000 Hours Rated Life 40° Beam Angle Refine Series. Mfg #97902 Green Creative 13 Watt 3000K 1050 Lumens PAR30 LED Light Bulb 6-Pack | 3000 | 90 | 1050 | 80.7692 | 50000 | 13 | 1 | 155.95 | 155.95 | 183.2473 | 2020Q3 | https://hdsupplysolutions.com/p/led-00-75-10-35/green-creative-13-watt-3000k-1050-lumens-par30-led-light-bulb-6-pack-p235567 | HD Supply | 2020 | No
LED Lighting | Reflector | Brand Green Creative | True |  |  |  |  | Green Creative LED 13 Watt 120 Volt Warm White 3000K Color Temperature E26 Medium Base 880 Lumens 50,000 Hours Rated Life 15° Beam Angle Indoor/Outdoor Dimmable Refine Series. Mfg #58116 Green Creative 13 Watt 3000K PAR30 LED Light Bulb 6-Pack | 3000 |  | 880 | 67.6923 | 50000 | 13 | 1 | 140.36 | 140.36 | 164.9284 | 2020Q3 | https://hdsupplysolutions.com/p/led-00-75-10-35/green-creative-13-watt-3000k-par30-led-light-bulb-6-pack-p235563 | HD Supply | 2020 | No
LED Lighting | Reflector | Brand Green Creative | True |  |  |  |  | Green Creative 13 Watt 120 Volt 3000K Color Temperature 90 CRI Warm White 40° Beam Angle 1050 Lumens E26 Medium Base 50,000 Hours Rated Life Dimmable Refine Series. Mfg #58145 Green Creative 13 Watt 3000K PAR30SN LED Light Bulb 6-Pack | 3000 | 90 | 1050 | 80.7692 | 50000 | 13 | 1 | 167.35 | 167.35 | 196.6427 | 2020Q3 | https://hdsupplysolutions.com/p/led-00-75-10-35/green-creative-13-watt-3000k-par30sn-led-light-bulb-6-pack-p235575 | HD Supply | 2020 | No
LED Lighting | Decorative | Brand Green Creative | [5 empty] | Green Creative 13 Watt 120/277 Volt LED 120° Beam Angle 4000K Color Temperature 2G11 Light Bulb Base 2100 Lumens 50,000 Hours Rated Life. Mfg #98479 Green Creative 13 Watt 4000K 2100 Lumens PLL Ballast Compatible LED Light 6-Pack | 4000 |  | 2100 | 161.5385 | 50000 | 13 | 1 | 149.06 | 149.06 | 175.1513 | 2020Q3 | https://hdsupplysolutions.com/p/led-00-75-10-35/green-creative-13-watt-4000k-2100-lumens-pll-ballast-compatible-led-light-6-pack-p374162 | HD Supply | 2020 | No
LED Lighting | Reflector | Brand Green Creative | True |  |  |  |  | Green Creative 13 Watt 120 Volt 3000K Color Temperature 90 CRI Warm White 15° Beam Angle 880 Lumens 50,000 Hours Rated Life E26 Medium Base Dimmable Refine Series. Mfg #58143 Green Creative 13 Watt 880 Lumens PAR30SN LED Light Bulb 6-Pack | 3000 | 90 | 880 | 67.6923 | 50000 | 13 | 1 | 145.6 | 145.6 | 171.0856 | 2020Q3 | https://hdsupplysolutions.com/p/led-00-75-10-35/green-creative-13-watt-880-lumens-par30sn-led-light-bulb-6-pack-p235573 | HD Supply | 2020 | No
LED Lighting | Reflector | Brand Green Creative | True |  |  |  |  | Green Creative LED 13 Watt 120 Volt Soft White 90 CRI 1000 Lumens 2700K Color Temperature 25° Beam Angle E26 Medium Base PAR30 Bulb Shape Dimmable Refine Series. Mfg #58114 Green Creative 13 Watt 90 CRI PAR30 LED Light Bulb 6-Pack | 2700 | 90 | 1000 | 76.9231 | 50000 | 13 | 1 | 164.16 | 164.16 | 192.8943 | 2020Q3 | https://hdsupplysolutions.com/p/led-00-75-10-35/green-creative-13-watt-90-cri-par30-led-light-bulb-6-pack-p235561 | HD Supply | 2020 | No
LED Lighting | Reflector | Brand Green Creative | True |  |  |  |  | Green Creative 13 Watt 120 Volt 2700K Color Temperature Soft White 15° Beam Angle E26 Medium Base 870 Lumens 90 CRI 50,000 Hours Rated Life Dimmable Refine Series. Mfg #58140 Green Creative 13 Watt 90 CRI PAR30SN LED Light Bulb 6-Pack | 2700 | 90 | 870 | 66.9231 | 50000 | 13 | 1 | 145.6 | 145.6 | 171.0856 | 2020Q3 | https://hdsupplysolutions.com/p/led-00-75-10-35/green-creative-13-watt-90-cri-par30sn-led-light-bulb-6-pack-p235570 | HD Supply | 2020 | No
LED Lighting | Downlight | Brand Green Creative | [5 empty] | Green Creative Round Downlight 14.5 Watt 2700K LED 920 110° 75 Watt Equivalent 40000 Hours. Mfg #40842 Green Creative 14.5 Watt 2700K Round LED Downlight 6" 6-PK | 2700 |  | 950 | 65.5172 | 40000 | 14.5 | 1 | 176.47 | 176.47 | 207.3591 | 2020Q3 | https://hdsupplysolutions.com/p/led-00-75-10-35/green-creative-145-watt-2700k-round-led-downlight-6-6-pk-p371056 | HD Supply | 2020 | Yes
LED Lighting | Downlight | Brand Green Creative | True |  |  |  |  | Green Creative 15 Watt 3000K Round LED Downlight 7" J-box 90 CRI 120 Volt Dimmable Wet Location. Mfg #97979 Green Creative 15 Watt 120 Volt 3000K Round LED Downlight 7" 6-PK | 3000 | 90 | 850 | 56.6667 | 50000 | 15 | 1 | 244.87 | 244.87 | 287.7317 | 2020Q3 | https://hdsupplysolutions.com/p/led-00-75-10-35/green-creative-15-watt-120-volt-3000k-round-led-downlight-7-6-pk-p371031 | HD Supply | 2020 | Yes
LED Lighting | Downlight | Brand Green Creative | [5 empty] | Green Creative Square Downlight 15 Watt 3000K LED 850 100° 75 Watt Equivalent 50000 Hours. Mfg #58245 Green Creative 15 Watt 120 Volt 3000K Square LED Downlight 7" 6-PK | 3000 |  | 850 | 56.6667 | 50000 | 15 | 1 | 213.1 | 213.1 | 250.4007 | 2020Q3 | https://hdsupplysolutions.com/p/led-00-75-10-35/green-creative-15-watt-120-volt-3000k-square-led-downlight-7-6-pk-p371043 | HD Supply | 2020 | Yes
LED Lighting | Downlight | Brand Green Creative | [5 empty] | Green Creative Square Downlight 15 Watt 4000K LED 870 100° 75 Watt Equivalent 50000 Hours. Mfg #58246 Green Creative 15 Watt 120 Volt 4000K Square LED Downlight 7" 6-PK | 4000 |  | 870 | 58 | 50000 | 15 | 1 | 213.1 | 213.1 | 250.4007 | 2020Q3 | https://hdsupplysolutions.com/p/led-00-75-10-35/green-creative-15-watt-120-volt-4000k-square-led-downlight-7-6-pk-p371044 | HD Supply | 2020 | Yes
LED Lighting | Downlight | Brand Green Creative | [5 empty] | Green Creative Square Downlight 15 Watt 2700K LED 850 100° 75 Watt Equivalent 50000 Hours. Mfg #97975 Green Creative 15 Watt 2700K JA8 Square LED Downlight 7" 6-PK | 2700 |  | 850 | 56.6667 | 50000 | 15 | 1 | 218 | 218 | 256.1584 | 2020Q3 | https://hdsupplysolutions.com/p/led-00-75-10-35/green-creative-15-watt-2700k-ja8-square-led-downlight-7-6-pk-p371045 | HD Supply | 2020 | Yes
LED Lighting | Downlight | Brand Green Creative | True |  |  |  |  | Green Creative 15 Watt 2700K Round LED Downlight 7" J-box 90 CRI 120 Volt Dimmable Wet Location. Mfg #97978 Green Creative 15 Watt 2700K Round LED Downlight 7" 6-PK | 2700 | 90 | 850 | 56.6667 | 50000 | 15 | 1 | 220.38 | 220.38 | 258.955 | 2020Q3 | https://hdsupplysolutions.com/p/led-00-75-10-35/green-creative-15-watt-2700k-round-led-downlight-7-6-pk-p371030 | HD Supply | 2020 | Yes
LED Lighting | Downlight | Brand Green Creative | [5 empty] | Green Creative Square Downlight 15 Watt 3000K LED 850 100° 75 Watt Equivalent 50000 Hours. Mfg #58252 Green Creative 15 Watt 3000K Square LED Downlight 7" 6-PK | 3000 |  | 850 | 56.6667 | 50000 | 15 | 1 | 252.7 | 252.7 | 296.9323 | 2020Q3 | https://hdsupplysolutions.com/p/led-00-75-10-35/green-creative-15-watt-3000k-square-led-downlight-7-6-pk-p371048 | HD Supply | 2020 | Yes
LED Lighting | Downlight | Brand Green Creative | [5 empty] | Green Creative Square Downlight 20 Watt 4000K LED 870 100° 75 Watt Equivalent 50000 Hours. Mfg #58253 Green Creative 15 Watt 4000K Square LED Downlight 7" 6-PK | 4000 |  | 870 | 58 | 50000 | 15 | 1 | 252.7 | 252.7 | 296.9323 | 2020Q3 | https://hdsupplysolutions.com/p/led-00-75-10-35/green-creative-15-watt-4000k-square-led-downlight-7-6-pk-p371049 | HD Supply | 2020 | Yes
LED Lighting | Downlight | Brand Green Creative | [5 empty] | Green Creative Round Downlight 15 Watt 2700K LED 850 100° 75 Watt Equivalent 50000 Hours. Mfg #58257 Green Creative 15 Watt E26 2700K Round LED Downlight 7" 6-PK | 2700 |  | 850 | 56.6667 | 50000 | 15 | 1 | 215.25 | 215.25 | 252.9271 | 2020Q3 | https://hdsupplysolutions.com/p/led-00-75-10-35/green-creative-15-watt-e26-2700k-round-led-downlight-7-6-pk-p371027 | HD Supply | 2020 | Yes
LED Lighting | Downlight | Brand Green Creative | [5 empty] | Green Creative Round Downlight 15 Watt 3000K LED 850 100° 57 Watt Equivalent 50000 Hours. Mfg #97979 Green Creative 15 Watt E26 3000K Round LED Downlight 7" 6-PK | 3000 |  | 850 | 56.6667 | 50000 | 15 | 1 | 239.17 | 239.17 | 281.034 | 2020Q3 | https://hdsupplysolutions.com/p/led-00-75-10-35/green-creative-15-watt-e26-3000k-round-led-downlight-7-6-pk-p371028 | HD Supply | 2020 | Yes
LED Lighting | Reflector | Brand Green Creative | False |  |  |  |  | Green Creative LED 17 Watt 120/277 Volt PAR38 Bulb Base 40° Beam Angle Non-Dimmable Warm White 3000K Color Temperature 1430 Lumens Refine Series. Mfg #58163 Green Creative 17 Watt 120/277 Volt PAR38 LED Light Bulb 6-Pack | 3000 |  | 1430 | 84.1176 | 50000 | 17 | 1 | 225.51 | 225.51 | 264.983 | 2020Q3 | https://hdsupplysolutions.com/p/led-00-75-10-35/green-creative-17-watt-120-277-volt-par38-led-light-bulb-6-pack-p235587 | HD Supply | 2020 | No
LED Lighting | Reflector | Brand Green Creative | True |  |  |  |  | Green Creative LED 17 Watt 120 Volt PAR38 Bulb Base GU24 Bulb Type 40° Beam Angle 3000K Color Temperature 90 CRI 1430 Lumens Dimmable Refine Series. Mfg #58172 Green Creative 17 Watt 120 Volt 3000K PAR38 LED Light Bulb 6-Pack | 3000 | 90 | 1430 | 84.1176 | 50000 | 17 | 1 | 199.27 | 199.27 | 234.1499 | 2020Q3 | https://hdsupplysolutions.com/p/led-00-75-10-35/green-creative-17-watt-120-volt-3000k-par38-led-light-bulb-6-pack-p235586 | HD Supply | 2020 | No
LED Lighting | Reflector | Brand Green Creative | True |  |  |  |  | Green Creative LED 17 Watt 120 Volt Soft White 2700K Color Temperature Reflector Spot 15° Beam Angle 1150 Lumens 90 CRI Dimmable 50,000 Hours Rated Life Refine Series. Mfg #58149 Green Creative 17 Watt 120 Volt PAR38 LED Light Bulb 6-Pack | 2700 | 90 | 1150 | 67.6471 | 50000 | 17 | 1 | 199.27 | 199.27 | 234.1499 | 2020Q3 | https://hdsupplysolutions.com/p/led-00-75-10-35/green-creative-17-watt-120-volt-par38-led-light-bulb-6-pack-p235578 | HD Supply | 2020 | No
LED Lighting | Reflector | Brand Green Creative | True |  |  |  |  | Green Creative LED 17 Watt 120 Volt Warm White 3000K Color Temperature 15° Beam Angle 1200 Lumens 90 CRI Dimmable 50,000 Hours Rated Life Refine Series. Mfg #58152 Green Creative 17 Watt 1200 Lumens PAR38 LED Light Bulb 6-Pack | 3000 | 90 | 1200 | 70.5882 | 50000 | 17 | 1 | 179.34 | 179.34 | 210.7314 | 2020Q3 | https://hdsupplysolutions.com/p/led-00-75-10-35/green-creative-17-watt-1200-lumens-par38-led-light-bulb-6-pack-p235581 | HD Supply | 2020 | No
LED Lighting | Reflector | Brand Green Creative | True |  |  |  |  | Green Creative LED 17 Watt 120 Volt Warm White 3000K 25° Beam Angle 1430 Lumens 90 CRI Dimmable 50,000 Hours Rated Life Refine Series. Mfg #58153 Green Creative 17 Watt 1430 Lumens PAR38 LED Light Bulb 6-Pack | 3000 | 90 | 1430 | 84.1176 | 50000 | 17 | 1 | 173.4 | 173.4 | 203.7517 | 2020Q3 | https://hdsupplysolutions.com/p/led-00-75-10-35/green-creative-17-watt-1430-lumens-par38-led-light-bulb-6-pack-p235582 | HD Supply | 2020 | No
LED Lighting | Reflector | Brand Green Creative | False |  |  |  |  | Green Creative LED 17 Watt 120/277 Volt PAR38 Bulb Base 40° Beam Angle Non-Dimmable Warm White 3000K Color Temperature 1450 Lumens Refine Series. Mfg #58166 Green Creative 17 Watt 1450 Lumens PAR38 LED Light Bulb 6-Pack | 3000 |  | 1450 | 85.2941 | 40000 | 17 | 1 | 239.78 | 239.78 | 281.7508 | 2020Q3 | https://hdsupplysolutions.com/p/led-00-75-10-35/green-creative-17-watt-1450-lumens-par38-led-light-bulb-6-pack-p235588 | HD Supply | 2020 | No
LED Lighting | Reflector | Brand Green Creative | True |  |  |  |  | Green Creative LED 17 Watt 120 Volt Soft White 2700K Color Temperature 40° Beam Angle 1400 Lumens 90 CRI Dimmable 50,000 Hours Rated Life Refine Series. Mfg #58151 Green Creative 17 Watt 2700K PAR38 LED Light Bulb 6-Pack | 2700 | 90 | 1400 | 82.3529 | 50000 | 17 | 1 | 173.4 | 173.4 | 203.7517 | 2020Q3 | https://hdsupplysolutions.com/p/led-00-75-10-35/green-creative-17-watt-2700k-par38-led-light-bulb-6-pack-p235580 | HD Supply | 2020 | No
LED Lighting | Decorative | Brand Green Creative | [5 empty] | Green Creative 17 Watt 120/277 Volt LED 120° Beam Angle 3000K Color Temperature 2G11 Light Bulb Base 2000 Lumens 50,000 Hours Rated Life. Mfg #97745 Green Creative 17 Watt 3000K 2000 Lumens PLL Ballast Compatible LED Light 6-Pack | 3000 |  | 2000 | 117.6471 | 50000 | 17 | 1 | 161.76 | 161.76 | 190.0743 | 2020Q3 | https://hdsupplysolutions.com/p/led-00-75-10-35/green-creative-17-watt-3000k-2000-lumens-pll-ballast-compatible-led-light-6-pack-p374160 | HD Supply | 2020 | No
LED Lighting | Reflector | Brand Green Creative | True |  |  |  |  | Green Creative LED 17 Watt 120 Volt Warm White 3000K Color Temperature 40° Beam Angle 1430 Lumens 90 CRI Dimmable Black 50,000 Hours Rated Life Refine Series. Mfg #97905 Green Creative 17 Watt 3000K PAR38 LED Light Bulb 6-Pack | 3000 | 90 | 1430 | 84.1176 | 40000 | 17 | 1 | 173.4 | 173.4 | 203.7517 | 2020Q3 | https://hdsupplysolutions.com/p/led-00-75-10-35/green-creative-17-watt-3000k-par38-led-light-bulb-6-pack-p235585 | HD Supply | 2020 | No
LED Lighting | Decorative | Brand Green Creative | [5 empty] | Green Creative 17 Watt 120/277 Volt LED 120° Beam Angle 3500K Color Temperature 2G11 Light Bulb Base 2050 Lumens 50,000 Hours Rated Life. Mfg #97746 Green Creative 17 Watt 3500K 2050 Lumens PLL Ballast Compatible LED Light 6-Pack | 3500 |  | 2050 | 120.5882 | 50000 | 17 | 1 | 133.7 | 133.7 | 157.1027 | 2020Q3 | https://hdsupplysolutions.com/p/led-00-75-10-35/green-creative-17-watt-3500k-2050-lumens-pll-ballast-compatible-led-light-6-pack-p374161 | HD Supply | 2020 | No
LED Lighting | Reflector | Brand Green Creative | True |  |  |  |  | Green Creative LED 17 Watt 120 Volt Cool White 4000K Color Temperature 40° Beam Angle 1450 Lumens 90 CRI Dimmable 50,000 Hours Rated Life Refine Series. Mfg #58157 Green Creative 17 Watt 4000K PAR38 LED Light Bulb 6-Pack | 4000 | 90 | 1450 | 85.2941 | 50000 | 17 | 1 | 173.4 | 173.4 | 203.7517 | 2020Q3 | https://hdsupplysolutions.com/p/led-00-75-10-35/green-creative-17-watt-4000k-par38-led-light-bulb-6-pack-p235583 | HD Supply | 2020 | No
LED Lighting | Reflector | Brand Green Creative | True |  |  |  |  | Green Creative LED 17 Watt 120 Volt Soft White 2700K Color Temperature 25° Beam Angle 1400 Lumens 90 CRI Dimmable 50,000 Hours Rated Life Refine Series. Mfg #58150 Green Creative 17 Watt 90 CRI PAR38 LED Light Bulb 6-Pack | 2700 | 90 | 1400 | 82.3529 | 50000 | 17 | 1 | 173.4 | 173.4 | 203.7517 | 2020Q3 | https://hdsupplysolutions.com/p/led-00-75-10-35/green-creative-17-watt-90-cri-par38-led-light-bulb-6-pack-p235579 | HD Supply | 2020 | No
LED Lighting | Reflector | Brand Green Creative | True |  |  |  |  | Green Creative LED 17 Watt 120 Volt Warm White 3000K Color Temperature 25° Beam Angle 1430 Lumens 90 CRI Dimmable 50,000 Hours Rated Life Refine Series. Mfg #97904 Green Creative 17 Watt PAR38 LED Light Bulb 6-Pack | 3000 | 90 | 1430 | 84.1176 | 50000 | 17 | 1 | 173.4 | 173.4 | 203.7517 | 2020Q3 | https://hdsupplysolutions.com/p/led-00-75-10-35/green-creative-17-watt-par38-led-light-bulb-6-pack-p235584 | HD Supply | 2020 | No
LED Lighting | Downlight | Brand Green Creative | True |  |  |  |  | Green Creative LED 18 Watt 120 Volt 90 CRI Warm White 2700K Color Temperature Wet Location 1260 Lumens 100° Beam Angle 5" or 6" Retrofit Downlight 50,000 Hours Rated Life Dimmable. Mfg #97994 Green Creative 18 Watt 2700K Retrofit LED Downlight 6-Pack | 2700 | 90 | 1260 | 70 | 50000 | 18 | 1 | 133.17 | 133.17 | 156.4799 | 2020Q3 | https://hdsupplysolutions.com/p/led-00-75-10-35/green-creative-18-watt-2700k-retrofit-led-downlight-6-pack-p235621 | HD Supply | 2020 | Yes
LED Lighting | Downlight | Brand Green Creative | True |  |  |  |  | Green Creative LED 18 Watt 120 Volt 90 CRI Halogen White 3000K Color Temperature Wet Location 1260 Lumens 100° Beam Angle 5" or 6" Retrofit Downlight 50,000 Hours Rated Life Dimmable. Mfg #97995 Green Creative 18 Watt 3000K Retrofit LED Downlight 6-Pack | 3000 | 90 | 1260 | 70 | 50000 | 18 | 1 | 147.97 | 147.97 | 173.8705 | 2020Q3 | https://hdsupplysolutions.com/p/led-00-75-10-35/green-creative-18-watt-3000k-retrofit-led-downlight-6-pack-p235622 | HD Supply | 2020 | Yes
LED Lighting | Reflector | Brand Green Creative | False |  |  |  |  | Green Creative LED 19 Watt 120/277 Volt Cool White 4000K Color Temperature Non-Dimmable PAR38 Bulb Base 25° Beam Angle 80 CRI 1850 Lumens 40,000 Hours Rated Life. Mfg #97778 Green Creative 19 Watt 1850 Lumens PAR38 LED Light Bulb 6-Pack | 4000 | 80 | 1850 | 97.3684 | 40000 | 19 | 1 | 256.29 | 256.29 | 301.1507 | 2020Q3 | https://hdsupplysolutions.com/p/led-00-75-10-35/green-creative-19-watt-1850-lumens-par38-led-light-bulb-6-pack-p235592 | HD Supply | 2020 | No
LED Lighting | Reflector | Brand Green Creative | False |  |  |  |  | Green Creative LED 19 Watt 120/277 Volt Soft White 2700K Color Temperature Non-Dimmable PAR38 Bulb Base 25° Beam Angle 80 CRI 1725 Lumens 40,000 Hours Rated Life. Mfg #97769 Green Creative 19 Watt 2700K PAR38 LED Light Bulb 6-Pack | 2700 | 80 | 1725 | 90.7895 | 40000 | 19 | 1 | 225.51 | 225.51 | 264.983 | 2020Q3 | https://hdsupplysolutions.com/p/led-00-75-10-35/green-creative-19-watt-2700k-par38-led-light-bulb-6-pack-p235589 | HD Supply | 2020 | No
LED Lighting | Reflector | Brand Green Creative | False |  |  |  |  | Green Creative LED 19 Watt 120/277 Volt Warm White 3000K Color Temperature Non-Dimmable PAR38 Bulb Base 25° Beam Angle 80 CRI 1775 Lumens 40,000 Hours Rated Life. Mfg #97772 Green Creative 19 Watt 3000K PAR38 LED Light Bulb 6-Pack | 3000 | 80 | 1775 | 93.4211 | 40000 | 19 | 1 | 256.29 | 256.29 | 301.1507 | 2020Q3 | https://hdsupplysolutions.com/p/led-00-75-10-35/green-creative-19-watt-3000k-par38-led-light-bulb-6-pack-p235590 | HD Supply | 2020 | No
LED Lighting | Reflector | Brand Green Creative | False |  |  |  |  | Green Creative LED 19 Watt 120/277 Volt Cool White 4000K Color Temperature Non-Dimmable PAR38 Bulb Base 40° Beam Angle 80 CRI 1850 Lumens 40,000 Hours Rated Life. Mfg #97779 Green Creative 19 Watt 4000K PAR38 LED Light Bulb 6-Pack | 4000 | 80 | 1850 | 97.3684 | 40000 | 19 | 1 | 284.77 | 284.77 | 334.6158 | 2020Q3 | https://hdsupplysolutions.com/p/led-00-75-10-35/green-creative-19-watt-4000k-par38-led-light-bulb-6-pack-p235593 | HD Supply | 2020 | No
LED Lighting | Reflector | Brand Green Creative | False |  |  |  |  | Green Creative LED 19 Watt 120/277 Volt Warm White 3000K Color Temperature Non-Dimmable PAR38 Bulb Base 40° Beam Angle 80 CRI 1775 Lumens 40,000 Hours Rated Life. Mfg #97773 Green Creative 19 Watt 80 CRI PAR38 LED Light Bulb 6-Pack | 3000 | 80 | 1775 | 93.4211 | 40000 | 19 | 1 | 270.53 | 270.53 | 317.8832 | 2020Q3 | https://hdsupplysolutions.com/p/led-00-75-10-35/green-creative-19-watt-80-cri-par38-led-light-bulb-6-pack-p235591 | HD Supply | 2020 | No
LED Lighting | Downlight | Brand Green Creative | [5 empty] | Green Creative Round Downlight 20 Watt 3000K LED 1200 100° 100 Watt Equivalent 50000 Hours. Mfg #58255 Green Creative 20 Watt 120 Volt 3000K Round LED Downlight 9" 6-PK | 3000 |  | 1200 | 60 | 50000 | 20 | 1 | 358.89 | 358.89 | 421.7096 | 2020Q3 | https://hdsupplysolutions.com/p/led-00-75-10-35/green-creative-20-watt-120-volt-3000k-round-led-downlight-9-6-pk-p371035 | HD Supply | 2020 | Yes
LED Lighting | Downlight | Brand Green Creative | [5 empty] | Green Creative Square Downlight 20 Watt 3000K LED 1200 100° 100 Watt Equivalent 50000 Hours. Mfg #58242 Green Creative 20 Watt 120 Volt 3000K Square LED Downlight 9" 6-PK | 3000 |  | 1200 | 60 | 50000 | 20 | 1 | 364.02 | 364.02 | 427.7376 | 2020Q3 | https://hdsupplysolutions.com/p/led-00-75-10-35/green-creative-20-watt-120-volt-3000k-square-led-downlight-9-6-pk-p371050 | HD Supply | 2020 | Yes
LED Lighting | Downlight | Brand Green Creative | [5 empty] | Green Creative Round Downlight 20 Watt 4000K LED 1250 100° 100 Watt Equivalent 50000 Hours. Mfg #58256 Green Creative 20 Watt 120 Volt 4000K Round LED Downlight 9" 6-PK | 4000 |  | 1250 | 62.5 | 50000 | 20 | 1 | 398.77 | 398.77 | 468.5702 | 2020Q3 | https://hdsupplysolutions.com/p/led-00-75-10-35/green-creative-20-watt-120-volt-4000k-round-led-downlight-9-6-pk-p371036 | HD Supply | 2020 | Yes
LED Lighting | Downlight | Brand Green Creative | [5 empty] | Green Creative Square Downlight 20 Watt 4000K LED 1250 100° 100 Watt Equivalent 50000 Hours. Mfg #58243 Green Creative 20 Watt 120 Volt 4000K Square LED Downlight 9" 6-PK | 4000 |  | 1250 | 62.5 | 50000 | 20 | 1 | 364.02 | 364.02 | 427.7376 | 2020Q3 | https://hdsupplysolutions.com/p/led-00-75-10-35/green-creative-20-watt-120-volt-4000k-square-led-downlight-9-6-pk-p371051 | HD Supply | 2020 | Yes
LED Lighting | Downlight | Brand Green Creative | [5 empty] | Green Creative Round Downlight 20 Watt 3000K LED 1200 100° 100 Watt Equivalent 50000 Hours. Mfg #58263 Green Creative 20 Watt 3000K Round LED Downlight 9" 6-PK | 3000 |  | 1200 | 60 | 50000 | 20 | 1 | 389.8 | 389.8 | 458.0301 | 2020Q3 | https://hdsupplysolutions.com/p/led-00-75-10-35/green-creative-20-watt-3000k-round-led-downlight-9-6-pk-p371037 | HD Supply | 2020 | Yes
LED Lighting | Downlight | Brand Green Creative | [5 empty] | Green Creative Square Downlight 20 Watt 3000K LED 1200 100° 100 Watt Equivalent 50000 Hours. Mfg #58250 Green Creative 20 Watt 3000K Square LED Downlight 9" 6-PK | 3000 |  | 1200 | 60 | 50000 | 20 | 1 | 394.8 | 394.8 | 463.9053 | 2020Q3 | https://hdsupplysolutions.com/p/led-00-75-10-35/green-creative-20-watt-3000k-square-led-downlight-9-6-pk-p371052 | HD Supply | 2020 | Yes
LED Lighting | Downlight | Brand Green Creative | [5 empty] | Green Creative Round Downlight 20 Watt 4000K LED 1250 100° 100 Watt Equivalent 50000 Hours. Mfg #58264 Green Creative 20 Watt 4000K Round LED Downlight 9" 6-PK | 4000 |  | 1250 | 62.5 | 50000 | 20 | 1 | 467.76 | 467.76 | 549.6361 | 2020Q3 | https://hdsupplysolutions.com/p/led-00-75-10-35/green-creative-20-watt-4000k-round-led-downlight-9-6-pk-p371038 | HD Supply | 2020 | Yes
LED Lighting | Downlight | Brand Green Creative | [5 empty] | Green Creative Square Downlight 20 Watt 4000K LED 1250 100° 100 Watt Equivalent 50000 Hours. Mfg #58251 Green Creative 20 Watt 4000K Square LED Downlight 9" 6-PK | 4000 |  | 1250 | 62.5 | 50000 | 20 | 1 | 394.8 | 394.8 | 463.9053 | 2020Q3 | https://hdsupplysolutions.com/p/led-00-75-10-35/green-creative-20-watt-4000k-square-led-downlight-9-6-pk-p371053 | HD Supply | 2020 | Yes
LED Lighting | Decorative | Brand Green Creative | True |  |  |  |  | Green Creative 22 Watt 120/277 Volt LED 25°/38°/15° Beam Angle 2700K Color Temperature 6300/3250/12,200 Candle Power 1200 Lumens 40,000 Hours Rated Life. Mfg #97591 Green Creative 22 Watt 1200 Lumens Dimmable LED Light 6-Pack | 2700 |  | 1200 | 54.5455 | 40000 | 22 | 1 | 499.8 | 499.8 | 587.2843 | 2020Q3 | https://hdsupplysolutions.com/p/led-00-75-10-35/green-creative-22-watt-1200-lumens-dimmable-led-light-6-pack-p374263 | HD Supply | 2020 | No
LED Lighting | Decorative | Brand Green Creative | True |  |  |  |  | Green Creative 22 Watt 120/277 Volt LED 25°/38°/15° Beam Angle 3000K Color Temperature 6300/3250/12,200 Candle Power 1250 Lumens 40,000 Hours Rated Life. Mfg #97603 Green Creative 22 Watt 1250 Lumens Dimmable LED Light 6-Pack | 3000 |  | 1250 | 56.8182 | 40000 | 22 | 1 | 499.8 | 499.8 | 587.2843 | 2020Q3 | https://hdsupplysolutions.com/p/led-00-75-10-35/green-creative-22-watt-1250-lumens-dimmable-led-light-6-pack-p374264 | HD Supply | 2020 | No
LED Lighting | Decorative | Brand Green Creative | True |  |  |  |  | Green Creative 22 Watt 120/277 Volt LED 25°/38°/15° Beam Angle 2700K Color Temperature 6300/3250/12,200 Candle Power 1200 Lumens 40,000 Hours Rated Life. Mfg #97587 Green Creative 22 Watt 2700K 1200 Lumens Dimmable LED Light 6-Pack | 2700 |  | 810 | 62.3077 | 10000 | 13 | 1 | 499.8 | 499.8 | 587.2843 | 2020Q3 | https://hdsupplysolutions.com/p/led-00-75-10-35/green-creative-22-watt-2700k-1200-lumens-dimmable-led-light-6-pack-p374256 | HD Supply | 2020 | No
LED Lighting | Decorative | Brand Green Creative | True |  |  |  |  | Green Creative 22 Watt 120/277 Volt LED 25°/38°/15° Beam Angle 2700K Color Temperature 6300/3250/12,200 Candle Power 1200 Lumens 40,000 Hours Rated Life. Mfg #97590 Green Creative 22 Watt 2700K Dimmable LED Light 6-Pack | 2700 |  | 1200 | 54.5455 | 40000 | 22 | 1 | 499.8 | 499.8 | 587.2843 | 2020Q3 | https://hdsupplysolutions.com/p/led-00-75-10-35/green-creative-22-watt-2700k-dimmable-led-light-6-pack-p374261 | HD Supply | 2020 | No
LED Lighting | Decorative | Brand Green Creative | True |  |  |  |  | Green Creative 22 Watt 120/277 Volt LED 25°/38°/15° Beam Angle 3000K Color Temperature 6300/3250/12,200 Candle Power 1250 Lumens 40,000 Hours Rated Life. Mfg #97599 Green Creative 22 Watt 3000K 1250 Lumens Dimmable LED Light 6-Pack | 3000 |  | 1250 | 56.8182 | 40000 | 22 | 1 | 499.8 | 499.8 | 587.2843 | 2020Q3 | https://hdsupplysolutions.com/p/led-00-75-10-35/green-creative-22-watt-3000k-1250-lumens-dimmable-led-light-6-pack-p374257 | HD Supply | 2020 | No
LED Lighting | Decorative | Brand Green Creative | True |  |  |  |  | Green Creative 22 Watt 120/277 Volt LED 25°/38°/15° Beam Angle 3000K Color Temperature 6300/3250/12,200 Candle Power 1250 Lumens 40,000 Hours Rated Life. Mfg #97602 Green Creative 22 Watt 3000K Dimmable LED Light 6-Pack | 3000 |  | 1250 | 56.8182 | 40000 | 22 | 1 | 499.8 | 499.8 | 587.2843 | 2020Q3 | https://hdsupplysolutions.com/p/led-00-75-10-35/green-creative-22-watt-3000k-dimmable-led-light-6-pack-p374262 | HD Supply | 2020 | No
LED Lighting | Decorative | Brand Green Creative | True |  |  |  |  | Green Creative 22 Watt 120/277 Volt LED 25°/38°/15° Beam Angle 2700K Color Temperature 6300/3250/12,200 Candle Power 1200 Lumens 40,000 Hours Rated Life. Mfg #97588 Green Creative 22 Watt White 2700K 1200 Lumens Dimmable LED Light 6-Pack | 2700 |  | 1200 | 54.5455 | 40000 | 22 | 1 | 499.8 | 499.8 | 587.2843 | 2020Q3 | https://hdsupplysolutions.com/p/led-00-75-10-35/green-creative-22-watt-white-2700k-1200-lumens-dimmable-led-light-6-pack-p374258 | HD Supply | 2020 | No
LED Lighting | Decorative | Brand Green Creative | True |  |  |  |  | Green Creative 22 Watt 120/277 Volt LED 25°/38°/15° Beam Angle 3000K Color Temperature 6300/3250/12,200 Candle Power 1250 Lumens 40,000 Hours Rated Life. Mfg #97600 Green Creative 22 Watt White 3000K 1250 Lumens Dimmable LED Light 6-Pack | 3000 |  | 1200 | 54.5455 | 40000 | 22 | 1 | 499.8 | 499.8 | 587.2843 | 2020Q3 | https://hdsupplysolutions.com/p/led-00-75-10-35/green-creative-22-watt-white-3000k-1250-lumens-dimmable-led-light-6-pack-p374259 | HD Supply | 2020 | No
LED Lighting | Decorative | Brand Green Creative | True |  |  |  |  | Green Creative 3.3 Watt 120/277 Volt LED 320° Beam Angle 2700K Color Temperature E12 Light Bulb Base B10 Light Bulb Shape 300 Lumens 15,000 Hours Rated Life. Mfg #98241 Green Creative 3.3 Watt 2700K 300 Lumens B10 Filament Dimmable LED Light 6-Pack | 2700 |  | 300 | 90.9091 | 15000 | 3.3 | 1 | 45.6 | 45.6 | 53.5818 | 2020Q3 | https://hdsupplysolutions.com/p/led-00-75-10-35/green-creative-33-watt-2700k-300-lumens-b10-filament-dimmable-led-light-6-pack-p374244 | HD Supply | 2020 | Yes
LED Lighting | Decorative | Brand Green Creative | True |  |  |  |  | Green Creative 4.5 Watt 120/277 Volt LED 330° Beam Angle 2400K Color Temperature E26 Light Bulb Base G25 Light Bulb Shape 380 Lumens 15,000 Hours Rated Life. Mfg #57894 Green Creative 4.5 Watt 2400K 380 Lumens G25 Filament Dimmable LED Light 6-Pack | 2400 |  | 380 | 84.4444 | 15000 | 4.5 | 1 | 85.27 | 85.27 | 100.1955 | 2020Q3 | https://hdsupplysolutions.com/p/led-00-75-10-35/green-creative-45-watt-2400k-380-lumens-g25-filament-dimmable-led-light-6-pack-p374237 | HD Supply | 2020 | No
LED Lighting | Decorative | Brand Green Creative | True |  |  |  |  | Green Creative 4.5 Watt 120/277 Volt LED 2700K Color Temperature E26 Light Bulb Base G25 Light Bulb Shape 400 Lumens 25,000 Hours Rated Life. Mfg #97826 Green Creative 4.5 Watt 2700K 400 Lumens E26 Filament Dimmable LED Light 6-Pack | 2700 |  | 400 | 88.8889 | 15000 | 4.5 | 1 | 95.53 | 95.53 | 112.2514 | 2020Q3 | https://hdsupplysolutions.com/p/led-00-75-10-35/green-creative-45-watt-2700k-400-lumens-e26-filament-dimmable-led-light-6-pack-p374247 | HD Supply | 2020 | No
LED Lighting | Downlight | Brand Green Creative | [5 empty] | Green Creative Retrofit Commercial Downlight 120-277 Volt 45 Watt 4000K LED 3600 90° 75 Watt Equivalent 40000 Hours. Mfg #97708 Green Creative 48 Watt 4000K Retrofit Commercial Downlight 9.5" 2-PK | 4000 |  | 3250 | 67.7083 | 40000 | 48 | 1 | 233.18 | 233.18 | 273.9955 | 2020Q3 | https://hdsupplysolutions.com/p/led-00-75-10-35/green-creative-48-watt-4000k-retrofit-commercial-downlight-95-2-pk-p371005 | HD Supply | 2020 | Yes
LED Lighting | Decorative | Brand Green Creative | True |  | B11 |  | E12 | Green Creative 5 Watt B-11 LED Bulb Candelabra Base 120V Warm Dim Dimmable ENERGY STAR Mfg #5B11DIM/8CCTD Green Creative® 5 Watt B-11 LED Bulb - Cand Base - 120V - Warm Dim - Dimmable |  |  | 300 | 60 | 25000 | 5 | 1 | 13.99 | 13.99 | 16.4388 | 2020Q3 | https://hdsupplysolutions.com/p/led-00-75-10-35/green-creative-5-watt-b-11-led-bulb-cand-base-120v-warm-dim-dimmable-p133627 | HD Supply | 2020 | Yes
LED Lighting | Downlight | Brand Green Creative | [5 empty] | Green Creative Retrofit Commercial Downlight 120-277 Volt 6 Or 9 Or 14 Watt 2700K LED 465/650/930 110° 78/72/66 Watt Equivalent 40000 Hours. Mfg #57863 Green Creative 6/9/14 Watt 2700K Retrofit Commercial Downlight 4" 6-PK | 2700 |  | 930 | 66.4286 | 40000 | 14 | 1 | 369.15 | 369.15 | 433.7655 | 2020Q3 | https://hdsupplysolutions.com/p/led-00-75-10-35/green-creative-6-9-14-watt-2700k-retrofit-commercial-downlight-4-6-pk-p371006 | HD Supply | 2020 | Yes
LED Lighting | Downlight | Brand Green Creative | [5 empty] | Green Creative Retrofit Commercial Downlight 120-277 Volt 6 Or 9 Or 14 Watt 3000K LED 500/700/1000 110° 83/78/71 Watt Equivalent 40000 Hours. Mfg #57864 Green Creative 6/9/14 Watt 3000K Retrofit Commercial Downlight 4" 6-PK | 3000 |  | 1000 | 71.4286 | 40000 | 14 | 1 | 359.8 | 359.8 | 422.7789 | 2020Q3 | https://hdsupplysolutions.com/p/led-00-75-10-35/green-creative-6-9-14-watt-3000k-retrofit-commercial-downlight-4-6-pk-p371007 | HD Supply | 2020 | Yes
LED Lighting | Downlight | Brand Green Creative | [5 empty] | Green Creative Retrofit Commercial Downlight 120-277 Volt 6 Or 9 Or 14 Watt 3500K LED 500/700/1000 110° 83/78/71 Watt Equivalent 40000 Hours. Mfg #57865 Green Creative 6/9/14 Watt 3500K Retrofit Commercial Downlight 4" 6-PK | 3500 |  | 1000 | 71.4286 | 40000 | 14 | 1 | 369.15 | 369.15 | 433.7655 | 2020Q3 | https://hdsupplysolutions.com/p/led-00-75-10-35/green-creative-6-9-14-watt-3500k-retrofit-commercial-downlight-4-6-pk-p371008 | HD Supply | 2020 | Yes
LED Lighting | Downlight | Brand Green Creative | [5 empty] | Green Creative Retrofit Commercial Downlight 120-277 Volt 6 Or 9 Or 14 Watt 4000K LED 500/700/1000 110° 83/78/71 Watt Equivalent 40000 Hours. Mfg #57866 Green Creative 6/9/14 Watt 4000K Retrofit Commercial Downlight 4" 6-PK | 4000 |  | 1000 | 71.4286 | 40000 | 14 | 1 | 369.15 | 369.15 | 433.7655 | 2020Q3 | https://hdsupplysolutions.com/p/led-00-75-10-35/green-creative-6-9-14-watt-4000k-retrofit-commercial-downlight-4-6-pk-p371009 | HD Supply | 2020 | Yes
LED Lighting | Reflector | Brand Green Creative | True |  |  |  |  | Green Creative LED 6 Watt 12 Volt 82 CRI 480 Lumens 35° Beam Angle Warm White 2700K Color Temperature 25,000 Hours Rated Life Dimmable. Mfg #57984 Green Creative 6 Watt 12 Volt MR16 LED Light Bulb 12-Pack | 2700 | 82 | 480 | 80 | 25000 | 6 | 1 | 152.29 | 152.29 | 178.9466 | 2020Q3 | https://hdsupplysolutions.com/p/led-00-75-10-35/green-creative-6-watt-12-volt-mr16-led-light-bulb-12-pack-p235600 | HD Supply | 2020 | No
LED Lighting | Reflector | Brand Green Creative | True |  |  |  |  | Green Creative LED 6 Watt 120 Volt 82 CRI 500 Lumens Warm White 3000K Color Temperature E26 Bulb Base Indoor/Outdoor 35° Beam Angle 25,000 Hours Rated Life Dimmable. Mfg #57991 Green Creative 6 Watt 120 Volt 3000K MR16 LED Light Bulb 12-Pack | 3000 | 82 | 500 | 83.3333 | 25000 | 6 | 1 | 138.5 | 138.5 | 162.7429 | 2020Q3 | https://hdsupplysolutions.com/p/led-00-75-10-35/green-creative-6-watt-120-volt-3000k-mr16-led-light-bulb-12-pack-p235606 | HD Supply | 2020 | No
LED Lighting | Reflector | Brand Green Creative | True |  |  |  |  | Green Creative LED 6 Watt 120 Volt 82 CRI 480 Lumens Soft White 2700K Color Temperature E26 Bulb Base Indoor/Outdoor 35° Beam Angle 25,000 Hours Rated Life Dimmable. Mfg #57990 Green Creative 6 Watt 120 Volt 480 Lumens MR16 LED Light Bulb 12-Pack | 2700 | 82 | 480 | 80 | 25000 | 6 | 1 | 159.14 | 159.14 | 186.9956 | 2020Q3 | https://hdsupplysolutions.com/p/led-00-75-10-35/green-creative-6-watt-120-volt-480-lumens-mr16-led-light-bulb-12-pack-p235605 | HD Supply | 2020 | No
LED Lighting | Reflector | Brand Green Creative | True |  |  |  |  | Green Creative LED 6 Watt 120 Volt 82 CRI 500 Lumens Halogen White 3000K Color Temperature GU10 Bulb Base Indoor/Outdoor 35° Beam Angle 25,000 Hours Rated Life Dimmable. Mfg #57988 Green Creative 6 Watt 120 Volt 500 Lumens MR16 LED Light Bulb 12-Pack | 3000 | 82 | 500 | 83.3333 | 25000 | 6 | 1 | 173.78 | 173.78 | 204.1982 | 2020Q3 | https://hdsupplysolutions.com/p/led-00-75-10-35/green-creative-6-watt-120-volt-500-lumens-mr16-led-light-bulb-12-pack-p235604 | HD Supply | 2020 | No
LED Lighting | Reflector | Brand Green Creative | True |  |  |  |  | Green Creative LED 6 Watt 12 Volt 82 CRI 425 Lumens Soft White 2700K Color Temperature GU5.3 Bulb Base 35° Beam Angle 25,000 Hours Rated Life Dimmable. Mfg #58285 Green Creative 6 Watt 2700K MR16 LED Light Bulb 12-Pack | 2700 | 82 | 425 | 70.8333 | 25000 | 6 | 1 | 148 | 148 | 173.9057 | 2020Q3 | https://hdsupplysolutions.com/p/led-00-75-10-35/green-creative-6-watt-2700k-mr16-led-light-bulb-12-pack-p235602 | HD Supply | 2020 | No
LED Lighting | Reflector | Brand Green Creative | True |  |  |  |  | Green Creative LED 6 Watt 12 Volt 82 CRI 450 Lumens Warm White 3000K Color Temperature GU5.3 Bulb Base 35° Beam Angle 25,000 Hours Rated Life Dimmable. Mfg #58286 Green Creative 6 Watt 3000K MR16 LED Light Bulb 12-Pack | 3000 | 82 | 450 | 75 | 25000 | 6 | 1 | 135.69 | 135.69 | 159.441 | 2020Q3 | https://hdsupplysolutions.com/p/led-00-75-10-35/green-creative-6-watt-3000k-mr16-led-light-bulb-12-pack-p235603 | HD Supply | 2020 | No
LED Lighting | Reflector | Brand Green Creative | True |  |  |  |  | Green Creative LED 6 Watt 12 Volt 82 CRI 520 Lumens 35° Beam Angle Cool White 4000K Color Temperature 25,000 Hours Rated Life Dimmable. Mfg #57986 Green Creative 6 Watt 4000K MR16 LED Light Bulb 12-Pack | 4000 | 82 | 520 | 86.6667 | 25000 | 6 | 1 | 152.29 | 152.29 | 178.9466 | 2020Q3 | https://hdsupplysolutions.com/p/led-00-75-10-35/green-creative-6-watt-4000k-mr16-led-light-bulb-12-pack-p235601 | HD Supply | 2020 | No
LED Lighting | Reflector | Brand Green Creative | True |  |  |  |  | Green Creative LED 6.5 Watt 120 Volt 82 CRI 500 Lumens Warm White 2700K Color Temperature E26 Base Cloud Shape 25,000 Hours Rated Life 110° Beam Angle Dimmable. Mfg #40612 Green Creative 6.5 Watt 2700K R20 LED Light Bulb 6-Pack | 2700 | 82 | 500 | 76.9231 | 25000 | 6.5 | 1 | 64.56 | 64.56 | 75.8605 | 2020Q3 | https://hdsupplysolutions.com/p/led-00-75-10-35/green-creative-65-watt-2700k-r20-led-light-bulb-6-pack-p235608 | HD Supply | 2020 | Yes
LED Lighting | A-Type | Green Creative | True |  | General Purpose Replacement | A19 | E26 (Medium) | Damp Location Rated,Recessed Fixtures Product Description The Green Creative 9A19DIM/940 LED A19 bulb radiates 4000K cool white illumination with uniform color distribution, tight LED binning, and Energy Star certification. It pushes through 240-degree omni-directional beam angles surrounding the bulb. The bulb lasts 25,000 life hours with a 5-year warranty in case of defects. Green Creative 98561 Features: 60W incandescent equivalent E26 base Dimming with compatible devices Green Creative 98561 Applications: Dry and damp locations Indoor use Open and enclosed fixtures 9A19DIM/940 - 860 Lumens - 92 CRI - 60W Incandescent Equivalent - 240° - 120V Green Creative 98561 - 9W LED A19 - 4000K | 4000 | 94 | 860 | 95.5556 | 25000 | 9 | 1 | 3.13 | 3.13 | 3.6779 | 2020Q2 | https://www.energyavenue.com/Green-Creative/98561 | Energy Avenue | 2020 | Yes
LED Lighting | A-Type | Green Creative | True | Daylighting/Photocell, | General Purpose Replacement | A19 | GU24 | Damp Location Rated,Use With Timers,Use With Photo and/or Motion Sensors,Recessed Fixtures Topbulb » LED Bulbs » LED Standard Shape » GU24 Base » Green Creative 57833 - 9W A19 LED - 60W Equal - Cool White - GU24 This Green Creative 9 watt LED A19 with a GU24 base replaces a 60 watt equivalent incandescent, halogen or CFL without sacrificing lumen output or light quality and with a dramatic increase in rated life at 25,000 hours reducing maintenance costs. Designed and engineered for demanding commercial applications, this lamp meets the Energy Star V1.1 requirements for omnidirectional lamps by emitting 330° of evenly diffused light. This lamp features smooth dimming with existing dimmers. See the document below for additional information and specifications. LED Technology Notice Due to constantly evolving nature of LED technology, manufacturers will reserve the right to replace this product with next generation technology. We appreciate your understanding and acceptance of this policy. Utility/Government Incentives Documents Green Creative 9A19DIM/840/GU24 Specification Sheet About Green Creative Green Creative, founded in 2010, is a solid state lighting development and manufacturing company based in Silicon Valley, CA. The company offers a comprehensive line of high-performance LED solutions that have been adopted by some of the largest companies in the world. Green Creative focuses on professional-grade LED lamps and fixtures that meet the high standards of commercial, institutional and industrial installations. Anchored by strongly integrated R&D capabilities and patented technology, Green Creative's innovation, performance and reliability have been recognized year after year by the Illuminating Engineering Society Progress Report, the LEDs Magazine Sapphire Awards and Lighting for Tomorrow. 25000 Hours • Dimmable • Specification Grade Green Creative 57833 - 9W A19 LED - 60W Equal - Cool White - GU24 | 4000 | 85 | 860 | 95.5556 | 25000 | 9 | 1 | 9.98 | 9.98 | 11.7269 | 2020Q2 | https://www.topbulb.com/green-creative-57833-9w-a19-led-60w-equal-cool-white-gu24 | Top Bulb | 2020 | Yes
LED Lighting | Reflector | Brand Green Creative | True |  |  |  |  | Green Creative LED 8 Watt 120 Volt 90 CRI 3000K Color Temperature Indoor Dimmable 550 Lumens 25° Beam Angle 50,000 Hours Rated Life E26 Medium Base Refine Series. Mfg #58108 Green Creative 8 Watt 3000K PAR20 LED Light Bulb 6-Pack | 3000 | 90 | 550 | 68.75 | 50000 | 8 | 1 | 102.37 | 102.37 | 120.2887 | 2020Q3 | https://hdsupplysolutions.com/p/led-00-75-10-35/green-creative-8-watt-3000k-par20-led-light-bulb-6-pack-p235557 | HD Supply | 2020 | No
LED Lighting | Reflector | Brand Green Creative | True |  |  |  |  | Green Creative LED 8 Watt 120 Volt 90 CRI 550 Lumens 50,000 Hours Rated Life 40° Beam Angle Dimmable Black E26 Medium Base 3000K Color Temperature White Refine Series. Mfg #97901 Green Creative 8 Watt 40° 3000K PAR20 LED Light Bulb 6-Pack | 3000 | 90 | 550 | 68.75 | 50000 | 8 | 1 | 102.37 | 102.37 | 120.2887 | 2020Q3 | https://hdsupplysolutions.com/p/led-00-75-10-35/green-creative-8-watt-40-3000k-par20-led-light-bulb-6-pack-p235559 | HD Supply | 2020 | No
LED Lighting | Reflector | Brand Green Creative | True |  |  |  |  | Green Creative LED 8 Watt 120 Volt 82 CRI Natural White E26 Medium Base 4000K Color Temperature Cloud Shape 110° Beam Angle 710 Lumens 25,000 Hours Rated Life Dimmable. Mfg #40773 Green Creative 8 Watt 4000K BR30 LED Light Bulb 6-Pack | 4000 | 82 | 710 | 88.75 | 25000 | 8 | 1 | 70.31 | 70.31 | 82.617 | 2020Q3 | https://hdsupplysolutions.com/p/led-00-75-10-35/green-creative-8-watt-4000k-br30-led-light-bulb-6-pack-p235609 | HD Supply | 2020 | Yes
LED Lighting | Reflector | Brand Green Creative | True |  |  |  |  | Green Creative LED 8 Watt 120 Volt 90 CRI 2700K Color Temperature Indoor Dimmable 535 Lumens 40° Beam Angle 50,000 Hours Rated Life E26 Medium Base Refine Series. Mfg #58106 Green Creative 8 Watt 535 Lumens PAR20 LED Light Bulb 6-Pack | 2700 | 90 | 535 | 66.875 | 50000 | 8 | 1 | 97.96 | 97.96 | 115.1068 | 2020Q3 | https://hdsupplysolutions.com/p/led-00-75-10-35/green-creative-8-watt-535-lumens-par20-led-light-bulb-6-pack-p235555 | HD Supply | 2020 | No
LED Lighting | Reflector | Brand Green Creative | True |  |  |  |  | Green Creative LED 8 Watt 120 Volt 90 CRI 4000K Color Temperature Indoor Dimmable 570 Lumens 40° Beam Angle 50,000 Hours Rated Life E26 Medium Base Refine Series. Mfg #58112 Green Creative 8 Watt 570 Lumens PAR20 LED Light Bulb 6-Pack | 4000 | 90 | 570 | 71.25 | 50000 | 8 | 1 | 102.37 | 102.37 | 120.2887 | 2020Q3 | https://hdsupplysolutions.com/p/led-00-75-10-35/green-creative-8-watt-570-lumens-par20-led-light-bulb-6-pack-p235558 | HD Supply | 2020 | No
LED Lighting | Reflector | Brand Green Creative | True |  |  |  |  | Green Creative LED 8 Watt 120 Volt 90 CRI 2700K Color Temperature Indoor Dimmable 535 Lumens 25° Beam Angle 50,000 Hours Rated Life E26 Medium Base Refine Series. Mfg #34891 Green Creative 8 Watt 90 CRI PAR20 LED Light Bulb 6-Pack | 2700 | 90 | 535 | 66.875 | 50000 | 8 | 1 | 89.1 | 89.1 | 104.6959 | 2020Q3 | https://hdsupplysolutions.com/p/led-00-75-10-35/green-creative-8-watt-90-cri-par20-led-light-bulb-6-pack-p235554 | HD Supply | 2020 | No
LED Lighting | Reflector | Brand Green Creative | True |  |  |  |  | Green Creative LED 8 Watt 120 Volt 90 CRI 3000K Color Temperature Indoor Dimmable 550 Lumens 15° Beam Angle 50,000 Hours Rated Life E26 Medium Base Refine Series. Mfg #58107 Green Creative 8 Watt PAR20 Dimmable LED Light Bulb 6-Pack | 3000 | 90 | 550 | 68.75 | 50000 | 8 | 1 | 107.76 | 107.76 | 126.6222 | 2020Q3 | https://hdsupplysolutions.com/p/led-00-75-10-35/green-creative-8-watt-par20-dimmable-led-light-bulb-6-pack-p235556 | HD Supply | 2020 | No
LED Lighting | Reflector | Brand Green Creative | True |  |  |  |  | Green Creative LED 8 Watt 120 Volt 90 CRI 2700K Color Temperature Indoor Dimmable 535 Lumens 15° Beam Angle 50,000 Hours Rated Life E26 Medium Base Refine Series. Mfg #34890 Green Creative 8 Watt PAR20 LED Light Bulb 6-Pack | 2700 | 90 | 535 | 66.875 | 50000 | 8 | 1 | 107.49 | 107.49 | 126.3049 | 2020Q3 | https://hdsupplysolutions.com/p/led-00-75-10-35/green-creative-8-watt-par20-led-light-bulb-6-pack-p235553 | HD Supply | 2020 | No
LED Lighting | Reflector | Brand Green Creative | True |  |  |  |  | Green Creative LED 8.5 Watt 12 Volt 92 CRI GU5.3 Bulb Base 580 Lumens Warm White 15° Beam Angle 25,000 Hours Rated Life 3000K Color Temperature Dimmable. Mfg #98029 Green Creative 8.5 Watt 12 Volt MR16 LED Light Bulb 12-Pack | 3000 | 92 | 580 | 68.2353 | 25000 | 8.5 | 1 | 267.4 | 267.4 | 314.2053 | 2020Q3 | https://hdsupplysolutions.com/p/led-00-75-10-35/green-creative-85-watt-12-volt-mr16-led-light-bulb-12-pack-p235597 | HD Supply | 2020 | No
LED Lighting | Reflector | Brand Green Creative | True |  |  |  |  | Green Creative LED 8.5 Watt 12 Volt 92 CRI GU5.3 Bulb Base 550 Lumens Soft White 15° Beam Angle 25,000 Hours Rated Life 2700K Color Temperature Dimmable. Mfg #98026 Green Creative 8.5 Watt 2700K MR16 LED Light Bulb 12-Pack | 2700 | 92 | 550 | 64.7059 | 25000 | 8.5 | 1 | 276.61 | 276.61 | 325.0274 | 2020Q3 | https://hdsupplysolutions.com/p/led-00-75-10-35/green-creative-85-watt-2700k-mr16-led-light-bulb-12-pack-p235594 | HD Supply | 2020 | No
LED Lighting | Reflector | Brand Green Creative | True |  |  |  |  | Green Creative LED 8.5 Watt 12 Volt 92 CRI GU5.3 Bulb Base 580 Lumens Warm White 25° Beam Angle 25,000 Hours Rated Life 3000K Color Temperature Dimmable. Mfg #98030 Green Creative 8.5 Watt 580 Lumens MR16 LED Light Bulb 12-Pack | 3000 | 92 | 580 | 68.2353 | 25000 | 8.5 | 1 | 276.61 | 276.61 | 325.0274 | 2020Q3 | https://hdsupplysolutions.com/p/led-00-75-10-35/green-creative-85-watt-580-lumens-mr16-led-light-bulb-12-pack-p235598 | HD Supply | 2020 | No
LED Lighting | Decorative | Brand Green Creative | True |  |  |  |  | Green Creative 8.8 Watt 120/277 Volt LED 30° Beam Angle 3000K Color Temperature 1950 Candle Power 625 Lumens 40,000 Hours Rated Life. Mfg #16350 Green Creative 8.8 Watt 1950 Candle Power 625 Lumens Dimmable LED Light 6-Pack | 3000 |  | 625 | 71.0227 | 40000 | 8.8 | 1 | 223 | 223 | 262.0336 | 2020Q3 | https://hdsupplysolutions.com/p/led-00-75-10-35/green-creative-88-watt-1950-candle-power-625-lumens-dimmable-led-light-6-pack-p374255 | HD Supply | 2020 | No
LED Lighting | Decorative | Brand Green Creative | True |  |  |  |  | Green Creative 8.8 Watt 120/277 Volt LED 30° Beam Angle 2700K Color Temperature 1905 Candle Power 600 Lumens 40,000 Hours Rated Life. Mfg #16340 Green Creative 8.8 Watt 2700K 600 Lumens Dimmable LED Light 6-Pack | 2700 |  | 600 | 68.1818 | 40000 | 8.8 | 1 | 223 | 223 | 262.0336 | 2020Q3 | https://hdsupplysolutions.com/p/led-00-75-10-35/green-creative-88-watt-2700k-600-lumens-dimmable-led-light-6-pack-p374248 | HD Supply | 2020 | No
LED Lighting | Decorative | Brand Green Creative | True |  |  |  |  | Green Creative 8.8 Watt 120/277 Volt LED 30° Beam Angle 2700K Color Temperature 1905 Candle Power 600 Lumens 40,000 Hours Rated Life. Mfg #16343 Green Creative 8.8 Watt White 2700K 1905 Candle Power Dimmable LED Light 6-Pack | 2700 |  | 600 | 68.1818 | 40000 | 8.8 | 1 | 223 | 223 | 262.0336 | 2020Q3 | https://hdsupplysolutions.com/p/led-00-75-10-35/green-creative-88-watt-white-2700k-1905-candle-power-dimmable-led-light-6-pack-p374252 | HD Supply | 2020 | No
LED Lighting | Decorative | Brand Green Creative | True |  |  |  |  | Green Creative 8.8 Watt 120/277 Volt LED 30° Beam Angle 2700K Color Temperature 1905 Candle Power 600 Lumens 40,000 Hours Rated Life. Mfg #16341 Green Creative 8.8 Watt White 2700K 600 Lumens Dimmable LED Light 6-Pack | 2700 |  | 600 | 68.1818 | 40000 | 8.8 | 1 | 223 | 223 | 262.0336 | 2020Q3 | https://hdsupplysolutions.com/p/led-00-75-10-35/green-creative-88-watt-white-2700k-600-lumens-dimmable-led-light-6-pack-p374250 | HD Supply | 2020 | No
LED Lighting | Decorative | Brand Green Creative | True |  |  |  |  | Green Creative 8.8 Watt 120/277 Volt LED 30° Beam Angle 3000K Color Temperature 1950 Candle Power 625 Lumens 40,000 Hours Rated Life. Mfg #16349 Green Creative 8.8 Watt White 3000K 1950 Candle Power Dimmable LED Light 6-Pack | 3000 |  | 625 | 71.0227 | 40000 | 8.8 | 1 | 223 | 223 | 262.0336 | 2020Q3 | https://hdsupplysolutions.com/p/led-00-75-10-35/green-creative-88-watt-white-3000k-1950-candle-power-dimmable-led-light-6-pack-p374253 | HD Supply | 2020 | No
LED Lighting | Decorative | Brand Green Creative | True |  |  |  |  | Green Creative 8.8 Watt 120/277 Volt LED 30° Beam Angle 3000K Color Temperature 1950 Candle Power 625 Lumens 40,000 Hours Rated Life. Mfg #16347 Green Creative 8.8 Watt White 3000K 625 Lumens Dimmable LED Light 6-Pack | 3000 |  | 625 | 71.0227 | 40000 | 8.8 | 1 | 223 | 223 | 262.0336 | 2020Q3 | https://hdsupplysolutions.com/p/led-00-75-10-35/green-creative-88-watt-white-3000k-625-lumens-dimmable-led-light-6-pack-p374251 | HD Supply | 2020 | No
LED Lighting | Reflector | Brand Green Creative | True |  |  |  |  | Green Creative LED 9.5 Watt 120 Volt 90 CRI Warm White 2700K Color Temperature 700 Lumens 25,000 Hours Rated Life 110° Beam Angle Cloud Shape E26 Medium Base Dimmable. Mfg #98023 Green Creative 9.5 Watt 120 Volt 2700K BR30 LED Light Bulb 6-Pack | 2700 | 90 | 700 | 73.6842 | 25000 | 9.5 | 1 | 118.9 | 118.9 | 139.7121 | 2020Q3 | https://hdsupplysolutions.com/p/led-00-75-10-35/green-creative-95-watt-120-volt-2700k-br30-led-light-bulb-6-pack-p235611 | HD Supply | 2020 | No
LED Lighting | Reflector | Brand Green Creative | True |  |  |  |  | Green Creative LED 9.5 Watt 120 Volt 90 CRI Warm White 2700K Color Temperature -700 Lumens 25,000 Hours Rated Life 110° Beam Angle Cloud Shape E26 Medium Base Dimmable. Mfg #58048 Green Creative 9.5 Watt 2700K BR30 LED Light Bulb 6-Pack | 2700 | 90 | 700 | 73.6842 | 25000 | 9.5 | 1 | 113.77 | 113.77 | 133.6841 | 2020Q3 | https://hdsupplysolutions.com/p/led-00-75-10-35/green-creative-95-watt-2700k-br30-led-light-bulb-6-pack-p235610 | HD Supply | 2020 | No
LED Lighting | Reflector | Brand Green Creative | True |  |  |  |  | Green Creative LED 9.5 Watt 120 Volt 90 CRI Warm White 2700K Color Temperature 700 Lumens 25,000 Hours Rated Life 110° Beam Angle Cloud Shape GU24 Base Dimmable. Mfg #98024 Green Creative 9.5 Watt BR30 LED Light Bulb 6-Pack | 2700 | 90 | 700 | 73.6842 | 25000 | 9.5 | 1 | 143.76 | 143.76 | 168.9236 | 2020Q3 | https://hdsupplysolutions.com/p/led-00-75-10-35/green-creative-95-watt-br30-led-light-bulb-6-pack-p235612 | HD Supply | 2020 | No
LED Lighting | Downlight | Brand Volume Lighting | [5 empty] | LED 8" Architectural Retrofit Downlight 25 Watt 120-277 Volt White Clear Reflector 50,000 Average Hour Life Replaces 39W HID MH Integrated 3,500K LED Array Included Mfg #RL8VR-35-20-CW LED 8 Architectural Retrofit Downlight 2000 Lumens | 3500 |  | 2000 | 51.2821 | 50000 | 39 | 1 | 87.33 | 87.33 | 102.6161 | 2020Q3 | https://hdsupplysolutions.com/p/led-00-75-10-35/led-8-architectural-retrofit-downlight-2000-lumens-p227929 | HD Supply | 2020 | Yes
LED Lighting | Reflector | Brand Generic | False |  | PAR-30L |  | E26 | LED Bulb 10.5 Watt PAR-30 Long Neck Medium Base Replaces 75W PAR-30L Halogen 120 Volt 3,000 Kelvin 750 Lumens 80+ CRI 11,000 Average Hour Life Non-Dimmable Mfg #PAR30L75/10KLED/3 LED Bulb 10.5 Watt PAR30 Long 3000K 3 Pack | 3000 |  | 750 | 71.4286 | 11000 | 10.5 | 1 | 32.97 | 32.97 | 38.741 | 2020Q3 | https://hdsupplysolutions.com/p/led-00-75-10-35/led-bulb-105-watt-par30-long-3000k-3-pack-p294404 | HD Supply | 2020 | Yes
LED Lighting | Reflector | Brand Generic | False |  | PAR-38 |  | E26 | LED Bulb 10.5 Watt PAR38 3000K Medium Base Replaces 75W PAR38 Halogen 120 Volt 3000K 750 Lumens 80+ CRI 11,000 Average Hour Life Non-Dimmable Mfg #PAR3875/10KLED/2 LED Bulb 10.5 Watt PAR38 3000K 2 Pack | 3000 |  | 750 | 71.4286 | 11000 | 10.5 | 1 | 21.98 | 21.98 | 25.8273 | 2020Q3 | https://hdsupplysolutions.com/p/led-00-75-10-35/led-bulb-105-watt-par38-3000k-2-pack-p294405 | HD Supply | 2020 | Yes
LED Lighting | Decorative | Brand Generic |  |  |  |  | G9 | 2 Watt LED G9 Bulb 120Volt G9 Base 3,000 Kelvin 160 Lumens 15,000 Average Hour Life Replaces 20W Incandescent Bulb Mfg #BP25G9/830/LED LED Bulb 2W 20W Equivalent T-3 G9 Base | 3000 | 80 | 160 | 80 | 15000 | 2 | 1 | 11.49 | 11.49 | 13.5012 | 2020Q3 | https://hdsupplysolutions.com/p/led-00-75-10-35/led-bulb-2w-20w-equivalent-t-3-g9-base-p229958 | HD Supply | 2020 | Yes
LED Lighting | Reflector | Brand Viribright | False |  | MR16 |  | GU5.3 | MR16 GU5.3 Silver GU5.3 310 lumens 80 Degree Beam Angle 12VAC-DC 25000 Hour Life Non-Dimmable ETL Listed Contains No Mercury Shatter Resistant Design Mfg #752147 LED Bulb, 4.2 Watt, MR-16, 35 Watt Equiv, 2700K Soft White, GU5.3, Pack of 12 | 2700 | 90 | 310 | 73.8095 | 25000 | 4.2 | 1 | 106.96 | 106.96 | 125.6821 | 2020Q3 | https://hdsupplysolutions.com/p/led-00-75-10-35/led-bulb-42-watt-mr-16-35-watt-equiv-2700k-soft-white-gu53-pack-of-12-p797888 | HD Supply | 2020 | No
LED Lighting | Reflector | Brand Viribright | False |  | MR16 |  | GU5.3 | MR16 GU5.3 Silver GU5.3 310 lumens 80 Degree Beam Angle 12VAC-DC 25000 Hour Life Non-Dimmable ETL Listed Contains No Mercury Shatter Resistant Design Mfg #752148 LED Bulb, 4.2 Watt, MR-16, 35 Watt Equiv, 4000K GU5.3, Pack of 12 | 4000 | 90 | 310 | 73.8095 | 25000 | 4.2 | 1 | 114.51 | 114.51 | 134.5537 | 2020Q3 | https://hdsupplysolutions.com/p/led-00-75-10-35/led-bulb-42-watt-mr-16-35-watt-equiv-4000k-gu53-pack-of-12-p797889 | HD Supply | 2020 | No
LED Lighting | Reflector | Brand Viribright | False |  | MR16 |  | GU5.3 | MR16 GU5.3 Silver GU5.3 310 lumens 80 Degree Beam Angle 12VAC-DC 25000 Hour Life Non-Dimmable ETL Listed Contains No Mercury Shatter Resistant Design Mfg #752149 LED Bulb, 4.2 Watt, MR-16, 35 Watt Equiv, 6500K GU5.3, Pack of 12 | 6500 | 90 | 310 | 73.8095 | 25000 | 4.2 | 1 | 106.96 | 106.96 | 125.6821 | 2020Q3 | https://hdsupplysolutions.com/p/led-00-75-10-35/led-bulb-42-watt-mr-16-35-watt-equiv-6500k-gu53-pack-of-12-p797890 | HD Supply | 2020 | No
LED Lighting | Reflector | Brand Generic | False |  | PAR-20 |  | E26 | LED Bulb 7 Watt PAR-20 3,000 Kelvin Medium Base Replaces 50W PAR20 Halogen 120 Volt 3,000 Kelvin 500 Lumens 80+ CRI 11,000 Average Hour Life Non-Dimmable Replaces 50W PAR20 Halogen Mfg #PAR2050/10KLED/3 LED Bulb 7 Watt PAR20 3000K 3 Pack | 3000 |  | 500 | 71.4286 | 11000 | 7 | 1 | 22.47 | 22.47 | 26.4031 | 2020Q3 | https://hdsupplysolutions.com/p/led-00-75-10-35/led-bulb-7-watt-par20-3000k-3-pack-p294403 | HD Supply | 2020 | Yes
LED Lighting | Reflector | Brand Philips |  |  | PAR-38 |  | E26 | Philips® 11 Watt LED PAR-38 Bulb 120 Volts Medium Base 3,000 Kelvin 950 Lumens 80 CRI 10,000 Average Hour Life Replaces 75W Halogen Bulb Mfg #11PAR38/F25/830 ND 120V LED Bulb Philips 11W PAR38 75W Equivalent F25 3000K 6/Pk | 3000 | 80 | 950 | 86.3636 | 10000 | 11 | 1 | 77.94 | 77.94 | 91.5825 | 2020Q3 | https://hdsupplysolutions.com/p/led-00-75-10-35/led-bulb-philips-11w-par38-75w-equivalent-f25-3000k-6-pk-p136168 | HD Supply | 2020 | Yes
LED Lighting | Reflector | Brand Philips | True |  | PAR-38 |  | E26 | Philips® 13 Watt LED PAR-38 Bulb 120 Volt Medium Base 3,000 Kelvin 751 Lumens 80 CRI 45,000 Average Hour Life 25° Flood Pattern Dimmable Replaces 75w Par 30 Short Halogen Bulb Mfg #13PAR30S/END/F25 3000 DIM 6/1 LED Bulb Philips 13W PAR30 Short 75W Equivalent 3000K FL25 Dim Package of 6 | 3000 | 80 | 750 | 57.6923 | 45000 | 13 | 1 | 155.15 | 155.15 | 182.3072 | 2020Q3 | https://hdsupplysolutions.com/p/led-00-75-10-35/led-bulb-philips-13w-par30-short-75w-equivalent-3000k-fl25-dim-package-of-6-p213838 | HD Supply | 2020 | No
LED Lighting | Reflector | Brand Philips | True |  | PAR-16 |  | GU10 | Philips® 4.5 Watt LED PAR-16 Bulb 120 Volt GU10 Base 3,000 Kelvin 400 Lumens 80 CRI 25,000 Average Hour Life Dimmable Replaces 50W Halogen Bulb 25° Beam Spread Mfg #4.5GU10/LED/F35/830/DIM 10/1 LED Bulb Philips 4.5W PAR16 40W Equivalent GU10 3000K | 3000 | 80 | 400 | 80 | 25000 | 5 | 1 | 11.99 | 11.99 | 14.0887 | 2020Q3 | https://hdsupplysolutions.com/p/led-00-75-10-35/led-bulb-philips-45w-par16-40w-equivalent-gu10-3000k-p136130 | HD Supply | 2020 | Yes
LED Lighting | Reflector | Brand Satco | True |  |  |  |  | Satco 17 Watt LED PAR-38 Bulb 120 Volt Medium Base 3,500 Kelvin 1,130 Lumens 83 CRI 25,000 Average Hour Life 40 Flood Pattern Wet Location Listed Dimmable Replaces 90W Halogen Bulb Mfg #17PAR38 /LED /40' /35K Mfg #17PAR38/LED/40'/35K/IP65 LED Bulb Satco 17W PAR38 90W Equivalent 3500K FL40 Dimmable | 3500 | 83 | 1130 | 66.4706 | 25000 | 17 | 1 | 54.12 | 54.12 | 63.5931 | 2020Q3 | https://hdsupplysolutions.com/p/led-00-75-10-35/led-bulb-satco-17w-par38-90w-equivalent-3500k-fl40-dimmable-p501092 | HD Supply | 2020 | Yes
LED Lighting | Downlight | Brand Sylvania | True |  |  |  | E26 | Sylvania® 10 Watt LED Downlight Retrofit 120 Volt E26 Medium 2,700 Kelvin 600 Lumen 90 CRI 50,000 Average Hour Life Dimmable Replaces 50W Incandescent Fits most standard 4 inch recessed cans Mfg #LEDRT4/600/927/FL80 LED Bulb Sylvania 10W Downlight Retrofit,50W Equivalent, 2700K Dimmable | 2700 | 90 | 600 | 66.6667 | 50000 | 9 | 1 | 19.99 | 19.99 | 23.489 | 2020Q3 | https://hdsupplysolutions.com/p/led-00-75-10-35/led-bulb-sylvania-10w-downlight-retrofit-50w-equivalent-2700k-dimmable-p294511 | HD Supply | 2020 | Yes
LED Lighting | Reflector | Brand Sylvania | True |  | PAR-30 |  | E26 | Sylvania® 13 Watt LED PAR30LN Bulb 120 Volt E26 Medium 3,000 Kelvin 825 Lumen 82 CRI 25,000 Average Hour Life Replaces 75W Incandescent Dimmable Dimmable UL Wet Rated Long Neck Glass body Mfg #LED13PAR30LN/DIM/830/NFL25/GL1/W LED Bulb Sylvania 13W PAR30LN, 75W Equivalent, 3000K 25° Dimmable | 3000 | 82 | 825 | 63.4615 | 25000 | 13 | 1 | 17.99 | 17.99 | 21.1389 | 2020Q3 | https://hdsupplysolutions.com/p/led-00-75-10-35/led-bulb-sylvania-13w-par30ln-75w-equivalent-3000k-25-dimmable-p294458 | HD Supply | 2020 | Yes
LED Lighting | Reflector | Brand Sylvania | True |  | PAR-38 |  | E26 | Sylvania® 13 Watt LED PAR-38 Bulb 120 Volt Medium Base 3,000 Kelvin 900 Lumens 82 CRI 11,000 Average Hour Life 45° Flood Pattern Non Dimmable Contractor Series Replaces 90W Incandescent Mfg #LED13PAR38830FL4510YVRP2 LED Bulb Sylvania 13W PAR38 ,90W Equivalent, 3,000K FL45 Package Of 12 | 3000 | 82 | 900 | 69.2308 | 11000 | 13 | 12 | 173.92 | 14.4933 | 17.0302 | 2020Q3 | https://hdsupplysolutions.com/p/led-00-75-10-35/led-bulb-sylvania-13w-par38-90w-equivalent-3-000k-fl45-package-of-12-p229986 | HD Supply | 2020 | Yes
LED Lighting | Reflector | Brand Sylvania | True |  | PAR-38 |  | E26 | Sylvania® 14 Watt LED PAR38 Bulb 120 Volt E26 Medium 3,000 Kelvin 1050 Lumen 82 CRI 25,000 Average Hour Life Replaces 100W Incandescent Dimmable Dimmable UL Wet Rated Glass body Mfg #LED14PAR38/DIM/830/NFL25/GL1/W LED Bulb Sylvania 14W PAR38, 100W Equivalent, 3000K 25° Dimmable | 3000 | 82 | 1050 | 75 | 25000 | 14 | 1 | 19.99 | 19.99 | 23.489 | 2020Q3 | https://hdsupplysolutions.com/p/led-00-75-10-35/led-bulb-sylvania-14w-par38-100w-equivalent-3000k-25-dimmable-p294476 | HD Supply | 2020 | Yes
LED Lighting | Reflector | Brand Sylvania | True |  | PAR-30 |  | E26 | Sylvania® 19 Watt LED PAR-30 Long Neck Bulb 120 Volt Medium Base 3,000 Kelvin 1,800 Lumens 81 CRI 25,000 Average Hour Life 15° Spot Pattern Dimmable Wet Rated Replaces 75W Halogen Mfg #LED19PAR30LNHODIM830SP(15W120 LED Bulb Sylvania 19W PAR30LN ,75W Equivalent, 3,000K SP15 Dimmable Package Of 6 | 3000 | 81 | 1800 | 94.7368 | 25000 | 19 | 6 | 199.5 | 33.25 | 39.07 | 2020Q3 | https://hdsupplysolutions.com/p/led-00-75-10-35/led-bulb-sylvania-19w-par30ln-75w-equivalent-3-000k-sp15-dimmable-package-of-6-p229994 | HD Supply | 2020 | Yes
LED Lighting | Reflector | Brand Sylvania | True |  | PAR-30 |  | E26 | Sylvania® 19 Watt LED PAR-30 Long Neck Bulb 120 277 Volt Medium Base 3,000 Kelvin 1,800 Lumens 81 CRI 25,000 Average Hour Life 15° Spot Pattern Non Dimmable Wet Rated Replaces 75W Halogen Mfg #LED19PAR30LN/HO/830/SP15/W/UNV LED Bulb Sylvania 19W PAR30LN ,75W Equivalent, 3,000K SP15 Package Of 6 | 3000 | 81 | 1800 | 94.7368 | 25000 | 19 | 6 | 161.1 | 26.85 | 31.5498 | 2020Q3 | https://hdsupplysolutions.com/p/led-00-75-10-35/led-bulb-sylvania-19w-par30ln-75w-equivalent-3-000k-sp15-package-of-6-p229993 | HD Supply | 2020 | Yes
LED Lighting | Reflector | Brand Sylvania | True |  | PAR-30 |  | E26 | Sylvania® 19 Watt LED PAR30LN Bulb 120 Volt E26 Medium 3,000 Kelvin 1800 Lumen 81 CRI 25,000 Average Hour Life Replaces 75W Incandescent Dimmable Dimmable UL Wet Rated Long Neck Glass body Mfg #LED19PAR30LN/HO/DIM/830/SP15/W/120 LED Bulb Sylvania 19W PAR30LN, 75W Equivalent, 3000K 15° Dimmable | 3000 | 81 | 1801 | 94.7895 | 25000 | 19 | 1 | 19.05 | 19.05 | 22.3845 | 2020Q3 | https://hdsupplysolutions.com/p/led-00-75-10-35/led-bulb-sylvania-19w-par30ln-75w-equivalent-3000k-15-dimmable-p294557 | HD Supply | 2020 | Yes
LED Lighting | Reflector | Brand Sylvania | True |  | PAR-38 |  | E26 | Sylvania® 26 Watt LED PAR-38 Bulb 120 Volt Medium Base 3,000 Kelvin 2,400 Lumens 81 CRI 25,000 Average Hour Life 15° Spot Pattern Dimmable Wet Rated Replaces 150W Halogen Mfg #LED26PAR38HODIM830SP(15W120 LED Bulb Sylvania 26W PAR38 ,150W Equivalent, 3,000K SP15 Dimmable Package Of 6 | 3000 | 81 | 2400 | 92.3077 | 25000 | 26 | 6 | 261.58 | 43.5967 | 51.2278 | 2020Q3 | https://hdsupplysolutions.com/p/led-00-75-10-35/led-bulb-sylvania-26w-par38-150w-equivalent-3-000k-sp15-dimmable-package-of-6-p229997 | HD Supply | 2020 | Yes
LED Lighting | Reflector | Brand Sylvania | True |  | PAR-20 |  | E26 | Sylvania® 6 Watt LED PAR-20 Bulb 120 Volt Medium Base 3,000 Kelvin 425 Lumens 80 CRI 11,000 Average Hour Life 45° Flood Pattern Non Dimmable Contractor Series Replaces 50W Halogen Mfg #LED6PAR20830FL4510YVRP2 LED Bulb Sylvania 6W PAR20 ,50W Equivalent, 3,000K FL45 Package Of 12 | 3000 | 80 | 425 | 70.8333 | 11000 | 6 | 12 | 107.21 | 8.9342 | 10.498 | 2020Q3 | https://hdsupplysolutions.com/p/led-00-75-10-35/led-bulb-sylvania-6w-par20-50w-equivalent-3-000k-fl45-package-of-12-p230057 | HD Supply | 2020 | Yes
LED Lighting | Downlight | Brand Sylvania | True |  |  |  | E26 | Sylvania® 9 Watt LED Gimbal Downlight Retrofit 120 Volt Medium Base 600 Lumens 3,000 Kelvin 82 CRI 50,000 Hour Average Life Fits 5 & 6 Recessed Housings Dimmable Dry Damp & Wet Location Rated Replaces 50W Incandescent Bulb Mfg #LED/RT4/G/600/830 LED Bulb Sylvania 9W -50W Equivalent- Down Light Gimble 3000K Package Of 4 | 3000 | 82 | 600 | 66.6667 | 50000 | 9 | 4 | 130.24 | 32.56 | 38.2593 | 2020Q3 | https://hdsupplysolutions.com/p/led-00-75-10-35/led-bulb-sylvania-9w-50w-equivalent-down-light-gimble-3000k-package-of-4-p301609 | HD Supply | 2020 | Yes
LED Lighting | Downlight | Brand Sylvania |  |  |  |  | E26 | Sylvania® 9 Watt LED Downlight Retrofit 120 Volt Medium Base 700 Lumens 2,700 Kelvin 82 CRI 50,000 Hour Average Life Uses Existing Plastic And Porcelin Lamp Holders Replaces 65W Incandescent Bulb Mfg #LED/700/CL/827/RP LED Bulb Sylvania 9W - 65W Equivalent- 2700K Down Light Retrofit Package Of 2 | 2700 | 82 | 700 | 77.7778 | 25000 | 9 | 2 | 34.99 | 17.495 | 20.5573 | 2020Q3 | https://hdsupplysolutions.com/p/led-00-75-10-35/led-bulb-sylvania-9w-65w-equivalent-2700k-down-light-retrofit-package-of-2-p301601 | HD Supply | 2020 | Yes
LED Lighting | Downlight | Brand Sylvania |  |  |  |  | E26 | Sylvania® 9 Watt LED Downlight Retrofit 120 Volt Medium Base 700 Lumens 4,000 Kelvin 82 CRI 50,000 Hour Average Life Uses Existing Plastic And Porcelin Lamp Holders Replaces 65W Incandescent Bulb Mfg #LED/700/CL/840/RP LED Bulb Sylvania 9W -65W Equivalent- 4000K Down Light Retrofit Package Of 2 | 4000 | 82 | 700 | 70 | 50000 | 10 | 2 | 34.99 | 17.495 | 20.5573 | 2020Q3 | https://hdsupplysolutions.com/p/led-00-75-10-35/led-bulb-sylvania-9w-65w-equivalent-4000k-down-light-retrofit-package-of-2-p301602 | HD Supply | 2020 | Yes
LED Lighting | Downlight | Brand Sylvania | True |  |  |  | E26 | Sylvania® 9 Watt LED Downlight Retrofit 120 Volt Medium Base 2.700 Kelvin 625 Lumens 80 CRI 11,000 Average Hour Life Fits 5 And 6 Inch Recessed Housings Dimmable Dry, Damp, & Wet Location Rated Contractor Series Replaces 65W Incandescent Mfg #LED/RT/5/6/625/827 LED Bulb Sylvania 9W ,65W Equivalent, Down Light 2,700K Dimmable Package Of 4 | 2700 | 80 | 625 | 62.5 | 11000 | 10 | 4 | 77.99 | 19.4975 | 22.9103 | 2020Q3 | https://hdsupplysolutions.com/p/led-00-75-10-35/led-bulb-sylvania-9w-65w-equivalent-down-light-2-700k-dimmable-package-of-4-p230060 | HD Supply | 2020 | Yes
LED Lighting | Downlight | Brand Sylvania | True |  |  |  | E26 | Sylvania® 9 Watt LED Downlight Retrofit 120 Volt Medium Base 3,000 Kelvin 625 Lumens 80 CRI 11,000 Average Hour Life Fits 5 And 6 Inch Recessed Housings Dimmable Dry, Damp, & Wet Location Rated Replaces 65W Incandescent Mfg #LED/RT/5/6/625/830 LED Bulb Sylvania 9W ,65W Equivalent, Down Light 3,000K Dimmable Package Of 4 | 3000 | 80 | 625 | 69.4444 | 11000 | 9 | 4 | 81.52 | 20.38 | 23.9473 | 2020Q3 | https://hdsupplysolutions.com/p/led-00-75-10-35/led-bulb-sylvania-9w-65w-equivalent-down-light-3-000k-dimmable-package-of-4-p230061 | HD Supply | 2020 | Yes
LED Lighting | Reflector | Brand Sylvania | True |  | PAR-30 |  | E26 | Sylvania® 9 Watt LED PAR-30 Long Neck Bulb 120 Volt Medium Base 3,000 Kelvin 650 Lumens 80 CRI 11,000 Average Hour Life 45° Flood Pattern Non Dimmable Contractor Series Replaces 65W Halogen Mfg #LED9PAR30LN830FL4510YVRP2 LED Bulb Sylvania 9W PAR30LN ,65W Equivalent, 3,000K FL45 Package Of 12 | 3000 | 80 | 650 | 72.2222 | 11000 | 9 | 12 | 95.03 | 7.9192 | 9.3053 | 2020Q3 | https://hdsupplysolutions.com/p/led-00-75-10-35/led-bulb-sylvania-9w-par30ln-65w-equivalent-3-000k-fl45-package-of-12-p230059 | HD Supply | 2020 | Yes
LED Lighting | A-Type | Green Creative | True |  | LED | A19 | GU24 | Product Description The Green Creative 97910 9 Watt LED Dimmable GU24 A19 Bulb is a great replacement for Incandescent A19s. This LED lamp uses 9 watts compared to the 60 watt incandescent it is created to replace. The 797910 emits 860 Lumens of 4000KCool White light. This product has a life expectancy of 25,000 Hours and is covered by a 3 year warranty, 9W - GU24 - 4000K - Dimmable Green Creative - 97910 - 9A19DIM/840/GU24 - LED A19 | 4000 | 82 | 860 | 95.5556 | 25000 | 9 | 1 | 4.9 | 4.9 | 5.7577 | 2020Q2 | https://www.energyavenue.com/Green-Creative/97910 | Energy Avenue | 2020 | Yes
LED Lighting | Reflector | Brand TCP | True |  | PAR-30 |  | E26 | TCP® 10 Watt LED PAR-30 Short Neck Bulb Medium Base Replaces 60W Incandescent Bulb 120 Volt 3,000 Kelvin 650 Lumens 82 CRI 25,000 Average Hour Life 40° Beam Spread Dimmable Mfg #LED10P30D30KNFL LED Bulb TCP 10W PAR30 60W Equivalent 3000K Dimmable | 3000 | 82 | 650 | 65 | 25000 | 10 | 1 | 14.99 | 14.99 | 17.6138 | 2020Q3 | https://hdsupplysolutions.com/p/led-00-75-10-35/led-bulb-tcp-10w-par30-60w-equivalent-3000k-dimmable-p328423 | HD Supply | 2020 | Yes
LED Lighting | Reflector | Brand TCP | True |  |  |  |  | TCP 10W Led R-20 Bulb 120 Volt Medium Base 2,400 Kelvin 650 Lumens 82 CRI 25,000 Average Hour Life Dimmable Replaces 65W Incadescent Bulb Mfg #LED10R20D24K Mfg #LED10R20D24K LED Bulb TCP 10W R20 65W Equivalent 2400K Dimmable Package Of 12 | 2400 | 82 | 520 | 52 | 25000 | 10 | 12 | 135.04 | 11.2533 | 13.2231 | 2020Q3 | https://hdsupplysolutions.com/p/led-00-75-10-35/led-bulb-tcp-10w-r20-65w-equivalent-2400k-dimmable-package-of-12-p159485 | HD Supply | 2020 | Yes
LED Lighting | Reflector | Brand TCP | True |  |  |  |  | TCP 12W Led BR-30 Bulb 120 Volt Medium Base 2,400 Kelvin 850 Lumens 82 CRI 25,000 Average Hour Life Dimmable Replaces 85W Incadescent Bulb Mfg #LED12BR30D24K Mfg #LED12BR30D24K LED Bulb TCP 12W BR30 85W Equivalent 2400K Dimmable Package Of 12 | 2400 | 82 | 850 | 70.8333 | 25000 | 12 | 12 | 185.63 | 15.4692 | 18.1769 | 2020Q3 | https://hdsupplysolutions.com/p/led-00-75-10-35/led-bulb-tcp-12w-br30-85w-equivalent-2400k-dimmable-package-of-12-p159477 | HD Supply | 2020 | Yes
LED Lighting | Reflector | Brand TCP | True |  |  |  |  | TCP 12W Led BR-40 Bulb 120 Volt Medium Base 3,000 Kelvin 875 Lumens 82 CRI 25,000 Average Hour Life Dimmable Replaces 85W Incadescent Bulb Mfg #LED12BR40D30K Mfg #LED12BR40D30K LED Bulb TCP 12W BR40 85W Equivalent 3000K Dimmable Package Of 12 | 3000 | 82 | 1060 | 75.7143 | 25000 | 14 | 12 | 447.16 | 37.2633 | 43.7859 | 2020Q3 | https://hdsupplysolutions.com/p/led-00-75-10-35/led-bulb-tcp-12w-br40-85w-equivalent-3000k-dimmable-package-of-12-p159484 | HD Supply | 2020 | Yes
LED Lighting | Reflector | Brand TCP | True |  |  |  |  | TCP 12 Watt Led PAR-30 Bulb 120 Volt Medium Base 2,400 Kelvin 800 Lumens 82 CRI 25,000 Average Hour Life 25° Narrow Flood Pattern Dimmable Replaces 75W Halogen Bulb Mfg #LED12P30D24KNFL Mfg #LED12P30D24KNFL LED Bulb TCP 12W PAR30 75W Equivalent 2400K NFL25 Dimmable Package Of 12 | 2400 | 82 | 800 | 66.6667 | 25000 | 12 | 12 | 203.16 | 16.93 | 19.8934 | 2020Q3 | https://hdsupplysolutions.com/p/led-00-75-10-35/led-bulb-tcp-12w-par30-75w-equivalent-2400k-nfl25-dimmable-package-of-12-p156737 | HD Supply | 2020 | Yes
LED Lighting | Reflector | Brand TCP | True |  |  |  |  | TCP 12 Watt Led PAR-30 Bulb 120 Volt Medium Base 2,400 Kelvin 800 Lumens 82 CRI 25,000 Average Hour Life 15° Spot Pattern Dimmable Replaces 75W Halogen Bulb Mfg #LED12P30D24KSP Mfg #LED12P30D24KSP LED Bulb TCP 12W PAR30 75W Equivalent 2400K SP15 Dimmable Package Of 12 | 2400 | 82 | 800 | 66.6667 | 25000 | 12 | 12 | 160.89 | 13.4075 | 15.7543 | 2020Q3 | https://hdsupplysolutions.com/p/led-00-75-10-35/led-bulb-tcp-12w-par30-75w-equivalent-2400k-sp15-dimmable-package-of-12-p156738 | HD Supply | 2020 | Yes
LED Lighting | Reflector | Brand TCP | True |  |  |  |  | TCP 12 Watt Led PAR-30 Bulb 120 Volt Medium Base 2,400 Kelvin 800 Lumens 82 CRI 25,000 Average Hour Life 40° Flood Pattern Dimmable Replaces 75W Halogen Bulb Mfg #LED12P30SD24KFL Mfg #LED12P30SD24KFL LED Bulb TCP 12W PAR30SN 75W Equivalent 2400K FL40 Dimmable Package Of 12 | 2400 | 82 | 800 | 66.6667 | 25000 | 12 | 12 | 248.3 | 20.6917 | 24.3135 | 2020Q3 | https://hdsupplysolutions.com/p/led-00-75-10-35/led-bulb-tcp-12w-par30sn-75w-equivalent-2400k-fl40-dimmable-package-of-12-p156747 | HD Supply | 2020 | Yes
LED Lighting | Reflector | Brand TCP | True |  |  |  |  | TCP 12 Watt Led PAR-30 Bulb 120 Volt Medium Base 2,700 Kelvin 800 Lumens 82 CRI 25,000 Average Hour Life 40° Flood Pattern Dimmable Replaces 75W Halogen Bulb Mfg #LED12P30SD27KFL Mfg #LED12P30SD27KFL LED Bulb TCP 12W PAR30SN 75W Equivalent 2700K FL40 Dimmable Package Of 12 | 2700 | 82 | 800 | 66.6667 | 25000 | 12 | 12 | 339.64 | 28.3033 | 33.2575 | 2020Q3 | https://hdsupplysolutions.com/p/led-00-75-10-35/led-bulb-tcp-12w-par30sn-75w-equivalent-2700k-fl40-dimmable-package-of-12-p156750 | HD Supply | 2020 | Yes
LED Lighting | Reflector | Brand TCP | True |  |  |  |  | TCP 12 Watt Led PAR-30 Bulb 120 Volt Medium Base 3,000 Kelvin 825 Lumens 82 CRI 25,000 Average Hour Life 40° Flood Pattern Dimmable Replaces 75W Halogen Bulb Mfg #LED12P30SD30KFL Mfg #LED12P30SD30KFL LED Bulb TCP 12W PAR30SN 75W Equivalent 3000K FL40 Dimmable Package Of 12 | 3000 | 82 | 1400 | 116.6667 | 25000 | 12 | 12 | 236.27 | 19.6892 | 23.1355 | 2020Q3 | https://hdsupplysolutions.com/p/led-00-75-10-35/led-bulb-tcp-12w-par30sn-75w-equivalent-3000k-fl40-dimmable-package-of-12-p156753 | HD Supply | 2020 | Yes
LED Lighting | Reflector | Brand TCP | True |  |  |  |  | TCP 12 Watt Led PAR-30 Bulb 120 Volt Medium Base 3,000 Kelvin 825 Lumens 82 CRI 25,000 Average Hour Life 25° Narrow Flood Pattern Dimmable Replaces 75W Halogen Bulb Mfg #LED12P30SD30KNFL Mfg #LED12P30SD30KNFL LED Bulb TCP 12W PAR30SN 75W Equivalent 3000K NFL25 Dimmable Package Of 12 | 3000 | 82 | 825 | 68.75 | 25000 | 12 | 12 | 257.76 | 21.48 | 25.2398 | 2020Q3 | https://hdsupplysolutions.com/p/led-00-75-10-35/led-bulb-tcp-12w-par30sn-75w-equivalent-3000k-nfl25-dimmable-package-of-12-p156754 | HD Supply | 2020 | Yes
LED Lighting | Reflector | Brand TCP | True |  |  |  |  | TCP 12 Watt Led PAR-30 Bulb 120 Volt Medium Base 3,000 Kelvin 825 Lumens 82 CRI 25,000 Average Hour Life 15° Spot Pattern Dimmable Replaces 75W Halogen Bulb Mfg #LED12P30SD30KSP Mfg #LED12P30SD30KSP LED Bulb TCP 12W PAR30SN 75W Equivalent 3000K SP15 Dimmable Package Of 12 | 3000 | 82 | 825 | 68.75 | 25000 | 12 | 12 | 213.32 | 17.7767 | 20.8883 | 2020Q3 | https://hdsupplysolutions.com/p/led-00-75-10-35/led-bulb-tcp-12w-par30sn-75w-equivalent-3000k-sp15-dimmable-package-of-12-p156755 | HD Supply | 2020 | Yes
LED Lighting | Reflector | Brand TCP | True |  |  |  |  | TCP 12 Watt Led PAR-30 Bulb 120 Volt Medium Base 4,100 Kelvin 875 Lumens 82 CRI 25,000 Average Hour Life 40° Flood Pattern Dimmable Replaces 75W Halogen Bulb Mfg #LED12P30SD41KFL Mfg #LED12P30SD41KFL LED Bulb TCP 12W PAR30SN 75W Equivalent 4100K FL40 Dimmable Package Of 12 | 4100 | 82 | 875 | 72.9167 | 25000 | 12 | 12 | 175.5 | 14.625 | 17.1849 | 2020Q3 | https://hdsupplysolutions.com/p/led-00-75-10-35/led-bulb-tcp-12w-par30sn-75w-equivalent-4100k-fl40-dimmable-package-of-12-p156759 | HD Supply | 2020 | Yes
LED Lighting | Reflector | Brand TCP | True |  |  |  |  | TCP 12 Watt Led PAR-30 Bulb 120 Volt Medium Base 4,100 Kelvin 875 Lumens 82 CRI 25,000 Average Hour Life 25° Narrow Flood Pattern Dimmable Replaces 75W Halogen Bulb Mfg #LED12P30SD41KNFL Mfg #LED12P30SD41KNFL LED Bulb TCP 12W PAR30SN 75W Equivalent 4100K NFL25 Dimmable Package Of 12 | 4100 | 82 | 875 | 72.9167 | 25000 | 12 | 12 | 179.95 | 14.9958 | 17.6207 | 2020Q3 | https://hdsupplysolutions.com/p/led-00-75-10-35/led-bulb-tcp-12w-par30sn-75w-equivalent-4100k-nfl25-dimmable-package-of-12-p156760 | HD Supply | 2020 | Yes
LED Lighting | Reflector | Brand TCP | True |  | PAR-30 |  | E26 | TCP® 14 Watt LED PAR-30 Long Neck Bulb Medium Base Replaces 75W Halogen Bulb 120 Volt 3,000 Kelvin 1,100 Lumens 82 CRI 25,000 Average Hour Life 40° Beam Spread Dimmable Mfg #LED14P30D30KFL LED Bulb TCP 14W PAR30 75W Equivalent 3000K Dimmable | 3000 | 82 | 1100 | 78.5714 | 25000 | 14 | 1 | 17.99 | 17.99 | 21.1389 | 2020Q3 | https://hdsupplysolutions.com/p/led-00-75-10-35/led-bulb-tcp-14w-par30-75w-equivalent-3000k-dimmable-p328433 | HD Supply | 2020 | Yes
LED Lighting | Reflector | Brand TCP | True |  |  |  |  | TCP 14 Watt Led PAR-30 Bulb 120 Volt Medium Base 2,400 Kelvin 1,050 Lumens 82 CRI 25,000 Average Hour Life 25° Narrow Flood Pattern Dimmable Replaces 90W Halogen Bulb Mfg #LED14P30D24KNFL Mfg #LED14P30D24KNFL LED Bulb TCP 14W PAR30 90W Equivalent 2400K NFL25 Dimmable Package Of 12 | 2400 | 82 | 1050 | 75 | 25000 | 14 | 12 | 163.59 | 13.6325 | 16.0187 | 2020Q3 | https://hdsupplysolutions.com/p/led-00-75-10-35/led-bulb-tcp-14w-par30-90w-equivalent-2400k-nfl25-dimmable-package-of-12-p156726 | HD Supply | 2020 | Yes
LED Lighting | Reflector | Brand TCP | True |  |  |  |  | TCP 14 Watt Led PAR-30 Bulb 120 Volt Medium Base 2,700 Kelvin 1,050 Lumens 82 CRI 25,000 Average Hour Life 40° Flood Pattern Dimmable Replaces 90W Halogen Bulb Mfg #LED14P30D27KFL Mfg #LED14P30D27KFL LED Bulb TCP 14W PAR30 90W Equivalent 2700K FL40 Dimmable Package Of 12 | 2700 | 82 | 1050 | 75 | 25000 | 14 | 12 | 297.71 | 24.8092 | 29.1517 | 2020Q3 | https://hdsupplysolutions.com/p/led-00-75-10-35/led-bulb-tcp-14w-par30-90w-equivalent-2700k-fl40-dimmable-package-of-12-p156728 | HD Supply | 2020 | Yes
LED Lighting | Reflector | Brand TCP | True |  |  |  |  | TCP 14 Watt Led PAR-30 Bulb 120 Volt Medium Base 2,700 Kelvin 1,050 Lumens 82 CRI 25,000 Average Hour Life 25° Narrow Flood Pattern Dimmable Replaces 90W Halogen Bulb Mfg #LED14P30D27KNFL Mfg #LED14P30D27KNFL LED Bulb TCP 14W PAR30 90W Equivalent 2700K NFL25 Dimmable Package Of 12 | 2700 | 82 | 1050 | 87.5 | 25000 | 12 | 12 | 203.5 | 16.9583 | 19.9267 | 2020Q3 | https://hdsupplysolutions.com/p/led-00-75-10-35/led-bulb-tcp-14w-par30-90w-equivalent-2700k-nfl25-dimmable-package-of-12-p156729 | HD Supply | 2020 | Yes
LED Lighting | Reflector | Brand TCP | True |  |  |  |  | TCP 14 Watt Led PAR-30 Bulb 120 Volt Medium Base 2,700 Kelvin 1,050 Lumens 82 CRI 25,000 Average Hour Life 15° Spot Pattern Dimmable Replaces 90W Halogen Bulb Mfg #LED14P30D27KSP Mfg #LED14P30D27KSP LED Bulb TCP 14W PAR30 90W Equivalent 2700K SP15 Dimmable Package Of 12 | 2700 | 82 | 1050 | 75 | 25000 | 14 | 12 | 193.68 | 16.14 | 18.9651 | 2020Q3 | https://hdsupplysolutions.com/p/led-00-75-10-35/led-bulb-tcp-14w-par30-90w-equivalent-2700k-sp15-dimmable-package-of-12-p156730 | HD Supply | 2020 | Yes
LED Lighting | Reflector | Brand TCP | True |  | PAR-30 |  | E26 | TCP® 14 Watt LED PAR-30 Bulb 120 Volt Medium Base 3,000 Kelvin 1,100 Lumens 82 CRI 25,000 Average Hour Life 25° Narrow Flood Pattern Dimmable Replaces 90W Halogen Bulb Mfg #LED14P30D30KNFL LED Bulb TCP 14W PAR30 90W Equivalent 3000K NFL25 Dimmable | 3000 | 82 | 1050 | 77.7778 | 25000 | 13.5 | 1 | 36.25 | 36.25 | 42.5952 | 2020Q3 | https://hdsupplysolutions.com/p/led-00-75-10-35/led-bulb-tcp-14w-par30-90w-equivalent-3000k-nfl25-dimmable-p328434 | HD Supply | 2020 | Yes
LED Lighting | Reflector | Brand TCP | True |  |  |  |  | TCP 14 Watt Led PAR-30 Bulb 120 Volt Medium Base 3,500 Kelvin 1,125 Lumens 82 CRI 25,000 Average Hour Life 40° Flood Pattern Dimmable Replaces 90W Halogen Bulb Mfg #LED14P30D35KFL Mfg #LED14P30D35KFL LED Bulb TCP 14W PAR30 90W Equivalent 3500K FL40 Dimmable Package Of 12 | 3500 | 82 | 1125 | 80.3571 | 25000 | 14 | 12 | 231.2 | 19.2667 | 22.6391 | 2020Q3 | https://hdsupplysolutions.com/p/led-00-75-10-35/led-bulb-tcp-14w-par30-90w-equivalent-3500k-fl40-dimmable-package-of-12-p156731 | HD Supply | 2020 | Yes
LED Lighting | Reflector | Brand TCP | True |  |  |  |  | TCP 14 Watt Led PAR-30 Bulb 120 Volt Medium Base 4,100 Kelvin 1,150 Lumens 82 CRI 25,000 Average Hour Life 25° Narrow Flood Pattern Dimmable Replaces 90W Halogen Bulb Mfg #LED14P30D41KNFL Mfg #LED14P30D41KNFL LED Bulb TCP 14W PAR30 90W Equivalent 4100K NFL25 Dimmable Package Of 12 | 4100 | 82 | 1150 | 82.1429 | 25000 | 14 | 12 | 348.11 | 29.0092 | 34.0869 | 2020Q3 | https://hdsupplysolutions.com/p/led-00-75-10-35/led-bulb-tcp-14w-par30-90w-equivalent-4100k-nfl25-dimmable-package-of-12-p156734 | HD Supply | 2020 | Yes
LED Lighting | Reflector | Brand TCP | True |  |  |  |  | TCP 17W Led BR-40 Bulb 120 Volt Medium Base 2,400 Kelvin 1200 Lumens 82 CRI 25,000 Average Hour Life Dimmable Replaces 120W Incadescent Bulb Mfg #LED17BR40D24K Mfg #LED17BR40D24K LED Bulb TCP 17W BR40 120W Equivalent 2400K Dimmable Package Of 12 | 2400 | 82 | 960 | 56.4706 | 25000 | 17 | 12 | 274.67 | 22.8892 | 26.8957 | 2020Q3 | https://hdsupplysolutions.com/p/led-00-75-10-35/led-bulb-tcp-17w-br40-120w-equivalent-2400k-dimmable-package-of-12-p159481 | HD Supply | 2020 | Yes
LED Lighting | Reflector | Brand TCP | True |  |  |  |  | TCP 17 Watt Led PAR-38 Bulb 120 Volt Medium Base 2,400 Kelvin 1,200 Lumens 82 CRI 25,000 Average Hour Life 25° Narrow Flood Pattern Dimmable Replaces 120W Halogen Bulb Mfg #LED17P38D24KNFL Mfg #LED17P38D24KNFL LED Bulb TCP 17W PAR38 120W Equivalent 2400K NFL25 Dimmable Package Of 12 | 2400 | 82 | 1200 | 70.5882 | 25000 | 17 | 12 | 390.87 | 32.5725 | 38.2739 | 2020Q3 | https://hdsupplysolutions.com/p/led-00-75-10-35/led-bulb-tcp-17w-par38-120w-equivalent-2400k-nfl25-dimmable-package-of-12-p156704 | HD Supply | 2020 | Yes
LED Lighting | Decorative | Brand TCP | True |  |  |  |  | TCP 4 Watt Flame Bulb 120 Volt Candelabra Base Flame Tip Clear 2,700 Kelvin 300 Lumens 82 CRI 25,000 Average Hour Life Dimmable Replaces 25W Incandescent Bulb Mfg #LED4E12F1127K Mfg #LED4E12F1127K LED Bulb TCP 4W Clear Flame 25W Equivalent 2700K Candelabra, Dimmable, 12pk | 2700 | 82 | 200 | 50 | 25000 | 4 | 1 | 178.52 | 178.52 | 209.7679 | 2020Q3 | https://hdsupplysolutions.com/p/led-00-75-10-35/led-bulb-tcp-4w-clear-flame-25w-equivalent-2700k-candelabra-dimmable-12pk-p159465 | HD Supply | 2020 | No
LED Lighting | Decorative | Brand TCP | True |  |  |  |  | TCP 4 Watt Flame Bulb 120 Volt Medium Base Flame Tip Clear 2,700 Kelvin 300 Lumens 82 CRI 25,000 Average Hour Life Dimmable Replaces 25W Incandescent Bulb Mfg #LED4E26F1127K Mfg #LED4E26F1127K LED Bulb TCP 4W Flame 25W Equivalent Tip 2700K Dimmable Package Of 12 | 2700 | 80 | 200 | 50 | 25000 | 4 | 12 | 178.97 | 14.9142 | 17.5247 | 2020Q3 | https://hdsupplysolutions.com/p/led-00-75-10-35/led-bulb-tcp-4w-flame-25w-equivalent-tip-2700k-dimmable-package-of-12-p159466 | HD Supply | 2020 | Yes
LED Lighting | Decorative | Brand TCP | True |  |  |  |  | TCP 5 Watt G16 Globe Bulb 120 Volt Candelabra Base 2,700 Kelvin 300 Lumens 82 CRI 25,000 Average Hour Life Dimmable Replaces 40W Incandescent Bulb Mfg #LED5E12G1627K Mfg #LED5E26G1627K LED Bulb TCP 5W Clear G16 40W Equivalent 2700K Candelabra, Dimmable, 12pk | 2700 | 82 | 300 | 60 | 25000 | 5 | 1 | 161.67 | 161.67 | 189.9685 | 2020Q3 | https://hdsupplysolutions.com/p/led-00-75-10-35/led-bulb-tcp-5w-clear-g16-40w-equivalent-2700k-candelabra-dimmable-12pk-p159459 | HD Supply | 2020 | No
LED Lighting | A-Type | TCP | True | Daylighting/Photocell, | A19/21 | E26 (Medium) | E26 (Medium) | Home / Light Bulbs / LED / LED A-Line / TCP - L6A19D2550K Energy Star; Durable Plastic Housing; Enclosed Fixture Rated; Damp Location Rated 5.5W A19 LED Lamp - Universal - 525 Lumens - Daylight (5000K) - 80 CRI - 25000 Hours - E26 (Medium) - 120 to 130V TCP - L6A19D2550K | 5000 | 80 | 525 | 95.4545 | 25000 | 5.5 | 1 | 3.02 | 3.02 | 3.5486 | 2020Q3 | https://shop.regencylighting.com/lamps/led/a-line/l6a19d2550k-tcp.html | Regency Lighting | 2020 | Yes
LED Lighting | Reflector | Brand TCP | True |  |  |  |  | TCP 8 Watt Led PAR-20 Bulb 120 Volt Medium Base 2,400 Kelvin 500 Lumens 82 CRI 25,000 Average Hour Life 40° Flood Pattern Dimmable Replaces 50W Halogen Bulb Mfg #LED8P20D24KFL Mfg #LED8P20D24KFL LED Bulb TCP 8W PAR20 50W Equivalent 2400K FL40 Dimmable Package Of 12 | 2400 | 82 | 500 | 62.5 | 25000 | 8 | 12 | 320.5 | 26.7083 | 31.3833 | 2020Q3 | https://hdsupplysolutions.com/p/led-00-75-10-35/led-bulb-tcp-8w-par20-50w-equivalent-2400k-fl40-dimmable-package-of-12-p156785 | HD Supply | 2020 | Yes
LED Lighting | Reflector | Brand TCP | True |  |  |  |  | TCP 8 Watt Led PAR-20 Bulb 120 Volt Medium Base 2,400 Kelvin 500 Lumens 82 CRI 25,000 Average Hour Life 25° Narrow Flood Pattern Dimmable Replaces 50W Halogen Bulb Mfg #LED8P20D24KNFL Mfg #LED8P20D24KNFL LED Bulb TCP 8W PAR20 50W Equivalent 2400K NFL25 Dimmable Package Of 12 | 2400 | 82 | 500 | 62.5 | 25000 | 8 | 12 | 119.88 | 9.99 | 11.7386 | 2020Q3 | https://hdsupplysolutions.com/p/led-00-75-10-35/led-bulb-tcp-8w-par20-50w-equivalent-2400k-nfl25-dimmable-package-of-12-p156786 | HD Supply | 2020 | Yes
LED Lighting | Downlight | Brand Philips | True |  |  |  |  | Philips®led Luminaire 15w Surface Mount Downlight 7" Round (replaces 75w Par 38 Halogen) 120 Volt 3000 Kelvin 1000 Lumens 90 Cri L70 50,000 Hours Dimmable Replaces 75w Par 38 Halogen Bulb Mfg #PSS7R099301W LED Philips 15w Surface Mount Downlight 7" Round Replaces 75w Par 38 Halogen | 3000 |  | 1000 | 66.6667 | 50000 | 15 | 1 | 50.99 | 50.99 | 59.9152 | 2020Q3 | https://hdsupplysolutions.com/p/led-00-75-10-35/led-philips-15w-surface-mount-downlight-7-round-replaces-75w-par-38-halogen-p280481 | HD Supply | 2020 | Yes
LED Lighting | Reflector | Brand Light Efficient Design | [5 empty] | Light Efficient Design 30 Watt 120-277 Volt LED -120° Beam Spread 2700K Color Temperature E26 Light Bulb Base 2537 Lumens 50,000 Rated Life Hours. Mfg #LED-8055E27 Light Efficient Design 30 Watt 2537 Lumens PAR38 High Power HID LED Light | 2700 |  | 2537 | 84.5667 | 50000 | 30 | 1 | 116.43 | 116.43 | 136.8097 | 2020Q3 | https://hdsupplysolutions.com/p/led-00-75-10-35/light-efficient-design-30-watt-2537-lumens-par38-high-power-hid-led-light-p123478 | HD Supply | 2020 | No
LED Lighting | Reflector | Brand Light Efficient Design | [5 empty] | Light Efficient Design 30 Watt 120-277 Volt LED -120° Beam Spread 4200K Color Temperature E26 Light Bulb Base 2841 Lumens 50,000 Rated Life Hours. Mfg #LED-8055E42 Light Efficient Design 30 Watt 2841 Lumens PAR38 High Power HID LED Light | 4200 |  | 2841 | 94.7 | 50000 | 30 | 1 | 116.43 | 116.43 | 136.8097 | 2020Q3 | https://hdsupplysolutions.com/p/led-00-75-10-35/light-efficient-design-30-watt-2841-lumens-par38-high-power-hid-led-light-p123479 | HD Supply | 2020 | No
LED Lighting | Reflector | Brand Light Efficient Design | [5 empty] | Light Efficient Design 30 Watt 120-277 Volt LED -120° Beam Spread 5700K Color Temperature E26 Light Bulb Base 2885 Lumens 50,000 Rated Life Hours. Mfg #LED-8055E57 Light Efficient Design 30 Watt 2885 Lumens PAR38 High Power HID LED Light | 5700 |  | 2885 | 96.1667 | 50000 | 30 | 1 | 116.43 | 116.43 | 136.8097 | 2020Q3 | https://hdsupplysolutions.com/p/led-00-75-10-35/light-efficient-design-30-watt-2885-lumens-par38-high-power-hid-led-light-p123480 | HD Supply | 2020 | No
LED Lighting | Reflector | Brand Light Efficient Design | [5 empty] | Light Efficient Design 30 Watt 120-277 Volt LED -120° Beam Spread 4000K Color Temperature E26 Light Bulb Base 3509 Lumens 50,000 Rated Life Hours. Mfg #LED-8081E40 Light Efficient Design 30 Watt 3509 Lumens PAR38 Retrofit LED Light | 4000 |  | 3300 | 110 | 50000 | 30 | 1 | 104.85 | 104.85 | 123.2028 | 2020Q3 | https://hdsupplysolutions.com/p/led-00-75-10-35/light-efficient-design-30-watt-3509-lumens-par38-retrofit-led-light-p123489 | HD Supply | 2020 | No
LED Lighting | Reflector | Brand Light Efficient Design | [5 empty] | Light Efficient Design 30 Watt 120-277 Volt LED -120° Beam Spread 5700K Color Temperature E26 Light Bulb Base 3567 Lumens 50,000 Rated Life Hours. Mfg #LED-8081E57 Light Efficient Design 30 Watt 3567 Lumens PAR38 Retrofit LED Light | 5700 |  | 3300 | 110 | 50000 | 30 | 1 | 104.85 | 104.85 | 123.2028 | 2020Q3 | https://hdsupplysolutions.com/p/led-00-75-10-35/light-efficient-design-30-watt-3567-lumens-par38-retrofit-led-light-p123490 | HD Supply | 2020 | No
LED Lighting | Downlight | Brand Lithonia Lighting | [5 empty] | Lithonia Lighting Speaker Downlight White Finish 6 LED Module 700 Lumens 3,000K 90CRI Wirelessly stream audio from Bluetooth Pair up to 8 units together Retrofit into most standard 6" recessed housings or new constructions Aluminum die cast trim Polycarbonate housing Round fixture with integral LED's LED module maintains at least 70% light output for 35,000 hours Accomodates 120V DC at 60Hz E26 socket adaptor ships standard Mfg #6SL RD 07LM 30K 90CRI MW M6 Lithonia Lighting 6" Speaker Downlight, Round, 700 Lumens, 3000K , 90CRI, White | 3000 | 90 | 700 | 58.3333 | 35000 | 12 | 1 | 129 | 129 | 151.58 | 2020Q3 | https://hdsupplysolutions.com/p/led-00-75-10-35/lithonia-lighting-6-speaker-downlight-round-700-lumens-3000k-90cri-white-p117752 | HD Supply | 2020 | Yes
LED Lighting | Reflector | Brand Generic |  |  | MR16 |  | GU5.3 | MR-16 LED Bulb 7 Watt 12 Volt GU5.3 Base 3,000 Kelvin 500 Lumens 80+ CRI 25,000 Average Hour Life Replaces 50W Halogen - MR-16 LED Bulb, 7 Watt, 3,000 Kelvin, GU5.3 Base | 3000 | 80 | 500 | 71.4286 | 25000 | 7 | 1 | 11.49 | 11.49 | 13.5012 | 2020Q3 | https://hdsupplysolutions.com/p/led-00-75-10-35/mr-16-led-bulb-7-watt-3-000-kelvin-gu53-base-p112666 | HD Supply | 2020 | Yes
LED Lighting | Reflector | Brand Generic |  |  | MR16 |  | GU5.3 | MR-16 LED Bulb 7 Watt 12 Volt GU5.3 Base 5,000 Kelvin 500 Lumens 80+ CRI 25,000 Average Hour Life Replaces 50W Halogen Mfg #BPEXN/500/850/LEDG2 MR-16 LED Bulb, 7 Watt, 5,000 Kelvin, GU5.3 Base | 5000 | 80 | 500 | 71.4286 | 25000 | 7 | 1 | 11.79 | 11.79 | 13.8537 | 2020Q3 | https://hdsupplysolutions.com/p/led-00-75-10-35/mr-16-led-bulb-7-watt-5-000-kelvin-gu53-base-p113298 | HD Supply | 2020 | Yes
LED Lighting | Decorative | Brand Newhouse Lighting | True |  |  |  | G9 | Newhouse Lighting LED Blb 5W 40W Equivalnt G9 Bse Dim Package Of 4 120 Volt G9 Base 3,000 Kelvin 475 Lumens 35,000 Average Hour Life Dimmable Replaces 40W Halogen Mfg #G9-5050D-4 Newhouse Lighting LED Blb 5W 40W Equivalnt G9 Bse Dim Package Of 4 | 3000 | 80 | 475 | 95 | 35000 | 5 | 4 | 51.16 | 12.79 | 15.0287 | 2020Q3 | https://hdsupplysolutions.com/p/led-00-75-10-35/newhouse-lighting-led-blb-5w-40w-equivalnt-g9-bse-dim-package-of-4-p313810 | HD Supply | 2020 | Yes
LED Lighting | Decorative | Brand Newhouse Lighting |  |  |  |  | G9 | Newhouse Lighting LED Bulb 3W 30W Equivalent G9 Base Package Of 4 120 Volt G9 Base 3,000 Kelvin 300 Lumens 35,000 Average Hour Life Replaces 30W Halogen Mfg #G9-3025-4 Newhouse Lighting LED Bulb 3W 30W Equivalent G9 Base Package Of 4 | 3000 | 80 | 300 | 100 | 35000 | 3 | 4 | 37.16 | 9.29 | 10.9161 | 2020Q3 | https://hdsupplysolutions.com/p/led-00-75-10-35/newhouse-lighting-led-bulb-3w-30w-equivalent-g9-base-package-of-4-p313809 | HD Supply | 2020 | Yes
LED Lighting | Decorative | Brand Philips | False |  |  |  | 2G11 | Philips® 16.5 Watt PL-L LED Bulb 120-277 Volt 2G11 Base 4,000 Kelvin 2,100 Lumens 80 CRI 40,000 Hour Rated Average Life Non-Dimmable Replaces 40W 2G11 4-Pin Compact Fluorescent Mfg #16.5PL-LED/24-4000 IF 10/1 Philips® 16.5 Watt PL-L LED Bulb, 40W Equiv, 4,000K, Package Of 10 | 4000 | 80 | 2100 | 127.2727 | 40000 | 16.5 | 10 | 229.9 | 22.99 | 27.0141 | 2020Q3 | https://hdsupplysolutions.com/p/led-00-75-10-35/philips-165-watt-pl-l-led-bulb-40w-equiv-4-000k-package-of-10-p837901 | HD Supply | 2020 | No
LED Lighting | Reflector | Brand Philips | True |  |  |  |  | Philips MR16 Dimmable LED lamps provide ambient level light to illuminate hard to maintain applications. Increased transformer compatibility allows for operation on a wider range of transformers. These lamps are ideal for track and open recessed fixtures in retail, hospitality and residential spaces. Mfg #470336 Philips 35W Equivalent MR16 Soft White 450 Lumens LED Light Bulb Package Of 10 |  |  | 430 | 61.4286 | 40000 | 7 | 10 | 110 | 11 | 12.9254 | 2020Q3 | https://hdsupplysolutions.com/p/led-00-75-10-35/philips-35w-equivalent-mr16-soft-white-450-lumens-led-light-bulb-package-of-10-p539199 | HD Supply | 2020 | Yes
LED Lighting | A-Type | TCP | True | Daylighting/Photocell, | A19/21 | E26 (Medium) | E26 (Medium) | Home / Light Bulbs / LED / TCP - L6A19D2550K Energy Star; Durable Plastic Housing; Enclosed Fixture Rated; Damp Location Rated 5.5W A19 LED Lamp - Universal - 525 Lumens - Daylight (5000K) - 80 CRI - 25000 Hours - E26 (Medium) - 120 to 130V TCP - L6A19D2550K | 5000 | 80 | 525 | 95.4545 | 25000 | 5.5 | 1 | 3.02 | 3.02 | 3.5486 | 2020Q3 | https://shop.regencylighting.com/lamps/led/l6a19d2550k-tcp.html | Regency Lighting | 2020 | Yes
LED Lighting | Reflector | Brand Philips | True |  |  |  |  | Philips® 7 Watt Par-16 Led Bulb, 45w Equivalent, 3,000 Kelvin, Case Of 4 120 Volts Medium Base E26 3000 Kelvin 400 Lumens 80 Cri 25,000 Rated Average Life 40 Degree Beam Pattern Dimmable Replaces 50w Par 16 Halogen Mfg #5.5PAR16/AMB/F40/830/E26/DIM120V BC 1PK Philips® 7 Watt PAR-16 LED Bulb, 45W Equivalent, 3,000 Kelvin, Case Of 4 | 3000 |  | 650 | 118.1818 | 25000 | 5.5 | 1 | 35.96 | 35.96 | 42.2544 | 2020Q3 | https://hdsupplysolutions.com/p/led-00-75-10-35/philips-7-watt-par-16-led-bulb-45w-equivalent-3-000-kelvin-case-of-4-p532901 | HD Supply | 2020 | Yes
LED Lighting | Reflector | Brand Philips | True |  |  |  |  | Philips® 7 Watt Par-20 Led Bulb, 50w Equivalent, F25, 2,700 Kelvin, Case Of 6 120 Volts Medium Base E26 2200-2700 Kelvin 500 Lumens 80 Cri 25,000 Rated Average Life 25 Degree Beam Pattern Dimmable Replaces 50w Par 20 Halogen Mfg #7PAR20/LED/F25/827-822/E26/GL/DIM 120V Philips® 7 Watt PAR-20 LED Bulb, 50W Equivalent, F25, 2,700 Kelvin, Case Of 6 | 2700 |  | 500 | 71.4286 | 25000 | 7 | 1 | 53.94 | 53.94 | 63.3816 | 2020Q3 | https://hdsupplysolutions.com/p/led-00-75-10-35/philips-7-watt-par-20-led-bulb-50w-equivalent-f25-2-700-kelvin-case-of-6-p532903 | HD Supply | 2020 | Yes
LED Lighting | Reflector | Brand Philips | True |  |  |  |  | Philips® 7 Watt Par-20 Led Bulb, 50w Equivalent, F25, 3,000 Kelvin, Case Of 6 120 Volt Medium Base E26 3000 Kelvin 500 Lumens 80 Cri 25,000 Hours Rated Average Life 25 Degree Beam Pattern Dimmable Replaces 50 Watt Par 20 Halogen Mfg #7PAR20/LED/F25/830/E26/GL/DIM 120V Philips® 7 Watt Par-20 Led Bulb, 50w Equivalent, F25, 3,000 Kelvin, Case Of 6 | 3000 |  | 500 | 71.4286 | 25000 | 7 | 1 | 53.94 | 53.94 | 63.3816 | 2020Q3 | https://hdsupplysolutions.com/p/led-00-75-10-35/philips-7-watt-par-20-led-bulb-50w-equivalent-f25-3-000-kelvin-case-of-6-p128796 | HD Supply | 2020 | Yes
LED Lighting | Reflector | Brand Philips | True |  |  |  |  | Philips® 7 Watt Par-20 Led Bulb, 50w Equivalent, F40, 3,000 Kelvin, Case Of 6 120 Volts Medium Base E26 3000 Kelvin 500 Lumens 80 Cri 25,000 Rated Average Life 40 Degree Beam Pattern Dimmable Replaces 50 Watt Par 20 Halogen Mfg #7PAR20/LED/F40/830/E26/GL/DIM 120V Philips® 7 Watt PAR-20 LED Bulb, 50W Equivalent, F40, 3,000 Kelvin, Case Of 6 | 3000 |  | 1000 | 142.8571 | 25000 | 7 | 1 | 53.94 | 53.94 | 63.3816 | 2020Q3 | https://hdsupplysolutions.com/p/led-00-75-10-35/philips-7-watt-par-20-led-bulb-50w-equivalent-f40-3-000-kelvin-case-of-6-p532908 | HD Supply | 2020 | Yes
LED Lighting | Reflector | Brand Philips | True |  |  |  |  | Philips® 7 Watt Par-20 Led Bulb, 50w Equivalent, F40, 4,000 Kelvin, Case Of 6 120 Volts Medium Base E26 4000 Kelvin 500 Lumens 80 Cri 25,000 Rated Average Life 40 Degree Beam Pattern Dimmable Replaces 50 Watt Par 20 Halogen Mfg #7PAR20/LED/F40/840/E26/GL/DIM 120V Philips® 7 Watt PAR-20 LED Bulb, 50W Equivalent, F40, 4,000 Kelvin, Case Of 6 | 4000 |  | 1000 | 142.8571 | 25000 | 7 | 1 | 53.94 | 53.94 | 63.3816 | 2020Q3 | https://hdsupplysolutions.com/p/led-00-75-10-35/philips-7-watt-par-20-led-bulb-50w-equivalent-f40-4-000-kelvin-case-of-6-p532911 | HD Supply | 2020 | Yes
LED Lighting | Reflector | Brand Philips | True |  | MR16 |  | GU5.3 | Philips® AirFlux 7 Watt MR-16 LED Bulb GU5.3 Base 12 Volt 3,000 Kelvin 500 Lumens 40,000 Average Hour Life 25° Beam Spread Mfg #7MR16/LED/F25/830/DIM AF2 10/1 Philips® LED Bulb, 7 Watt, MR-16, 35 Watt Equivalent, 3,000K, Dimmable | 3000 | 80 | 500 | 71.4286 | 40000 | 7 | 1 | 19.99 | 19.99 | 23.489 | 2020Q3 | https://hdsupplysolutions.com/p/led-00-75-10-35/philips-led-bulb-7-watt-mr-16-35-watt-equivalent-3-000k-dimmable-p321913 | HD Supply | 2020 | Yes
LED Lighting | Reflector | Brand Philips | True |  | MR16 |  | GU5.3 | Philips® 8.5 Watt MR-16 LED Bulb 12 Volt GU5.3 Base 2,700 Kelvin 635 Lumens 80 CRI 25,000 Average Hour Life 25° Narrow Flood Pattern Dimmable Replaces 50W Halogen Bulb Mfg #8.5MRX16/F25 2700 DIM AF 10/1 Philips® LED Bulb, 8.5 Watt, MRX-16, 50 Watt Equivalent, FL25, 2,700K, Dimmable | 2700 | 80 | 635 | 74.7059 | 25000 | 8.5 | 1 | 16.99 | 16.99 | 19.9639 | 2020Q3 | https://hdsupplysolutions.com/p/led-00-75-10-35/philips-led-bulb-85-watt-mrx-16-50-watt-equivalent-fl25-2-700k-dimmable-p136151 | HD Supply | 2020 | Yes
LED Lighting | Reflector | Brand Philips | True |  | PAR38 |  | E26 | Philips® LED Par38 Glass Par Dimmable LED Replacement Package 6 120 Volts E26 Base 5000 Kelvin 900 Lumens 80 Cri 25000 Hours Rated Average Life 90 Degree Beam Pattern Dimmable LED Replacement Mfg #12PAR38/LED/850/F40/DIM/ULW/120V 6/1FB Philips® LED Par38 Glass Par Dimmable LED Replacement Package 6 | 5000 |  | 900 | 75 | 25000 | 12 | 1 | 77 | 77 | 90.478 | 2020Q3 | https://hdsupplysolutions.com/p/led-00-75-10-35/philips-led-par38-glass-par-dimmable-led-replacement-package-6-p112512 | HD Supply | 2020 | Yes
LED Lighting | Decorative | Brand Philips |  |  |  |  | 2G11 | Philips® 16.5 Watt LED PL-C Bulb 100-277, 347 Volts 2G11 Base 3,000 Kelvin 1,900 Lumens 80 CRI 40,000 Average Hour Life Replaces 40W Fluorescent PL Bulb Runs Off Existing Ballast Runs Off Existing Ballast Mfg #16.5PL-LED/24-3000 IF 10/1 Philips LED Tube Replacement for Fluorescent Tubes 16.5W 2' 40W Equivalent 3000K | 3000 | 82 | 1900 | 115.1515 | 40000 | 16.5 | 1 | 24.99 | 24.99 | 29.3642 | 2020Q3 | https://hdsupplysolutions.com/p/led-00-75-10-35/philips-led-tube-replacement-for-fluorescent-tubes-165w-2-40w-equivalent-3000k-p455752 | HD Supply | 2020 | No
LED Lighting | Reflector | Brand Philips | True |  |  |  |  | Phillips® 14 Watt LED, Dimmable, Medium Base E26, 120V 120 Volts Medium Base E26 2700 Kelvin 1150 Lumens 80 Cri 25,000 Rated Average Life 25 Degree Beam Pattern Dimmable Replaces 120w Par 38 Halogen Mfg #14PAR38/LED/827/F25/DIM/ULW/120V 6/1FB Phillips® 14 Watt Led, Dimmable, Medium Base E26, 120 volt | 2700 |  | 1150 | 82.1429 |  | 14 | 1 | 95.94 | 95.94 | 112.7332 | 2020Q3 | https://hdsupplysolutions.com/p/led-00-75-10-35/phillips-14-watt-led-dimmable-medium-base-e26-120-volt-p127212 | HD Supply | 2020 | No
LED Lighting | Reflector | Brand Philips | True |  | MR16 |  | GU10 | Led Bulb Philips 4.5w Par16 40w Equivalent Gu10 3000k, Case Of 10 120 Volts Gu10 Base 3000 Kelvin 380 Lumens 80 Cri 25,000 Rated Average Life 35 Degree Beam Pattern Dimmable Replaces 50w Gu 10 Base Halogen Mfg #4.5GU10/LEDCLA/F35/830/DIM 10/1 Phillips® LED Bulb 4.5W PAR16 40W Equivalent GU10 3000K, Case Of 10 | 3000 | 80 | 380 | 84.4444 | 25000 | 4.5 | 1 | 59.99 | 59.99 | 70.4906 | 2020Q3 | https://hdsupplysolutions.com/p/led-00-75-10-35/phillips-led-bulb-45w-par16-40w-equivalent-gu10-3000k-case-of-10-p532902 | HD Supply | 2020 | Yes
LED Lighting | Downlight | Brand Progress Lighting | [5 empty] | 5" New Construction Or Remodel Trim Five inch LED Retrofit Downlight 670 Lumens, 90 CRI, 3,000K, wet location listed Comparable to a 65W BR30 lamp Mfg #P8061-20/30K9-AC1-L06 Progress Antique Bronze 5" LED Retrofit Downlight | 3000 | 90 | 670 | 55.8333 |  | 12 | 1 | 54.3 | 54.3 | 63.8046 | 2020Q3 | https://hdsupplysolutions.com/p/led-00-75-10-35/progress-antique-bronze-5-led-retrofit-downlight-p236247 | HD Supply | 2020 | Yes
LED Lighting | Downlight | Brand Progress Lighting | [5 empty] | 5" New Construction Or Remodel Trim Five inch LED Retrofit Downlight 670 Lumens, 90 CRI, 3,000K, wet location listed Comparable to a 65W BR30 lamp Mfg #P8061-82/30K9-AC1-L06 Progress Metallic Gray 5" LED Retrofit Downlight, 670 Lumens | 3000 | 90 | 670 | 55.8333 |  | 12 | 1 | 62.14 | 62.14 | 73.0169 | 2020Q3 | https://hdsupplysolutions.com/p/led-00-75-10-35/progress-metallic-gray-5-led-retrofit-downlight-670-lumens-p236271 | HD Supply | 2020 | Yes
LED Lighting | Downlight | Brand Progress Lighting | [5 empty] | 6" New Construction Or Remodel Trim Six inch LED Retrofit Downlight 700 Lumens, 90 CRI, 3,000K, wet location listed Comparable to a 65W BR30 lamp Mfg #P8071-82/30K9-AC1-L07 Progress Metallic Gray 6" LED Retrofit Downlight, 700 Lumens | 3000 | 90 | 700 | 58.3333 |  | 12 | 1 | 54.3 | 54.3 | 63.8046 | 2020Q3 | https://hdsupplysolutions.com/p/led-00-75-10-35/progress-metallic-gray-6-led-retrofit-downlight-700-lumens-p236272 | HD Supply | 2020 | Yes
LED Lighting | Downlight | Brand Progress Lighting | [5 empty] | One-Light Recessed-Trim Metallic Gray Finish Ideal For use in both New Construction as well as remodel/retrofit Easy “Push And Twist” installation with (3) friction spring clips Equipped with both Edison base adaptor And quick link connector allowing easy installation in many stAndard incAndescent Recessed Housings Mfg #P8071-8230KAC1L08 Progress Metallic Gray AC LED Retrofit Downlight, 800 Lumens | 8230 |  | 800 | 61.5385 |  | 13 | 1 | 54.3 | 54.3 | 63.8046 | 2020Q3 | https://hdsupplysolutions.com/p/led-00-75-10-35/progress-metallic-gray-ac-led-retrofit-downlight-800-lumens-p236273 | HD Supply | 2020 | Yes
LED Lighting | Downlight | Brand Progress Lighting | [5 empty] | One-Light Recessed-Trim White Finish Ideal For use in both New Construction as well as remodel/retrofit Easy “Push And Twist” installation with (3) friction spring clips Equipped with both Edison base adaptor And quick link connector allowing easy installation in many stAndard incAndescent Recessed Housings Mfg #P8071-2830KAC1L08 Progress White AC LED Retrofit Downlight, 800 Lumens | 2830 |  | 800 | 61.5385 |  | 13 | 1 | 67.55 | 67.55 | 79.3739 | 2020Q3 | https://hdsupplysolutions.com/p/led-00-75-10-35/progress-white-ac-led-retrofit-downlight-800-lumens-p236321 | HD Supply | 2020 | Yes
LED Lighting | A-Type | TCP | True | Daylighting/Photocell, | A19/21 | E26 (Medium) | E26 (Medium) | Home / Light Bulbs / LED / LED A-Line / TCP - L6A19D2550K Energy Star; Durable Plastic Housing; Enclosed Fixture Rated; Damp Location Rated 5.5W A19 LED Lamp - Universal - 525 Lumens - Daylight (5000K) - 80 CRI - 25000 Hours - E26 (Medium) - 120 to 130V TCP - L6A19D2550K | 5000 | 80 | 525 | 95.4545 | 25000 | 5.5 | 1 | 2.87 | 2.87 | 3.3724 | 2020Q2 | https://shop.regencylighting.com/lamps/led/a-line/l6a19d2550k-tcp.html | Regency Lighting | 2020 | Yes
LED Lighting | A-Type | TCP | True | Daylighting/Photocell, | A19/21 | E26 (Medium) | E26 (Medium) | Home / Light Bulbs / LED / TCP - L6A19D2550K Energy Star; Durable Plastic Housing; Enclosed Fixture Rated; Damp Location Rated 5.5W A19 LED Lamp - Universal - 525 Lumens - Daylight (5000K) - 80 CRI - 25000 Hours - E26 (Medium) - 120 to 130V TCP - L6A19D2550K | 5000 | 80 | 525 | 95.4545 | 25000 | 5.5 | 1 | 2.87 | 2.87 | 3.3724 | 2020Q2 | https://shop.regencylighting.com/lamps/led/l6a19d2550k-tcp.html | Regency Lighting | 2020 | Yes
LED Lighting | A-Type | Euri Lighting | True |  | General Purpose Replacement | A19 | GU24 | Damp Location Rated,Not for Use in Recessed Fixtures Damp Location Rated,Not for Use in Recessed Fixtures Color Temp.2700K3000K5000K Product Description The Euri Lighting EA19-2020eG 8.5W LED A19 bulb makes a great low energy alternative that replaces 60 Watt incandescent bulbs. It is semi-directional and provides a warm white light with its 2700K color temperature. This 8.5W bulbs can fit a wide range of A19 bases and is dimmable with compatible dimmers. Each LED bulb is designed to last many years with its 15,000-hour lifespan. Euri Lighting EA19-2020eG Features: Instant on design, no delay or flicker Mercury-free, shatter-resistant, and damp rated Long lasting performance Euri Lighting EA19-2020eG Applications: General purpose lighting Residential ambient lighting Table lamps and sconces Alternate Product Versions $2.64 add Euri EA19-3050eG - 9.5W LED A19 - 5000K 800 Lumens - 80 CRI - 60W Incandescent Equivalent - 230° - 120V $3.45 add Euri Lighting EA19-2000eG - 8.5W LED A19 - 3000K Replacing 60W Incandescent - GU24 base - 800 Lumens - 80 CRI - 230° Beam Angle - 120V GU24 Replacing 60W Incandescent - GU24 base - 800 Lumens - 80 CRI - 230° Beam Angle - 120V Euri Lighting EA19-2020eG - 8.5W LED A19 - 2700K | 2700 | 82 | 810 | 95.2941 | 25000 | 8.5 | 1 | 3.45 | 3.45 | 4.0539 | 2020Q3 | https://www.energyavenue.com/Euri-Lighting/EA19-2020EG | Energy Avenue | 2020 | Yes
LED Lighting | Downlight | Brand Sylvania | True |  |  |  | E26 | Sylvania® 13 Watt Frosted LED Downlight Kit 120 Volt Medium Base 3,000 Kelvin 900 Lumens 50,000 Average Hour Life 90 CRI Compatible with 4" round junction boxes or select recessed cans Dimmable Wet Location Rated Replaces 100W Incandescent Bulb Mfg #LEDLD900930FL120 Sylvania® 13 Watt Frosted LED Downlight Kit, 3,000 Kelvin, Package Of 2 | 3000 | 90 | 900 | 75 | 50000 | 12 | 2 | 54.99 | 27.495 | 32.3077 | 2020Q3 | https://hdsupplysolutions.com/p/led-00-75-10-35/sylvania-13-watt-frosted-led-downlight-kit-3-000-kelvin-package-of-2-p703712 | HD Supply | 2020 | Yes
LED Lighting | Downlight | Brand Sylvania | True |  |  |  | Medium Screw | Sylvania® 13 Watt Frosted LED Downlight Kit 120 Volt Medium Base 5,000 Kelvin 1,100 Lumens 50,000 Average Hour Life 90 CRI Compatible with 4" round junction boxes or select recessed cans Dimmable Wet Location Rated Replaces 120W Incandescent Bulb Mfg #LEDLD1100950FL120 Sylvania® 13 Watt Frosted LED Downlight Kit, 5,000 Kelvin, Package Of 2 | 5000 | 90 | 1100 | 84.6154 | 50000 | 13 | 2 | 39.99 | 19.995 | 23.4949 | 2020Q3 | https://hdsupplysolutions.com/p/led-00-75-10-35/sylvania-13-watt-frosted-led-downlight-kit-5-000-kelvin-package-of-2-p703713 | HD Supply | 2020 | Yes
LED Lighting | Downlight | Brand Sylvania | True |  |  |  | E26 | Sylvania® 13 Watt Frosted LED Recessed Downlight 120 Volt Medium Base 2,700 Kelvin 900 Lumens 50,000 Average Hour Life 90 CRI Fits select 5 and 6" Recessed Cans Dimmable Wet Location Rated Replaces 75W Incandescent Bulb Mfg #LEDRT56900927FL80 Sylvania® 13 Watt Frosted LED Recessed Downlight, 2,700 Kelvin, Package Of 2 | 2700 | 90 | 900 | 69.2308 | 50000 | 13 | 2 | 83.52 | 41.76 | 49.0696 | 2020Q3 | https://hdsupplysolutions.com/p/led-00-75-10-35/sylvania-13-watt-frosted-led-recessed-downlight-2-700-kelvin-package-of-2-p703709 | HD Supply | 2020 | Yes
LED Lighting | A-Type | Philips | False |  | A19/21 | E26 (Medium) | E26 (Medium) | Home / Light Bulbs / LED / Philips - 462985 - 10.5A19/LED/827 ND 120V Damp Location Rated 10.5W A19 LED Lamp - Universal - 1000 Lumens - Warm White (2700K) - 80 CRI - 11000 Hours - E26 (Medium) - 120 to 130V - Frost Philips - 462985 - 10.5A19/LED/827 ND 120V | 2700 | 80 | 1000 | 95.2381 | 11000 | 10.5 | 1 | 4.33 | 4.33 | 5.0879 | 2020Q2 | https://shop.regencylighting.com/lamps/led/10-5a19-led-827-nd-120v-46298-5.html | Regency Lighting | 2020 | Yes
LED Lighting | A-Type | Philips | False |  | A19/21 | E26 (Medium) | E26 (Medium) | Home / Light Bulbs / LED / LED A-Line / Philips - 462985 - 10.5A19/LED/827 ND 120V Damp Location Rated 10.5W A19 LED Lamp - Universal - 1000 Lumens - Warm White (2700K) - 80 CRI - 11000 Hours - E26 (Medium) - 120 to 130V - Frost Philips - 462985 - 10.5A19/LED/827 ND 120V | 2700 | 80 | 1000 | 95.2381 | 11000 | 10.5 | 1 | 4.33 | 4.33 | 5.0879 | 2020Q2 | https://shop.regencylighting.com/lamps/led/a-line/10-5a19-led-827-nd-120v-46298-5.html | Regency Lighting | 2020 | Yes
LED Lighting | A-Type | Standard Products | True |  | LED | A19 | GU24 | Topbulb » LED Bulbs » LED Standard Shape » GU24 Base » Standard - 9W LED - 60 Equal - GU24 Base - 4000K Use this 9 watt LED to produce 60 watt equivalent light in fixtures with GU24 sockets. Excellent energy saving, long life choice for hospitality, schools or other applications where the unique base type will discourage theft. This bulb produces quality illumination with cool white light and a good color rendering index of 82. See the document below for complete specifications and dimmer compatibility. Shipping Notice This item has certain shipping restrictions. Please refer to specifications table on this page for restricted shipping zones. LED Technology Notice Due to constantly evolving nature of LED technology, manufacturers will reserve the right to replace this product with next generation technology. We appreciate your understanding and acceptance of this policy. Utility/Government Incentives Documents Standard 64537 Specifications and Dimmer List About Standard Standard Products Inc., head office located in Montreal, Canada, supplies a full range of lighting solutions to the North American market. Standard surpasses market norms on quality products and innovative ideas across their entire line of lamps. Standard Products Inc. is a Gold Standard Winner as one of Canada's Best Managed Companies. 25,000 Hours • Cool White Light • CRI 82 Standard - 9W LED - 60 Equal - GU24 Base - 4000K | 4000 | 82 | 857 | 95.2222 | 25000 | 9 | 1 | 6.75 | 6.75 | 7.9315 | 2020Q3 | https://www.topbulb.com/standard-9w-led-60-equal-gu24-base-4000k | Top Bulb | 2020 | Yes
LED Lighting | A-Type | Standard Products | True |  | LED | A19 | GU24 | Topbulb » LED Bulbs » LED Standard Shape » GU24 Base » Standard - 9W LED - 60 Equal - GU24 Base - 4000K Use this 9 watt LED to produce 60 watt equivalent light in fixtures with GU24 sockets. Excellent energy saving, long life choice for hospitality, schools or other applications where the unique base type will discourage theft. This bulb produces quality illumination with cool white light and a good color rendering index of 82. See the document below for complete specifications and dimmer compatibility. Shipping Notice This item will not ship to Canada. LED Technology Notice Due to constantly evolving nature of LED technology, manufacturers will reserve the right to replace this product with next generation technology. We appreciate your understanding and acceptance of this policy. Utility/Government Incentives Documents Standard 64537 Specifications and Dimmer List About Standard Standard Products Inc., head office located in Montreal, Canada, supplies a full range of lighting solutions to the North American market. Standard surpasses market norms on quality products and innovative ideas across their entire line of lamps. Standard Products Inc. is a Gold Standard Winner as one of Canada's Best Managed Companies. 25,000 Hours • Cool White Light • CRI 82 Standard - 9W LED - 60 Equal - GU24 Base - 4000K | 4000 | 82 | 857 | 95.2222 | 25000 | 9 | 1 | 6.75 | 6.75 | 7.9315 | 2020Q2 | https://www.topbulb.com/standard-9w-led-60-equal-gu24-base-4000k | Top Bulb | 2020 | Yes
LED Lighting | Downlight | Brand Sylvania | True |  |  |  | E26 | Sylvania® 16 Watt Frosted LED Recessed Downlight 120 Volt Medium Base 3,000 Kelvin 1,200 Lumens 50,000 Average Hour Life 90 CRI Fits select 5 and 6" Recessed Cans Dimmable Wet Location Rated Replaces 100W Incandescent Bulb Mfg #LEDRT561200930 Sylvania® 16 Watt Frosted LED Recessed Downlight, 3,000 Kelvin, Package Of 2 | 3000 | 90 | 1200 | 75 | 50000 | 16 | 2 | 119.66 | 59.83 | 70.3026 | 2020Q3 | https://hdsupplysolutions.com/p/led-00-75-10-35/sylvania-16-watt-frosted-led-recessed-downlight-3-000-kelvin-package-of-2-p703710 | HD Supply | 2020 | Yes
LED Lighting | Decorative | Brand Sylvania | True |  |  |  |  | Sylvania Ultra A15 LED Antique Reproduction Light Bulb 3.5 Watt Dimmable 80 CRI 300 Lumen Candle Base 2200K Color Temperature Clear 120 Volt 15,000 Hours Average Rated Life. Mfg #75345 Sylvania 3.5 Watt 2200K A15 Antique Reproduction LED Light Bulb 5-Pack | 2200 | 80 | 300 | 85.7143 | 15000 | 3.5 | 1 | 34.22 | 34.22 | 40.2098 | 2020Q3 | https://hdsupplysolutions.com/p/led-00-75-10-35/sylvania-35-watt-2200k-a15-antique-reproduction-led-light-bulb-5-pack-p205643 | HD Supply | 2020 | Yes
LED Lighting | Decorative | Brand Sylvania | True |  |  |  |  | Sylvania B10 LED Decorative Light Bulb 3.5 Watt Dimmable 80 CRI 360 Lumens 2200K Color Temperature 15,000 Hours Average Rated Life Amber Finish 120 Volt E12 Candelebra Base. Mfg #79582 Sylvania 3.5 Watt 2200K B10 Decorative LED Light Bulb 6-Pack | 2200 | 80 | 360 | 102.8571 | 15000 | 3.5 | 1 | 41.78 | 41.78 | 49.0931 | 2020Q3 | https://hdsupplysolutions.com/p/led-00-75-10-35/sylvania-35-watt-2200k-b10-decorative-led-light-bulb-6-pack-p205680 | HD Supply | 2020 | Yes
LED Lighting | Decorative | Brand Sylvania | [5 empty] | Sylvania T4 LED Light Bulb G9 Bi-Pin Base 3.5 Watt 80CRI 250 Lumen 3000K Color Temperature 120 Volt 15,000 Hours Average Rated Life -20 To 45°C Operating Temperature. Mfg #74663 Sylvania 3.5 Watt 3000K 250 Lumens T4 LED Light Bulb 6-Pack | 3000 | 80 | 250 | 71.4286 | 250 | 3.5 | 1 | 36.41 | 36.41 | 42.7832 | 2020Q3 | https://hdsupplysolutions.com/p/led-00-75-10-35/sylvania-35-watt-3000k-250-lumens-t4-led-light-bulb-6-pack-p205637 | HD Supply | 2020 | Yes
LED Lighting | Decorative | Brand Sylvania | True |  |  |  |  | Sylvania B10 LED Decorative Light Bulb 4.5 Watt Dimmable 80 CRI 360 Lumens 2200K Color Temperature 15,000 Hours Average Rated Life Amber Finish E26 Medium Base 120 Volt. Mfg #79580 Sylvania 4.5 Watt 2200K B10 Decorative LED Light Bulb 6-Pack | 2200 | 80 | 330 | 66 | 25000 | 5 | 1 | 41.04 | 41.04 | 48.2236 | 2020Q3 | https://hdsupplysolutions.com/p/led-00-75-10-35/sylvania-45-watt-2200k-b10-decorative-led-light-bulb-6-pack-p205684 | HD Supply | 2020 | Yes
LED Lighting | Decorative | Brand Sylvania | True |  |  |  |  | Sylvania ST19 LED General Purpose Light Bulb 4.5 Watt Dimmable 80 CRI E26 Medium Base 380 Lumens 2200K Color Temperature 15,000 Hours Average Rated Life 120 Volt Medium Base. Mfg #75351 Sylvania 4.5 Watt 2200K ST19 General Purpose LED Light Bulb 6-Pack | 2200 | 81 | 320 | 64 | 15000 | 5 | 1 | 48.72 | 48.72 | 57.2479 | 2020Q3 | https://hdsupplysolutions.com/p/led-00-75-10-35/sylvania-45-watt-2200k-st19-general-purpose-led-light-bulb-6-pack-p205703 | HD Supply | 2020 | Yes
LED Lighting | Decorative | Brand Sylvania | True |  |  |  |  | Sylvania B10 LED Light Bulb 4.5 Watt Dimmable E12 Candelabra Base 80 CRI 450 Lumens Clear 120 Volt 2700K Color Temperature 15,000 Hours Average Rated Life. Mfg #LED4B10CBENTDIM827FILG2BL2 Sylvania 4.5 Watt 2700K B10 LED Light Bulb 6-Pack | 2700 | 80 | 350 | 87.5 | 15000 | 4 | 1 | 35.81 | 35.81 | 42.0781 | 2020Q3 | https://hdsupplysolutions.com/p/led-00-75-10-35/sylvania-45-watt-2700k-b10-led-light-bulb-6-pack-p205685 | HD Supply | 2020 | Yes
LED Lighting | A-Type | TCP | False |  | General Purpose Replacement | A19 | E26 (Medium) | Damp Location Rated Damp Location Rated Home / Light Bulbs / LED / LED A-Line / TCP - L60A19N1541K UL Approved for Damp Locations; Durable Plastic Housing; Energy Star Rated 9W A19 LED Lamp - Universal - 850 Lumens - Cool White (4100K) - 80 CRI - 15000 hrs. - E26 (Medium) - 120 to 130V TCP - L60A19N1541K | 4000 | 83 | 850 | 94.4444 | 15000 | 9 | 1 | 1.61 | 1.61 | 1.8918 | 2020Q3 | https://shop.regencylighting.com/lamps/led/a-line/l60a19n1541k-tcp.html | Regency Lighting | 2020 | Yes
LED Lighting | A-Type | TCP | False | Daylighting/Photocell, | General Purpose Replacement | A19 | E26 (Medium) | Damp Location Rated Damp Location Rated Home / Light Bulbs / LED / LED A-Line / TCP - L60A19N1550K Suitable for Use in Totally Enclosed Fixtures; Energy Star Certified 9W A19 LED Lamp - Universal - 850 Lumens - Daylight (5000K) - 80 CRI - 15000 Hours - E26 (Medium) - 120 to 130V TCP - L60A19N1550K | 5000 | 87 | 850 | 94.4444 | 15000 | 9 | 1 | 1.61 | 1.61 | 1.8918 | 2020Q3 | https://shop.regencylighting.com/lamps/led/a-line/l60a19n1550k-tcp.html | Regency Lighting | 2020 | Yes
LED Lighting | A-Type | TCP | False |  | General Purpose Replacement | A19 | E26 (Medium) | Damp Location Rated Damp Location Rated Home / Light Bulbs / LED / TCP - L60A19N1541K UL Approved for Damp Locations; Durable Plastic Housing; Energy Star Rated 9W A19 LED Lamp - Universal - 850 Lumens - Cool White (4100K) - 80 CRI - 15000 hrs. - E26 (Medium) - 120 to 130V TCP - L60A19N1541K | 4000 | 83 | 850 | 94.4444 | 15000 | 9 | 1 | 1.61 | 1.61 | 1.8918 | 2020Q3 | https://shop.regencylighting.com/lamps/led/l60a19n1541k-tcp.html | Regency Lighting | 2020 | Yes
LED Lighting | A-Type | TCP | False | Daylighting/Photocell, | General Purpose Replacement | A19 | E26 (Medium) | Damp Location Rated Damp Location Rated Home / Light Bulbs / LED / TCP - L60A19N1550K Suitable for Use in Totally Enclosed Fixtures; Energy Star Certified 9W A19 LED Lamp - Universal - 850 Lumens - Daylight (5000K) - 80 CRI - 15000 Hours - E26 (Medium) - 120 to 130V TCP - L60A19N1550K | 5000 | 87 | 850 | 94.4444 | 15000 | 9 | 1 | 1.61 | 1.61 | 1.8918 | 2020Q3 | https://shop.regencylighting.com/lamps/led/l60a19n1550k-tcp.html | Regency Lighting | 2020 | Yes
LED Lighting | A-Type | TCP |  |  | General Purpose Replacement | A19 | E26 (Medium) | Damp Location Rated Damp Location Rated Description Switching from incandescent to LED is now simple and cost-effective, use this LED A19 bulb to reduce energy costs and lamp replacements. Cool white, great for task-oriented areas Very low heat generation Durable plastic lens 850 Lumens - 4100 Kelvin - 120 Volt - TCP L60A19N1541K LED A19 - 9 Watt - 60 Watt Equal - Cool White | 4000 | 83 | 850 | 94.4444 | 15000 | 9 | 12 | 18.12 | 1.51 | 1.7743 | 2020Q3 | https://www.1000bulbs.com/product/210392/TCP-10247.html | 1000bulbs.com | 2020 | Yes
LED Lighting | Decorative | Brand Sylvania | True |  |  |  |  | Sylvania ST19 LED Light Bulb 6.5 Watt Dimmable 80 CRI Clear 590 Lumens 2200K Color Temperature 15,000 Hours Average Rated Life 120 Volt E26 Medium Base Amber. Mfg #75353 Sylvania 6.5 Watt 2200K ST19 LED Light Bulb 6-Pack | 2200 | 80 | 350 | 53.8462 | 15000 | 6.5 | 1 | 48.72 | 48.72 | 57.2479 | 2020Q3 | https://hdsupplysolutions.com/p/led-00-75-10-35/sylvania-65-watt-2200k-st19-led-light-bulb-6-pack-p205707 | HD Supply | 2020 | Yes
LED Lighting | A-Type | TCP |  | Daylighting/Photocell, | General Purpose Replacement | A19 | E26 (Medium) | Damp Location Rated Damp Location Rated Description Stop wasting energy on 60-watt incandescent bulbs and switch to this 9-Watt LED A19 bulb and save up to 85% in energy savings. Long life minimizes replacement costs Produces a daylight white Good for work areas Instant on 850 Lumens - 5000 Kelvin - 120 Volt - TCP L60A19N1550K LED A19 - 9 Watt - 60 Watt Equal - Daylight White | 5000 | 87 | 850 | 94.4444 | 15000 | 9 | 12 | 18.12 | 1.51 | 1.7743 | 2020Q3 | https://www.1000bulbs.com/product/210393/TCP-10248.html | 1000bulbs.com | 2020 | Yes
LED Lighting | A-Type | TCP Lighting | False |  | General Purpose Replacement | A19 | E26 (Medium) | Damp Location Rated Damp Location Rated Wattage11 Watt6 Watt9 Watt9.5 Watt Color Temp.2000K to 2700K2700K3000K5000K Product Description The TCP L60A19N1550K LED A19 A-lamp is a great low energy replacement for a 60W incandescent bulb. Using only 9W of power, the LED provides a cool white light with its 5000K color temperature. Equipped with a three-year warranty and designed to last up to 15,000 hours, these LEDs will be in service for many years. When used with a dimmer, you can dim the lights down to 10%. TCP Lighting L60A19N1550K Features: Dimmer switch compatible Omni-directional TCP Lighting L60A19N1550K Applications: Floor lamps Ceiling fixtures General lighting Alternate Product Versions $2.32 add TCP L40A19D2527K - 6W LED A19 - 2700K 480 Lumens - 80 CRI - 40W Incandescent Equivalent - 120V $2.30 add TCP L9A19D2530K - Omnidirectional 9W LED A19 - 3000K E26 Base - 60W Incandescent Equivalent - 825 Lumens - 80 CRI - Dimmable - 120 VAC $2.05 add TCP L9A19N1527K - 9W LED A19 - 2700K 60W Incandescent Equivalent - 800 Lumens - 120V $4.25 add TCP - LED11A19DOD27K95 - A19 LED - 60 Watt Incandescent Equivalent 11 Watt - 90 CRI - 2700K $4.50 add TCP LED10A19DOD27KW - 9.5W LED Omni-directional A19 - 2700K - Wet Location E26 Base - 60W Incandescent Equivalent - 800 Lumens - 80 CRI - 120V $6.45 add TCP Lighting - LED9A19DA - Dimmable A19 LED Light Bulb 9 Watt - 82 CRI Medium (E26) 850 Lumens - 80 CRI - 60W Incandescent Equivalent - 120V TCP L60A19N1550K - 9W LED A19 - 5000K | 5000 | 87 | 850 | 94.4444 | 15000 | 9 | 12 | 19.32 | 1.61 | 1.8918 | 2020Q3 | https://www.energyavenue.com/TCP-Lighting/L60A19N1550K | Energy Avenue | 2020 | Yes
LED Lighting | A-Type | TCP | False |  | General Purpose Replacement | A19 | E26 (Medium) | Damp Location Rated Damp Location Rated Home Lamps, Bulbs, Ballasts Bulbs - LED LED - Traditional Lamps - A-Type TCP L60A19N1541K LED 9W A19 4100K NON-DIMMABLE E26 800LMN TCP L60A19N1541K | 4000 | 83 | 850 | 94.4444 | 15000 | 9 | 1 | 2.95 | 2.95 | 3.4664 | 2020Q3 | https://www.platt.com/platt-electric-supply/LED-Traditional-Lamps-A-Type/TCP/L60A19N1541K/product.aspx?zpid=1385069 | Platt | 2020 | Yes
LED Lighting | A-Type | TCP | False |  | General Purpose Replacement | A19 | E26 (Medium) | Damp Location Rated Home / Light Bulbs / LED / LED A-Line / TCP - L60A19N1541K UL Approved for Damp Locations; Durable Plastic Housing; Energy Star Rated 9W A19 LED Lamp - Universal - 850 Lumens - Cool White (4100K) - 80 CRI - 15000 hrs. - E26 (Medium) - 120 to 130V TCP - L60A19N1541K | 4000 | 83 | 850 | 94.4444 | 15000 | 9 | 1 | 1.53 | 1.53 | 1.7978 | 2020Q2 | https://shop.regencylighting.com/lamps/led/a-line/l60a19n1541k-tcp.html | Regency Lighting | 2020 | Yes
LED Lighting | A-Type | TCP | False | Daylighting/Photocell, | General Purpose Replacement | A19 | E26 (Medium) | Damp Location Rated Home / Light Bulbs / LED / LED A-Line / TCP - L60A19N1550K Suitable for Use in Totally Enclosed Fixtures; Energy Star Certified 9W A19 LED Lamp - Universal - 850 Lumens - Daylight (5000K) - 80 CRI - 15000 Hours - E26 (Medium) - 120 to 130V TCP - L60A19N1550K | 5000 | 87 | 850 | 94.4444 | 15000 | 9 | 1 | 1.64 | 1.64 | 1.9271 | 2020Q2 | https://shop.regencylighting.com/lamps/led/a-line/l60a19n1550k-tcp.html | Regency Lighting | 2020 | Yes
LED Lighting | A-Type | TCP | False |  | General Purpose Replacement | A19 | E26 (Medium) | Damp Location Rated Home / Light Bulbs / LED / TCP - L60A19N1541K UL Approved for Damp Locations; Durable Plastic Housing; Energy Star Rated 9W A19 LED Lamp - Universal - 850 Lumens - Cool White (4100K) - 80 CRI - 15000 hrs. - E26 (Medium) - 120 to 130V TCP - L60A19N1541K | 4000 | 83 | 850 | 94.4444 | 15000 | 9 | 1 | 1.53 | 1.53 | 1.7978 | 2020Q2 | https://shop.regencylighting.com/lamps/led/l60a19n1541k-tcp.html | Regency Lighting | 2020 | Yes
LED Lighting | Decorative | Brand Sylvania | True |  |  |  | B10 | Sylvania® B-10 LED Bulb Medium Base 4.5 Watt 2,700 Kelvin 15,000 Average Hour Life 350 Lumens 120 Volt 80 CRI Dimmable Mfg #LED4.5B10BLUNTDIM827FILBL2 Sylvania® B-10 LED Bulb, 4.5 Watt, 120 Volt, 2,700K, Medium Base, Package Of 12 | 2700 | 80 | 350 | 70 | 15000 | 5 | 12 | 52.68 | 4.39 | 5.1584 | 2020Q3 | https://hdsupplysolutions.com/p/led-00-75-10-35/sylvania-b-10-led-bulb-45-watt-120-volt-2-700k-medium-base-package-of-12-p112792 | HD Supply | 2020 | Yes
LED Lighting | Reflector | Brand Sylvania | True |  |  |  | BR40 | Sylvania® BR-40 LED Bulb Medium Base 12 Watt 5,000 Kelvin 25,000 Average Hour Life 1,250 Lumens 120 Volt 80 CRI Dimmable Mfg #LED12BR40DIMHO850G5RP Sylvania® BR-40 LED Bulb, 12 Watt, 120 Volt, 5,000K, Medium Base, Package Of 6 | 5000 | 80 | 1250 | 104.1667 | 25000 | 12 | 6 | 89.94 | 14.99 | 17.6138 | 2020Q3 | https://hdsupplysolutions.com/p/led-00-75-10-35/sylvania-br-40-led-bulb-12-watt-120-volt-5-000k-medium-base-package-of-6-p112794 | HD Supply | 2020 | Yes
LED Lighting | A-Type | TCP | False | Daylighting/Photocell, | General Purpose Replacement | A19 | E26 (Medium) | Damp Location Rated Home / Light Bulbs / LED / TCP - L60A19N1550K Suitable for Use in Totally Enclosed Fixtures; Energy Star Certified 9W A19 LED Lamp - Universal - 850 Lumens - Daylight (5000K) - 80 CRI - 15000 Hours - E26 (Medium) - 120 to 130V TCP - L60A19N1550K | 5000 | 87 | 850 | 94.4444 | 15000 | 9 | 1 | 1.64 | 1.64 | 1.9271 | 2020Q2 | https://shop.regencylighting.com/lamps/led/l60a19n1550k-tcp.html | Regency Lighting | 2020 | Yes
LED Lighting | A-Type | TCP Lighting | False |  | General Purpose Replacement | A19 | E26 (Medium) | Damp Location Rated Product Description The TCP L60A19N1550K LED A19 A-lamp is a great low energy replacement for a 60W incandescent bulb. Using only 9W of power, the LED provides a cool white light with its 5000K color temperature. Equipped with a three-year warranty and designed to last up to 15,000 hours, these LEDs will be in service for many years. When used with a dimmer, you can dim the lights down to 10%. TCP L60A19N1550K Features: Dimmer switch compatible Omni-directional TCP L60A19N1550K Applications: Floor lamps Ceiling fixtures General lighting 850 Lumens - 80 CRI - 60W Incandescent Equivalent - 120V TCP L60A19N1550K - 9W LED A19 - 5000K | 5000 | 87 | 850 | 94.4444 | 15000 | 9 | 12 | 20.52 | 1.71 | 2.0093 | 2020Q2 | https://www.energyavenue.com/TCP-Lighting/L60A19N1550K | Energy Avenue | 2020 | Yes
LED Lighting | Reflector | Brand Sylvania | True |  |  |  |  | Sylvania® LED 14 Watt PAR-38 Lamp Dimmable Medium Base 1,050 Lumen Not CA Title 20 Compliant 82 CRI 25,000 Average Life Hours Mfg #LED14PAR38DIM827FL4022YGL3WRP Sylvania® LED 14 Watt PAR-38, 1,050 Lumen, 2700k, Case Of 6 | 2700 | 82 | 1050 | 75 | 25000 | 14 | 1 | 57.75 | 57.75 | 67.8585 | 2020Q3 | https://hdsupplysolutions.com/p/led-00-75-10-35/sylvania-led-14-watt-par-38-1-050-lumen-2700k-case-of-6-p923955 | HD Supply | 2020 | Yes
LED Lighting | Downlight | Brand Sylvania | True |  |  |  | E26 | Sylvania® 16 Watt LED Downlight Retrofit Medium Base UL Wet Location Listed 120 Volt 2,700 Kelvin 1,200 Lumens 90 CRI 50,000 Average Hour Life Dimmable Replaces 100W Incandescent Bulb Fits Most Standard 5" And 6" Recessed Cans Mfg #LEDRT561200927 Sylvania® LED Bulb 16W Downlight Retrofit, 100W Equivalent, 2700K Package Of 2 | 2700 | 90 | 1200 | 75 | 50000 | 16 | 2 | 59.98 | 29.99 | 35.2394 | 2020Q3 | https://hdsupplysolutions.com/p/led-00-75-10-35/sylvania-led-bulb-16w-downlight-retrofit-100w-equivalent-2700k-package-of-2-p108599 | HD Supply | 2020 | Yes
LED Lighting | Reflector | Brand Sylvania | True |  | MR16 |  | GU5.3 | Sylvania® 9 Watt MR-16 LED Bulb 12 Volt GU5.3 Base 3,000 Kelvin 700 Lumens 83 CRI 25,000 Average Hour Life Dimmable 25° Narrow Flood Replaces 50W Halogen Bulb Mfg #LED9MR16/DIM/830/NFL/25 Sylvania® LED Bulb, 9 Watt, MR-16, 50 Watt Equiv, 3000K, NFL25, GU5.3, Pkg Of 6 | 3000 | 83 | 700 | 77.7778 | 25000 | 9 | 6 | 129.79 | 21.6317 | 25.418 | 2020Q3 | https://hdsupplysolutions.com/p/led-00-75-10-35/sylvania-led-bulb-9-watt-mr-16-50-watt-equiv-3000k-nfl25-gu53-pkg-of-6-p301674 | HD Supply | 2020 | Yes
LED Lighting | Reflector | Brand Sylvania | True |  | MR16 |  | GU 5.3 | Sylvania® 9 Watt LED MR16 Lamp Dimmable 2,700 Kelvin 700 Lumen 80 CRI 25,000 Average Hour Life Narrow Beam Spread Mfg #LED9MR16DIM827NFL25 Sylvania® LED MR16, 9 Watt Dimmable, 2700K Case Of 6 | 2700 | 80 | 700 | 77.7778 | 25000 | 9 | 1 | 49.99 | 49.99 | 58.7402 | 2020Q3 | https://hdsupplysolutions.com/p/led-00-75-10-35/sylvania-led-mr16-9-watt-dimmable-2700k-case-of-6-p117834 | HD Supply | 2020 | Yes
LED Lighting | Reflector | Brand Sylvania | True |  | MR16 |  | GU5.3 | Sylvania® MR-16 LED Bulb GU5.3 Base 6 Watt 3,000 Kelvin 25,000 Average Hour Life 450 Lumens 12 Volt 82 CRI Dimmable 35° Beam Spread Mfg #LED6MR16DIM830FL35GLRP Sylvania® MR-16 LED Bulb, 6 Watt, 12 Volt, GU5.3, 3,000K, GU5.3 Base, Pack Of 6 | 3000 | 82 | 450 | 75 | 25000 | 6 | 1 | 71.94 | 71.94 | 84.5323 | 2020Q3 | https://hdsupplysolutions.com/p/led-00-75-10-35/sylvania-mr-16-led-bulb-6-watt-12-volt-gu53-3-000k-gu53-base-pack-of-6-p112796 | HD Supply | 2020 | Yes
LED Lighting | Reflector | Brand Sylvania | True |  |  |  | PAR16 | Sylvania® PAR16 LED Bulb 4 Watt 3,000 Kelvin 11,000 Average Hour Life 350 Lumens GU10 Base 120 Volt 81 CRI Dimmable 35° Beam Spread Mfg #LED4PAR16GU10DIM830FL3510YVRP Sylvania® PAR-16 LED Bulb, 4 Watt, 120 Volt, GU10, 3,000K, GU10 Base, Pack Of 3 | 3000 | 81 | 650 | 162.5 | 11000 | 4 | 1 | 38.94 | 38.94 | 45.756 | 2020Q3 | https://hdsupplysolutions.com/p/led-00-75-10-35/sylvania-par-16-led-bulb-4-watt-120-volt-gu10-3-000k-gu10-base-pack-of-3-p112795 | HD Supply | 2020 | Yes
LED Lighting | A-Type | Green Creative | True |  | LED | A19 | GU24 | NOTICE: This Product Has Been Discontinued Please See the Following Comparable Products:Green Creative - 97910 - 9A19DIM/840/GU24 - LED A19 -- 9W - GU24 - 4000K - DimmableYou can also browse our entire inventory of: LED Light BulbsProduct Description If you are looking for an energy-efficient light bulb for your home or office, consider Green Creative 9A19DIM/827/GU24 57833 A19 LED. This dimmable, 9-watt LED bulb replaces traditional 60-watt incandescent lights and offers a 25,000-hour lifespan, with a color temperature of 2700K. Green Creative 57833 Other Features include: 120 volts Beam angle of 300 degrees CRI 80 Three-year warranty Dimmable - GU24 - 60 Watt Equivalent Green Creative - 57833 - 9A19DIM/827/GU24 - A19 - 9 Watt - LED Light Bulb | 2700 | 80 | 850 | 94.4444 | 25000 | 9 | 1 | 10.45 | 10.45 | 12.2792 | 2020Q2 | https://www.energyavenue.com/Green-Creative/57833 | Energy Avenue | 2020 | Yes
LED Lighting | Reflector | Brand TCP | True |  | MR16 |  | GU5.3 | TCP® 5 Watt MR-16 LED Bulb GU5.3 Base 12 Volt 3,000 Kelvin 370 Lumens 80 CRI 25,000 Average Hour Life 25° Flood Pattern Dimmable Replaces 35W Halogen Bulb Mfg #LED512VMR1630KNFL TCP® 5 Watt MR-16 LED Bulb, GU5.3 Base, 3000 Kelvin, 370 Lumens | 3000 | 80 | 370 | 74 | 25000 | 5 | 1 | 11.29 | 11.29 | 13.2662 | 2020Q3 | https://hdsupplysolutions.com/p/led-00-75-10-35/tcp-5-watt-mr-16-led-bulb-gu53-base-3000-kelvin-370-lumens-p112937 | HD Supply | 2020 | Yes
LED Lighting | Downlight | Brand TCP | True |  |  |  | Wire Terminal (Down Position) | Tcp® 6 Inch Round 14 Watt Led Snap-In Do Wattnlight, Dimmable, Pack Of 6 Tcp 6" 14w Easy To Install Led Snap-In Downlight Snap-In Mounting Springs, For Use Without Junction Box Or Recessed Can 120 Volt Pkg Of 6 4000k 1100 Lumens 6" Round Replaces 85 Watt Incandescent 40,000 Average Hour Life Dimmable Damp Location Rated Energy Star Rated Mfg # Ddr60140 Mfg #DDR60140 Tcp® 6 Inch Round 14 Watt Led Snap-In Do Wattnlight, Dimmable, Pack Of 6 | 4000 |  | 1100 | 78.5714 | 40000 | 14 | 6 | 134.32 | 22.3867 | 26.3052 | 2020Q3 | https://hdsupplysolutions.com/p/led-00-75-10-35/tcp-6-inch-round-14-watt-led-snap-in-do-wattnlight-dimmable-pack-of-6-p103917 | HD Supply | 2020 | Yes
LED Lighting | Downlight | Brand TCP | True |  |  |  | Wire Terminal (Down Position) | Tcp® 6 Inch Round 14 Watt Led Snap-In Do Wattnlight, Dimmable, Pack Of 6 Tcp 6" 14w Easy To Install Led Snap-In Downlight Snap-In Mounting Springs, For Use Without Junction Box Or Recessed Can 120 Volt Pkg Of 6 3000k 1100 Lumens 6" Round Replaces 85 Watt Incandescent 40,000 Average Hour Life Dimmable Damp Location Rated Energy Star Rated Mfg # Ddr60130 Mfg #DDR60130 Tcp® 6 Inch Round 14 Watt Led Snap-In Do Wattnlight, Dimmable, Pack Of 6 | 3000 |  | 1100 | 78.5714 | 40000 | 14 | 6 | 134.32 | 22.3867 | 26.3052 | 2020Q3 | https://hdsupplysolutions.com/p/led-00-75-10-35/tcp-6-inch-round-14-watt-led-snap-in-do-wattnlight-dimmable-pack-of-6-p103926 | HD Supply | 2020 | Yes
LED Lighting | Reflector | Brand TCP | True |  | MR16 |  | GU10 | TCP® 7 Watt MR-16 LED Bulb GU10 Base 120 Volt 3,000 Kelvin 525 Lumens 80 CRI 25,000 Average Hour Life 40° Flood Pattern Dimmable Replaces 50W Halogen Bulb Mfg #LED7MR16GU1030KFL TCP® 7 Watt MR-16 LED Bulb, GU10 Base, 3000 Kelvin, 525 Lumens | 3000 | 80 | 525 | 87.5 | 25000 | 6 | 1 | 11.29 | 11.29 | 13.2662 | 2020Q3 | https://hdsupplysolutions.com/p/led-00-75-10-35/tcp-7-watt-mr-16-led-bulb-gu10-base-3000-kelvin-525-lumens-p112938 | HD Supply | 2020 | Yes
LED Lighting | Downlight | Brand TCP | True |  |  |  | Wire Terminal (Down Position) | Tcp® Led 5-6 Inch Round J-Box Downlight 3000k 120v 3000k 1100 Lumens Dimmable Tcp 14w Led 5"-6" Surface Mount Downlight Easy Wiring For A Quick Install To Junction Box 120 Volt Pkg Of 6 3000k 1100 Lumens Mounts To Junction Box Replaces 80 Watt Incandescent 50,000 Average Hour Life Dimmable Damp Location Rated Energy Star Rated Mfg # Sdl61d30k Mfg #SDL61D30K Tcp® Led 5-6 Inch Round J-Box Downlight 3000k 120v 3000k 1100 Lumens Dimmable | 3000 |  | 1100 | 78.5714 | 50000 | 14 | 6 | 73.68 | 12.28 | 14.4295 | 2020Q3 | https://hdsupplysolutions.com/p/led-00-75-10-35/tcp-led-5-6-inch-round-j-box-downlight-3000k-120v-3000k-1100-lumens-dimmable-p103514 | HD Supply | 2020 | Yes
LED Lighting | Downlight | Brand TCP | True |  |  |  | Wire Terminal (Down Position) | Tcp® Led 5-6 Inch Round J-Box Downlight 4100k 120v 4100k 1100 Lumens Dimmable Tcp 14w Led 5"-6" Surface Mount Downlight Easy Wiring For A Quick Install To Junction Box 120 Volt Pkg Of 6 4100k 1100 Lumens Mounts To Junction Box Replaces 80 Watt Incandescent 50,000 Average Hour Life Dimmable Damp Location Rated Energy Star Rated Mfg # Sdl61d41k Mfg #SDL61D41K Tcp® Led 5-6 Inch Round J-Box Downlight 4100k 120v 4100k 1100 Lumens Dimmable | 4100 |  | 1100 | 78.5714 | 50000 | 14 | 6 | 73.68 | 12.28 | 14.4295 | 2020Q3 | https://hdsupplysolutions.com/p/led-00-75-10-35/tcp-led-5-6-inch-round-j-box-downlight-4100k-120v-4100k-1100-lumens-dimmable-p103516 | HD Supply | 2020 | Yes
LED Lighting | Reflector | Brand TCP | True |  | MR16 |  | GU5.3 | TCP® 5 Watt MR-16 LED Bulb 12 Volt GU5.3 Base 2,700 Kelvin 350 Lumens 25,000 Average Hour Life 20° Narrow Flood Pattern Dimmable Replaces 35W Halogen Bulb Mfg #LED512VMR1627KNFL TCP® LED Bulb, 5 Watt, MR-16, 35 Watt Equivalent, 2,700K, NFL20, Dimmable | 2700 | 82 | 350 | 70 | 25000 | 5 | 1 | 18.75 | 18.75 | 22.032 | 2020Q3 | https://hdsupplysolutions.com/p/led-00-75-10-35/tcp-led-bulb-5-watt-mr-16-35-watt-equivalent-2-700k-nfl20-dimmable-p110945 | HD Supply | 2020 | Yes
LED Lighting | Reflector | Brand TCP | True |  | MR16 |  | GU5.3 | TCP® 7 Watt MR-16 LED Bulb 12 Volt GU5.3 Base 2,400 Kelvin 500 Lumens 82 CRI 25,000 Average Hour Life 40° Flood Pattern Dimmable Replaces 50W Halogen Bulb Mfg #LED712VMR1624KFL TCP® LED Bulb, 7 Watt, MR-16, 50 Watt Equivalent, 2,400K, FL40, Package Of 12 | 2400 | 82 | 500 | 71.4286 | 25000 | 7 | 12 | 188.77 | 15.7308 | 18.4843 | 2020Q3 | https://hdsupplysolutions.com/p/led-00-75-10-35/tcp-led-bulb-7-watt-mr-16-50-watt-equivalent-2-400k-fl40-package-of-12-p159419 | HD Supply | 2020 | Yes
LED Lighting | Reflector | Brand TCP | True |  | MR16 |  | GU10 | TCP® 7 Watt MR-16 LED Bulb 120 Volt GU10 Base 2,400 Kelvin 500 Lumens 82 CRI 25,000 Average Hour Life 40° Flood Pattern Dimmable Replaces 50W Halogen Bulb Mfg #LED7MR16GU1024KFL TCP® LED Bulb, 7 Watt, MR-16, 50 Watt Equivalent, 2,400K, GU10 Base, Pkg Of 12 | 2400 | 82 | 500 | 83.3333 | 25000 | 6 | 12 | 350.01 | 29.1675 | 34.2729 | 2020Q3 | https://hdsupplysolutions.com/p/led-00-75-10-35/tcp-led-bulb-7-watt-mr-16-50-watt-equivalent-2-400k-gu10-base-pkg-of-12-p159413 | HD Supply | 2020 | Yes
LED Lighting | Reflector | Brand TCP | True |  | MR16 |  | GU5.3 | TCP® 7 Watt MR-16 LED Bulb 12 Volt GU5.3 Base 2,400 Kelvin 500 Lumens 82 CRI 25,000 Average Hour Life 20° Narrow Flood Pattern Dimmable Replaces 50W Halogen Bulb Mfg #LED712VMR1624KNFL TCP® LED Bulb, 7 Watt, MR-16, 50 Watt Equivalent, 2,400K, NFL20, Package Of 12 | 2400 | 82 | 500 | 71.4286 | 25000 | 7 | 12 | 136.54 | 11.3783 | 13.37 | 2020Q3 | https://hdsupplysolutions.com/p/led-00-75-10-35/tcp-led-bulb-7-watt-mr-16-50-watt-equivalent-2-400k-nfl20-package-of-12-p159418 | HD Supply | 2020 | Yes
LED Lighting | Reflector | Brand TCP | True |  | MR16 |  | GU10 | TCP® 7 Watt MR-16 LED Bulb 120 Volt GU10 Base 2,700 Kelvin 500 Lumens 82 CRI 25,000 Average Hour Life 40° Flood Pattern Dimmable Replaces 50W Halogen Bulb Mfg #LED7MR16GU1027KFL TCP® LED Bulb, 7 Watt, MR-16, 50 Watt Equivalent, 2,700K, GU10, FL40, Pkg Of 12 | 2700 | 82 | 500 | 83.3333 | 25000 | 6 | 12 | 348.57 | 29.0475 | 34.1319 | 2020Q3 | https://hdsupplysolutions.com/p/led-00-75-10-35/tcp-led-bulb-7-watt-mr-16-50-watt-equivalent-2-700k-gu10-fl40-pkg-of-12-p159415 | HD Supply | 2020 | Yes
LED Lighting | Reflector | Brand TCP | True |  | MR16 |  | GU10 | TCP® 7 Watt MR-16 LED Bulb 120 Volt GU10 Base 2,700 Kelvin 500 Lumens 82 CRI 25,000 Average Hour Life 20° Narrow Flood Pattern Dimmable Replaces 50W Halogen Bulb Mfg #LED7MR16GU1027KNFL TCP® LED Bulb, 7 Watt, MR-16, 50 Watt Equivalent, 2,700K, GU10, NFL20, Pkg Of 12 | 2700 | 82 | 500 | 90.9091 | 25000 | 5.5 | 12 | 265.74 | 22.145 | 26.0212 | 2020Q3 | https://hdsupplysolutions.com/p/led-00-75-10-35/tcp-led-bulb-7-watt-mr-16-50-watt-equivalent-2-700k-gu10-nfl20-pkg-of-12-p159414 | HD Supply | 2020 | Yes
LED Lighting | Reflector | Brand TCP | True |  | MR16 |  | GU5.3 | TCP® 7 Watt MR-16 LED Bulb 12 Volt GU5.3 Base 4,100 Kelvin 550 Lumens 82 CRI 25,000 Average Hour Life 40° Flood Pattern Dimmable Replaces 50W Halogen Bulb Mfg #LED712VMR1641KFL TCP® LED Bulb, 7 Watt, MR-16, 50 Watt Equivalent, 4,100K, FL40, Package Of 12 | 4100 | 82 | 550 | 78.5714 | 25000 | 7 | 12 | 107 | 8.9167 | 10.4774 | 2020Q3 | https://hdsupplysolutions.com/p/led-00-75-10-35/tcp-led-bulb-7-watt-mr-16-50-watt-equivalent-4-100k-fl40-package-of-12-p159423 | HD Supply | 2020 | Yes
LED Lighting | Reflector | Brand TCP | True |  | MR16 |  | GU10 | TCP® 7 Watt MR-16 LED Bulb 120 Volt GU10 Base 4,100 Kelvin 550 Lumens 82 CRI 25,000 Average Hour Life 20° Narrow Flood Pattern Dimmable Replaces 50W Halogen Bulb Mfg #LED7MR16GU1041KNFL TCP® LED Bulb, 7 Watt, MR-16, 50 Watt Equivalent, 4,100K, GU10, NFL20, Pkg Of 12 | 4100 | 82 | 550 | 78.5714 | 25000 | 7 | 12 | 147.51 | 12.2925 | 14.4442 | 2020Q3 | https://hdsupplysolutions.com/p/led-00-75-10-35/tcp-led-bulb-7-watt-mr-16-50-watt-equivalent-4-100k-gu10-nfl20-pkg-of-12-p159416 | HD Supply | 2020 | Yes
LED Lighting | Downlight | Brand Viribright | True |  |  |  | E26 | Viribright 6" Downlight 2700K E26 Medium Screw Base Adaptor 1200 lumens 90 Degree Beam Angle 100-285V 25000 Hour Life Dimmable ETL Listed High 90+ CRI 75 Watt Replacement Mfg #756147 Viribright 6" Surface LED DownLight, 90+ CRI, 2700K Warm White, Pack of 6 | 2700 | 90 | 1000 | 66.6667 | 25000 | 15 | 1 | 117.95 | 117.95 | 138.5958 | 2020Q3 | https://hdsupplysolutions.com/p/led-00-75-10-35/viribright-6-surface-led-downlight-90-cri-2700k-warm-white-pack-of-6-p797872 | HD Supply | 2020 | Yes
LED Lighting | Downlight | Brand Viribright | True |  |  |  | E26 | Viribright 6" Downlight 4000K E26 Medium Screw Base Adaptor 1200 lumens 90 Degree Beam Angle 100-285V 25000 Hour Life Dimmable ETL Listed High 90+ CRI 75 Watt Replacement Mfg #756148 Viribright 6" Surface LED DownLight, 90+ CRI, 4000K Cool White, Pack of 6 | 4000 | 90 | 1000 | 66.6667 | 25000 | 15 | 1 | 109.15 | 109.15 | 128.2555 | 2020Q3 | https://hdsupplysolutions.com/p/led-00-75-10-35/viribright-6-surface-led-downlight-90-cri-4000k-cool-white-pack-of-6-p797873 | HD Supply | 2020 | Yes
LED Lighting | Downlight | Brand Viribright | True | Daylighting/Photocell, |  |  | E26 | Viribright 6" Downlight 6500K E26 Medium Screw Base Adaptor 1200 lumens 90 Degree Beam Angle 100-285V 25000 Hour Life Dimmable ETL Listed High 90+ CRI 75 Watt Replacement Mfg #756149 Viribright 6" Surface LED DownLight, 90+ CRI, 6500K DayLight White, Pack of 6 | 6500 | 90 | 1000 | 66.6667 | 25000 | 15 | 1 | 137.53 | 137.53 | 161.6031 | 2020Q3 | https://hdsupplysolutions.com/p/led-00-75-10-35/viribright-6-surface-led-downlight-90-cri-6500k-daylight-white-pack-of-6-p797874 | HD Supply | 2020 | Yes
LED Lighting | Reflector | Brand Viribright | True |  | MR16 |  | GU10 | Viribright MR16 GU10 2700K Silver Casing GU10 Base 310 lumens 80 Degree Beam Angle 100-120V 25000 Hour Life Dimmable UL Listed Contains No Mercury Shatter Resistant Design Mfg #750045 Viribright MR16 LED GU10 Base, Dimmable, 2700K Warm White, Pack of 12 | 2700 | 90 | 310 | 73.8095 | 25000 | 4.2 | 1 | 61.17 | 61.17 | 71.8771 | 2020Q3 | https://hdsupplysolutions.com/p/led-00-75-10-35/viribright-mr16-led-gu10-base-dimmable-2700k-warm-white-pack-of-12-p797875 | HD Supply | 2020 | Yes
LED Lighting | Reflector | Brand Viribright | True |  | MR16 |  | GU10 | Viribright MR16 GU10 4000K Silver Casing GU10 Base 310 lumens 80 Degree Beam Angle 100-120V 25000 Hour Life Dimmable UL Listed Contains No Mercury Shatter Resistant Design Mfg #750046 Viribright MR16 LED GU10 Base, Dimmable, 4000K Cool Silver, Pack of 12 | 4000 | 92.5 | 310 | 73.8095 | 25000 | 4.2 | 1 | 61.34 | 61.34 | 72.0769 | 2020Q3 | https://hdsupplysolutions.com/p/led-00-75-10-35/viribright-mr16-led-gu10-base-dimmable-4000k-cool-silver-pack-of-12-p797876 | HD Supply | 2020 | Yes
LED Lighting | Reflector | Brand Viribright | True | Daylighting/Photocell, | MR16 |  | GU10 | Viribright MR16 GU10 6500K Silver Casing GU10 Base 310 lumens 80 Degree Beam Angle 100-120V 25000 Hour Life Dimmable UL Listed Contains No Mercury Shatter Resistant Design Mfg #750047 Viribright MR16 LED GU10 Base, Dimmable, 6000K DayLight White, Pack of 12 | 6500 | 90 | 310 | 73.8095 | 25000 | 4.2 | 1 | 79.35 | 79.35 | 93.2393 | 2020Q3 | https://hdsupplysolutions.com/p/led-00-75-10-35/viribright-mr16-led-gu10-base-dimmable-6000k-daylight-white-pack-of-12-p797877 | HD Supply | 2020 | Yes
LED Lighting | Decorative | Brand Generic | [5 empty] | LED Globe Ceiling Fixture 10 Watt 120 Volt Brushed Nickel 6" White Glass Globe 6" Diameter x 7"H 50,000 Average Hour Life Replaces 60W Incandescent 715 Lumens Integrated Warm White LED Array Included 3,000 Kelvin Mfg #K-CSD-003 6" 1-Light, LED Globe w/ 10W, White Glass in Brushed Nickel Detail | 3000 |  | 700 | 53.8462 | 36000 | 13 | 1 | 25.99 | 25.99 | 30.5393 | 2020Q3 | https://hdsupplysolutions.com/p/lighting-ceiling-fans-00-75/light-fixtures-00-75-15/6-1-light-led-globe-w-10w-white-glass-in-brushed-nickel-detail-p326636 | HD Supply | 2020 | Yes
LED Lighting | Decorative | Brand Generic | [5 empty] | 6" LED Surface Mount 8 Watt 120 Volt Brushed Nickel Finish White Alabaster Style Glass Globe 710 Lumens 10,000 Average Hour Life Replaces One 60W Incandescent One 8W 3,000K LED Included ETL Listed - 6" 1-Light, LED Globe w/ 8W, Alabaster Glass in Brushed Nickel Detail | 3000 |  | 500 | 62.5 | 10000 | 8 | 1 | 21.99 | 21.99 | 25.8391 | 2020Q3 | https://hdsupplysolutions.com/p/lighting-ceiling-fans-00-75/light-fixtures-00-75-15/6-1-light-led-globe-w-8w-alabaster-glass-in-brushed-nickel-detail-p111290 | HD Supply | 2020 | Yes
LED Lighting | Decorative | Brand Generic | [5 empty] | LED One-Light Flush Mount Fixture 8 Watt 120 Volt White Finish White Alabaster Style Glass 710 Lumens 10,000 Average Hour Life Replaces One 60W Incandescent One 8W 3,000K LED Included ETL Listed - 6" LED Globe w/ 8W, 1-Light, Alabaster Glass in White Detail | 3000 |  | 500 | 62.5 | 10000 | 8 | 1 | 22.99 | 22.99 | 27.0141 | 2020Q3 | https://hdsupplysolutions.com/p/lighting-ceiling-fans-00-75/light-fixtures-00-75-15/6-led-globe-w-8w-1-light-alabaster-glass-in-white-detail-p111289 | HD Supply | 2020 | Yes
LED Lighting | Decorative | Brand AFX | [5 empty] | AFX Lighting 12 Watt LED Outdoor Wall Sconce, White 120 Volt White Die Cast Housing Frosted Glass Lens 9.5 x 7.75 x 4.5" 50,000 Average Hour Life Replaces 75W Incandescent Bulb 700 Lumens Integrated Warm White LED Array Included 3,000 Kelvin Mfg #OW0303G-12DB-830-120-BKFP AFX Lighting 12Watt LED Outdoor Wall Sconce, White | 3000 |  | 700 | 58.3333 | 50000 | 12 | 1 | 39.99 | 39.99 | 46.9898 | 2020Q3 | https://hdsupplysolutions.com/p/lighting-ceiling-fans-00-75/light-fixtures-00-75-15/afx-lighting-12watt-led-outdoor-wall-sconce-white-p112253 | HD Supply | 2020 | Yes
LED Lighting | A-Type | Green Creative | True |  | A19 (Arbitrary) |  | E26 (Medium Screw) | HomeLamps, Bulbs, BallastsBulbs - LEDLED - TraditionalLamps - A-Type Dimmable LED Lamp, 9W, 120V, Bulb: A-Type (A19), Base: Medium Screw (E26), Lumens: 860, CRI: 82, Color Temperature: 4000K, Rated Average Life: 25,000 Hrs. Green Creative 97782 Dimmable LED Lamp, 9W, 120V | 4000 | 80 | 850 | 94.4444 |  | 9 | 1 | 8 | 8 | 9.4003 | 2020Q2 | https://www.platt.com/platt-electric-supply/LED-Traditional-Lamps-A-Type/Green-Creative/97782/product.aspx?zpid=176635 | Platt | 2020 | Yes
LED Lighting | A-Type | MaxLite | True |  | General Purpose Replacement | A19 | E26 (Medium) | Damp Location Rated,Recessed Fixtures Damp Location Rated,Recessed Fixtures Home / Light Bulbs / LED / LED A-Line / Maxlite - 102275 - F8.5A19D927/JA8 Filament Style; JA8 Compliant; Energy Star Certified; Not Suitable for Enclosed Fixtures; Suitable for Damp Locations 8.5W A19 LED Lamp - Universal - 800 Lumens - Warm White (2700K) - 91 CRI - 15000 Hours - E26 (Medium) - 120 to 130V Maxlite - 102275 - F8.5A19D927/JA8 | 2700 | 92 | 800 | 94.1176 | 15000 | 8.5 | 1 | 9.96 | 9.96 | 11.7034 | 2020Q3 | https://shop.regencylighting.com/lamps/led/a-line/f8-5a19d927-ja8-mxt.html | Regency Lighting | 2020 | Yes
LED Lighting | A-Type | Sylvania | True |  | General Purpose Replacement | A19 | E26 (Medium) | Damp Location Rated Damp Location Rated Home / Light Bulbs / LED / LED A-Line / Sylvania - 40179 - LED8.5A19DIMO927CECGLRP A19 LED Lamp 8.5W A19 LED Lamp - Universal - 800 Lumens - Warm White (2700K) - 90 CRI - 15000 Hours - E26 (Medium) - 120 to 130V - Clear Sylvania - 40179 - LED8.5A19DIMO927CECGLRP | 2700 | 90 | 800 | 94.1176 | 15000 | 8.5 | 1 | 6.08 | 6.08 | 7.1442 | 2020Q3 | https://shop.regencylighting.com/lamps/led/a-line/led8-5a19dimo927cecglrp-40179.html | Regency Lighting | 2020 | Yes
LED Lighting | A-Type | MaxLite | True |  | General Purpose Replacement | A19 | E26 (Medium) | Damp Location Rated,Recessed Fixtures Damp Location Rated,Recessed Fixtures Home / Light Bulbs / LED / Maxlite - 102275 - F8.5A19D927/JA8 Filament Style; JA8 Compliant; Energy Star Certified; Not Suitable for Enclosed Fixtures; Suitable for Damp Locations 8.5W A19 LED Lamp - Universal - 800 Lumens - Warm White (2700K) - 91 CRI - 15000 Hours - E26 (Medium) - 120 to 130V Maxlite - 102275 - F8.5A19D927/JA8 | 2700 | 92 | 800 | 94.1176 | 15000 | 8.5 | 1 | 9.96 | 9.96 | 11.7034 | 2020Q3 | https://shop.regencylighting.com/lamps/led/f8-5a19d927-ja8-mxt.html | Regency Lighting | 2020 | Yes
LED Lighting | A-Type | Sylvania | True |  | General Purpose Replacement | A19 | E26 (Medium) | Damp Location Rated Damp Location Rated Home / Light Bulbs / LED / Sylvania - 40179 - LED8.5A19DIMO927CECGLRP A19 LED Lamp 8.5W A19 LED Lamp - Universal - 800 Lumens - Warm White (2700K) - 90 CRI - 15000 Hours - E26 (Medium) - 120 to 130V - Clear Sylvania - 40179 - LED8.5A19DIMO927CECGLRP | 2700 | 90 | 800 | 94.1176 | 15000 | 8.5 | 1 | 6.08 | 6.08 | 7.1442 | 2020Q3 | https://shop.regencylighting.com/lamps/led/led8-5a19dimo927cecglrp-40179.html | Regency Lighting | 2020 | Yes
LED Lighting | A-Type | Satco |  |  | General Purpose Replacement | A19 | E26 (Medium) | Damp Location Rated Damp Location Rated Description Toss out those fragile 60-Watt incandescent light bulbs and switch over to this durable 8.5-Watt LED A19. Great for wall sconces and ceiling fixtures Long lifespan for less replacements Color matches for halogen bulbs Shatter-resistant lens 800 Lumens - 3000 Kelvin - Medium Base - 120-277 Volt - Satco S8915 LED A19 - 8.5 Watt - 60 Watt Equal - Halogen Match | 3000 | 83 | 800 | 94.1176 | 25000 | 8.5 | 6 | 23.46 | 3.91 | 4.5944 | 2020Q3 | https://www.1000bulbs.com/product/203518/SATCO-S8915.html | 1000bulbs.com | 2020 | Yes
LED Lighting | A-Type | Euri Lighting | True |  | General Purpose Replacement | A19 | E26 (Medium) | Damp Location Rated,Wet Location Rated,Recessed Fixtures,Filament Style Damp Location Rated,Wet Location Rated,Recessed Fixtures,Filament Style Description Use this LED A19 filament bulb for antique-style lighting without the high energy costs and frequent replacements of older incandescents. High CRI displays beautiful colors Saves up to 86% in energy Emits a halogen color 800 Lumens - 3000 Kelvin - Halogen Match - 120 Volt - Euri Lighting VA19-3000cec LED A19 Bulb - 8.5 Watt - 60W Equal | 3000 | 92 | 800 | 94.1176 | 15000 | 8.5 | 50 | 175.5 | 3.51 | 4.1244 | 2020Q3 | https://www.1000bulbs.com/product/218567/IRT-10270.html | 1000bulbs.com | 2020 | Yes
LED Lighting | A-Type | Euri Lighting | True | Daylighting/Photocell, | General Purpose Replacement | A19 | E26 (Medium) | Damp Location Rated,Wet Location Rated,Recessed Fixtures,Filament Style Damp Location Rated,Wet Location Rated,Recessed Fixtures,Filament Style Description Use this LED A19 filament bulb for antique-style lighting without the high energy costs and frequent replacements of older incandescents. High CRI displays beautiful colors Emits a daylight white color Saves up to 86% in energy 800 Lumens - 5000 Kelvin - Daylight White - 120 Volt - Euri Lighting VA19-300cec LED A19 Bulb - 8.5 Watt - 60W Equal | 5000 | 94 | 800 | 94.1176 | 15000 | 8.5 | 50 | 175.5 | 3.51 | 4.1244 | 2020Q3 | https://www.1000bulbs.com/product/218568/IRT-10271.html | 1000bulbs.com | 2020 | Yes
LED Lighting | Downlight | Brand Lithonia Lighting | [5 empty] | 6RLS Series 6 LED Surface Mount 3000K 700 Lumens White Finish 90 CRI 700 Lumens 3000K 10 Watts 120 V Wet Location listed ENERGY STAR® certified 50,000 Life Hours 5-Year Limited Warranty Mfg #6RLS G2 07LM 30K 90CRI 120 FRPC WH M6 Lithonia Lighting® 6LRS Downlight™ 6" LED Surface Light w/ 10W, 3000K in White Finish | 3000 | 90 | 700 | 70 | 50000 | 10 | 1 | 43.99 | 43.99 | 51.6899 | 2020Q3 | https://hdsupplysolutions.com/p/lighting-ceiling-fans-00-75/light-fixtures-00-75-15/lithonia-lighting-6lrs-downlight-6-led-surface-light-w-10w-3000k-in-white-finish-p158930 | HD Supply | 2020 | Yes
LED Lighting | Downlight | Brand Lithonia Lighting | True |  |  |  |  | 4 LED Module White Finish 65Watt Incandescent 700 Lumens Wet Location listed for indoor and outdoor installations. E26 adapter included. Wide flood beam angle at > 45°. 90 CRI Dimming down to 10% ENERGY STAR® certified 5-Year Limited Warranty Mfg #4BEMW LED 35K 90CRI M6 Lithonia Lighting® E-Series LED 4" Downlight, 3500K, Matte White | 3500 | 90 | 700 | 70 | 35000 | 10 | 1 | 15.99 | 15.99 | 18.7889 | 2020Q3 | https://hdsupplysolutions.com/p/lighting-ceiling-fans-00-75/light-fixtures-00-75-15/lithonia-lighting-e-series-led-4-downlight-3500k-matte-white-p158997 | HD Supply | 2020 | Yes
LED Lighting | Reflector | Brand Lithonia Lighting | [5 empty] | 16" Lithonia Lighting® Saturn Flush™ Round Semi-Flush Ceiling Fixture 24 Watt 120 Volt Brushed Nickel White Acrylic Diffuser 16" Diameter x 3-5/8"H 50,000 Average Hour Life Replaces Two 60W Incandescent 1,500 Lumens Integrated Cool White LED Array Included 4,000 Kelvin Mfg #FMSATL 16 20840 BN M4 Lithonia Lighting® Saturn Flush™ 16" Round, 24W, White Acrylic Diffuser in Brushed NIckel Detail | 4000 |  | 1600 | 69.5652 | 50000 | 23 | 1 | 129 | 129 | 151.58 | 2020Q3 | https://hdsupplysolutions.com/p/lighting-ceiling-fans-00-75/light-fixtures-00-75-15/lithonia-lighting-saturn-flush-16-round-24w-white-acrylic-diffuser-in-brushed-nickel-detail-p326884 | HD Supply | 2020 | No
LED Lighting | Reflector | Brand Generic | [5 empty] | LED Madrid G-Rail Ceiling Fixture 21 Watt 120 Volt Oil-Rubbed Bronze Clear Acrylic Diffuser 17" Diameter x 7-1/2"H 50,000 Average Hour Life Each Head Replaces 50W Halogen MR-16 1400 Lumens Integrated Warm White LED Array Included 3000 Kelvin Mfg #MDFG3300L30RB Madrid™ 17" 3-Light, Round, LED G-Rail w/ 17W, Clear Acrylic Diffusers in Oil-Rubbed Bronze Detail | 3000 |  | 1400 | 112 | 50000 | 12.5 | 1 | 92.99 | 92.99 | 109.2668 | 2020Q3 | https://hdsupplysolutions.com/p/lighting-ceiling-fans-00-75/light-fixtures-00-75-15/madrid-17-3-light-round-led-g-rail-w-17w-clear-acrylic-diffusers-in-oil-rubbed-bronze-detail-p326628 | HD Supply | 2020 | No
LED Lighting | Reflector | Brand Generic | [5 empty] | LED Madrid G-Rail Ceiling Fixture 21 Watt 120 Volt Satin Nickel Clear Acrylic Diffuser 17" Diameter x 7-1/2"H 50,000 Average Hour Life Each Head Replaces 50W Halogen MR-16 1400 Lumens Integrated Warm White LED Array Included 3000 Kelvin Mfg #MDFG3300L30SN Madrid™ 17" 3-Light, Round, LED G-Rail w/ 17W, Clear Acrylic Diffusers in Satin Nickel Detail | 3000 |  | 1400 | 93.3333 | 50000 | 15 | 1 | 92.99 | 92.99 | 109.2668 | 2020Q3 | https://hdsupplysolutions.com/p/lighting-ceiling-fans-00-75/light-fixtures-00-75-15/madrid-17-3-light-round-led-g-rail-w-17w-clear-acrylic-diffusers-in-satin-nickel-detail-p326630 | HD Supply | 2020 | No
LED Lighting | Decorative | Brand Pixi | True |  |  |  |  | Pixi® 1 x 2' LED Flat Light 23-1/2 Watt 90-130 Volt White Beveled Steel Housing 24L x 12W x Ultra Low 1/2" Depth 50,000 Average Hour Life 2000 Lumens, Replaces Two F20T12 Integrated Warm White LED Array Included Mfg #FLT12R27MD1622A Pixi® LED 1' x 2' Edge-Lit Flat Light w/ 24W, 2700K, Dimmable in White Housing | 2700 |  | 2000 | 83.3333 | 50000 | 24 | 1 | 115.77 | 115.77 | 136.0342 | 2020Q3 | https://hdsupplysolutions.com/p/lighting-ceiling-fans-00-75/light-fixtures-00-75-15/pixi-led-1-x-2-edge-lit-flat-light-w-24w-2700k-dimmable-in-white-housing-p326526 | HD Supply | 2020 | No
LED Lighting | Decorative | Brand Progress Lighting | [5 empty] | 1-Light Black LED Wall Lantern Black Finish Etched white pillar candle Clear globe glass Die-cast aluminum construction with a powder coat paint Finish Meets California Title 24 JA8 2016 670 Lumens 71 Lumens/Watt 3,000K color temperature, 90+ CRI Mfg #P560000-031-30 Progress LED Ellipsis Black One-Light Wall Lantern | 3000 |  | 670 | 74.4444 |  | 9 | 1 | 171.7 | 171.7 | 201.7541 | 2020Q3 | https://hdsupplysolutions.com/p/lighting-ceiling-fans-00-75/light-fixtures-00-75-15/progress-led-ellipsis-black-one-light-wall-lantern-p728438 | HD Supply | 2020 | No
LED Lighting |  | Brand Seasons | True |  |  |  |  | Seasons® LED Track Light Head Frosted polycarbonate diffuser Dimmable Use with standard 3-wire tracks Replaces 65 W BR-30 Integrated warm white LED array included 50000 Hr average life Integrated Warm White LED Array Included 3000 Kelvin Mfg #HDS#326716 Seasons® 326716 Track Light Head, 15 W 120 V 770 Lumens LED Bulbs, White, 3.875W x 5.5D x 8.5"H | 3000 |  | 770 | 53.1034 |  | 14.5 | 1 | 52.99 | 52.99 | 62.2653 | 2020Q3 | https://hdsupplysolutions.com/p/lighting-ceiling-fans-00-75/light-fixtures-00-75-15/seasons-326716-track-light-head-15-w-120-v-770-lumens-led-bulbs-white-3875w-x-55d-x-85h-p326716 | HD Supply | 2020 | Yes
LED Lighting |  | Brand Seasons | True |  |  |  |  | Seasons® LED Track Light Head Frosted polycarbonate diffuser Replaces (2)100 W incandescent bulbs Integrated warm white LED array included Dimmable Dimensions: 3.875W x 5.5D x 8.5"H Dimmable (Consult Spec Sheet) 3000 Kelvin Mfg #HDS#326718 Seasons® 326718 Track Light Head, 15 W 120 V 1315 Lumens 50000 Hr LED Bulbs, Brushed Nickel | 3000 |  | 1315 | 90.6897 |  | 14.5 | 1 | 53.99 | 53.99 | 63.4403 | 2020Q3 | https://hdsupplysolutions.com/p/lighting-ceiling-fans-00-75/light-fixtures-00-75-15/seasons-326718-track-light-head-15-w-120-v-1315-lumens-50000-hr-led-bulbs-brushed-nickel-p326718 | HD Supply | 2020 | Yes
LED Lighting | Decorative | Brand Seasons | [5 empty] | Seasons® LED Adjustable Three-Light Ceiling Mount 18 Watt 120 Volt Black Metal Housing Clear Acrylic Diffuser 9-5/8" Diameter x 6"H 50,000 Average Hour Life Replaces Two F20T12 2180 Lumens Integrated Cool White LED Array Included 4000 Kelvin Mfg #DC5177BK-C Seasons® 9-5/8" Adjustable, Multi-Directional, Three-Light LED w/ 18W, Clear Acrylic Diffusers in Black | 4000 |  | 2180 | 121.1111 | 50000 | 18 | 1 | 49.99 | 49.99 | 58.7402 | 2020Q3 | https://hdsupplysolutions.com/p/lighting-ceiling-fans-00-75/light-fixtures-00-75-15/seasons-9-5-8-adjustable-multi-directional-three-light-led-w-18w-clear-acrylic-diffusers-in-black-p326929 | HD Supply | 2020 | Yes
LED Lighting |  | Brand Seasons | [5 empty] | Seasons® LED Track Head 11 Watt 120 Volt Brushed Nickel Frosted Polycarbonate Diffuser 5-1/2 x 3-1-2 x 6-1/2" 50,000 Average Hour Life Replaces One 65W R30 Integrated Warm White LED Array Included Mfg #AFX837835 Seasons® AFX837835 Track Head, (1) 11 W 120 V 50000 Hr LED Bulb, Brushed Nickel, 5.5L x 3.5W x 6.5"D | 3000 |  | 1010 | 101 | 50000 | 10 | 1 | 43.99 | 43.99 | 51.6899 | 2020Q3 | https://hdsupplysolutions.com/p/lighting-ceiling-fans-00-75/light-fixtures-00-75-15/seasons-afx837835-track-head-%281%29-11-w-120-v-50000-hr-led-bulb-brushed-nickel-55l-x-35w-x-65d-p837835 | HD Supply | 2020 | Yes
LED Lighting |  | Brand AFX | True |  |  |  |  | Seasons® LED Bella 4-Light Track Light Fixture 30 Watt 120 Volt Brushed Nickel Frosted Acrylic Diffusers 36-5/8 x 6 x 9-1/2" Dimmable (Consult Spec Sheet) 50,000 Average Hour Life Each Head Replaces 50W Halogen MR-16 Integrated Warm White LED Array Included 1,600 Lumens 3,000 Kelvin Mfg #BERF4400L30SN Seasons® BERF4400L30SN Bella™ Dimmable Track Light Fixture, (4) 120 V 30 W LED Bulbs, Brushed Nickel | 3000 |  | 1600 | 53.3333 | 50000 | 30 | 4 | 125 | 31.25 | 36.72 | 2020Q3 | https://hdsupplysolutions.com/p/lighting-ceiling-fans-00-75/light-fixtures-00-75-15/seasons-berf4400l30sn-bella-dimmable-track-light-fixture-%284%29-120-v-30-w-led-bulbs-brushed-nickel-p295326 | HD Supply | 2020 | Yes
LED Lighting | Reflector | Brand Seasons | [5 empty] | Seasons® Haswell™ LED Four-Light Vanity Fixture 24 Watt 120 Volt Chrome Finish Etched Acrylic Lens Mounts Up Or Down 7" x 32-1/2" x 4-1/4" 50,000 Average Hour Life Replaces Four 40 Watt Incandescent 1600 Lumens Integrated Warm White LED Array Included 3,000 Kelvin Mfg #K-VLED010 Seasons® Haswell™ Vanity Fixture, (4) 120 V 24 W LED Bulbs, Polished Chrome | 3000 |  | 1500 | 62.5 | 50000 | 24 | 1 | 159 | 159 | 186.8311 | 2020Q3 | https://hdsupplysolutions.com/p/lighting-ceiling-fans-00-75/light-fixtures-00-75-15/seasons-haswell-vanity-fixture-%284%29-120-v-24-w-led-bulbs-polished-chrome-p326426 | HD Supply | 2020 | No
LED Lighting | A-Type | Manufacturer: Satco | False |  | General Purpose Replacement | A19 | E26 (Medium) | Damp Location Rated Damp Location Rated Home > Energy Star Qualified Products > 9 Watt 800 Lumen 120-277V Non-Dimmable Enclosed Fixture Rated LED A19 Light Bulb 2700K ** Non-CEC Compliant - NOT Lawful for Sale in California ** Product Specifications - Quick Reference Input Voltage: Lumens: 120-277 Volt 800 Lumens Dimensions: Dimmable: 4-3/16" (MOL) x 2-3/8" (MOD) NO - Not Dimmable LED Color: 2700K Warm White Life Time: 25,000 Hours Power Consumption: Luminous Efficacy: 8.5 Watts 94 lm/W CRI: Certifications: 80 CRI RoHS, cULus, Enclosed Rated Satco's LED series of universal voltage omni-directional non-dimmable LED A19 Lamps are here to replace your 60 watt incandescent light bulbs. Within this series, Satco is exhibiting their Solid State LED Lighting for these A shaped replacement lamps. This series of A19 LED lights bulbs are not dimmable, but are approved for totally enclosed fixtures. They have a long life of 25,000 hours and possess a 3 Year Limited Warranty. This series comes in a 8.5 watt model and the following color temperatures: 2700K, 3000K, 4000K, and 5000K. This model is part number S8914, which produces 800 lumens of a 2700K warm white color. This bulb consumes just 8.5 watts of the universal 120-277 volt energy, compared to a 60W incandescent. This bulb is Energy Star certified, RoHS compliant, cULus - damp location rated, and enclosed fixture rated. This led light bulb is NOT dimmable and has a CRI of 80, while producing zero UV or IR radiation. The innovative design of this A19 bulb features a frosted finish and a medium E26 base. When you replace your 60A19 bulbs with these 8.5 watt A19 LED bulbs, your energy use decreases significantly while keeping the same look and feel of your old incandescent A19 bulbs. Click here for the complete Satco S8914 LED A19 Light Bulb Specification Sheet. Satco 9 Watt 800 Lumen 120-277V Non-Dimmable Enclosed Fixture Rated LED A19 Light Bulb 2700K | 2700 | 82 | 800 | 94.1176 | 25000 | 8.5 | 1 | 5.95 | 5.95 | 6.9915 | 2020Q3 | https://www.greenelectricalsupply.com/8-watt-enclosed-fixture-rated-e26-a19-120-277v-led-light-bulbs-2700k.aspx | Green Electrical Supply | 2020 | Yes
LED Lighting | A-Type | Manufacturer: Satco | False |  | General Purpose Replacement | A19 | E26 (Medium) | Damp Location Rated Damp Location Rated Home > Energy Star Qualified Products > 9 Watt 800 Lumen 120-277V Non-Dimmable Enclosed Fixture Rated LED A19 Light Bulb 3000K ** Non-CEC Compliant - NOT Lawful for Sale in California ** Product Specifications - Quick Reference Input Voltage: Lumens: 120-277 Volt 800 Lumens Dimensions: Dimmable: 4-3/16" (MOL) x 2-3/8" (MOD) NO - Not Dimmable LED Color: 3000K Warm White Life Time: 25,000 Hours Power Consumption: Luminous Efficacy: 8.5 Watts 94 lm/W CRI: Certifications: 80 CRI RoHS, cULus, Enclosed Rated Satco's LED series of universal voltage omni-directional non-dimmable LED A19 Lamps are here to replace your 60 watt incandescent light bulbs. Within this series, Satco is exhibiting their Solid State LED Lighting for these A shaped replacement lamps. This series of A19 LED lights bulbs are not dimmable, but are approved for totally enclosed fixtures. They have a long life of 25,000 hours and possess a 3 Year Limited Warranty. This series comes in a 8.5 watt model and the following color temperatures: 2700K, 3000K, 4000K, and 5000K. This model is part number S8915, which produces 800 lumens of a 3000K warm white color. This bulb consumes just 8.5 watts of the universal 120-277 volt energy, compared to a 60W incandescent. This bulb is Energy Star certified, RoHS compliant, cULus - damp location rated, and enclosed fixture rated. This led light bulb is NOT dimmable and has a CRI of 80, while producing zero UV or IR radiation. The innovative design of this a19 bulb features a frosted finish and a medium E26 base. When you replace your 60A19 bulbs with these 8.5 watt A19 LED bulbs, your energy use decreases significantly while keeping the same look and feel of your old incandescent A19 bulbs. Click here for the complete Satco S8915 LED A19 Light Bulb Specification Sheet. Satco 9 Watt 800 Lumen 120-277V Non-Dimmable Enclosed Fixture Rated LED A19 Light Bulb 3000K | 3000 | 83 | 800 | 94.1176 | 25000 | 8.5 | 1 | 5.95 | 5.95 | 6.9915 | 2020Q3 | https://www.greenelectricalsupply.com/8-watt-enclosed-fixture-rated-e26-a19-120-277v-led-light-bulbs-3000k.aspx | Green Electrical Supply | 2020 | Yes
LED Lighting | A-Type | Satco | False |  | General Purpose Replacement | A19 | E26 (Medium) | Damp Location Rated Damp Location Rated Home Lamps, Bulbs, Ballasts Bulbs - LED LED - Traditional Lamps - A-Type LED Lamp, 8.5 Watt, A19, 800 Lumen, 2700K, 80 CRI, Medium Base, 120-277 Volt, Non-Dimmable Satco S8914 LED Lamp, 8.5 Watt, A19, 800 Lumen, 2700K, Medium Base, 120-277V | 2700 | 82 | 800 | 94.1176 | 25000 | 8.5 | 1 | 6.1 | 6.1 | 7.1677 | 2020Q3 | https://www.platt.com/platt-electric-supply/LED-Traditional-Lamps-A-Type/Satco/S8914/product.aspx?zpid=1418797 | Platt | 2020 | Yes
LED Lighting | Decorative | Brand Seasons | [5 empty] | LED Outdoor Oval Wall Fixture Black White Acrylic Shade 9 Watt 120 Volt Integrated 9W LED Array Included 4,000 Kelvin 10-1/2 x 6-1/2 x 4-1/2” 50,000 Average Hour Life Mfg #HDS111210 Seasons® LED Outdoor Oval Wall Fixture, Black, White Acrylic Shade | 4000 |  | 750 | 83.3333 | 50000 | 9 | 1 | 41.09 | 41.09 | 48.2823 | 2020Q3 | https://hdsupplysolutions.com/p/lighting-ceiling-fans-00-75/light-fixtures-00-75-15/seasons-led-outdoor-oval-wall-fixture-black-white-acrylic-shade-p111210 | HD Supply | 2020 | Yes
LED Lighting | Decorative | Brand Seasons | [5 empty] | LED Outdoor Oval Wall Fixture White White Acrylic Shade 9 Watt 120 Volt Integrated 9W LED Array Included 3,000 Kelvin 10-1/2 x 6-1/2 x 4-1/2” 50,000 Average Hour Life Mfg #HDS111208 Seasons® LED Outdoor Oval Wall Fixture, White, White Acrylic Shade | 3000 |  | 750 | 83.3333 | 50000 | 9 | 1 | 41.09 | 41.09 | 48.2823 | 2020Q3 | https://hdsupplysolutions.com/p/lighting-ceiling-fans-00-75/light-fixtures-00-75-15/seasons-led-outdoor-oval-wall-fixture-white-white-acrylic-shade-p111208 | HD Supply | 2020 | Yes
LED Lighting | Decorative | Brand Seasons | [5 empty] | LED Outdoor Porch Fixture Black Clear Prismatic Globe 7 Watt 120 Volt Integrated 7W LED Array Included 4,000 Kelvin 7-1/2H x 6W x 6-3/4"D 50,000 Average Hour Life Mfg #HDS111211 Seasons® LED Outdoor Porch Fixture, Black, Clear Prismatic Globe | 4000 |  | 800 | 114.2857 | 50000 | 7 | 1 | 34.59 | 34.59 | 40.6446 | 2020Q3 | https://hdsupplysolutions.com/p/lighting-ceiling-fans-00-75/light-fixtures-00-75-15/seasons-led-outdoor-porch-fixture-black-clear-prismatic-globe-p111211 | HD Supply | 2020 | Yes
LED Lighting | Decorative | Brand Seasons | [5 empty] | Seasons® LED Outdoor Round Wall Fixture White White Acrylic Shade 9 Watt 120 Volt Integrated 9W LED Array Included 4,000 Kelvin 9-1/2" Dia x 4-3/4" 50,000 Average Hour Life Mfg #HDS111209 Seasons® LED Outdoor Round Wall Fixture, White, White Acrylic Shade | 4000 |  | 750 | 83.3333 | 50000 | 9 | 1 | 44.29 | 44.29 | 52.0425 | 2020Q3 | https://hdsupplysolutions.com/p/lighting-ceiling-fans-00-75/light-fixtures-00-75-15/seasons-led-outdoor-round-wall-fixture-white-white-acrylic-shade-p111209 | HD Supply | 2020 | Yes
LED Lighting |  | Brand AFX | True |  |  |  |  | Seasons® LED Turk Four-Light Track Light Fixture 30 Watt 120 Volt Satin Nickel White Opal Glass 37-3/4 x 5-1/4 x 9" Dimmable (Consult Spec Sheet) 50,000 Average Hour Life Each Head Replaces 50W Halogen MR-16 Integrated Warm White LED Array Included 1,600 Lumens 3,000 Kelvin Mfg #TUF41200L30SN Seasons® LED Turk Four-Light Track Light Fixture, Satin Nickel | 3000 |  | 1600 | 59.2593 | 50000 | 27 | 4 | 129 | 32.25 | 37.895 | 2020Q3 | https://hdsupplysolutions.com/p/lighting-ceiling-fans-00-75/light-fixtures-00-75-15/seasons-led-turk-four-light-track-light-fixture-satin-nickel-p294541 | HD Supply | 2020 | Yes
LED Lighting | Decorative | Brand Seasons | [5 empty] | Seasons® 2' 18W LED Vanity Fixture 18 Watt 1,800 Lumens 24 x 5-3/4 x 4-1/4" 120 Volt Brushed Nickel White Acrylic Lens 50,000 Average Hour Life Replaces Two F20T12 Integrated Warm White LED Array Included 3,000 Kelvin - Seasons® MXL1039-LED17K830 Linear Vanity, 120 V 18 W 1800 Lumens 50000 Hr LED Bulb, Brushed Nickel | 3000 |  | 1800 | 100 | 50000 | 18 | 1 | 79.99 | 79.99 | 93.9913 | 2020Q3 | https://hdsupplysolutions.com/p/lighting-ceiling-fans-00-75/light-fixtures-00-75-15/seasons-mxl1039-led17k830-linear-vanity-120-v-18-w-1800-lumens-50000-hr-led-bulb-brushed-nickel-p326957 | HD Supply | 2020 | Yes
LED Lighting | Downlight | Maxlite | True |  |  |  |  | Home / Fixtures / Downlight / Maxlite - 1409572 - FRK10X3-930/V2 Flush Mount Retrofit Kit 10W Flush Mount Retrofit Kit - 800 Lumens - Warm White (3000K) - 90 CRI - 40000 Hours - 120 to 130V - (1) Lamp Maxlite - 1409572 - FRK10X3-930/V2 | 3000 | 90 | 800 | 80 | 40000 | 10 | 1 | 18.68 | 18.68 | 21.9497 | 2020Q3 | https://shop.regencylighting.com/fixtures/downlight/frk10x3-930-v2-mxt.html | Regency Lighting | 2020 | Yes
LED Lighting | Downlight | Maxlite | True |  |  |  |  | Home / Fixtures / Downlight / Maxlite - 1409574 - FRK23X5.5-930/V2 Flush Mount Retrofit Kit 23W Flush Mount Retrofit Kit - 1750 Lumens - Warm White (3000K) - 93 CRI - 40000 Hours - 120 to 130V - (1) Lamp Maxlite - 1409574 - FRK23X5.5-930/V2 | 3000 | 93 | 1750 | 76.087 | 40000 | 23 | 1 | 29.69 | 29.69 | 34.8869 | 2020Q3 | https://shop.regencylighting.com/fixtures/downlight/frk23x5-5-930-v2-mxt.html | Regency Lighting | 2020 | Yes
LED Lighting | Downlight | Philips | True |  |  |  |  | Home / Fixtures / Downlight / Philips - 800037 - HATTON US 5/6 SOFT WHITE RECES UL Wet design suitable for both indoor and outdoor applications. This lamp is Energy Star Certified. 11W LED Retrofit Downlight - 610 Lumens - Warm White (2700K) - 90 CRI - 45000 Hours Philips - 800037 - HATTON US 5/6 SOFT WHITE RECES | 2700 | 90 | 610 | 55.4545 | 45000 | 11 | 1 | 26 | 26 | 30.551 | 2020Q3 | https://shop.regencylighting.com/fixtures/downlight/hatton-us-5-6-soft-white-reces-80003-7.html | Regency Lighting | 2020 | Yes
LED Lighting | Downlight | Philips | True | Daylighting/Photocell, |  |  |  | Home / Fixtures / Downlight / Philips - 800029 - HATTON US4DAY LGHT RECESSED W These lamps comply with Part 15 of the FCC Rules. 8.5W LED Retrofit Downlight - 680 Lumens - Daylight (5000K) - 83 CRI - 50000 Hours Philips - 800029 - HATTON US4DAY LGHT RECESSED W | 5000 | 83 | 680 | 80 | 50000 | 8.5 | 4 | 132 | 33 | 38.7763 | 2020Q3 | https://shop.regencylighting.com/fixtures/downlight/hatton-us4day-lght-recessed-w-80002-9.html | Regency Lighting | 2020 | Yes
LED Lighting | Downlight | Philips | True |  |  |  |  | Home / Fixtures / Downlight / Philips - 800003 - HATTON US4SW RECESSED These lamps comply with Part 15 of the FCC Rules. 8.5W LED Retrofit Downlight - 520 Lumens - Warm White (2700K) - 90 CRI - 50000 Hours Philips - 800003 - HATTON US4SW RECESSED | 2700 | 90 | 520 | 61.1765 | 50000 | 8.5 | 1 | 26 | 26 | 30.551 | 2020Q3 | https://shop.regencylighting.com/fixtures/downlight/hatton-us4sw-recessed-80000-3.html | Regency Lighting | 2020 | Yes
LED Lighting | Downlight | Hera | True |  |  |  |  | Home / Fixtures / Downlight / Hera - HOLED2WW Additional LED Connecting Cables are Available In 36 in and 72 in; Friction Fit; High Quality; Brushed Aluminum Housing 3.6W LED Recessed Mounted Spotlight - Universal - 302 Lumens - Warm White (3000K) - Brushed Aluminum Hera - HOLED2WW | 3000 |  | 302 | 83.8889 |  | 3.6 | 1 | 177 | 177 | 207.9818 | 2020Q3 | https://shop.regencylighting.com/fixtures/downlight/holed2ww-her.html | Regency Lighting | 2020 | Yes
LED Lighting | Downlight | TCP | True |  |  | E26 (Medium) | E26 (Medium) | Home / Fixtures / Downlight / TCP - L11DR56D3530K95 E26 LED Recessed Downlight 11W E26 LED Recessed Downlight - 750 Lumens - Warm White (3000K) - 90 CRI - 35000 Hours - E26 (Medium) - 120 to 130V TCP - L11DR56D3530K95 | 3000 | 90 | 750 | 68.1818 | 35000 | 11 | 1 | 13.01 | 13.01 | 15.2873 | 2020Q3 | https://shop.regencylighting.com/fixtures/downlight/l11dr56d3530k95-tcp.html | Regency Lighting | 2020 | No
LED Lighting | Downlight | TCP | True |  |  | E26 (Medium) | E26 (Medium) | Home / Fixtures / Downlight / TCP - L9DR4D3530K95 E26 LED Recessed Downlight 9W E26 LED Recessed Downlight - 550 Lumens - Warm White (3000K) - 90 CRI - 35000 Hours - E26 (Medium) - 120 to 130V TCP - L9DR4D3530K95 | 3000 | 90 | 550 | 61.1111 | 35000 | 9 | 1 | 11.13 | 11.13 | 13.0782 | 2020Q3 | https://shop.regencylighting.com/fixtures/downlight/l9dr4d3530k95-tcp.html | Regency Lighting | 2020 | No
LED Lighting | Downlight | Sylvania | True |  |  |  |  | Home / Fixtures / Downlight / Sylvania - 40057 - LED/MD6/900/DIM/940/RP LED 6" Microdisk; Phase Cut Dimmable; Remote Driver; Energy Star Rated; Title 24 Compliant; Wet Location Rated 12W LED Microdisk - 900 Lumens - Cool White (4000K) - 90 CRI - 50000 hrs. - 120 to 130V - White Sylvania - 40057 - LED/MD6/900/DIM/940/RP | 4000 | 90 | 900 | 75 | 50000 | 12 | 1 | 22.95 | 22.95 | 26.9671 | 2020Q3 | https://shop.regencylighting.com/fixtures/downlight/led-md6-900-dim-940-rp-40057.html | Regency Lighting | 2020 | Yes
LED Lighting | Downlight | Sylvania | True | Daylighting/Photocell, |  |  |  | Home / Fixtures / Downlight / Sylvania - 40058 - LED/MD6/900/DIM/950/RP LED 6" Microdisk; Phase Cut Dimmable; Remote Driver; Energy Star Rated; Title 24 Compliant; Wet Location Rated 12W LED Microdisk - 900 Lumens - Daylight (5000K) - 90 CRI - 50000 hrs. - 120 to 130V - White Sylvania - 40058 - LED/MD6/900/DIM/950/RP | 5000 | 90 | 900 | 75 | 50000 | 12 | 1 | 22.95 | 22.95 | 26.9671 | 2020Q3 | https://shop.regencylighting.com/fixtures/downlight/led-md6-900-dim-950-rp-40058.html | Regency Lighting | 2020 | Yes
LED Lighting | Downlight | Maxlite | True |  |  |  |  | Home / Fixtures / Downlight / LED Retrofit Kits / Maxlite - 1409572 - FRK10X3-930/V2 Flush Mount Retrofit Kit 10W Flush Mount Retrofit Kit - 800 Lumens - Warm White (3000K) - 90 CRI - 40000 Hours - 120 to 130V - (1) Lamp Maxlite - 1409572 - FRK10X3-930/V2 | 3000 | 90 | 800 | 80 | 40000 | 10 | 1 | 18.68 | 18.68 | 21.9497 | 2020Q3 | https://shop.regencylighting.com/fixtures/downlight/led-retrofit-kits/frk10x3-930-v2-mxt.html | Regency Lighting | 2020 | Yes
LED Lighting | Downlight | Maxlite | True |  |  |  |  | Home / Fixtures / Downlight / LED Retrofit Kits / Maxlite - 1409574 - FRK23X5.5-930/V2 Flush Mount Retrofit Kit 23W Flush Mount Retrofit Kit - 1750 Lumens - Warm White (3000K) - 93 CRI - 40000 Hours - 120 to 130V - (1) Lamp Maxlite - 1409574 - FRK23X5.5-930/V2 | 3000 | 93 | 1750 | 76.087 | 40000 | 23 | 1 | 29.69 | 29.69 | 34.8869 | 2020Q3 | https://shop.regencylighting.com/fixtures/downlight/led-retrofit-kits/frk23x5-5-930-v2-mxt.html | Regency Lighting | 2020 | Yes
LED Lighting | Downlight | Philips | True |  |  |  |  | Home / Fixtures / Downlight / LED Retrofit Kits / Philips - 800037 - HATTON US 5/6 SOFT WHITE RECES UL Wet design suitable for both indoor and outdoor applications. This lamp is Energy Star Certified. 11W LED Retrofit Downlight - 610 Lumens - Warm White (2700K) - 90 CRI - 45000 Hours Philips - 800037 - HATTON US 5/6 SOFT WHITE RECES | 2700 | 90 | 610 | 55.4545 | 45000 | 11 | 1 | 26 | 26 | 30.551 | 2020Q3 | https://shop.regencylighting.com/fixtures/downlight/led-retrofit-kits/hatton-us-5-6-soft-white-reces-80003-7.html | Regency Lighting | 2020 | Yes
LED Lighting | Downlight | Philips | True | Daylighting/Photocell, |  |  |  | Home / Fixtures / Downlight / LED Retrofit Kits / Philips - 800029 - HATTON US4DAY LGHT RECESSED W These lamps comply with Part 15 of the FCC Rules. 8.5W LED Retrofit Downlight - 680 Lumens - Daylight (5000K) - 83 CRI - 50000 Hours Philips - 800029 - HATTON US4DAY LGHT RECESSED W | 5000 | 83 | 680 | 80 | 50000 | 8.5 | 4 | 132 | 33 | 38.7763 | 2020Q3 | https://shop.regencylighting.com/fixtures/downlight/led-retrofit-kits/hatton-us4day-lght-recessed-w-80002-9.html | Regency Lighting | 2020 | Yes
LED Lighting | Downlight | Philips | True |  |  |  |  | Home / Fixtures / Downlight / LED Retrofit Kits / Philips - 800003 - HATTON US4SW RECESSED These lamps comply with Part 15 of the FCC Rules. 8.5W LED Retrofit Downlight - 520 Lumens - Warm White (2700K) - 90 CRI - 50000 Hours Philips - 800003 - HATTON US4SW RECESSED | 2700 | 90 | 520 | 61.1765 | 50000 | 8.5 | 1 | 26 | 26 | 30.551 | 2020Q3 | https://shop.regencylighting.com/fixtures/downlight/led-retrofit-kits/hatton-us4sw-recessed-80000-3.html | Regency Lighting | 2020 | Yes
LED Lighting | Downlight | Hera | True |  |  |  |  | Home / Fixtures / Downlight / LED Retrofit Kits / Hera - HOLED2WW Additional LED Connecting Cables are Available In 36 in and 72 in; Friction Fit; High Quality; Brushed Aluminum Housing 3.6W LED Recessed Mounted Spotlight - Universal - 302 Lumens - Warm White (3000K) - Brushed Aluminum Hera - HOLED2WW | 3000 |  | 302 | 83.8889 |  | 3.6 | 1 | 177 | 177 | 207.9818 | 2020Q3 | https://shop.regencylighting.com/fixtures/downlight/led-retrofit-kits/holed2ww-her.html | Regency Lighting | 2020 | Yes
LED Lighting | Downlight | TCP | True |  |  | E26 (Medium) | E26 (Medium) | Home / Fixtures / Downlight / LED Retrofit Kits / TCP - L11DR56D3530K95 E26 LED Recessed Downlight 11W E26 LED Recessed Downlight - 750 Lumens - Warm White (3000K) - 90 CRI - 35000 Hours - E26 (Medium) - 120 to 130V TCP - L11DR56D3530K95 | 3000 | 90 | 750 | 68.1818 | 35000 | 11 | 1 | 13.01 | 13.01 | 15.2873 | 2020Q3 | https://shop.regencylighting.com/fixtures/downlight/led-retrofit-kits/l11dr56d3530k95-tcp.html | Regency Lighting | 2020 | No
LED Lighting | Downlight | TCP | True |  |  | E26 (Medium) | E26 (Medium) | Home / Fixtures / Downlight / LED Retrofit Kits / TCP - L9DR4D3530K95 E26 LED Recessed Downlight 9W E26 LED Recessed Downlight - 550 Lumens - Warm White (3000K) - 90 CRI - 35000 Hours - E26 (Medium) - 120 to 130V TCP - L9DR4D3530K95 | 3000 | 90 | 550 | 61.1111 | 35000 | 9 | 1 | 11.13 | 11.13 | 13.0782 | 2020Q3 | https://shop.regencylighting.com/fixtures/downlight/led-retrofit-kits/l9dr4d3530k95-tcp.html | Regency Lighting | 2020 | No
LED Lighting | Downlight | Sylvania | True |  |  |  |  | Home / Fixtures / Downlight / LED Retrofit Kits / Sylvania - 40057 - LED/MD6/900/DIM/940/RP LED 6" Microdisk; Phase Cut Dimmable; Remote Driver; Energy Star Rated; Title 24 Compliant; Wet Location Rated 12W LED Microdisk - 900 Lumens - Cool White (4000K) - 90 CRI - 50000 hrs. - 120 to 130V - White Sylvania - 40057 - LED/MD6/900/DIM/940/RP | 4000 | 90 | 900 | 75 | 50000 | 12 | 1 | 22.95 | 22.95 | 26.9671 | 2020Q3 | https://shop.regencylighting.com/fixtures/downlight/led-retrofit-kits/led-md6-900-dim-940-rp-40057.html | Regency Lighting | 2020 | Yes
LED Lighting | Downlight | Sylvania | True | Daylighting/Photocell, |  |  |  | Home / Fixtures / Downlight / LED Retrofit Kits / Sylvania - 40058 - LED/MD6/900/DIM/950/RP LED 6" Microdisk; Phase Cut Dimmable; Remote Driver; Energy Star Rated; Title 24 Compliant; Wet Location Rated 12W LED Microdisk - 900 Lumens - Daylight (5000K) - 90 CRI - 50000 hrs. - 120 to 130V - White Sylvania - 40058 - LED/MD6/900/DIM/950/RP | 5000 | 90 | 900 | 75 | 50000 | 12 | 1 | 22.95 | 22.95 | 26.9671 | 2020Q3 | https://shop.regencylighting.com/fixtures/downlight/led-retrofit-kits/led-md6-900-dim-950-rp-40058.html | Regency Lighting | 2020 | Yes
LED Lighting | Downlight | Sylvania | True |  |  |  |  | Home / Fixtures / Downlight / LED Retrofit Kits / Sylvania - 74404 - LED/RT/5/6/625/827 Airtight and Non IC Incandescent Downlights Housing 10W LED Retrofit Downlight - 625 Lumens - Warm White (2700K) - 82 CRI - 11000 Hours Sylvania - 74404 - LED/RT/5/6/625/827 | 2700 | 82 | 625 | 62.5 | 11000 | 10 | 4 | 68.16 | 17.04 | 20.0227 | 2020Q3 | https://shop.regencylighting.com/fixtures/downlight/led-retrofit-kits/led-rt-5-6-625-827-74404.html | Regency Lighting | 2020 | Yes
LED Lighting | Downlight | Sylvania | True |  |  |  |  | Home / Fixtures / Downlight / LED Retrofit Kits / Sylvania - 74406 - LED/RT/5/6/625/840 Airtight and Non IC Incandescent Downlights Housing 10W LED Retrofit Downlight - 625 Lumens - Cool White (4000K) - 82 CRI - 11000 Hours Sylvania - 74406 - LED/RT/5/6/625/840 | 4000 | 82 | 625 | 62.5 | 11000 | 10 | 4 | 68.16 | 17.04 | 20.0227 | 2020Q3 | https://shop.regencylighting.com/fixtures/downlight/led-retrofit-kits/led-rt-5-6-625-840-74406.html | Regency Lighting | 2020 | Yes
LED Lighting | Downlight | Sylvania | True |  |  |  |  | Home / Fixtures / Downlight / LED Retrofit Kits / Sylvania - 70520 - LED/RT4/550/827 Integrated White Trim 8W LED Retrofit Downlight - 550 Lumens - Warm White (2700K) - 82 CRI - 50000 Hours Sylvania - 70520 - LED/RT4/550/827 | 2700 | 82 | 550 | 68.75 | 50000 | 8 | 1 | 12.63 | 12.63 | 14.8407 | 2020Q3 | https://shop.regencylighting.com/fixtures/downlight/led-retrofit-kits/led-rt4-550-827-70520.html | Regency Lighting | 2020 | Yes
LED Lighting | Downlight | TCP | True |  |  |  |  | Home / Fixtures / Downlight / LED Retrofit Kits / TCP - LED10DR430K Damp Location 10W LED Retrofit Downlight - 750 Lumens - Warm White (3000K) - 80 CRI - 35000 Hours - White TCP - LED10DR430K | 3000 | 80 | 750 | 75 | 35000 | 10 | 6 | 85.08 | 14.18 | 16.662 | 2020Q3 | https://shop.regencylighting.com/fixtures/downlight/led-retrofit-kits/led10dr430k-tcp.html | Regency Lighting | 2020 | Yes
LED Lighting | Downlight | TCP | True |  |  |  |  | Home / Fixtures / Downlight / LED Retrofit Kits / TCP - LED11DR5630K Indoor 11W LED Retrofit Downlight - 850 Lumens - Warm White (3000K) - 80 CRI - 35000 Hours - White TCP - LED11DR5630K | 3000 | 80 | 850 | 77.2727 | 35000 | 11 | 6 | 94.62 | 15.77 | 18.5304 | 2020Q3 | https://shop.regencylighting.com/fixtures/downlight/led-retrofit-kits/led11dr5630k-tcp.html | Regency Lighting | 2020 | Yes
LED Lighting | Downlight | Sylvania | True | Scene Controls, |  | G13 (Medium Bi-Pin) | G13 (Medium Bi-Pin) | Home / Fixtures / Downlight / LED Retrofit Kits / Sylvania - 73741 - LED13.5RT56RGBWLFY Smart + LED Recessed Downlight Kit; Dimmable; Color Temperature Tunable between 2700-6500 Kelvin; Suitable for Wet Locations; Fits Standard 5" or 6" Recessed Downlight FixturesRequires ZigBee Compatible Home Automation Hub (sold separately) 13.5W LED Resessed Downlight Kit - 820 Lumens - Warm White (2700K) - 90 CRI - 20000 hrs. - G13 (Medium Bi-Pin) - 120 to 130V Sylvania - 73741 - LED13.5RT56RGBWLFY | 2700 | 90 | 820 | 60.7407 | 20000 | 13.5 | 1 | 187.51 | 187.51 | 220.3315 | 2020Q3 | https://shop.regencylighting.com/fixtures/downlight/led-retrofit-kits/led13-5rt56rgbwlfy-73741.html | Regency Lighting | 2020 | No
LED Lighting | Downlight | TCP | True |  |  |  |  | Home / Fixtures / Downlight / LED Retrofit Kits / TCP - LED14DR5641K Damp Location 14W LED Retrofit Downlight - 1300 Lumens - Cool White (4100K) - 80 CRI - 35000 Hours - White TCP - LED14DR5641K | 4100 | 80 | 1300 | 92.8571 | 35000 | 14 | 6 | 101.34 | 16.89 | 19.8464 | 2020Q3 | https://shop.regencylighting.com/fixtures/downlight/led-retrofit-kits/led14dr5641k-tcp.html | Regency Lighting | 2020 | Yes
LED Lighting | Downlight | Sylvania | True |  |  |  |  | Home / Fixtures / Downlight / LED Retrofit Kits / Sylvania - 60698 - LEDMD61100930UNV Slim Profile 6" LED Microdisk; Remote Driver; 0-10V Dimming; 1" Thin Design Allows for Installation Directly Under Joists in New Construction or Remodel Construction; Wet Location Rated (Ceiling Only); Damp Location Rated (Ceiling and Wall); Energy Star Certified; California Title 24 Compliant 13W LED Downlight Kit - 1100 Lumens - Warm White (3000K) - 90 CRI Sylvania - 60698 - LEDMD61100930UNV | 3000 | 90 | 1100 | 84.6154 |  | 13 | 1 | 27.7 | 27.7 | 32.5486 | 2020Q3 | https://shop.regencylighting.com/fixtures/downlight/led-retrofit-kits/ledmd61100930unv-60698.html | Regency Lighting | 2020 | Yes
LED Lighting | Downlight | Sylvania | True |  |  | E26 (Medium) | E26 (Medium) | Home / Fixtures / Downlight / LED Retrofit Kits / Sylvania - 40626 - LEDRT4675940G2CEC Hi-Performance LED RT Screw-Based Baffle Reflector; Ideal for Retrofit Applications; Integrated White Trim, Baffle Reflector, Socket Adapter, and Airtight Ring; Phase-Cut Dimmable; Suitable for Indoor and Outdoor, Dry, Damp, and Wet Locations; Energy Star Rated; CEC Title 20 and Tital 24/JA8 Approved 8W LED Downlight Retrofit Kit - 675 Lumens - Cool White (4000K) - 92 CRI - 50000 hrs. - E26 (Medium) - White Sylvania - 40626 - LEDRT4675940G2CEC | 4000 | 92 | 675 | 84.375 | 50000 | 8 | 1 | 19.89 | 19.89 | 23.3715 | 2020Q3 | https://shop.regencylighting.com/fixtures/downlight/led-retrofit-kits/ledrt4675940g2cec-40626.html | Regency Lighting | 2020 | No
LED Lighting | Downlight | Sylvania | True | Daylighting/Photocell, |  |  |  | Home / Fixtures / Downlight / LED Retrofit Kits / Sylvania - 40631 - LEDRT56725950G2 LED Recessed Downlight Kit; Suitable for 5" and 6" Cans; Screw Based Lamp Replacement; Suitable for Wet Locations; Integrated White Trim, White Baffle Reflector, Socket Adapter, and Airtight Ring 8.5W LED Downlight Retrofit Kit - 900 Lumens - Daylight (5000K) - 92 CRI - 50000 hrs. - White Sylvania - 40631 - LEDRT56725950G2 | 5000 | 92 | 900 | 105.8824 | 50000 | 8.5 | 1 | 21.38 | 21.38 | 25.1223 | 2020Q3 | https://shop.regencylighting.com/fixtures/downlight/led-retrofit-kits/ledrt56725950g2-40631.html | Regency Lighting | 2020 | Yes
LED Lighting | Downlight | Sylania | True |  |  | E26 (Medium) | E26 (Medium) | Home / Fixtures / Downlight / LED Retrofit Kits / Sylania - 40630 - LEDRT56750940G2CEC LED Recessed Downlight Kit; Suitable for 5" and 6" Cans; Screw Based Lamp Replacement; Suitable for Wet Locations; Integrated White Trim, White Baffle Reflector, Socket Adapter, and Airtight Ring; Energy Star Rated; CEC Title 24 JA8 Listed 8.5W LED Downlight Retrofit Kit - 725 Lumens - Cool White (4000K) - 92 CRI - 50000 hrs. - E26 (Medium) - White Sylania - 40630 - LEDRT56750940G2CEC | 4000 | 92 | 725 | 85.2941 | 50000 | 8.5 | 1 | 21.38 | 21.38 | 25.1223 | 2020Q3 | https://shop.regencylighting.com/fixtures/downlight/led-retrofit-kits/ledrt56750940g2cec-40630.html | Regency Lighting | 2020 | No
LED Lighting | Downlight | Sylvania | True |  |  |  |  | Home / Fixtures / Downlight / LED Retrofit Kits / Sylvania - 60766 - LEDRT56R3A700ST930 LED Recessed Downlight Kit; Suitable for 5" and 6" Cans; CFL Pin-Based Replacement (13W Replacement); Suitable for Wet Locations; EMBB Ready; Phase-Cut Dimming; Energy Star Rated 9W LED Downlight Retrofit Kit - 700 Lumens - Warm White (3000K) - 90 CRI - 50000 hrs. - White Sylvania - 60766 - LEDRT56R3A700ST930 | 3000 | 90 | 700 | 77.7778 | 50000 | 9 | 1 | 42.97 | 42.97 | 50.4914 | 2020Q3 | https://shop.regencylighting.com/fixtures/downlight/led-retrofit-kits/ledrt56r3a700st930-60766.html | Regency Lighting | 2020 | Yes
LED Lighting | Downlight | Sylvania | True |  |  |  |  | Home / Fixtures / Downlight / LED Retrofit Kits / Sylvania - 60773 - LEDRT56R3A900UD940 Downlight LED Retrofit; New Construction or Retrofit Applications replacing Pin-Based CFL Lamps; 5/6" Compatible Can; Energy Star Listed LED Retrofit Downlight - 900 Lumens - Cool White (4000K) - 90 CRI - 50000 Hours - 120 to 277V (Universal) Sylvania - 60773 - LEDRT56R3A900UD940 | 4000 | 90 | 900 | 75 | 50000 | 12 | 2 | 93.66 | 46.83 | 55.0271 | 2020Q3 | https://shop.regencylighting.com/fixtures/downlight/led-retrofit-kits/ledrt56r3a900ud940-60773.html | Regency Lighting | 2020 | Yes
LED Lighting | Downlight | Sylvania | True |  |  |  |  | Home / Fixtures / Downlight / LED Retrofit Kits / Sylvania - 60776 - LEDRT6R3A1500UD935 6" Compatible Can; 0-10V Dimming; Suitable for Damp Locations: Energy Star Certified 17W LED Downlight Kit - 1500 Lumens - Neutral White (3500K) - 90 CRI - White Sylvania - 60776 - LEDRT6R3A1500UD935 | 3500 | 90 | 1500 | 88.2353 |  | 17 | 1 | 71.96 | 71.96 | 84.5558 | 2020Q3 | https://shop.regencylighting.com/fixtures/downlight/led-retrofit-kits/ledrt6r3a1500ud935-60776.html | Regency Lighting | 2020 | Yes
LED Lighting | Downlight | Sylvania | True |  |  |  |  | Home / Fixtures / Downlight / LED Retrofit Kits / Sylvania - 60781 - LEDRT8R3A2000UD940 8" Compatible Can; Round; Wet Location Rated; Energy Star Listed 23W LED Downlight - 2000 Lumens - Cool White (4000K) - 90 CRI - 50000 hrs. - 120 to 277V (Universal) Sylvania - 60781 - LEDRT8R3A2000UD940 | 4000 | 90 | 2000 | 86.9565 | 50000 | 23 | 1 | 90.33 | 90.33 | 106.1412 | 2020Q3 | https://shop.regencylighting.com/fixtures/downlight/led-retrofit-kits/ledrt8r3a2000ud940-60781.html | Regency Lighting | 2020 | Yes
LED Lighting | Downlight | Maxlite | True |  |  |  |  | Home / Fixtures / Downlight / LED Retrofit Kits / Maxlite - 1410028 - RCF61340W Recessed 6" Commercial Fixture; Mounts Directly in Ceiling (No Housing Required); Comes with 24" Power Whip; Damp Location Rated; Energy Star Rated 12.5W LED Downlight Retrofit - 1353 Lumens - Cool White (4000K) - 80 CRI - 50000 hrs. - White Maxlite - 1410028 - RCF61340W | 4000 | 80 | 1353 | 108.24 | 50000 | 12.5 | 1 | 36.87 | 36.87 | 43.3237 | 2020Q3 | https://shop.regencylighting.com/fixtures/downlight/led-retrofit-kits/rcf61340w-mxt.html | Regency Lighting | 2020 | Yes
LED Lighting | Downlight | Maxlite | True |  |  |  |  | Home / Fixtures / Downlight / LED Retrofit Kits / Maxlite - 1410030 - RCF61840W Recessed 6" Commercial Fixture; Mounts Directly in Ceiling (No Housing Required); Comes with 24" Power Whip; Damp Location Rated; Energy Star Rated 17W LED Downlight Retrofit - 1855 Lumens - Cool White (4000K) - 80 CRI - 50000 hrs. - White Maxlite - 1410030 - RCF61840W | 4000 | 80 | 1855 | 109.1176 | 50000 | 17 | 1 | 47.78 | 47.78 | 56.1433 | 2020Q3 | https://shop.regencylighting.com/fixtures/downlight/led-retrofit-kits/rcf61840w-mxt.html | Regency Lighting | 2020 | Yes
LED Lighting | Downlight | Maxlite | True |  |  |  |  | Home / Fixtures / Downlight / LED Retrofit Kits / Maxlite - 1410034 - RCF81840W Recessed 8" Commercial Fixture; Mounts Directly in Ceiling (No Housing Required); Comes with 24" Power Whip; Damp Location Rated; Energy Star Rated 17.2W LED Downlight Retrofit - 1956 Lumens - Cool White (4000K) - 80 CRI - 50000 hrs. - White Maxlite - 1410034 - RCF81840W | 4000 | 80 | 1956 | 113.7209 | 50000 | 17.2 | 1 | 47.7 | 47.7 | 56.0493 | 2020Q3 | https://shop.regencylighting.com/fixtures/downlight/led-retrofit-kits/rcf81840w-mxt.html | Regency Lighting | 2020 | Yes
LED Lighting | Downlight | Philips | True | Daylighting/Photocell, |  |  |  | Home / Fixtures / Downlight / LED Retrofit Kits / Philips - 800060 - RECESSED 5/6 INCH 5000K E26 US UL Wet design suitable for both indoor and outdoor applications. This lamp is Energy Star Certified. 11W LED Retrofit Downlight - 800 Lumens - Daylight (5000K) - 83 CRI - 45000 Hours Philips - 800060 - RECESSED 5/6 INCH 5000K E26 US | 5000 | 83 | 800 | 72.7273 | 45000 | 11 | 1 | 33 | 33 | 38.7763 | 2020Q3 | https://shop.regencylighting.com/fixtures/downlight/led-retrofit-kits/recessed-5-6-inch-5000k-e26-us-80006-0.html | Regency Lighting | 2020 | Yes
LED Lighting | Downlight | Maxlite | True |  |  |  |  | Home / Fixtures / Downlight / LED Retrofit Kits / Maxlite - RR-409U-40W 120-277V Universal Power Supply; High Lumen Transmission and Diffusing for Even Illumination; Supplied with E26 Base Adapter; L70 Lumen Maintenance of 50000 Hour 9W LED Retrofit Downlight - 720 Lumens - Cool White (4000K) - 80 CRI - 50000 Hours - White Maxlite - RR-409U-40W | 4000 | 80 | 720 | 80 | 50000 | 9 | 1 | 36.87 | 36.87 | 43.3237 | 2020Q3 | https://shop.regencylighting.com/fixtures/downlight/led-retrofit-kits/rr-409u-40w-mxt.html | Regency Lighting | 2020 | Yes
LED Lighting | Downlight | Maxlite | True |  |  |  |  | Home / Fixtures / Downlight / LED Retrofit Kits / Maxlite - 102383 - RR-613U-30W 120-277V Universal Power Supply; High Lumen Transmission and Diffusing for Even Illumination; Supplied with E26 Base Adapter; L70 Lumen Maintenance of 50000 Hour 13W LED Retrofit Downlight - 1110 Lumens - Warm White (3000K) - 80 CRI - 50000 Hours - White Maxlite - 102383 - RR-613U-30W | 3000 | 80 | 1110 | 85.3846 | 50000 | 13 | 1 | 45.68 | 45.68 | 53.6758 | 2020Q3 | https://shop.regencylighting.com/fixtures/downlight/led-retrofit-kits/rr-613u-30w-mxt.html | Regency Lighting | 2020 | Yes
LED Lighting | Downlight | Maxlite | True |  |  |  |  | Home / Fixtures / Downlight / LED Retrofit Kits / Maxlite - 107286 - RR-613U-40W 120-277V Universal Power Supply; High Lumen Transmission and Diffusing for Even Illumination; Supplied with E26 Base Adapter; L70 Lumen Maintenance of 50000 Hour 13W LED Retrofit Downlight - 1180 Lumens - Cool White (4000K) - 80 CRI - 50000 Hours - White Maxlite - 107286 - RR-613U-40W | 4000 | 80 | 1180 | 90.7692 | 50000 | 13 | 1 | 45.68 | 45.68 | 53.6758 | 2020Q3 | https://shop.regencylighting.com/fixtures/downlight/led-retrofit-kits/rr-613u-40w-mxt.html | Regency Lighting | 2020 | Yes
LED Lighting | Downlight | Maxlite | True | Daylighting/Photocell, |  |  |  | Home / Fixtures / Downlight / LED Retrofit Kits / Maxlite - 107288 - RR-613U-50W 120-277V Universal Power Supply; High Lumen Transmission and Diffusing for Even Illumination; Supplied with E26 Base Adapter; L70 Lumen Maintenance of 50000 Hour 13W LED Retrofit Downlight - 1250 Lumens - Daylight (5000K) - 80 CRI - 50000 Hours - White Maxlite - 107288 - RR-613U-50W | 5000 | 80 | 1250 | 96.1538 | 50000 | 13 | 1 | 45.68 | 45.68 | 53.6758 | 2020Q3 | https://shop.regencylighting.com/fixtures/downlight/led-retrofit-kits/rr-613u-50w-mxt.html | Regency Lighting | 2020 | Yes
LED Lighting | Downlight | Maxlite | True |  |  |  |  | Home / Fixtures / Downlight / LED Retrofit Kits / Maxlite - 107310 - RR61130W-L7 High Lumen Transmission and Diffusing for Even Illumination, Supplied with E26 Base Adapter, Five Year Limited Warranty, Suitable for Wet Locations 11W LED Retrofit Downlight - 900 Lumens - Warm White (3000K) - 80 CRI - 36000 Hours - White Maxlite - 107310 - RR61130W-L7 | 3000 | 80 | 900 | 81.8182 | 36000 | 11 | 1 | 12.45 | 12.45 | 14.6292 | 2020Q3 | https://shop.regencylighting.com/fixtures/downlight/led-retrofit-kits/rr61130w-l7-mxt.html | Regency Lighting | 2020 | Yes
LED Lighting | Downlight | Maxlite | True |  |  |  |  | Home / Fixtures / Downlight / LED Retrofit Kits / Maxlite - 95336 - RRECO61840W Universal Voltage (120-277); Mounts into Existing Recessed Frame; Five year Limited Warranty; Dimmable to 10% (120v only) 17.9W LED Retrofit Downlight - 1505 Lumens - Cool White (4000K) - 80 CRI - 50000 Hours - White Maxlite - 95336 - RRECO61840W | 4000 | 80 | 1505 | 84.0782 | 50000 | 17.9 | 1 | 99.58 | 99.58 | 117.0103 | 2020Q3 | https://shop.regencylighting.com/fixtures/downlight/led-retrofit-kits/rreco61840w-mxt.html | Regency Lighting | 2020 | Yes
LED Lighting | Downlight | Maxlite | True |  |  |  |  | Home / Fixtures / Downlight / LED Retrofit Kits / Maxlite - 95364 - RRECO62730W Universal Voltage (120-277); Mounts into Existing Recessed Frame; Five year Limited Warranty; Dimmable to 10% (120v only) 26.5W LED Retrofit Downlight - 2010 Lumens - Warm White (3000K) - 80 CRI - 50000 Hours - White Maxlite - 95364 - RRECO62730W | 3000 | 80 | 2010 | 75.8491 | 50000 | 26.5 | 1 | 82.35 | 82.35 | 96.7644 | 2020Q3 | https://shop.regencylighting.com/fixtures/downlight/led-retrofit-kits/rreco62730w-mxt.html | Regency Lighting | 2020 | Yes
LED Lighting | Downlight | Maxlite | True |  |  |  |  | Home / Fixtures / Downlight / LED Retrofit Kits / Maxlite - 96864 - RRECO82330W Universal Voltage (120-277); Mounts into Existing Recessed Frame; Five year Limited Warranty; Dimmable to 10% (120v only) 22.4W LED Retrofit Downlight - 1680 Lumens - Warm White (3000K) - 80 CRI - 50000 Hours - White Maxlite - 96864 - RRECO82330W | 3000 | 80 | 1680 | 75 | 50000 | 22.4 | 1 | 84.26 | 84.26 | 99.0088 | 2020Q3 | https://shop.regencylighting.com/fixtures/downlight/led-retrofit-kits/rreco82330w-mxt.html | Regency Lighting | 2020 | Yes
LED Lighting | Downlight | Maxlite | True |  |  |  |  | Home / Fixtures / Downlight / LED Retrofit Kits / Maxlite - 96867 - RRECO82340W Universal Voltage (120-277); Mounts into Existing Recessed Frame; Five year Limited Warranty; Dimmable to 10% (120v only) 21.9W LED Retrofit Downlight - 1690 Lumens - Cool White (4000K) - 80 CRI - 50000 Hours - White Maxlite - 96867 - RRECO82340W | 4000 | 80 | 1690 | 77.1689 | 50000 | 21.9 | 1 | 107.24 | 107.24 | 126.0111 | 2020Q3 | https://shop.regencylighting.com/fixtures/downlight/led-retrofit-kits/rreco82340w-mxt.html | Regency Lighting | 2020 | Yes
LED Lighting | Downlight | Maxlite | True |  |  |  |  | Home / Fixtures / Downlight / LED Retrofit Kits / Maxlite - 95375 - RRECO84040W Universal Voltage (120-277); Mounts into Existing Recessed Frame; Five year Limited Warranty; Dimmable to 10% (120v only) 38.6W LED Retrofit Downlight - 3300 Lumens - Cool White (4000K) - 80 CRI - 50000 Hours - White Maxlite - 95375 - RRECO84040W | 4000 | 80 | 3300 | 85.4922 | 50000 | 38.6 | 1 | 99.58 | 99.58 | 117.0103 | 2020Q3 | https://shop.regencylighting.com/fixtures/downlight/led-retrofit-kits/rreco84040w-mxt.html | Regency Lighting | 2020 | Yes
LED Lighting | Downlight | Sylvania | True |  |  |  |  | Home / Fixtures / Downlight / LED Retrofit Kits / Sylvania - 60748 - RTSL6R1A1200/1500UD930 Selectable Downlight; For Both New Construction and Retrofit Applications where Pin-Based CFL Lamps were previously used; Lumen Selectable Light; 14.5 or 18 Watt; 12000 or 1500 Lumens; Energy Star Listed; Made to Order LED Downlight Retrofit Kit - Warm White (3000K) - 90 CRI - 50000 hrs. - White Sylvania - 60748 - RTSL6R1A1200/1500UD930 | 3000 | 90 | 1500 | 83.3333 | 50000 | 18 | 1 | 63.11 | 63.11 | 74.1567 | 2020Q3 | https://shop.regencylighting.com/fixtures/downlight/led-retrofit-kits/rtsl6r1a1200-1500ud930-60748.html | Regency Lighting | 2020 | Yes
LED Lighting | Downlight | Sylvania | True |  |  |  |  | Home / Fixtures / Downlight / Sylvania - 74404 - LED/RT/5/6/625/827 Airtight and Non IC Incandescent Downlights Housing 10W LED Retrofit Downlight - 625 Lumens - Warm White (2700K) - 82 CRI - 11000 Hours Sylvania - 74404 - LED/RT/5/6/625/827 | 2700 | 82 | 625 | 62.5 | 11000 | 10 | 4 | 68.16 | 17.04 | 20.0227 | 2020Q3 | https://shop.regencylighting.com/fixtures/downlight/led-rt-5-6-625-827-74404.html | Regency Lighting | 2020 | Yes
LED Lighting | Downlight | Sylvania | True |  |  |  |  | Home / Fixtures / Downlight / Sylvania - 74406 - LED/RT/5/6/625/840 Airtight and Non IC Incandescent Downlights Housing 10W LED Retrofit Downlight - 625 Lumens - Cool White (4000K) - 82 CRI - 11000 Hours Sylvania - 74406 - LED/RT/5/6/625/840 | 4000 | 82 | 625 | 62.5 | 11000 | 10 | 4 | 68.16 | 17.04 | 20.0227 | 2020Q3 | https://shop.regencylighting.com/fixtures/downlight/led-rt-5-6-625-840-74406.html | Regency Lighting | 2020 | Yes
LED Lighting | Downlight | Sylvania | True |  |  |  |  | Home / Fixtures / Downlight / Sylvania - 70520 - LED/RT4/550/827 Integrated White Trim 8W LED Retrofit Downlight - 550 Lumens - Warm White (2700K) - 82 CRI - 50000 Hours Sylvania - 70520 - LED/RT4/550/827 | 2700 | 82 | 550 | 68.75 | 50000 | 8 | 1 | 12.63 | 12.63 | 14.8407 | 2020Q3 | https://shop.regencylighting.com/fixtures/downlight/led-rt4-550-827-70520.html | Regency Lighting | 2020 | Yes
LED Lighting | Downlight | TCP | True |  |  |  |  | Home / Fixtures / Downlight / TCP - LED10DR430K Damp Location 10W LED Retrofit Downlight - 750 Lumens - Warm White (3000K) - 80 CRI - 35000 Hours - White TCP - LED10DR430K | 3000 | 80 | 750 | 75 | 35000 | 10 | 6 | 85.08 | 14.18 | 16.662 | 2020Q3 | https://shop.regencylighting.com/fixtures/downlight/led10dr430k-tcp.html | Regency Lighting | 2020 | Yes
LED Lighting | Downlight | TCP | True |  |  |  |  | Home / Fixtures / Downlight / TCP - LED11DR5630K Indoor 11W LED Retrofit Downlight - 850 Lumens - Warm White (3000K) - 80 CRI - 35000 Hours - White TCP - LED11DR5630K | 3000 | 80 | 850 | 77.2727 | 35000 | 11 | 6 | 94.62 | 15.77 | 18.5304 | 2020Q3 | https://shop.regencylighting.com/fixtures/downlight/led11dr5630k-tcp.html | Regency Lighting | 2020 | Yes
LED Lighting | Downlight | Sylvania | True | Scene Controls, |  | G13 (Medium Bi-Pin) | G13 (Medium Bi-Pin) | Home / Fixtures / Downlight / Sylvania - 73741 - LED13.5RT56RGBWLFY Smart + LED Recessed Downlight Kit; Dimmable; Color Temperature Tunable between 2700-6500 Kelvin; Suitable for Wet Locations; Fits Standard 5" or 6" Recessed Downlight FixturesRequires ZigBee Compatible Home Automation Hub (sold separately) 13.5W LED Resessed Downlight Kit - 820 Lumens - Warm White (2700K) - 90 CRI - 20000 hrs. - G13 (Medium Bi-Pin) - 120 to 130V Sylvania - 73741 - LED13.5RT56RGBWLFY | 2700 | 90 | 820 | 60.7407 | 20000 | 13.5 | 1 | 187.51 | 187.51 | 220.3315 | 2020Q3 | https://shop.regencylighting.com/fixtures/downlight/led13-5rt56rgbwlfy-73741.html | Regency Lighting | 2020 | No
LED Lighting | Downlight | TCP | True |  |  |  |  | Home / Fixtures / Downlight / TCP - LED14DR5641K Damp Location 14W LED Retrofit Downlight - 1300 Lumens - Cool White (4100K) - 80 CRI - 35000 Hours - White TCP - LED14DR5641K | 4100 | 80 | 1300 | 92.8571 | 35000 | 14 | 6 | 101.34 | 16.89 | 19.8464 | 2020Q3 | https://shop.regencylighting.com/fixtures/downlight/led14dr5641k-tcp.html | Regency Lighting | 2020 | Yes
LED Lighting | Downlight | Sylvania | True |  |  |  |  | Home / Fixtures / Downlight / Sylvania - 60698 - LEDMD61100930UNV Slim Profile 6" LED Microdisk; Remote Driver; 0-10V Dimming; 1" Thin Design Allows for Installation Directly Under Joists in New Construction or Remodel Construction; Wet Location Rated (Ceiling Only); Damp Location Rated (Ceiling and Wall); Energy Star Certified; California Title 24 Compliant 13W LED Downlight Kit - 1100 Lumens - Warm White (3000K) - 90 CRI Sylvania - 60698 - LEDMD61100930UNV | 3000 | 90 | 1100 | 84.6154 |  | 13 | 1 | 27.7 | 27.7 | 32.5486 | 2020Q3 | https://shop.regencylighting.com/fixtures/downlight/ledmd61100930unv-60698.html | Regency Lighting | 2020 | Yes
LED Lighting | Downlight | Sylvania | True |  |  | E26 (Medium) | E26 (Medium) | Home / Fixtures / Downlight / Sylvania - 40626 - LEDRT4675940G2CEC Hi-Performance LED RT Screw-Based Baffle Reflector; Ideal for Retrofit Applications; Integrated White Trim, Baffle Reflector, Socket Adapter, and Airtight Ring; Phase-Cut Dimmable; Suitable for Indoor and Outdoor, Dry, Damp, and Wet Locations; Energy Star Rated; CEC Title 20 and Tital 24/JA8 Approved 8W LED Downlight Retrofit Kit - 675 Lumens - Cool White (4000K) - 92 CRI - 50000 hrs. - E26 (Medium) - White Sylvania - 40626 - LEDRT4675940G2CEC | 4000 | 92 | 675 | 84.375 | 50000 | 8 | 1 | 19.89 | 19.89 | 23.3715 | 2020Q3 | https://shop.regencylighting.com/fixtures/downlight/ledrt4675940g2cec-40626.html | Regency Lighting | 2020 | No
LED Lighting | Downlight | Sylvania | True | Daylighting/Photocell, |  |  |  | Home / Fixtures / Downlight / Sylvania - 40631 - LEDRT56725950G2 LED Recessed Downlight Kit; Suitable for 5" and 6" Cans; Screw Based Lamp Replacement; Suitable for Wet Locations; Integrated White Trim, White Baffle Reflector, Socket Adapter, and Airtight Ring 8.5W LED Downlight Retrofit Kit - 900 Lumens - Daylight (5000K) - 92 CRI - 50000 hrs. - White Sylvania - 40631 - LEDRT56725950G2 | 5000 | 92 | 900 | 105.8824 | 50000 | 8.5 | 1 | 21.38 | 21.38 | 25.1223 | 2020Q3 | https://shop.regencylighting.com/fixtures/downlight/ledrt56725950g2-40631.html | Regency Lighting | 2020 | Yes
LED Lighting | Downlight | Sylania | True |  |  | E26 (Medium) | E26 (Medium) | Home / Fixtures / Downlight / Sylania - 40630 - LEDRT56750940G2CEC LED Recessed Downlight Kit; Suitable for 5" and 6" Cans; Screw Based Lamp Replacement; Suitable for Wet Locations; Integrated White Trim, White Baffle Reflector, Socket Adapter, and Airtight Ring; Energy Star Rated; CEC Title 24 JA8 Listed 8.5W LED Downlight Retrofit Kit - 725 Lumens - Cool White (4000K) - 92 CRI - 50000 hrs. - E26 (Medium) - White Sylania - 40630 - LEDRT56750940G2CEC | 4000 | 92 | 725 | 85.2941 | 50000 | 8.5 | 1 | 21.38 | 21.38 | 25.1223 | 2020Q3 | https://shop.regencylighting.com/fixtures/downlight/ledrt56750940g2cec-40630.html | Regency Lighting | 2020 | No
LED Lighting | Downlight | Sylvania | True |  |  |  |  | Home / Fixtures / Downlight / Sylvania - 60766 - LEDRT56R3A700ST930 LED Recessed Downlight Kit; Suitable for 5" and 6" Cans; CFL Pin-Based Replacement (13W Replacement); Suitable for Wet Locations; EMBB Ready; Phase-Cut Dimming; Energy Star Rated 9W LED Downlight Retrofit Kit - 700 Lumens - Warm White (3000K) - 90 CRI - 50000 hrs. - White Sylvania - 60766 - LEDRT56R3A700ST930 | 3000 | 90 | 700 | 77.7778 | 50000 | 9 | 1 | 42.97 | 42.97 | 50.4914 | 2020Q3 | https://shop.regencylighting.com/fixtures/downlight/ledrt56r3a700st930-60766.html | Regency Lighting | 2020 | Yes
LED Lighting | Downlight | Sylvania | True |  |  |  |  | Home / Fixtures / Downlight / Sylvania - 60773 - LEDRT56R3A900UD940 Downlight LED Retrofit; New Construction or Retrofit Applications replacing Pin-Based CFL Lamps; 5/6" Compatible Can; Energy Star Listed LED Retrofit Downlight - 900 Lumens - Cool White (4000K) - 90 CRI - 50000 Hours - 120 to 277V (Universal) Sylvania - 60773 - LEDRT56R3A900UD940 | 4000 | 90 | 900 | 75 | 50000 | 12 | 2 | 93.66 | 46.83 | 55.0271 | 2020Q3 | https://shop.regencylighting.com/fixtures/downlight/ledrt56r3a900ud940-60773.html | Regency Lighting | 2020 | Yes
LED Lighting | Downlight | Sylvania | True |  |  |  |  | Home / Fixtures / Downlight / Sylvania - 60776 - LEDRT6R3A1500UD935 6" Compatible Can; 0-10V Dimming; Suitable for Damp Locations: Energy Star Certified 17W LED Downlight Kit - 1500 Lumens - Neutral White (3500K) - 90 CRI - White Sylvania - 60776 - LEDRT6R3A1500UD935 | 3500 | 90 | 1500 | 88.2353 |  | 17 | 1 | 71.96 | 71.96 | 84.5558 | 2020Q3 | https://shop.regencylighting.com/fixtures/downlight/ledrt6r3a1500ud935-60776.html | Regency Lighting | 2020 | Yes
LED Lighting | Downlight | Sylvania | True |  |  |  |  | Home / Fixtures / Downlight / Sylvania - 60781 - LEDRT8R3A2000UD940 8" Compatible Can; Round; Wet Location Rated; Energy Star Listed 23W LED Downlight - 2000 Lumens - Cool White (4000K) - 90 CRI - 50000 hrs. - 120 to 277V (Universal) Sylvania - 60781 - LEDRT8R3A2000UD940 | 4000 | 90 | 2000 | 86.9565 | 50000 | 23 | 1 | 90.33 | 90.33 | 106.1412 | 2020Q3 | https://shop.regencylighting.com/fixtures/downlight/ledrt8r3a2000ud940-60781.html | Regency Lighting | 2020 | Yes
LED Lighting | Downlight | Maxlite | True |  |  |  |  | Home / Fixtures / Downlight / Maxlite - 1410028 - RCF61340W Recessed 6" Commercial Fixture; Mounts Directly in Ceiling (No Housing Required); Comes with 24" Power Whip; Damp Location Rated; Energy Star Rated 12.5W LED Downlight Retrofit - 1353 Lumens - Cool White (4000K) - 80 CRI - 50000 hrs. - White Maxlite - 1410028 - RCF61340W | 4000 | 80 | 1353 | 108.24 | 50000 | 12.5 | 1 | 36.87 | 36.87 | 43.3237 | 2020Q3 | https://shop.regencylighting.com/fixtures/downlight/rcf61340w-mxt.html | Regency Lighting | 2020 | Yes
LED Lighting | Downlight | Maxlite | True |  |  |  |  | Home / Fixtures / Downlight / Maxlite - 1410030 - RCF61840W Recessed 6" Commercial Fixture; Mounts Directly in Ceiling (No Housing Required); Comes with 24" Power Whip; Damp Location Rated; Energy Star Rated 17W LED Downlight Retrofit - 1855 Lumens - Cool White (4000K) - 80 CRI - 50000 hrs. - White Maxlite - 1410030 - RCF61840W | 4000 | 80 | 1855 | 109.1176 | 50000 | 17 | 1 | 47.78 | 47.78 | 56.1433 | 2020Q3 | https://shop.regencylighting.com/fixtures/downlight/rcf61840w-mxt.html | Regency Lighting | 2020 | Yes
LED Lighting | Downlight | Maxlite | True |  |  |  |  | Home / Fixtures / Downlight / Maxlite - 1410034 - RCF81840W Recessed 8" Commercial Fixture; Mounts Directly in Ceiling (No Housing Required); Comes with 24" Power Whip; Damp Location Rated; Energy Star Rated 17.2W LED Downlight Retrofit - 1956 Lumens - Cool White (4000K) - 80 CRI - 50000 hrs. - White Maxlite - 1410034 - RCF81840W | 4000 | 80 | 1956 | 113.7209 | 50000 | 17.2 | 1 | 47.7 | 47.7 | 56.0493 | 2020Q3 | https://shop.regencylighting.com/fixtures/downlight/rcf81840w-mxt.html | Regency Lighting | 2020 | Yes
LED Lighting | Downlight | Philips | True | Daylighting/Photocell, |  |  |  | Home / Fixtures / Downlight / Philips - 800060 - RECESSED 5/6 INCH 5000K E26 US UL Wet design suitable for both indoor and outdoor applications. This lamp is Energy Star Certified. 11W LED Retrofit Downlight - 800 Lumens - Daylight (5000K) - 83 CRI - 45000 Hours Philips - 800060 - RECESSED 5/6 INCH 5000K E26 US | 5000 | 83 | 800 | 72.7273 | 45000 | 11 | 1 | 33 | 33 | 38.7763 | 2020Q3 | https://shop.regencylighting.com/fixtures/downlight/recessed-5-6-inch-5000k-e26-us-80006-0.html | Regency Lighting | 2020 | Yes
LED Lighting | Downlight | Elite Lighting | True |  |  |  |  | Home / Fixtures / Downlight / Reflectors / Elite Lighting - RL428-650L-DIMTR-120-30K-W-WH 4" LED Retrofit Module; Wet Location Rated; Energy Star Certified; T24 Approved 10W LED Retrofit Dowlight - 650 Lumens - Warm White (3000K) - 50000 Hours - White Elite Lighting - RL428-650L-DIMTR-120-30K-W-WH | 3000 |  | 650 | 65 | 50000 | 10 | 1 | 23.73 | 23.73 | 27.8837 | 2020Q3 | https://shop.regencylighting.com/fixtures/downlight/reflectors/rl428-650l-dimtr-120-30k-w-wh-elt.html | Regency Lighting | 2020 | Yes
LED Lighting | Downlight | Elite Lighting | True |  |  |  |  | Home / Fixtures / Downlight / Reflectors / Elite Lighting - RL628-950L-DIMTR-120-30K-W-WH 5" and 6" LED Retrofit Module; Wet Location Rated; Energy Star Certified; T24 Approved 14W LED Retrofit Dowlight - 950 Lumens - Warm White (3000K) - 50000 Hours - White Elite Lighting - RL628-950L-DIMTR-120-30K-W-WH | 3000 |  | 950 | 67.8571 | 50000 | 14 | 1 | 23.73 | 23.73 | 27.8837 | 2020Q3 | https://shop.regencylighting.com/fixtures/downlight/reflectors/rl628-950l-dimtr-120-30k-w-wh-elt.html | Regency Lighting | 2020 | Yes
LED Lighting | Downlight | Elite Lighting | True |  |  |  |  | Home / Fixtures / Downlight / Reflectors / Elite Lighting - RL631-960L-DIMTR-120-30K-W-WH 6" LED Retrofit Baffle Lighting Module; Wet Location Rated; Energy Star Certified; T24 Approved 15W LED Retrofit Dowlight - 960 Lumens - Warm White (3000K) - 50000 Hours - White Elite Lighting - RL631-960L-DIMTR-120-30K-W-WH | 3000 |  | 960 | 64 | 50000 | 15 | 1 | 23.73 | 23.73 | 27.8837 | 2020Q3 | https://shop.regencylighting.com/fixtures/downlight/reflectors/rl631-960l-dimtr-120-30k-w-wh-elt.html | Regency Lighting | 2020 | Yes
LED Lighting | Downlight | Elite Lighting | True |  |  |  |  | Home / Fixtures / Downlight / Elite Lighting - RL428-650L-DIMTR-120-30K-W-WH 4" LED Retrofit Module; Wet Location Rated; Energy Star Certified; T24 Approved 10W LED Retrofit Dowlight - 650 Lumens - Warm White (3000K) - 50000 Hours - White Elite Lighting - RL428-650L-DIMTR-120-30K-W-WH | 3000 |  | 650 | 65 | 50000 | 10 | 1 | 23.73 | 23.73 | 27.8837 | 2020Q3 | https://shop.regencylighting.com/fixtures/downlight/rl428-650l-dimtr-120-30k-w-wh-elt.html | Regency Lighting | 2020 | Yes
LED Lighting | Downlight | Elite Lighting | True |  |  |  |  | Home / Fixtures / Downlight / Elite Lighting - RL628-950L-DIMTR-120-30K-W-WH 5" and 6" LED Retrofit Module; Wet Location Rated; Energy Star Certified; T24 Approved 14W LED Retrofit Dowlight - 950 Lumens - Warm White (3000K) - 50000 Hours - White Elite Lighting - RL628-950L-DIMTR-120-30K-W-WH | 3000 |  | 950 | 67.8571 | 50000 | 14 | 1 | 23.73 | 23.73 | 27.8837 | 2020Q3 | https://shop.regencylighting.com/fixtures/downlight/rl628-950l-dimtr-120-30k-w-wh-elt.html | Regency Lighting | 2020 | Yes
LED Lighting | Downlight | Elite Lighting | True |  |  |  |  | Home / Fixtures / Downlight / Elite Lighting - RL631-960L-DIMTR-120-30K-W-WH 6" LED Retrofit Baffle Lighting Module; Wet Location Rated; Energy Star Certified; T24 Approved 15W LED Retrofit Dowlight - 960 Lumens - Warm White (3000K) - 50000 Hours - White Elite Lighting - RL631-960L-DIMTR-120-30K-W-WH | 3000 |  | 960 | 64 | 50000 | 15 | 1 | 23.73 | 23.73 | 27.8837 | 2020Q3 | https://shop.regencylighting.com/fixtures/downlight/rl631-960l-dimtr-120-30k-w-wh-elt.html | Regency Lighting | 2020 | Yes
LED Lighting | Downlight | Maxlite | True |  |  |  |  | Home / Fixtures / Downlight / Maxlite - RR-409U-40W 120-277V Universal Power Supply; High Lumen Transmission and Diffusing for Even Illumination; Supplied with E26 Base Adapter; L70 Lumen Maintenance of 50000 Hour 9W LED Retrofit Downlight - 720 Lumens - Cool White (4000K) - 80 CRI - 50000 Hours - White Maxlite - RR-409U-40W | 4000 | 80 | 720 | 80 | 50000 | 9 | 1 | 36.87 | 36.87 | 43.3237 | 2020Q3 | https://shop.regencylighting.com/fixtures/downlight/rr-409u-40w-mxt.html | Regency Lighting | 2020 | Yes
LED Lighting | Downlight | Maxlite | True |  |  |  |  | Home / Fixtures / Downlight / Maxlite - 102383 - RR-613U-30W 120-277V Universal Power Supply; High Lumen Transmission and Diffusing for Even Illumination; Supplied with E26 Base Adapter; L70 Lumen Maintenance of 50000 Hour 13W LED Retrofit Downlight - 1110 Lumens - Warm White (3000K) - 80 CRI - 50000 Hours - White Maxlite - 102383 - RR-613U-30W | 3000 | 80 | 1110 | 85.3846 | 50000 | 13 | 1 | 45.68 | 45.68 | 53.6758 | 2020Q3 | https://shop.regencylighting.com/fixtures/downlight/rr-613u-30w-mxt.html | Regency Lighting | 2020 | Yes
LED Lighting | Downlight | Maxlite | True |  |  |  |  | Home / Fixtures / Downlight / Maxlite - 107286 - RR-613U-40W 120-277V Universal Power Supply; High Lumen Transmission and Diffusing for Even Illumination; Supplied with E26 Base Adapter; L70 Lumen Maintenance of 50000 Hour 13W LED Retrofit Downlight - 1180 Lumens - Cool White (4000K) - 80 CRI - 50000 Hours - White Maxlite - 107286 - RR-613U-40W | 4000 | 80 | 1180 | 90.7692 | 50000 | 13 | 1 | 45.68 | 45.68 | 53.6758 | 2020Q3 | https://shop.regencylighting.com/fixtures/downlight/rr-613u-40w-mxt.html | Regency Lighting | 2020 | Yes
LED Lighting | Downlight | Maxlite | True | Daylighting/Photocell, |  |  |  | Home / Fixtures / Downlight / Maxlite - 107288 - RR-613U-50W 120-277V Universal Power Supply; High Lumen Transmission and Diffusing for Even Illumination; Supplied with E26 Base Adapter; L70 Lumen Maintenance of 50000 Hour 13W LED Retrofit Downlight - 1250 Lumens - Daylight (5000K) - 80 CRI - 50000 Hours - White Maxlite - 107288 - RR-613U-50W | 5000 | 80 | 1250 | 96.1538 | 50000 | 13 | 1 | 45.68 | 45.68 | 53.6758 | 2020Q3 | https://shop.regencylighting.com/fixtures/downlight/rr-613u-50w-mxt.html | Regency Lighting | 2020 | Yes
LED Lighting | Downlight | Maxlite | True |  |  |  |  | Home / Fixtures / Downlight / Maxlite - 107310 - RR61130W-L7 High Lumen Transmission and Diffusing for Even Illumination, Supplied with E26 Base Adapter, Five Year Limited Warranty, Suitable for Wet Locations 11W LED Retrofit Downlight - 900 Lumens - Warm White (3000K) - 80 CRI - 36000 Hours - White Maxlite - 107310 - RR61130W-L7 | 3000 | 80 | 900 | 81.8182 | 36000 | 11 | 1 | 12.45 | 12.45 | 14.6292 | 2020Q3 | https://shop.regencylighting.com/fixtures/downlight/rr61130w-l7-mxt.html | Regency Lighting | 2020 | Yes
LED Lighting | Downlight | Maxlite | True |  |  |  |  | Home / Fixtures / Downlight / Maxlite - 95336 - RRECO61840W Universal Voltage (120-277); Mounts into Existing Recessed Frame; Five year Limited Warranty; Dimmable to 10% (120v only) 17.9W LED Retrofit Downlight - 1505 Lumens - Cool White (4000K) - 80 CRI - 50000 Hours - White Maxlite - 95336 - RRECO61840W | 4000 | 80 | 1505 | 84.0782 | 50000 | 17.9 | 1 | 99.58 | 99.58 | 117.0103 | 2020Q3 | https://shop.regencylighting.com/fixtures/downlight/rreco61840w-mxt.html | Regency Lighting | 2020 | Yes
LED Lighting | Downlight | Maxlite | True |  |  |  |  | Home / Fixtures / Downlight / Maxlite - 95364 - RRECO62730W Universal Voltage (120-277); Mounts into Existing Recessed Frame; Five year Limited Warranty; Dimmable to 10% (120v only) 26.5W LED Retrofit Downlight - 2010 Lumens - Warm White (3000K) - 80 CRI - 50000 Hours - White Maxlite - 95364 - RRECO62730W | 3000 | 80 | 2010 | 75.8491 | 50000 | 26.5 | 1 | 82.35 | 82.35 | 96.7644 | 2020Q3 | https://shop.regencylighting.com/fixtures/downlight/rreco62730w-mxt.html | Regency Lighting | 2020 | Yes
LED Lighting | Downlight | Maxlite | True |  |  |  |  | Home / Fixtures / Downlight / Maxlite - 96864 - RRECO82330W Universal Voltage (120-277); Mounts into Existing Recessed Frame; Five year Limited Warranty; Dimmable to 10% (120v only) 22.4W LED Retrofit Downlight - 1680 Lumens - Warm White (3000K) - 80 CRI - 50000 Hours - White Maxlite - 96864 - RRECO82330W | 3000 | 80 | 1680 | 75 | 50000 | 22.4 | 1 | 84.26 | 84.26 | 99.0088 | 2020Q3 | https://shop.regencylighting.com/fixtures/downlight/rreco82330w-mxt.html | Regency Lighting | 2020 | Yes
LED Lighting | Downlight | Maxlite | True |  |  |  |  | Home / Fixtures / Downlight / Maxlite - 96867 - RRECO82340W Universal Voltage (120-277); Mounts into Existing Recessed Frame; Five year Limited Warranty; Dimmable to 10% (120v only) 21.9W LED Retrofit Downlight - 1690 Lumens - Cool White (4000K) - 80 CRI - 50000 Hours - White Maxlite - 96867 - RRECO82340W | 4000 | 80 | 1690 | 77.1689 | 50000 | 21.9 | 1 | 107.24 | 107.24 | 126.0111 | 2020Q3 | https://shop.regencylighting.com/fixtures/downlight/rreco82340w-mxt.html | Regency Lighting | 2020 | Yes
LED Lighting | Downlight | Maxlite | True |  |  |  |  | Home / Fixtures / Downlight / Maxlite - 95375 - RRECO84040W Universal Voltage (120-277); Mounts into Existing Recessed Frame; Five year Limited Warranty; Dimmable to 10% (120v only) 38.6W LED Retrofit Downlight - 3300 Lumens - Cool White (4000K) - 80 CRI - 50000 Hours - White Maxlite - 95375 - RRECO84040W | 4000 | 80 | 3300 | 85.4922 | 50000 | 38.6 | 1 | 99.58 | 99.58 | 117.0103 | 2020Q3 | https://shop.regencylighting.com/fixtures/downlight/rreco84040w-mxt.html | Regency Lighting | 2020 | Yes
LED Lighting | Downlight | Sylvania | True |  |  |  |  | Home / Fixtures / Downlight / Sylvania - 60748 - RTSL6R1A1200/1500UD930 Selectable Downlight; For Both New Construction and Retrofit Applications where Pin-Based CFL Lamps were previously used; Lumen Selectable Light; 14.5 or 18 Watt; 12000 or 1500 Lumens; Energy Star Listed; Made to Order LED Downlight Retrofit Kit - Warm White (3000K) - 90 CRI - 50000 hrs. - White Sylvania - 60748 - RTSL6R1A1200/1500UD930 | 3000 | 90 | 1500 | 83.3333 | 50000 | 18 | 1 | 63.11 | 63.11 | 74.1567 | 2020Q3 | https://shop.regencylighting.com/fixtures/downlight/rtsl6r1a1200-1500ud930-60748.html | Regency Lighting | 2020 | Yes
LED Lighting | Reflector | Focus Industries | [5 empty] | Home / Fixtures / Outdoor / Focus Industries - BQ-CD01-L134SS Commercial Deck Mount BBQ Light; Stainless Steel Deck Mount Canopy; 316 Stainless Steel Housing; 24" Tall Ridged Stem and 335 x 90 Degree Rotating Swivel Arm; High Impact Clear Tempered Flat Glass Lens; On/Off Push Button Switch with Weatherproof Rubber Boot Cover; Wiring - Black 10' 18/2 Zip Cord from Base of Fixture; 7 Watt LED PAR16 Lamp Included 7W BBQ Light - 550 Lumens - Warm White (3000K) - 40000 hrs. - 120 to 130V - Stainless Steel Focus Industries - BQ-CD01-L134SS | 3000 |  | 550 | 78.5714 | 40000 | 7 | 1 | 393.75 | 393.75 | 462.6715 | 2020Q3 | https://shop.regencylighting.com/fixtures/outdoor/bq-cd01-l134ss-foc.html | Regency Lighting | 2020 | No
LED Lighting | Reflector | Focus Industries | [5 empty] | Home / Fixtures / Outdoor / Focus Industries - BQ-CD01-L48SS Commercial Deck Mount BBQ Light; Stainless Steel Deck Mount Canopy; 316 Stainless Steel Housing; 24" Tall Ridged Stem and 335 x 90 Degree Rotating Swivel Arm; High Impact Clear Tempered Flat Glass Lens; On/Off Push Button Switch with Weatherproof Rubber Boot Cover; Wiring - Standard Three Wire 16" Lead Wires from Base of Fixture; 7 Watt LED MR16 Lamp Included 7W BBQ Light - 550 Lumens - Warm White (3000K) - 40000 hrs. - 12V - Stainless Steel Focus Industries - BQ-CD01-L48SS | 3000 |  | 550 | 78.5714 | 40000 | 7 | 1 | 371.69 | 371.69 | 436.7501 | 2020Q3 | https://shop.regencylighting.com/fixtures/outdoor/bq-cd01-l48ss-foc.html | Regency Lighting | 2020 | No
LED Lighting | Reflector | Focus Industries | [5 empty] | Home / Fixtures / Outdoor / Focus Industries - BQCD02L134SS Commercial Deck Mount BBQ Light; Stainless Steel Deck Mount Canopy; 316 Stainless Steel Housing; 24" Tall Ridged Stem and 335 x 90 Degree Rotating Swivel Arm; High Impact Clear Tempered Flat Glass Lens; On/Off Push Button Switch with Weatherproof Rubber Boot Cover; Wiring - Black 10' 18/2 Zip Cord from Base of Fixture; 7 Watt LED PAR16 Lamp Included 7W BBQ Light - 550 Lumens - Warm White (3000K) - 40000 hrs. - 120 to 130V - Stainless Steel Focus Industries - BQCD02L134SS | 3000 |  | 550 | 78.5714 | 40000 | 7 | 1 | 393.75 | 393.75 | 462.6715 | 2020Q3 | https://shop.regencylighting.com/fixtures/outdoor/bqcd02l134ss-foc.html | Regency Lighting | 2020 | No
LED Lighting | Reflector | Focus Industries | [5 empty] | Home / Fixtures / Outdoor / Focus Industries - BQCD02L48SS Commercial Deck Mount BBQ Light; Stainless Steel Deck Mount Canopy; 316 Stainless Steel Housing; 24" Tall Ridged Stem and 335 x 90 Degree Rotating Swivel Arm; High Impact Clear Tempered Flat Glass Lens; On/Off Push Button Switch with Weatherproof Rubber Boot Cover; Wiring - Standard Three Wire 16" Lead Wires from Base of Fixture; 7 Watt LED MR16 Lamp Included 7W BBQ Light - 550 Lumens - Warm White (3000K) - 40000 hrs. - 12V - Stainless Steel Focus Industries - BQCD02L48SS | 3000 |  | 550 | 78.5714 | 40000 | 7 | 1 | 371.69 | 371.69 | 436.7501 | 2020Q3 | https://shop.regencylighting.com/fixtures/outdoor/bqcd02l48ss-foc.html | Regency Lighting | 2020 | No
LED Lighting | Reflector | Focus Industries | [5 empty] | Home / Fixtures / Outdoor / Focus Industries - BQCD03L134SS Commercial Deck Mount BBQ Light; Stainless Steel Deck Mount Canopy; 316 Stainless Steel Housing; 24" Tall Ridged Stem and 335 x 90 Degree Rotating Swivel Arm; High Impact Clear Tempered Flat Glass Lens; On/Off Push Button Switch with Weatherproof Rubber Boot Cover; Wiring - Black 10' 18/2 Zip Cord from Base of Fixture; 7 Watt LED PAR16 Lamp Included 7W BBQ Light - 550 Lumens - Warm White (3000K) - 40000 hrs. - 120 to 130V - Stainless Steel Focus Industries - BQCD03L134SS | 3000 |  | 550 | 78.5714 | 40000 | 7 | 1 | 424.63 | 424.63 | 498.9567 | 2020Q3 | https://shop.regencylighting.com/fixtures/outdoor/bqcd03l134ss-foc.html | Regency Lighting | 2020 | No
LED Lighting | Reflector | Focus Industries | [5 empty] | Home / Fixtures / Outdoor / Focus Industries - BQCD03L48SS Commercial Deck Mount BBQ Light; Stainless Steel Deck Mount Canopy; 316 Stainless Steel Housing; 24" Tall Ridged Stem and 335 x 90 Degree Rotating Swivel Arm; High Impact Clear Tempered Flat Glass Lens; On/Off Push Button Switch with Weatherproof Rubber Boot Cover; Wiring - Standard Three Wire 16" Lead Wires from Base of Fixture; 7 Watt LED MR16 Lamp Included 7W BBQ Light - 550 Lumens - Warm White (3000K) - 40000 hrs. - 12V - Stainless Steel Focus Industries - BQCD03L48SS | 3000 |  | 550 | 78.5714 | 40000 | 7 | 1 | 402.57 | 402.57 | 473.0353 | 2020Q3 | https://shop.regencylighting.com/fixtures/outdoor/bqcd03l48ss-foc.html | Regency Lighting | 2020 | No
LED Lighting | Reflector | Focus Industries | [5 empty] | Home / Fixtures / Outdoor / Focus Industries - BQFC301L134SS 3" Clamp Mount BBQ Light; Max Opening 2"; 316 Stainless Steel Housing; 12" Tall Ridged Stem with a 16" Flex Arm on Top and Clear Weatherproof Polyolefin Cover over Flex Arm; High Impact Clear Tempered Flat Glass Lens; On/Off Push Button Switch with Weatherproof Rubber Boot Cover; 120 Volt Supplied with 9' Power Cord and Plug; 7 Watt LED PAR16 Lamp Included 7W BBQ Light - 550 Lumens - Warm White (3000K) - 40000 hrs. - 120 to 130V - Stainless Steel Focus Industries - BQFC301L134SS | 3000 |  | 550 | 78.5714 | 40000 | 7 | 1 | 346.34 | 346.34 | 406.9629 | 2020Q3 | https://shop.regencylighting.com/fixtures/outdoor/bqfc301l134ss-foc.html | Regency Lighting | 2020 | No
LED Lighting | Reflector | Focus Industries | [5 empty] | Home / Fixtures / Outdoor / Focus Industries - BQFC301L48SS 3" Clamp Mount BBQ Light; Max Opening 2"; 316 Stainless Steel Housing; 12" Tall Ridged Stem with a 16" Flex Arm on Top and Clear Weatherproof Polyolefin Cover over Flex Arm; High Impact Clear Tempered Flat Glass Lens; On/Off Push Button Switch with Weatherproof Rubber Boot Cover; Wiring - Black 10' 18/2 Zip Cord from Base of Fixture; 7 Watt LED MR16 Lamp Included 7W BBQ Light - 550 Lumens - Warm White (3000K) - 40000 hrs. - 12V - Stainless Steel Focus Industries - BQFC301L48SS | 3000 |  | 550 | 78.5714 | 40000 | 7 | 1 | 313.24 | 313.24 | 368.0691 | 2020Q3 | https://shop.regencylighting.com/fixtures/outdoor/bqfc301l48ss-foc.html | Regency Lighting | 2020 | No
LED Lighting | Reflector | Focus Industries | [5 empty] | Home / Fixtures / Outdoor / Focus Industries - BQFC302L134SS 3" Clamp Mount BBQ Light; Max Opening 2"; 316 Stainless Steel Housing; 12" Tall Ridged Stem with a 16" Flex Arm on Top and Clear Weatherproof Polyolefin Cover over Flex Arm; High Impact Clear Tempered Flat Glass Lens; On/Off Push Button Switch with Weatherproof Rubber Boot Cover; 120 Volt Supplied with 9' Power Cord and Plug; 7 Watt LED PAR16 Lamp Included 7W BBQ Light - 550 Lumens - Warm White (3000K) - 40000 hrs. - 120 to 130V - Stainless Steel Focus Industries - BQFC302L134SS | 3000 |  | 550 | 78.5714 | 40000 | 7 | 1 | 330.89 | 330.89 | 388.8085 | 2020Q3 | https://shop.regencylighting.com/fixtures/outdoor/bqfc302l134ss-foc.html | Regency Lighting | 2020 | No
LED Lighting | Reflector | Focus Industries | [5 empty] | Home / Fixtures / Outdoor / Focus Industries - BQFC302L48SS 3" Clamp Mount BBQ Light; Max Opening 2"; 316 Stainless Steel Housing; 12" Tall Ridged Stem with a 16" Flex Arm on Top and Clear Weatherproof Polyolefin Cover over Flex Arm; High Impact Clear Tempered Flat Glass Lens; On/Off Push Button Switch with Weatherproof Rubber Boot Cover; Wiring - Black 10' 18/2 Zip Cord from Base of Fixture; 7 Watt LED MR16 Lamp Included 7W BBQ Light - 550 Lumens - Warm White (3000K) - 40000 hrs. - 12V - Stainless Steel Focus Industries - BQFC302L48SS | 3000 |  | 550 | 78.5714 | 40000 | 7 | 1 | 297.81 | 297.81 | 349.9383 | 2020Q3 | https://shop.regencylighting.com/fixtures/outdoor/bqfc302l48ss-foc.html | Regency Lighting | 2020 | No
LED Lighting | Reflector | Focus Industries | [5 empty] | Home / Fixtures / Outdoor / Focus Industries - BQFC303L134SS 3" Clamp Mount BBQ Light; Max Opening 2"; 316 Stainless Steel Housing; 12" Tall Ridged Stem with a 16" Flex Arm on Top and Clear Weatherproof Polyolefin Cover over Flex Arm; High Impact Clear Tempered Flat Glass Lens; On/Off Push Button Switch with Weatherproof Rubber Boot Cover; 120 Volt Supplied with 9' Power Cord and Plug; 7 Watt LED PAR16 Lamp Included 7W BBQ Light - 550 Lumens - Warm White (3000K) - 40000 hrs. - 120 to 130V - Stainless Steel Focus Industries - BQFC303L134SS | 3000 |  | 550 | 78.5714 | 40000 | 7 | 1 | 380.51 | 380.51 | 447.114 | 2020Q3 | https://shop.regencylighting.com/fixtures/outdoor/bqfc303l134ss-foc.html | Regency Lighting | 2020 | No
LED Lighting | Reflector | Focus Industries | [5 empty] | Home / Fixtures / Outdoor / Focus Industries - BQFC303L48SS 3" Clamp Mount BBQ Light; Max Opening 2"; 316 Stainless Steel Housing; 12" Tall Ridged Stem with a 16" Flex Arm on Top and Clear Weatherproof Polyolefin Cover over Flex Arm; High Impact Clear Tempered Flat Glass Lens; On/Off Push Button Switch with Weatherproof Rubber Boot Cover; Wiring - Black 10' 18/2 Zip Cord from Base of Fixture; 7 Watt LED MR16 Lamp Included 7W BBQ Light - 550 Lumens - Warm White (3000K) - 40000 hrs. - 12V - Stainless Steel Focus Industries - BQFC303L48SS | 3000 |  | 550 | 78.5714 | 40000 | 7 | 1 | 347.44 | 347.44 | 408.2554 | 2020Q3 | https://shop.regencylighting.com/fixtures/outdoor/bqfc303l48ss-foc.html | Regency Lighting | 2020 | No
LED Lighting | Reflector | Focus Industries | [5 empty] | Home / Fixtures / Outdoor / Focus Industries - BQFC304L68SS 3" Clamp Mount BBQ Light; Max Opening 2"; 316 Stainless Steel Housing; 12" Tall Ridged Stem with a 16" Flex Arm on Top and Clear Weatherproof Polyolefin Cover over Flex Arm; High Impact Clear Tempered Flat Glass Lens; On/Off Push Button Switch with Weatherproof Rubber Boot Cover; Wiring - Black 10' 18/2 Zip Cord from Base of Fixture; 3 Watt LED MR16 Lamp Included 3W BBQ Light - 200 Lumens - Warm White (3000K) - 40000 hrs. - 12V - Stainless Steel Focus Industries - BQFC304L68SS | 3000 |  | 200 | 66.6667 | 40000 | 3 | 1 | 305.51 | 305.51 | 358.9861 | 2020Q3 | https://shop.regencylighting.com/fixtures/outdoor/bqfc304l68ss-foc.html | Regency Lighting | 2020 | No
LED Lighting | Reflector | Focus Industries | [5 empty] | Home / Fixtures / Outdoor / Focus Industries - BQFC501L134SS 5" Clamp Mount BBQ Light; Max Opening 3.5"; 316 Stainless Steel Housing; 12" Tall Ridged Stem with a 16" Flex Arm on Top and Clear Weatherproof Polyolefin Cover over Flex Arm; High Impact Clear Tempered Flat Glass Lens; On/Off Push Button Switch with Weatherproof Rubber Boot Cover; 120 Volt Supplied with 9' Power Cord and Plug; 7 Watt LED PAR16 Lamp Included 7W BBQ Light - 550 Lumens - Warm White (3000K) - 40000 hrs. - 120 to 130V - Stainless Steel Focus Industries - BQFC501L134SS | 3000 |  | 550 | 78.5714 | 40000 | 7 | 1 | 352.95 | 352.95 | 414.7299 | 2020Q3 | https://shop.regencylighting.com/fixtures/outdoor/bqfc501l134ss-foc.html | Regency Lighting | 2020 | No
LED Lighting | Reflector | Focus Industries | [5 empty] | Home / Fixtures / Outdoor / Focus Industries - BQFC501L48SS 5" Clamp Mount BBQ Light; Max Opening 3.5"; 316 Stainless Steel Housing; 12" Tall Ridged Stem with a 16" Flex Arm on Top and Clear Weatherproof Polyolefin Cover over Flex Arm; High Impact Clear Tempered Flat Glass Lens; On/Off Push Button Switch with Weatherproof Rubber Boot Cover; Wiring - Black 10' 18/2 Zip Cord from Base of Fixture; 7 Watt LED MR16 Lamp Included 7W BBQ Light - 550 Lumens - Warm White (3000K) - 40000 hrs. - 12V - Stainless Steel Focus Industries - BQFC501L48SS | 3000 |  | 550 | 78.5714 | 40000 | 7 | 1 | 319.87 | 319.87 | 375.8596 | 2020Q3 | https://shop.regencylighting.com/fixtures/outdoor/bqfc501l48ss-foc.html | Regency Lighting | 2020 | No
LED Lighting | Reflector | Focus Industries | [5 empty] | Home / Fixtures / Outdoor / Focus Industries - BQFC502L134SS 5" Clamp Mount BBQ Light; Max Opening 3.5"; 316 Stainless Steel Housing; 12" Tall Ridged Stem with a 16" Flex Arm on Top and Clear Weatherproof Polyolefin Cover over Flex Arm; High Impact Clear Tempered Flat Glass Lens; On/Off Push Button Switch with Weatherproof Rubber Boot Cover; 120 Volt Supplied with 9' Power Cord and Plug; 7 Watt LED PAR16 Lamp Included 7W BBQ Light - 550 Lumens - Warm White (3000K) - 40000 hrs. - 120 to 130V - Stainless Steel Focus Industries - BQFC502L134SS | 3000 |  | 550 | 78.5714 | 40000 | 7 | 1 | 352.95 | 352.95 | 414.7299 | 2020Q3 | https://shop.regencylighting.com/fixtures/outdoor/bqfc502l134ss-foc.html | Regency Lighting | 2020 | No
LED Lighting | Reflector | Focus Industries | [5 empty] | Home / Fixtures / Outdoor / Focus Industries - BQFC502L48SS 5" Clamp Mount BBQ Light; Max Opening 3.5"; 316 Stainless Steel Housing; 12" Tall Ridged Stem with a 16" Flex Arm on Top and Clear Weatherproof Polyolefin Cover over Flex Arm; High Impact Clear Tempered Flat Glass Lens; On/Off Push Button Switch with Weatherproof Rubber Boot Cover; Wiring - Black 10' 18/2 Zip Cord from Base of Fixture; 7 Watt LED MR16 Lamp Included 7W BBQ Light - 550 Lumens - Warm White (3000K) - 40000 hrs. - 12V - Stainless Steel Focus Industries - BQFC502L48SS | 3000 |  | 550 | 78.5714 | 40000 | 7 | 1 | 319.87 | 319.87 | 375.8596 | 2020Q3 | https://shop.regencylighting.com/fixtures/outdoor/bqfc502l48ss-foc.html | Regency Lighting | 2020 | No
LED Lighting | Reflector | Focus Industries | [5 empty] | Home / Fixtures / Outdoor / Focus Industries - BQFC503L134SS 5" Clamp Mount BBQ Light; Max Opening 3.5"; 316 Stainless Steel Housing; 12" Tall Ridged Stem with a 16" Flex Arm on Top and Clear Weatherproof Polyolefin Cover over Flex Arm; High Impact Clear Tempered Flat Glass Lens; On/Off Push Button Switch with Weatherproof Rubber Boot Cover; 120 Volt Supplied with 9' Power Cord and Plug; 7 Watt LED PAR16 Lamp Included 7W BBQ Light - 550 Lumens - Warm White (3000K) - 40000 hrs. - 120 to 130V - Stainless Steel Focus Industries - BQFC503L134SS | 3000 |  | 550 | 78.5714 | 40000 | 7 | 1 | 390.46 | 390.46 | 458.8056 | 2020Q3 | https://shop.regencylighting.com/fixtures/outdoor/bqfc503l134ss-foc.html | Regency Lighting | 2020 | No
LED Lighting | Reflector | Focus Industries | [5 empty] | Home / Fixtures / Outdoor / Focus Industries - BQFC503L48SS 5" Clamp Mount BBQ Light; Max Opening 3.5"; 316 Stainless Steel Housing; 12" Tall Ridged Stem with a 16" Flex Arm on Top and Clear Weatherproof Polyolefin Cover over Flex Arm; High Impact Clear Tempered Flat Glass Lens; On/Off Push Button Switch with Weatherproof Rubber Boot Cover; Wiring - Black 10' 18/2 Zip Cord from Base of Fixture; 7 Watt LED MR16 Lamp Included 7W BBQ Light - 550 Lumens - Warm White (3000K) - 40000 hrs. - 12V - Stainless Steel Focus Industries - BQFC503L48SS | 3000 |  | 550 | 78.5714 | 40000 | 7 | 1 | 357.36 | 357.36 | 419.9118 | 2020Q3 | https://shop.regencylighting.com/fixtures/outdoor/bqfc503l48ss-foc.html | Regency Lighting | 2020 | No
LED Lighting | Reflector | Focus Industries | [5 empty] | Home / Fixtures / Outdoor / Focus Industries - BQFC504L68SS 5" Clamp Mount BBQ Light; Max Opening 3.5"; 316 Stainless Steel Housing; 12" Tall Ridged Stem with a 16" Flex Arm on Top and Clear Weatherproof Polyolefin Cover over Flex Arm; High Impact Clear Tempered Flat Glass Lens; On/Off Push Button Switch with Weatherproof Rubber Boot Cover; Wiring - Black 10' 18/2 Zip Cord from Base of Fixture; 3 Watt LED MR16 Lamp Included 3W BBQ Light - 200 Lumens - Warm White (3000K) - 40000 hrs. - 12V - Stainless Steel Focus Industries - BQFC504L68SS | 3000 |  | 200 | 66.6667 | 40000 | 3 | 1 | 313.24 | 313.24 | 368.0691 | 2020Q3 | https://shop.regencylighting.com/fixtures/outdoor/bqfc504l68ss-foc.html | Regency Lighting | 2020 | No
LED Lighting | Reflector | Focus Industries | [5 empty] | Home / Fixtures / Outdoor / Focus Industries - BQFD01L134SS Deck Mount BBQ Light; 316 Stainless Steel Housing; 12" Tall Ridged Stem with a 16" Flex Arm on Top and Clear Weatherproof Polyolefin Cover over Flex Arm; High Impact Clear Tempered Flat Glass Lens; On/Off Push Button Switch with Weatherproof Rubber Boot Cover; Wiring - Standard Three Wire 16" Lead Wires from Base of Fixture; 7 Watt LED PAR16 Lamp Included 7W BBQ Light - 550 Lumens - Warm White (3000K) - 40000 hrs. - 120 to 130V - Stainless Steel Focus Industries - BQFD01L134SS | 3000 |  | 550 | 78.5714 | 40000 | 7 | 1 | 312.14 | 312.14 | 366.7766 | 2020Q3 | https://shop.regencylighting.com/fixtures/outdoor/bqfd01l134ss-foc.html | Regency Lighting | 2020 | No
LED Lighting | Reflector | Focus Industries | [5 empty] | Home / Fixtures / Outdoor / Focus Industries - BQFD01L48SS Deck Mount BBQ Light; 316 Stainless Steel Housing; 12" Tall Ridged Stem with a 16" Flex Arm on Top and Clear Weatherproof Polyolefin Cover over Flex Arm; High Impact Clear Tempered Flat Glass Lens; On/Off Push Button Switch with Weatherproof Rubber Boot Cover; Wiring - Black 10' 18/2 Zip Cord from Base of Fixture; 7 Watt LED MR16 Lamp Included 7W BBQ Light - 550 Lumens - Warm White (3000K) - 40000 hrs. - 12V - Stainless Steel Focus Industries - BQFD01L48SS | 3000 |  | 550 | 78.5714 | 40000 | 7 | 1 | 290.08 | 290.08 | 340.8552 | 2020Q3 | https://shop.regencylighting.com/fixtures/outdoor/bqfd01l48ss-foc.html | Regency Lighting | 2020 | No
LED Lighting | Reflector | Focus Industries | [5 empty] | Home / Fixtures / Outdoor / Focus Industries - BQFD02L134SS Deck Mount BBQ Light; 316 Stainless Steel Housing; 12" Tall Ridged Stem with a 16" Flex Arm on Top and Clear Weatherproof Polyolefin Cover over Flex Arm; High Impact Clear Tempered Flat Glass Lens; On/Off Push Button Switch with Weatherproof Rubber Boot Cover; Wiring - Standard Three Wire 16" Lead Wires from Base of Fixture; 7 Watt LED PAR16 Lamp Included 7W BBQ Light - 550 Lumens - Warm White (3000K) - 40000 hrs. - 120 to 130V - Stainless Steel Focus Industries - BQFD02L134SS | 3000 |  | 550 | 78.5714 | 40000 | 7 | 1 | 312.14 | 312.14 | 366.7766 | 2020Q3 | https://shop.regencylighting.com/fixtures/outdoor/bqfd02l134ss-foc.html | Regency Lighting | 2020 | No
LED Lighting | Reflector | Focus Industries | [5 empty] | Home / Fixtures / Outdoor / Focus Industries - BQFD02L48SS Deck Mount BBQ Light; 316 Stainless Steel Housing; 12" Tall Ridged Stem with a 16" Flex Arm on Top and Clear Weatherproof Polyolefin Cover over Flex Arm; High Impact Clear Tempered Flat Glass Lens; On/Off Push Button Switch with Weatherproof Rubber Boot Cover; Wiring - Black 10' 18/2 Zip Cord from Base of Fixture; 7 Watt LED MR16 Lamp Included 7W BBQ Light - 550 Lumens - Warm White (3000K) - 40000 hrs. - 12V - Stainless Steel Focus Industries - BQFD02L48SS | 3000 |  | 550 | 78.5714 | 40000 | 7 | 1 | 290.08 | 290.08 | 340.8552 | 2020Q3 | https://shop.regencylighting.com/fixtures/outdoor/bqfd02l48ss-foc.html | Regency Lighting | 2020 | No
LED Lighting | Reflector | Focus Industries | [5 empty] | Home / Fixtures / Outdoor / Focus Industries - BQFD03L48SS Deck Mount BBQ Light; 316 Stainless Steel Housing; 12" Tall Ridged Stem with a 16" Flex Arm on Top and Clear Weatherproof Polyolefin Cover over Flex Arm; High Impact Clear Tempered Flat Glass Lens; On/Off Push Button Switch with Weatherproof Rubber Boot Cover; Wiring - Black 10' 18/2 Zip Cord from Base of Fixture; 7 Watt LED MR16 Lamp Included 7W BBQ Light - 550 Lumens - Warm White (3000K) - 40000 hrs. - 12V - Stainless Steel Focus Industries - BQFD03L48SS | 3000 |  | 550 | 78.5714 | 40000 | 7 | 1 | 327.57 | 327.57 | 384.9074 | 2020Q3 | https://shop.regencylighting.com/fixtures/outdoor/bqfd03l48ss-foc.html | Regency Lighting | 2020 | No
LED Lighting | Reflector | Focus Industries | [5 empty] | Home / Fixtures / Outdoor / Focus Industries - BQFD04L68SS Deck Mount BBQ Light; 316 Stainless Steel Housing; 12" Tall Ridged Stem with a 16" Flex Arm on Top and Clear Weatherproof Polyolefin Cover over Flex Arm; High Impact Clear Tempered Flat Glass Lens; On/Off Push Button Switch with Weatherproof Rubber Boot Cover; Wiring - Black 10' 18/2 Zip Cord from Base of Fixture; 3 Watt LED MR16 Lamp Included 3W BBQ Light - 200 Lumens - Warm White (3000K) - 40000 hrs. - 12V - Stainless Steel Focus Industries - BQFD04L68SS | 3000 |  | 200 | 66.6667 | 40000 | 3 | 1 | 319.87 | 319.87 | 375.8596 | 2020Q3 | https://shop.regencylighting.com/fixtures/outdoor/bqfd04l68ss-foc.html | Regency Lighting | 2020 | No
LED Lighting | Reflector | Focus Industries | [5 empty] | Home / Fixtures / Outdoor / Focus Industries - BQQC01L48SS Quick Connect BBQ Light; 316 Stainless Steel Housing; 12" Tall Ridged Stem with a 16" Flex Arm on Top and Clear Weatherproof Polyolefin Cover over Flex Arm; High Impact Clear Tempered Flat Glass Lens; On/Off Push Button Switch with Weatherproof Rubber Boot Cover; Wiring - Black 10' 18/2 Zip Cord from Base of Fixture; 7 Watt LED MR16 Lamp Included 7W BBQ Light - 550 Lumens - Warm White (3000K) - 40000 hrs. - 12V - Stainless Steel Focus Industries - BQQC01L48SS | 3000 |  | 550 | 78.5714 | 40000 | 7 | 1 | 372.81 | 372.81 | 438.0662 | 2020Q3 | https://shop.regencylighting.com/fixtures/outdoor/bqqc01l48ss-foc.html | Regency Lighting | 2020 | No
LED Lighting | Reflector | Focus Industries | [5 empty] | Home / Fixtures / Outdoor / Focus Industries - BQQC02L48SS Quick Connect BBQ Light; 316 Stainless Steel Housing; 12" Tall Ridged Stem with a 16" Flex Arm on Top and Clear Weatherproof Polyolefin Cover over Flex Arm; High Impact Clear Tempered Flat Glass Lens; On/Off Push Button Switch with Weatherproof Rubber Boot Cover; Wiring - Black 10' 18/2 Zip Cord from Base of Fixture; 7 Watt LED MR16 Lamp Included 7W BBQ Light - 550 Lumens - Warm White (3000K) - 40000 hrs. - 12V - Stainless Steel Focus Industries - BQQC02L48SS | 3000 |  | 550 | 78.5714 | 40000 | 7 | 1 | 373.91 | 373.91 | 439.3587 | 2020Q3 | https://shop.regencylighting.com/fixtures/outdoor/bqqc02l48ss-foc.html | Regency Lighting | 2020 | No
LED Lighting | Reflector | Focus Industries | [5 empty] | Home / Fixtures / Outdoor / Focus Industries - BQQC03L48SS Quick Connect BBQ Light; 316 Stainless Steel Housing; 12" Tall Ridged Stem with a 16" Flex Arm on Top and Clear Weatherproof Polyolefin Cover over Flex Arm; High Impact Clear Tempered Flat Glass Lens; On/Off Push Button Switch with Weatherproof Rubber Boot Cover; Wiring - Black 10' 18/2 Zip Cord from Base of Fixture; 7 Watt LED MR16 Lamp Included 7W BBQ Light - 550 Lumens - Warm White (3000K) - 40000 hrs. - 12V - Stainless Steel Focus Industries - BQQC03L48SS | 3000 |  | 550 | 78.5714 | 40000 | 7 | 1 | 409.2 | 409.2 | 480.8258 | 2020Q3 | https://shop.regencylighting.com/fixtures/outdoor/bqqc03l48ss-foc.html | Regency Lighting | 2020 | No
LED Lighting | Reflector | Focus Industries | [5 empty] | Home / Fixtures / Outdoor / Focus Industries - BQQC04L68SS Quick Connect BBQ Light; 316 Stainless Steel Housing; 12" Tall Ridged Stem with a 16" Flex Arm on Top and Clear Weatherproof Polyolefin Cover over Flex Arm; High Impact Clear Tempered Flat Glass Lens; On/Off Push Button Switch with Weatherproof Rubber Boot Cover; Wiring - Black 10' 18/2 Zip Cord from Base of Fixture; 3 Watt LED MR16 Lamp Included 3W BBQ Light - 200 Lumens - Warm White (3000K) - 40000 hrs. - 12V - Stainless Steel Focus Industries - BQQC04L68SS | 3000 |  | 200 | 66.6667 | 40000 | 3 | 1 | 372.81 | 372.81 | 438.0662 | 2020Q3 | https://shop.regencylighting.com/fixtures/outdoor/bqqc04l68ss-foc.html | Regency Lighting | 2020 | No
LED Lighting | Reflector | Focus Industries | [5 empty] | Home / Fixtures / Outdoor / Miscellaneous / Focus Industries - BQ-CD01-L134SS Commercial Deck Mount BBQ Light; Stainless Steel Deck Mount Canopy; 316 Stainless Steel Housing; 24" Tall Ridged Stem and 335 x 90 Degree Rotating Swivel Arm; High Impact Clear Tempered Flat Glass Lens; On/Off Push Button Switch with Weatherproof Rubber Boot Cover; Wiring - Black 10' 18/2 Zip Cord from Base of Fixture; 7 Watt LED PAR16 Lamp Included 7W BBQ Light - 550 Lumens - Warm White (3000K) - 40000 hrs. - 120 to 130V - Stainless Steel Focus Industries - BQ-CD01-L134SS | 3000 |  | 550 | 78.5714 | 40000 | 7 | 1 | 393.75 | 393.75 | 462.6715 | 2020Q3 | https://shop.regencylighting.com/fixtures/outdoor/pole/bq-cd01-l134ss-foc.html | Regency Lighting | 2020 | No
LED Lighting | Reflector | Focus Industries | [5 empty] | Home / Fixtures / Outdoor / Miscellaneous / Focus Industries - BQ-CD01-L48SS Commercial Deck Mount BBQ Light; Stainless Steel Deck Mount Canopy; 316 Stainless Steel Housing; 24" Tall Ridged Stem and 335 x 90 Degree Rotating Swivel Arm; High Impact Clear Tempered Flat Glass Lens; On/Off Push Button Switch with Weatherproof Rubber Boot Cover; Wiring - Standard Three Wire 16" Lead Wires from Base of Fixture; 7 Watt LED MR16 Lamp Included 7W BBQ Light - 550 Lumens - Warm White (3000K) - 40000 hrs. - 12V - Stainless Steel Focus Industries - BQ-CD01-L48SS | 3000 |  | 550 | 78.5714 | 40000 | 7 | 1 | 371.69 | 371.69 | 436.7501 | 2020Q3 | https://shop.regencylighting.com/fixtures/outdoor/pole/bq-cd01-l48ss-foc.html | Regency Lighting | 2020 | No
LED Lighting | Reflector | Focus Industries | [5 empty] | Home / Fixtures / Outdoor / Miscellaneous / Focus Industries - BQCD02L134SS Commercial Deck Mount BBQ Light; Stainless Steel Deck Mount Canopy; 316 Stainless Steel Housing; 24" Tall Ridged Stem and 335 x 90 Degree Rotating Swivel Arm; High Impact Clear Tempered Flat Glass Lens; On/Off Push Button Switch with Weatherproof Rubber Boot Cover; Wiring - Black 10' 18/2 Zip Cord from Base of Fixture; 7 Watt LED PAR16 Lamp Included 7W BBQ Light - 550 Lumens - Warm White (3000K) - 40000 hrs. - 120 to 130V - Stainless Steel Focus Industries - BQCD02L134SS | 3000 |  | 550 | 78.5714 | 40000 | 7 | 1 | 393.75 | 393.75 | 462.6715 | 2020Q3 | https://shop.regencylighting.com/fixtures/outdoor/pole/bqcd02l134ss-foc.html | Regency Lighting | 2020 | No
LED Lighting | Reflector | Focus Industries | [5 empty] | Home / Fixtures / Outdoor / Miscellaneous / Focus Industries - BQCD02L48SS Commercial Deck Mount BBQ Light; Stainless Steel Deck Mount Canopy; 316 Stainless Steel Housing; 24" Tall Ridged Stem and 335 x 90 Degree Rotating Swivel Arm; High Impact Clear Tempered Flat Glass Lens; On/Off Push Button Switch with Weatherproof Rubber Boot Cover; Wiring - Standard Three Wire 16" Lead Wires from Base of Fixture; 7 Watt LED MR16 Lamp Included 7W BBQ Light - 550 Lumens - Warm White (3000K) - 40000 hrs. - 12V - Stainless Steel Focus Industries - BQCD02L48SS | 3000 |  | 550 | 78.5714 | 40000 | 7 | 1 | 371.69 | 371.69 | 436.7501 | 2020Q3 | https://shop.regencylighting.com/fixtures/outdoor/pole/bqcd02l48ss-foc.html | Regency Lighting | 2020 | No
LED Lighting | Reflector | Focus Industries | [5 empty] | Home / Fixtures / Outdoor / Miscellaneous / Focus Industries - BQCD03L134SS Commercial Deck Mount BBQ Light; Stainless Steel Deck Mount Canopy; 316 Stainless Steel Housing; 24" Tall Ridged Stem and 335 x 90 Degree Rotating Swivel Arm; High Impact Clear Tempered Flat Glass Lens; On/Off Push Button Switch with Weatherproof Rubber Boot Cover; Wiring - Black 10' 18/2 Zip Cord from Base of Fixture; 7 Watt LED PAR16 Lamp Included 7W BBQ Light - 550 Lumens - Warm White (3000K) - 40000 hrs. - 120 to 130V - Stainless Steel Focus Industries - BQCD03L134SS | 3000 |  | 550 | 78.5714 | 40000 | 7 | 1 | 424.63 | 424.63 | 498.9567 | 2020Q3 | https://shop.regencylighting.com/fixtures/outdoor/pole/bqcd03l134ss-foc.html | Regency Lighting | 2020 | No
LED Lighting | Reflector | Focus Industries | [5 empty] | Home / Fixtures / Outdoor / Miscellaneous / Focus Industries - BQCD03L48SS Commercial Deck Mount BBQ Light; Stainless Steel Deck Mount Canopy; 316 Stainless Steel Housing; 24" Tall Ridged Stem and 335 x 90 Degree Rotating Swivel Arm; High Impact Clear Tempered Flat Glass Lens; On/Off Push Button Switch with Weatherproof Rubber Boot Cover; Wiring - Standard Three Wire 16" Lead Wires from Base of Fixture; 7 Watt LED MR16 Lamp Included 7W BBQ Light - 550 Lumens - Warm White (3000K) - 40000 hrs. - 12V - Stainless Steel Focus Industries - BQCD03L48SS | 3000 |  | 550 | 78.5714 | 40000 | 7 | 1 | 402.57 | 402.57 | 473.0353 | 2020Q3 | https://shop.regencylighting.com/fixtures/outdoor/pole/bqcd03l48ss-foc.html | Regency Lighting | 2020 | No
LED Lighting | Reflector | Focus Industries | [5 empty] | Home / Fixtures / Outdoor / Miscellaneous / Focus Industries - BQFC301L134SS 3" Clamp Mount BBQ Light; Max Opening 2"; 316 Stainless Steel Housing; 12" Tall Ridged Stem with a 16" Flex Arm on Top and Clear Weatherproof Polyolefin Cover over Flex Arm; High Impact Clear Tempered Flat Glass Lens; On/Off Push Button Switch with Weatherproof Rubber Boot Cover; 120 Volt Supplied with 9' Power Cord and Plug; 7 Watt LED PAR16 Lamp Included 7W BBQ Light - 550 Lumens - Warm White (3000K) - 40000 hrs. - 120 to 130V - Stainless Steel Focus Industries - BQFC301L134SS | 3000 |  | 550 | 78.5714 | 40000 | 7 | 1 | 346.34 | 346.34 | 406.9629 | 2020Q3 | https://shop.regencylighting.com/fixtures/outdoor/pole/bqfc301l134ss-foc.html | Regency Lighting | 2020 | No
LED Lighting | Reflector | Focus Industries | [5 empty] | Home / Fixtures / Outdoor / Miscellaneous / Focus Industries - BQFC301L48SS 3" Clamp Mount BBQ Light; Max Opening 2"; 316 Stainless Steel Housing; 12" Tall Ridged Stem with a 16" Flex Arm on Top and Clear Weatherproof Polyolefin Cover over Flex Arm; High Impact Clear Tempered Flat Glass Lens; On/Off Push Button Switch with Weatherproof Rubber Boot Cover; Wiring - Black 10' 18/2 Zip Cord from Base of Fixture; 7 Watt LED MR16 Lamp Included 7W BBQ Light - 550 Lumens - Warm White (3000K) - 40000 hrs. - 12V - Stainless Steel Focus Industries - BQFC301L48SS | 3000 |  | 550 | 78.5714 | 40000 | 7 | 1 | 313.24 | 313.24 | 368.0691 | 2020Q3 | https://shop.regencylighting.com/fixtures/outdoor/pole/bqfc301l48ss-foc.html | Regency Lighting | 2020 | No
LED Lighting | Reflector | Focus Industries | [5 empty] | Home / Fixtures / Outdoor / Miscellaneous / Focus Industries - BQFC302L134SS 3" Clamp Mount BBQ Light; Max Opening 2"; 316 Stainless Steel Housing; 12" Tall Ridged Stem with a 16" Flex Arm on Top and Clear Weatherproof Polyolefin Cover over Flex Arm; High Impact Clear Tempered Flat Glass Lens; On/Off Push Button Switch with Weatherproof Rubber Boot Cover; 120 Volt Supplied with 9' Power Cord and Plug; 7 Watt LED PAR16 Lamp Included 7W BBQ Light - 550 Lumens - Warm White (3000K) - 40000 hrs. - 120 to 130V - Stainless Steel Focus Industries - BQFC302L134SS | 3000 |  | 550 | 78.5714 | 40000 | 7 | 1 | 330.89 | 330.89 | 388.8085 | 2020Q3 | https://shop.regencylighting.com/fixtures/outdoor/pole/bqfc302l134ss-foc.html | Regency Lighting | 2020 | No
LED Lighting | Reflector | Focus Industries | [5 empty] | Home / Fixtures / Outdoor / Miscellaneous / Focus Industries - BQFC302L48SS 3" Clamp Mount BBQ Light; Max Opening 2"; 316 Stainless Steel Housing; 12" Tall Ridged Stem with a 16" Flex Arm on Top and Clear Weatherproof Polyolefin Cover over Flex Arm; High Impact Clear Tempered Flat Glass Lens; On/Off Push Button Switch with Weatherproof Rubber Boot Cover; Wiring - Black 10' 18/2 Zip Cord from Base of Fixture; 7 Watt LED MR16 Lamp Included 7W BBQ Light - 550 Lumens - Warm White (3000K) - 40000 hrs. - 12V - Stainless Steel Focus Industries - BQFC302L48SS | 3000 |  | 550 | 78.5714 | 40000 | 7 | 1 | 297.81 | 297.81 | 349.9383 | 2020Q3 | https://shop.regencylighting.com/fixtures/outdoor/pole/bqfc302l48ss-foc.html | Regency Lighting | 2020 | No
LED Lighting | Reflector | Focus Industries | [5 empty] | Home / Fixtures / Outdoor / Miscellaneous / Focus Industries - BQFC303L134SS 3" Clamp Mount BBQ Light; Max Opening 2"; 316 Stainless Steel Housing; 12" Tall Ridged Stem with a 16" Flex Arm on Top and Clear Weatherproof Polyolefin Cover over Flex Arm; High Impact Clear Tempered Flat Glass Lens; On/Off Push Button Switch with Weatherproof Rubber Boot Cover; 120 Volt Supplied with 9' Power Cord and Plug; 7 Watt LED PAR16 Lamp Included 7W BBQ Light - 550 Lumens - Warm White (3000K) - 40000 hrs. - 120 to 130V - Stainless Steel Focus Industries - BQFC303L134SS | 3000 |  | 550 | 78.5714 | 40000 | 7 | 1 | 380.51 | 380.51 | 447.114 | 2020Q3 | https://shop.regencylighting.com/fixtures/outdoor/pole/bqfc303l134ss-foc.html | Regency Lighting | 2020 | No
LED Lighting | Reflector | Focus Industries | [5 empty] | Home / Fixtures / Outdoor / Miscellaneous / Focus Industries - BQFC303L48SS 3" Clamp Mount BBQ Light; Max Opening 2"; 316 Stainless Steel Housing; 12" Tall Ridged Stem with a 16" Flex Arm on Top and Clear Weatherproof Polyolefin Cover over Flex Arm; High Impact Clear Tempered Flat Glass Lens; On/Off Push Button Switch with Weatherproof Rubber Boot Cover; Wiring - Black 10' 18/2 Zip Cord from Base of Fixture; 7 Watt LED MR16 Lamp Included 7W BBQ Light - 550 Lumens - Warm White (3000K) - 40000 hrs. - 12V - Stainless Steel Focus Industries - BQFC303L48SS | 3000 |  | 550 | 78.5714 | 40000 | 7 | 1 | 347.44 | 347.44 | 408.2554 | 2020Q3 | https://shop.regencylighting.com/fixtures/outdoor/pole/bqfc303l48ss-foc.html | Regency Lighting | 2020 | No
LED Lighting | Reflector | Focus Industries | [5 empty] | Home / Fixtures / Outdoor / Miscellaneous / Focus Industries - BQFC304L68SS 3" Clamp Mount BBQ Light; Max Opening 2"; 316 Stainless Steel Housing; 12" Tall Ridged Stem with a 16" Flex Arm on Top and Clear Weatherproof Polyolefin Cover over Flex Arm; High Impact Clear Tempered Flat Glass Lens; On/Off Push Button Switch with Weatherproof Rubber Boot Cover; Wiring - Black 10' 18/2 Zip Cord from Base of Fixture; 3 Watt LED MR16 Lamp Included 3W BBQ Light - 200 Lumens - Warm White (3000K) - 40000 hrs. - 12V - Stainless Steel Focus Industries - BQFC304L68SS | 3000 |  | 200 | 66.6667 | 40000 | 3 | 1 | 305.51 | 305.51 | 358.9861 | 2020Q3 | https://shop.regencylighting.com/fixtures/outdoor/pole/bqfc304l68ss-foc.html | Regency Lighting | 2020 | No
LED Lighting | Reflector | Focus Industries | [5 empty] | Home / Fixtures / Outdoor / Miscellaneous / Focus Industries - BQFC501L134SS 5" Clamp Mount BBQ Light; Max Opening 3.5"; 316 Stainless Steel Housing; 12" Tall Ridged Stem with a 16" Flex Arm on Top and Clear Weatherproof Polyolefin Cover over Flex Arm; High Impact Clear Tempered Flat Glass Lens; On/Off Push Button Switch with Weatherproof Rubber Boot Cover; 120 Volt Supplied with 9' Power Cord and Plug; 7 Watt LED PAR16 Lamp Included 7W BBQ Light - 550 Lumens - Warm White (3000K) - 40000 hrs. - 120 to 130V - Stainless Steel Focus Industries - BQFC501L134SS | 3000 |  | 550 | 78.5714 | 40000 | 7 | 1 | 352.95 | 352.95 | 414.7299 | 2020Q3 | https://shop.regencylighting.com/fixtures/outdoor/pole/bqfc501l134ss-foc.html | Regency Lighting | 2020 | No
LED Lighting | Reflector | Focus Industries | [5 empty] | Home / Fixtures / Outdoor / Miscellaneous / Focus Industries - BQFC501L48SS 5" Clamp Mount BBQ Light; Max Opening 3.5"; 316 Stainless Steel Housing; 12" Tall Ridged Stem with a 16" Flex Arm on Top and Clear Weatherproof Polyolefin Cover over Flex Arm; High Impact Clear Tempered Flat Glass Lens; On/Off Push Button Switch with Weatherproof Rubber Boot Cover; Wiring - Black 10' 18/2 Zip Cord from Base of Fixture; 7 Watt LED MR16 Lamp Included 7W BBQ Light - 550 Lumens - Warm White (3000K) - 40000 hrs. - 12V - Stainless Steel Focus Industries - BQFC501L48SS | 3000 |  | 550 | 78.5714 | 40000 | 7 | 1 | 319.87 | 319.87 | 375.8596 | 2020Q3 | https://shop.regencylighting.com/fixtures/outdoor/pole/bqfc501l48ss-foc.html | Regency Lighting | 2020 | No
LED Lighting | Reflector | Focus Industries | [5 empty] | Home / Fixtures / Outdoor / Miscellaneous / Focus Industries - BQFC502L134SS 5" Clamp Mount BBQ Light; Max Opening 3.5"; 316 Stainless Steel Housing; 12" Tall Ridged Stem with a 16" Flex Arm on Top and Clear Weatherproof Polyolefin Cover over Flex Arm; High Impact Clear Tempered Flat Glass Lens; On/Off Push Button Switch with Weatherproof Rubber Boot Cover; 120 Volt Supplied with 9' Power Cord and Plug; 7 Watt LED PAR16 Lamp Included 7W BBQ Light - 550 Lumens - Warm White (3000K) - 40000 hrs. - 120 to 130V - Stainless Steel Focus Industries - BQFC502L134SS | 3000 |  | 550 | 78.5714 | 40000 | 7 | 1 | 352.95 | 352.95 | 414.7299 | 2020Q3 | https://shop.regencylighting.com/fixtures/outdoor/pole/bqfc502l134ss-foc.html | Regency Lighting | 2020 | No
LED Lighting | Reflector | Focus Industries | [5 empty] | Home / Fixtures / Outdoor / Miscellaneous / Focus Industries - BQFC502L48SS 5" Clamp Mount BBQ Light; Max Opening 3.5"; 316 Stainless Steel Housing; 12" Tall Ridged Stem with a 16" Flex Arm on Top and Clear Weatherproof Polyolefin Cover over Flex Arm; High Impact Clear Tempered Flat Glass Lens; On/Off Push Button Switch with Weatherproof Rubber Boot Cover; Wiring - Black 10' 18/2 Zip Cord from Base of Fixture; 7 Watt LED MR16 Lamp Included 7W BBQ Light - 550 Lumens - Warm White (3000K) - 40000 hrs. - 12V - Stainless Steel Focus Industries - BQFC502L48SS | 3000 |  | 550 | 78.5714 | 40000 | 7 | 1 | 319.87 | 319.87 | 375.8596 | 2020Q3 | https://shop.regencylighting.com/fixtures/outdoor/pole/bqfc502l48ss-foc.html | Regency Lighting | 2020 | No
LED Lighting | Reflector | Focus Industries | [5 empty] | Home / Fixtures / Outdoor / Miscellaneous / Focus Industries - BQFC503L134SS 5" Clamp Mount BBQ Light; Max Opening 3.5"; 316 Stainless Steel Housing; 12" Tall Ridged Stem with a 16" Flex Arm on Top and Clear Weatherproof Polyolefin Cover over Flex Arm; High Impact Clear Tempered Flat Glass Lens; On/Off Push Button Switch with Weatherproof Rubber Boot Cover; 120 Volt Supplied with 9' Power Cord and Plug; 7 Watt LED PAR16 Lamp Included 7W BBQ Light - 550 Lumens - Warm White (3000K) - 40000 hrs. - 120 to 130V - Stainless Steel Focus Industries - BQFC503L134SS | 3000 |  | 550 | 78.5714 | 40000 | 7 | 1 | 390.46 | 390.46 | 458.8056 | 2020Q3 | https://shop.regencylighting.com/fixtures/outdoor/pole/bqfc503l134ss-foc.html | Regency Lighting | 2020 | No
LED Lighting | Reflector | Focus Industries | [5 empty] | Home / Fixtures / Outdoor / Miscellaneous / Focus Industries - BQFC503L48SS 5" Clamp Mount BBQ Light; Max Opening 3.5"; 316 Stainless Steel Housing; 12" Tall Ridged Stem with a 16" Flex Arm on Top and Clear Weatherproof Polyolefin Cover over Flex Arm; High Impact Clear Tempered Flat Glass Lens; On/Off Push Button Switch with Weatherproof Rubber Boot Cover; Wiring - Black 10' 18/2 Zip Cord from Base of Fixture; 7 Watt LED MR16 Lamp Included 7W BBQ Light - 550 Lumens - Warm White (3000K) - 40000 hrs. - 12V - Stainless Steel Focus Industries - BQFC503L48SS | 3000 |  | 550 | 78.5714 | 40000 | 7 | 1 | 357.36 | 357.36 | 419.9118 | 2020Q3 | https://shop.regencylighting.com/fixtures/outdoor/pole/bqfc503l48ss-foc.html | Regency Lighting | 2020 | No
LED Lighting | Reflector | Focus Industries | [5 empty] | Home / Fixtures / Outdoor / Miscellaneous / Focus Industries - BQFC504L68SS 5" Clamp Mount BBQ Light; Max Opening 3.5"; 316 Stainless Steel Housing; 12" Tall Ridged Stem with a 16" Flex Arm on Top and Clear Weatherproof Polyolefin Cover over Flex Arm; High Impact Clear Tempered Flat Glass Lens; On/Off Push Button Switch with Weatherproof Rubber Boot Cover; Wiring - Black 10' 18/2 Zip Cord from Base of Fixture; 3 Watt LED MR16 Lamp Included 3W BBQ Light - 200 Lumens - Warm White (3000K) - 40000 hrs. - 12V - Stainless Steel Focus Industries - BQFC504L68SS | 3000 |  | 200 | 66.6667 | 40000 | 3 | 1 | 313.24 | 313.24 | 368.0691 | 2020Q3 | https://shop.regencylighting.com/fixtures/outdoor/pole/bqfc504l68ss-foc.html | Regency Lighting | 2020 | No
LED Lighting | Reflector | Focus Industries | [5 empty] | Home / Fixtures / Outdoor / Miscellaneous / Focus Industries - BQFD01L134SS Deck Mount BBQ Light; 316 Stainless Steel Housing; 12" Tall Ridged Stem with a 16" Flex Arm on Top and Clear Weatherproof Polyolefin Cover over Flex Arm; High Impact Clear Tempered Flat Glass Lens; On/Off Push Button Switch with Weatherproof Rubber Boot Cover; Wiring - Standard Three Wire 16" Lead Wires from Base of Fixture; 7 Watt LED PAR16 Lamp Included 7W BBQ Light - 550 Lumens - Warm White (3000K) - 40000 hrs. - 120 to 130V - Stainless Steel Focus Industries - BQFD01L134SS | 3000 |  | 550 | 78.5714 | 40000 | 7 | 1 | 312.14 | 312.14 | 366.7766 | 2020Q3 | https://shop.regencylighting.com/fixtures/outdoor/pole/bqfd01l134ss-foc.html | Regency Lighting | 2020 | No
LED Lighting | Reflector | Focus Industries | [5 empty] | Home / Fixtures / Outdoor / Miscellaneous / Focus Industries - BQFD01L48SS Deck Mount BBQ Light; 316 Stainless Steel Housing; 12" Tall Ridged Stem with a 16" Flex Arm on Top and Clear Weatherproof Polyolefin Cover over Flex Arm; High Impact Clear Tempered Flat Glass Lens; On/Off Push Button Switch with Weatherproof Rubber Boot Cover; Wiring - Black 10' 18/2 Zip Cord from Base of Fixture; 7 Watt LED MR16 Lamp Included 7W BBQ Light - 550 Lumens - Warm White (3000K) - 40000 hrs. - 12V - Stainless Steel Focus Industries - BQFD01L48SS | 3000 |  | 550 | 78.5714 | 40000 | 7 | 1 | 290.08 | 290.08 | 340.8552 | 2020Q3 | https://shop.regencylighting.com/fixtures/outdoor/pole/bqfd01l48ss-foc.html | Regency Lighting | 2020 | No
LED Lighting | Reflector | Focus Industries | [5 empty] | Home / Fixtures / Outdoor / Miscellaneous / Focus Industries - BQFD02L134SS Deck Mount BBQ Light; 316 Stainless Steel Housing; 12" Tall Ridged Stem with a 16" Flex Arm on Top and Clear Weatherproof Polyolefin Cover over Flex Arm; High Impact Clear Tempered Flat Glass Lens; On/Off Push Button Switch with Weatherproof Rubber Boot Cover; Wiring - Standard Three Wire 16" Lead Wires from Base of Fixture; 7 Watt LED PAR16 Lamp Included 7W BBQ Light - 550 Lumens - Warm White (3000K) - 40000 hrs. - 120 to 130V - Stainless Steel Focus Industries - BQFD02L134SS | 3000 |  | 550 | 78.5714 | 40000 | 7 | 1 | 312.14 | 312.14 | 366.7766 | 2020Q3 | https://shop.regencylighting.com/fixtures/outdoor/pole/bqfd02l134ss-foc.html | Regency Lighting | 2020 | No
LED Lighting | Reflector | Focus Industries | [5 empty] | Home / Fixtures / Outdoor / Miscellaneous / Focus Industries - BQFD02L48SS Deck Mount BBQ Light; 316 Stainless Steel Housing; 12" Tall Ridged Stem with a 16" Flex Arm on Top and Clear Weatherproof Polyolefin Cover over Flex Arm; High Impact Clear Tempered Flat Glass Lens; On/Off Push Button Switch with Weatherproof Rubber Boot Cover; Wiring - Black 10' 18/2 Zip Cord from Base of Fixture; 7 Watt LED MR16 Lamp Included 7W BBQ Light - 550 Lumens - Warm White (3000K) - 40000 hrs. - 12V - Stainless Steel Focus Industries - BQFD02L48SS | 3000 |  | 550 | 78.5714 | 40000 | 7 | 1 | 290.08 | 290.08 | 340.8552 | 2020Q3 | https://shop.regencylighting.com/fixtures/outdoor/pole/bqfd02l48ss-foc.html | Regency Lighting | 2020 | No
LED Lighting | Reflector | Focus Industries | [5 empty] | Home / Fixtures / Outdoor / Miscellaneous / Focus Industries - BQFD03L48SS Deck Mount BBQ Light; 316 Stainless Steel Housing; 12" Tall Ridged Stem with a 16" Flex Arm on Top and Clear Weatherproof Polyolefin Cover over Flex Arm; High Impact Clear Tempered Flat Glass Lens; On/Off Push Button Switch with Weatherproof Rubber Boot Cover; Wiring - Black 10' 18/2 Zip Cord from Base of Fixture; 7 Watt LED MR16 Lamp Included 7W BBQ Light - 550 Lumens - Warm White (3000K) - 40000 hrs. - 12V - Stainless Steel Focus Industries - BQFD03L48SS | 3000 |  | 550 | 78.5714 | 40000 | 7 | 1 | 327.57 | 327.57 | 384.9074 | 2020Q3 | https://shop.regencylighting.com/fixtures/outdoor/pole/bqfd03l48ss-foc.html | Regency Lighting | 2020 | No
LED Lighting | Reflector | Focus Industries | [5 empty] | Home / Fixtures / Outdoor / Miscellaneous / Focus Industries - BQFD04L68SS Deck Mount BBQ Light; 316 Stainless Steel Housing; 12" Tall Ridged Stem with a 16" Flex Arm on Top and Clear Weatherproof Polyolefin Cover over Flex Arm; High Impact Clear Tempered Flat Glass Lens; On/Off Push Button Switch with Weatherproof Rubber Boot Cover; Wiring - Black 10' 18/2 Zip Cord from Base of Fixture; 3 Watt LED MR16 Lamp Included 3W BBQ Light - 200 Lumens - Warm White (3000K) - 40000 hrs. - 12V - Stainless Steel Focus Industries - BQFD04L68SS | 3000 |  | 200 | 66.6667 | 40000 | 3 | 1 | 319.87 | 319.87 | 375.8596 | 2020Q3 | https://shop.regencylighting.com/fixtures/outdoor/pole/bqfd04l68ss-foc.html | Regency Lighting | 2020 | No
LED Lighting | Reflector | Focus Industries | [5 empty] | Home / Fixtures / Outdoor / Miscellaneous / Focus Industries - BQQC01L48SS Quick Connect BBQ Light; 316 Stainless Steel Housing; 12" Tall Ridged Stem with a 16" Flex Arm on Top and Clear Weatherproof Polyolefin Cover over Flex Arm; High Impact Clear Tempered Flat Glass Lens; On/Off Push Button Switch with Weatherproof Rubber Boot Cover; Wiring - Black 10' 18/2 Zip Cord from Base of Fixture; 7 Watt LED MR16 Lamp Included 7W BBQ Light - 550 Lumens - Warm White (3000K) - 40000 hrs. - 12V - Stainless Steel Focus Industries - BQQC01L48SS | 3000 |  | 550 | 78.5714 | 40000 | 7 | 1 | 372.81 | 372.81 | 438.0662 | 2020Q3 | https://shop.regencylighting.com/fixtures/outdoor/pole/bqqc01l48ss-foc.html | Regency Lighting | 2020 | No
LED Lighting | Reflector | Focus Industries | [5 empty] | Home / Fixtures / Outdoor / Miscellaneous / Focus Industries - BQQC02L48SS Quick Connect BBQ Light; 316 Stainless Steel Housing; 12" Tall Ridged Stem with a 16" Flex Arm on Top and Clear Weatherproof Polyolefin Cover over Flex Arm; High Impact Clear Tempered Flat Glass Lens; On/Off Push Button Switch with Weatherproof Rubber Boot Cover; Wiring - Black 10' 18/2 Zip Cord from Base of Fixture; 7 Watt LED MR16 Lamp Included 7W BBQ Light - 550 Lumens - Warm White (3000K) - 40000 hrs. - 12V - Stainless Steel Focus Industries - BQQC02L48SS | 3000 |  | 550 | 78.5714 | 40000 | 7 | 1 | 373.91 | 373.91 | 439.3587 | 2020Q3 | https://shop.regencylighting.com/fixtures/outdoor/pole/bqqc02l48ss-foc.html | Regency Lighting | 2020 | No
LED Lighting | Reflector | Focus Industries | [5 empty] | Home / Fixtures / Outdoor / Miscellaneous / Focus Industries - BQQC03L48SS Quick Connect BBQ Light; 316 Stainless Steel Housing; 12" Tall Ridged Stem with a 16" Flex Arm on Top and Clear Weatherproof Polyolefin Cover over Flex Arm; High Impact Clear Tempered Flat Glass Lens; On/Off Push Button Switch with Weatherproof Rubber Boot Cover; Wiring - Black 10' 18/2 Zip Cord from Base of Fixture; 7 Watt LED MR16 Lamp Included 7W BBQ Light - 550 Lumens - Warm White (3000K) - 40000 hrs. - 12V - Stainless Steel Focus Industries - BQQC03L48SS | 3000 |  | 550 | 78.5714 | 40000 | 7 | 1 | 409.2 | 409.2 | 480.8258 | 2020Q3 | https://shop.regencylighting.com/fixtures/outdoor/pole/bqqc03l48ss-foc.html | Regency Lighting | 2020 | No
LED Lighting | Reflector | Focus Industries | [5 empty] | Home / Fixtures / Outdoor / Miscellaneous / Focus Industries - BQQC04L68SS Quick Connect BBQ Light; 316 Stainless Steel Housing; 12" Tall Ridged Stem with a 16" Flex Arm on Top and Clear Weatherproof Polyolefin Cover over Flex Arm; High Impact Clear Tempered Flat Glass Lens; On/Off Push Button Switch with Weatherproof Rubber Boot Cover; Wiring - Black 10' 18/2 Zip Cord from Base of Fixture; 3 Watt LED MR16 Lamp Included 3W BBQ Light - 200 Lumens - Warm White (3000K) - 40000 hrs. - 12V - Stainless Steel Focus Industries - BQQC04L68SS | 3000 |  | 200 | 66.6667 | 40000 | 3 | 1 | 372.81 | 372.81 | 438.0662 | 2020Q3 | https://shop.regencylighting.com/fixtures/outdoor/pole/bqqc04l68ss-foc.html | Regency Lighting | 2020 | No
LED Lighting | Decorative | Ushio | True |  | S14 | E26 (Medium) | E26 (Medium) | Home / Light Bulbs / LED / Ushio - 1004161 - 1.5W/ULED/S14/CL/27K Wet Location Rated; Direct Replacement for 11S14 Lamps 1.5W S14 LED Lamp - Universal - 150 Lumens - Warm White (2700K) - 80 CRI - 25000 Hours - E26 (Medium) - 120 to 130V - Clear Ushio - 1004161 - 1.5W/ULED/S14/CL/27K | 2700 | 80 | 150 | 100 | 25000 | 1.5 | 1 | 9.76 | 9.76 | 11.4684 | 2020Q3 | https://shop.regencylighting.com/lamps/led/1-5w-uled-s14-cl-27k-1004161.html | Regency Lighting | 2020 | Yes
LED Lighting | Decorative | Satco | True |  | CA11 | G4 (Bi-Pin) | G4 (Bi-Pin) | Home / Light Bulbs / LED / Satco - S9542 - 1.6JC/G4/LED/3000K/12V/D CA11 LED Bulb 1.6W CA11 LED Lamp - Universal - 200 Lumens - Warm White (3000K) - 80 CRI - 25000 Hours - G4 (Bi-Pin) - 12V Satco - S9542 - 1.6JC/G4/LED/3000K/12V/D | 3000 | 80 | 200 | 125 | 25000 | 1.6 | 1 | 9 | 9 | 10.5753 | 2020Q3 | https://shop.regencylighting.com/lamps/led/1-6jc-g4-led-3000k-12v-d-s9542.html | Regency Lighting | 2020 | Yes
LED Lighting | A-Type | Satco |  |  | General Purpose Replacement | A19 | E26 (Medium) | Damp Location Rated Damp Location Rated Home Lamps, Bulbs, Ballasts Bulbs - LED LED - Traditional Lamps - A-Type SATCO S8915 Satco S8915 8.5 watt; A19 LED; 3000K; Medium base; 220' beam spread; 120-277 volts | 3000 | 83 | 800 | 94.1176 | 25000 | 8.5 | 1 | 6.1 | 6.1 | 7.1677 | 2020Q3 | https://www.platt.com/platt-electric-supply/LED-Traditional-Lamps-A-Type/Satco/S8915/product.aspx?zpid=1081522 | Platt | 2020 | Yes
LED Lighting | Reflector | Philips | True |  | PAR30 | E26 (Medium) | E26 (Medium) | Home / Light Bulbs / LED / Philips - 293878 - 10.5BR30/F90 2700 DIM AF BR30 LED Bulb 10.5W BR30 LED Lamp - Universal - 730 Lumens - Warm White (2700K) - 81 CRI - 25000 Hours - E26 (Medium) - 120 to 130V Philips - 293878 - 10.5BR30/F90 2700 DIM AF | 2700 | 81 | 730 | 69.5238 | 25000 | 10.5 | 1 | 11 | 11 | 12.9254 | 2020Q3 | https://shop.regencylighting.com/lamps/led/10-5br30-f90-2700-dim-af-29387-8.html | Regency Lighting | 2020 | Yes
LED Lighting | A-Type | Brand Sylvania | False |  |  |  |  | Sylvania A19 LED Light Bulb 8.5 Watt 80 CRI 800 Lumens 2700K Color Temperature E26 Medium Base 120 Volt Frosted Non-Dimmable 11,000 Hours Average Rated Life. Mfg #73888 Sylvania 8.5 Watt 2700K A19 LED Light Bulb 24-Pack | 2700 | 80 | 800 | 94.1176 | 11000 | 8.5 | 1 | 72.84 | 72.84 | 85.5898 | 2020Q3 | https://hdsupplysolutions.com/p/led-00-75-10-35/sylvania-85-watt-2700k-a19-led-light-bulb-24-pack-p205650 | HD Supply | 2020 | Yes
LED Lighting | A-Type | Brand Sylvania | True |  |  |  |  | Sylvania E26 LED A19 Light Bulb 8.5 Watt No Dimmable 80 CRI 800 Lumen 3500K Color Temperature 11000 Hours Average Rated Life. Mfg #79702 Sylvania 8.5 Watt 3500K 800 Lumens A19 LED Light Bulb 6-Pack | 3500 | 80 | 800 | 94.1176 | 11000 | 8.5 | 1 | 17.85 | 17.85 | 20.9744 | 2020Q3 | https://hdsupplysolutions.com/p/led-00-75-10-35/sylvania-85-watt-3500k-800-lumens-a19-led-light-bulb-6-pack-p205722 | HD Supply | 2020 | Yes
LED Lighting | A-Type | Brand Sylvania | True |  |  |  |  | Sylvania E26 LED A19 Light Bulb 8.5 Watt No Dimmable 80 CRI 800 Lumen 3500K Color Temperature 11000 Hours Average Rated Life. Mfg #79704 Sylvania 8.5 Watt 3500K A19 LED Light Bulb 24-Pack | 3500 | 80 | 800 | 94.1176 | 11000 | 8.5 | 1 | 70.06 | 70.06 | 82.3232 | 2020Q3 | https://hdsupplysolutions.com/p/led-00-75-10-35/sylvania-85-watt-3500k-a19-led-light-bulb-24-pack-p205723 | HD Supply | 2020 | Yes
LED Lighting | A-Type | Brand Sylvania | False |  |  |  |  | Sylvania A19 LED Light Bulb 8.5 Watt 80 CRI 800 Lumens E26 Medium Base Non-Dimmable Frosted 120 Volt 5000K Color Temperature 11,000 Hours Average Rated Life. Mfg #79284 Sylvania 8.5 Watt 5000K A19 LED Light Bulb 24-Pack | 5000 | 80 | 800 | 94.1176 | 11000 | 8.5 | 1 | 71.34 | 71.34 | 83.8273 | 2020Q3 | https://hdsupplysolutions.com/p/led-00-75-10-35/sylvania-85-watt-5000k-a19-led-light-bulb-24-pack-p205652 | HD Supply | 2020 | Yes
LED Lighting | A-Type | Satco | True |  | A19/21 | E26 (Medium) | E26 (Medium) | Home / Light Bulbs / LED / Satco - S9879 - 8.5A19/CL/LED/E26/27K/90CRI Energy Star Rated; Damp Location Rated 8.5W A19 LED Lamp - 800 Lumens - Warm White (2700K) - 91 CRI - 15000 Hours - E26 (Medium) - 120 to 130V - Clear Satco - S9879 - 8.5A19/CL/LED/E26/27K/90CRI | 2700 | 91 | 800 | 94.1176 | 15000 | 8.5 | 1 | 8.19 | 8.19 | 9.6236 | 2020Q3 | https://shop.regencylighting.com/lamps/led/8-5a19-cl-led-e26-27k-90cri-s9879.html | Regency Lighting | 2020 | Yes
LED Lighting | A-Type | Satco | False |  | A19/21 | E26 (Medium) | E26 (Medium) | Home / Light Bulbs / LED / Satco - S8916 - 8.5A19/LED/40K /120-277V Approved for Totally Enclosed Fixtures; Damp Location Rated 8.5W A19 LED Lamp - Universal - 800 Lumens - Cool White (4000K) - 80 CRI - 25000 Hours - E26 (Medium) - 120 to 130V - Frost Satco - S8916 - 8.5A19/LED/40K /120-277V | 4000 | 80 | 800 | 94.1176 | 25000 | 8.5 | 1 | 7.19 | 7.19 | 8.4485 | 2020Q3 | https://shop.regencylighting.com/lamps/led/8-5a19-led-40k-120-277v-s8916.html | Regency Lighting | 2020 | Yes
LED Lighting | A-Type | Satco | True |  | A19/21 | E26 (Medium) | E26 (Medium) | Home / Light Bulbs / LED / LED A-Line / Satco - S9879 - 8.5A19/CL/LED/E26/27K/90CRI Energy Star Rated; Damp Location Rated 8.5W A19 LED Lamp - 800 Lumens - Warm White (2700K) - 91 CRI - 15000 Hours - E26 (Medium) - 120 to 130V - Clear Satco - S9879 - 8.5A19/CL/LED/E26/27K/90CRI | 2700 | 91 | 800 | 94.1176 | 15000 | 8.5 | 1 | 8.19 | 8.19 | 9.6236 | 2020Q3 | https://shop.regencylighting.com/lamps/led/a-line/8-5a19-cl-led-e26-27k-90cri-s9879.html | Regency Lighting | 2020 | Yes
LED Lighting | A-Type | Satco | False |  | A19/21 | E26 (Medium) | E26 (Medium) | Home / Light Bulbs / LED / LED A-Line / Satco - S8916 - 8.5A19/LED/40K /120-277V Approved for Totally Enclosed Fixtures; Damp Location Rated 8.5W A19 LED Lamp - Universal - 800 Lumens - Cool White (4000K) - 80 CRI - 25000 Hours - E26 (Medium) - 120 to 130V - Frost Satco - S8916 - 8.5A19/LED/40K /120-277V | 4000 | 80 | 800 | 94.1176 | 25000 | 8.5 | 1 | 7.19 | 7.19 | 8.4485 | 2020Q3 | https://shop.regencylighting.com/lamps/led/a-line/8-5a19-led-40k-120-277v-s8916.html | Regency Lighting | 2020 | Yes
LED Lighting | A-Type | Philips | False |  | A19/21 | E26 (Medium) | E26 (Medium) | Home / Light Bulbs / LED / LED A-Line / Philips - 455501 - A19 8.5W 2700K E26 Damp Location Rated 8.5W A19 LED Lamp - Universal - 800 Lumens - Warm White (2700K) - 80 CRI - 15000 Hours - E26 (Medium) - 120 to 130V - Frost Philips - 455501 - A19 8.5W 2700K E26 | 2700 | 80 | 800 | 94.1176 | 15000 | 8.5 | 4 | 6.2 | 1.55 | 1.8213 | 2020Q3 | https://shop.regencylighting.com/lamps/led/a-line/a19-8-5w-2700k-e26-45550-1.html | Regency Lighting | 2020 | Yes
LED Lighting | Decorative | Philips | True |  | G25 | E26 (Medium) | E26 (Medium) | Home / Light Bulbs / LED / Philips - 459347 - 10G25/LED/827-22/E26/CL/DIM120 Energy Star Rated; Wet Location Rated; Warm Glow 10W G25 LED Lamp - Universal - 800 Lumens - Warm White (2200 to 2700K) - 80 CRI - 25000 Hours - E26 (Medium) - 120 to 130V - Clear Philips - 459347 - 10G25/LED/827-22/E26/CL/DIM120 | 2200 | 80 | 800 | 80 | 25000 | 10 | 6 | 72 | 12 | 14.1005 | 2020Q3 | https://shop.regencylighting.com/lamps/led/10g25-led-827-22-e26-cl-dim120-45934-7.html | Regency Lighting | 2020 | Yes
LED Lighting | Reflector | Maxlite | True |  | PAR30 | E26 (Medium) | E26 (Medium) | Home / Light Bulbs / LED / Maxlite - 10P30DLED27FL Solid Aluminum Body; Environmentally Friendly; Compatible with Building Control 10W PAR30 LED Lamp - Universal - 750 Lumens - Warm White (2700K) - 80 CRI - 25000 Hours - E26 (Medium) - 120 to 130V Maxlite - 10P30DLED27FL | 2700 | 80 | 750 | 75 | 25000 | 10 | 12 | 97.44 | 8.12 | 9.5413 | 2020Q3 | https://shop.regencylighting.com/lamps/led/10p30dled27fl-mxt.html | Regency Lighting | 2020 | Yes
LED Lighting | Reflector | Maxlite | True |  | PAR30 | E26 (Medium) | E26 (Medium) | Home / Light Bulbs / LED / Maxlite - 10P30DLED40FL Solid Aluminum Body; Environmentally Friendly; Compatible with Building Control 10W PAR30 LED Lamp - Universal - 750 Lumens - Cool White (4000K) - 80 CRI - 25000 Hours - E26 (Medium) - 120 to 130V Maxlite - 10P30DLED40FL | 4000 | 80 | 750 | 75 | 25000 | 10 | 12 | 91.92 | 7.66 | 9.0008 | 2020Q3 | https://shop.regencylighting.com/lamps/led/10p30dled40fl-mxt.html | Regency Lighting | 2020 | Yes
LED Lighting | Reflector | Maxlite | True |  | PAR30LN | E26 (Medium) | E26 (Medium) | Home / Light Bulbs / LED / Maxlite - 102271 - 10P30LNDLED40FL Solid Aluminum Body acts as a Heat Sink; 25000 To 50000 Hour Life; Environmentally Friendly; Compatible with Building Controls; Uniform Color Consistency; Dimmable 10W PAR30 Long Neck LED Lamp - Universal - 750 Lumens - Cool White (4000K) - 80 CRI - 25000 Hours - E26 (Medium) - 120 to 130V Maxlite - 102271 - 10P30LNDLED40FL | 4000 | 80 | 750 | 75 | 25000 | 10 | 12 | 97.44 | 8.12 | 9.5413 | 2020Q3 | https://shop.regencylighting.com/lamps/led/10p30lndled40fl-mxt.html | Regency Lighting | 2020 | Yes
LED Lighting | Reflector | Maxlite | True |  | PAR30LN | E26 (Medium) | E26 (Medium) | Home / Light Bulbs / LED / Maxlite - 102289 - 10P30LNDLED40NF Solid Aluminum Body acts as a Heat Sink; 25000 To 50000 Hour Life; Environmentally Friendly; Compatible with Building Controls; Uniform Color Consistency; Dimmable 10W PAR30 Long Neck LED Lamp - Universal - 750 Lumens - Cool White (4000K) - 80 CRI - 25000 Hours - E26 (Medium) - 120 to 130V Maxlite - 102289 - 10P30LNDLED40NF | 4000 | 80 | 750 | 75 | 25000 | 10 | 1 | 8.12 | 8.12 | 9.5413 | 2020Q3 | https://shop.regencylighting.com/lamps/led/10p30lndled40nf-mxt.html | Regency Lighting | 2020 | Yes
LED Lighting | Reflector | Maxlite | False | Daylighting/Photocell, | PAR30LN | E26 (Medium) | E26 (Medium) | Home / Light Bulbs / LED / Maxlite - 102649 - 10P30NDV50FL Non-Dimming Value Series; Not Rated for Enclosed Rated; Damp Location Rated 10W PAR30 LED Lamp - Universal - 750 Lumens - Daylight (5000K) - 82 CRI - 11000 hrs. - E26 (Medium) - 120 to 130V Maxlite - 102649 - 10P30NDV50FL | 5000 | 82 | 750 | 75 | 11000 | 10 | 1 | 4.5 | 4.5 | 5.2877 | 2020Q3 | https://shop.regencylighting.com/lamps/led/10p30ndv50fl-mxt.html | Regency Lighting | 2020 | Yes
LED Lighting | Reflector | Philips | True |  | PAR30LN | E26 (Medium) | E26 (Medium) | Home / Light Bulbs / LED / Philips - 529701 - 10PAR30L/LED/827/F25/DIM/ULW PAR30L LED Spout Lamp 10W PAR30 Long Neck LED Lamp - Universal - 800 Lumens - Warm White (2700K) - 80 CRI - 25000 Hours - E26 (Medium) - 120 to 130V Philips - 529701 - 10PAR30L/LED/827/F25/DIM/ULW | 2700 | 80 | 800 | 80 | 25000 | 10 | 1 | 12.5 | 12.5 | 14.688 | 2020Q3 | https://shop.regencylighting.com/lamps/led/10par30l-led-827-f25-dim-ulw-52970-1.html | Regency Lighting | 2020 | Yes
LED Lighting | Reflector | Philips | True |  | PAR30LN | E26 (Medium) | E26 (Medium) | Home / Light Bulbs / LED / Philips - 529735 - 10PAR30L/LED/827/F40/DIM/ULW PAR30 Long Neck LED Lamp; Single Optic Beam 10W PAR30 Long Neck LED Lamp - Universal - 800 Lumens - Warm White (2700K) - 80 CRI - 25000 hrs. - E26 (Medium) - 120 to 130V Philips - 529735 - 10PAR30L/LED/827/F40/DIM/ULW | 2700 | 80 | 800 | 80 | 25000 | 10 | 1 | 12.5 | 12.5 | 14.688 | 2020Q3 | https://shop.regencylighting.com/lamps/led/10par30l-led-827-f40-dim-ulw-52973-5.html | Regency Lighting | 2020 | Yes
LED Lighting | Reflector | Philips | True |  | PAR30 | E26 (Medium) | E26 (Medium) | Home / Light Bulbs / LED / Philips - 529792 - 10PAR30S/LED/827/F40/DIM/ULW PAR30S LED Spout Lamp 10W PAR30 LED Lamp - Universal - 800 Lumens - Warm White (2700K) - 80 CRI - 25000 Hours - E26 (Medium) - 120 to 130V Philips - 529792 - 10PAR30S/LED/827/F40/DIM/ULW | 2700 | 80 | 800 | 80 | 25000 | 10 | 1 | 12.5 | 12.5 | 14.688 | 2020Q3 | https://shop.regencylighting.com/lamps/led/10par30s-led-827-f40-dim-ulw-52979-2.html | Regency Lighting | 2020 | Yes
LED Lighting | Reflector | Philips | True |  | PAR30 | E26 (Medium) | E26 (Medium) | Home / Light Bulbs / LED / Philips - 52977-6 - 10PAR30S/LED/830/F25/DIM/ULW PAR30S LED Short Neck Lamp 10W PAR30 LED Lamp - Universal - 850 Lumens - Warm White (3000K) - 80 CRI - 25000 hrs. - E26 (Medium) - 120 to 130V Philips - 52977-6 - 10PAR30S/LED/830/F25/DIM/ULW | 3000 | 80 | 850 | 85 | 25000 | 10 | 1 | 12.5 | 12.5 | 14.688 | 2020Q3 | https://shop.regencylighting.com/lamps/led/10par30s-led-830-f25-dim-ulw-52977-6.html | Regency Lighting | 2020 | Yes
LED Lighting | Reflector | Philips | True |  | PAR30LN | E26 (Medium) | E26 (Medium) | Home / Light Bulbs / LED / Philips - 535419 - 11.3PAR30L/PER/930/F25/DIM/120 PAR30 Longneck LED Lamp 11.3W PAR30 Long Neck LED Lamp - Universal - 850 Lumens - Warm White (3000K) - 90 CRI - 25000 Hours - E26 (Medium) - 120 to 130V Philips - 535419 - 11.3PAR30L/PER/930/F25/DIM/120 | 3000 | 90 | 850 | 75.2212 | 25000 | 11.3 | 6 | 143.4 | 23.9 | 28.0834 | 2020Q3 | https://shop.regencylighting.com/lamps/led/11-3par30l-per-930-f25-dim-120-53541-9.html | Regency Lighting | 2020 | Yes
LED Lighting | A-Type | Sylvania | False |  | A19/21 | E26 (Medium) | E26 (Medium) | Home / Light Bulbs / LED / LED A-Line / Sylvania - 74733 - LED8.5A19/F/830/10YV/RP Damp Location Rated; Approved for Use in Totally Enclosed Fixtures 8.5W A19 LED Lamp - Universal - 800 Lumens - Warm White (3000K) - 80 CRI - 11000 Hours - E26 (Medium) - 120 to 130V - Frost Sylvania - 74733 - LED8.5A19/F/830/10YV/RP | 3000 | 80 | 800 | 94.1176 | 11000 | 8.5 | 1 | 2.66 | 2.66 | 3.1256 | 2020Q3 | https://shop.regencylighting.com/lamps/led/a-line/led8-5a19-f-830-10yv-rp-74733.html | Regency Lighting | 2020 | Yes
LED Lighting | Reflector | Philips | True |  | PAR30 | E26 (Medium) | E26 (Medium) | Home / Light Bulbs / LED / Philips - 473843 - 11BR30/LED/827/DIM 120V BR30 LED Bulb 11W BR30 LED Lamp - 650 Lumens - Warm White (2700K) - 80 CRI - 11000 Hours - E26 (Medium) - 120 to 130V Philips - 473843 - 11BR30/LED/827/DIM 120V | 2700 | 80 | 650 | 59.0909 | 11000 | 11 | 1 | 5.6 | 5.6 | 6.5802 | 2020Q3 | https://shop.regencylighting.com/lamps/led/11br30-led-827-dim-120v-47384-3.html | Regency Lighting | 2020 | Yes
LED Lighting | A-Type | Sylvania | False |  | A19/21 | E26 (Medium) | E26 (Medium) | Home / Light Bulbs / LED / LED A-Line / Sylvania - 73885 - LED8.5A19F82710YVRP Damp Location Rated; Approved for Use in Totally Enclosed Fixtures 8.5W A19 LED Lamp - Universal - 800 Lumens - Warm White (2700K) - 80 CRI - 11000 Hours - E26 (Medium) - 120 to 130V - Frost Sylvania - 73885 - LED8.5A19F82710YVRP | 2700 | 80 | 800 | 94.1176 | 11000 | 8.5 | 1 | 2.65 | 2.65 | 3.1139 | 2020Q3 | https://shop.regencylighting.com/lamps/led/a-line/led8-5a19f82710yvrp-73885.html | Regency Lighting | 2020 | Yes
LED Lighting | A-Type | Sylvania | False |  | A19/21 | E26 (Medium) | E26 (Medium) | Home / Light Bulbs / LED / LED A-Line / Sylvania - 73886 - LED8.5A19F82710YVRP2 Damp Location Rated; Approved for Use in Totally Enclosed Fixtures 8.5W A19 LED Lamp - Universal - 800 Lumens - Warm White (2700K) - 80 CRI - 11000 Hours - E26 (Medium) - 120 to 130V - Frost Sylvania - 73886 - LED8.5A19F82710YVRP2 | 2700 | 80 | 800 | 94.1176 | 11000 | 8.5 | 12 | 34.08 | 2.84 | 3.3371 | 2020Q3 | https://shop.regencylighting.com/lamps/led/a-line/led8-5a19f82710yvrp2-73886.html | Regency Lighting | 2020 | Yes
LED Lighting | A-Type | Sylvania | False |  | A19/21 | GU24 (Bi-Pin / Twist & Lock) | GU24 (Bi-Pin / Twist & Lock) | Home / Light Bulbs / LED / LED A-Line / Sylvania - 78106 - LED8.5A19F827GU2410YVRP Damp Location Rated; Approved for Use in Totally Enclosed Fixtures 8.5W A19 LED Lamp - Universal - 800 Lumens - Warm White (2700K) - 80 CRI - 11000 Hours - GU24 (Bi-Pin / Twist & Lock) - 120 to 130V - Frost Sylvania - 78106 - LED8.5A19F827GU2410YVRP | 2700 | 80 | 800 | 94.1176 | 11000 | 8.5 | 1 | 2.99 | 2.99 | 3.5134 | 2020Q3 | https://shop.regencylighting.com/lamps/led/a-line/led8-5a19f827gu2410yvrp-78106.html | Regency Lighting | 2020 | Yes
LED Lighting | A-Type | Sylvania | False |  | A19/21 | E26 (Medium) | E26 (Medium) | Home / Light Bulbs / LED / LED A-Line / Sylvania - 40221 - LED8.5A19F83010YVRSRP Shatter and Vibration Resistant; Suitable for Damp Locations; Suitable for Totally Enclosed Fixtures 8.5W A19 LED Lamp - Universal - 800 Lumens - Warm White (3000K) - 80 CRI - 11000 Hours - E26 (Medium) - 120 to 130V - Frost Sylvania - 40221 - LED8.5A19F83010YVRSRP | 3000 | 80 | 800 | 94.1176 | 11000 | 8.5 | 1 | 1.8 | 1.8 | 2.1151 | 2020Q3 | https://shop.regencylighting.com/lamps/led/a-line/led8-5a19f83010yvrsrp-40221.html | Regency Lighting | 2020 | Yes
LED Lighting | Reflector | Philips | True |  | PAR30LN | E26 (Medium) | E26 (Medium) | Home / Light Bulbs / LED / Philips - 454678 - 12.5PAR30L/F25 3000 DIM SO Superior Lighting Aesthetics; Optimal Thermal Efficiency in a Sleek, Lightweight Design 12.5W PAR30 Long Neck LED Lamp - Universal - 900 Lumens - Warm White (3000K) - 80 CRI - 25000 Hours - E26 (Medium) - 120 to 130V Philips - 454678 - 12.5PAR30L/F25 3000 DIM SO | 3000 | 80 | 900 | 72 | 25000 | 12.5 | 6 | 75 | 12.5 | 14.688 | 2020Q3 | https://shop.regencylighting.com/lamps/led/12-5par30l-f25-3000-dim-so-45467-8.html | Regency Lighting | 2020 | Yes
LED Lighting | A-Type | Sylvania | False |  | A19/21 | E26 (Medium) | E26 (Medium) | Home / Light Bulbs / LED / LED A-Line / Sylvania - 79702 - LED8.5A19F83510YVRP Damp Location Rated; Approved for Use in Totally Enclosed Fixtures 8.5W A19 LED Lamp - Universal - 800 Lumens - Neutral White (3500K) - 80 CRI - 11000 Hours - E26 (Medium) - 120 to 130V - Frost Sylvania - 79702 - LED8.5A19F83510YVRP | 3500 | 80 | 800 | 94.1176 | 11000 | 8.5 | 6 | 15.9 | 2.65 | 3.1139 | 2020Q3 | https://shop.regencylighting.com/lamps/led/a-line/led8-5a19f83510yvrp-79702.html | Regency Lighting | 2020 | Yes
LED Lighting | Reflector | Philips | True |  | PAR30LN | E26 (Medium) | E26 (Medium) | Home / Light Bulbs / LED / Philips - 467829 - 12PAR30L/AMB/F25/830/DIM ULW Energy Star Rated:Yes, Minimum starting temperature:-4.00 F 12W PAR30 Long Neck LED Lamp - Universal - 850 Lumens - Warm White (3000K) - 80 CRI - 25000 Hours - E26 (Medium) - 120 to 130V Philips - 467829 - 12PAR30L/AMB/F25/830/DIM ULW | 3000 | 80 | 850 | 70.8333 | 25000 | 12 | 6 | 107.4 | 17.9 | 21.0332 | 2020Q3 | https://shop.regencylighting.com/lamps/led/12par30l-amb-f25-830-dim-ulw-46782-9.html | Regency Lighting | 2020 | Yes
LED Lighting | Reflector | Philips | True |  | PAR30LN | E26 (Medium) | E26 (Medium) | Home / Light Bulbs / LED / Philips - 467837 - 12PAR30L/AMB/F25/840/DIM ULW Energy Star Rated:Yes, Minimum starting temperature:-4.00 F 12W PAR30 Long Neck LED Lamp - Universal - 850 Lumens - Cool White (4000K) - 80 CRI - 25000 Hours - E26 (Medium) - 120 to 130V Philips - 467837 - 12PAR30L/AMB/F25/840/DIM ULW | 4000 | 80 | 850 | 70.8333 | 25000 | 12 | 6 | 107.4 | 17.9 | 21.0332 | 2020Q3 | https://shop.regencylighting.com/lamps/led/12par30l-amb-f25-840-dim-ulw-46783-7.html | Regency Lighting | 2020 | Yes
LED Lighting | Reflector | Philips | True |  | PAR30LN | E26 (Medium) | E26 (Medium) | Home / Light Bulbs / LED / Philips - 467845 - 12PAR30L/AMB/F40/827/DIM ULW Energy Star Rated:Yes, Minimum starting temperature:-4.00 F 12W PAR30 Long Neck LED Lamp - Universal - 850 Lumens - Warm White (2700K) - 80 CRI - 25000 Hours - E26 (Medium) - 120 to 130V Philips - 467845 - 12PAR30L/AMB/F40/827/DIM ULW | 2700 | 80 | 850 | 70.8333 | 25000 | 12 | 6 | 107.4 | 17.9 | 21.0332 | 2020Q3 | https://shop.regencylighting.com/lamps/led/12par30l-amb-f40-827-dim-ulw-46784-5.html | Regency Lighting | 2020 | Yes
LED Lighting | Reflector | Philips | True |  | PAR30LN | E26 (Medium) | E26 (Medium) | Home / Light Bulbs / LED / Philips - 467852 - 12PAR30L/AMB/F40/830/DIM ULW Energy Star Rated:Yes, Minimum starting temperature:-4.00 F 12W PAR30 Long Neck LED Lamp - Universal - 850 Lumens - Warm White (3000K) - 80 CRI - 25000 Hours - E26 (Medium) - 120 to 130V Philips - 467852 - 12PAR30L/AMB/F40/830/DIM ULW | 3000 | 80 | 850 | 70.8333 | 25000 | 12 | 6 | 107.4 | 17.9 | 21.0332 | 2020Q3 | https://shop.regencylighting.com/lamps/led/12par30l-amb-f40-830-dim-ulw-46785-2.html | Regency Lighting | 2020 | Yes
LED Lighting | Reflector | Philips | True |  | PAR30LN | E26 (Medium) | E26 (Medium) | Home / Light Bulbs / LED / Philips - 471037 - 12PAR30L/EC RETAIL/S10/930/DIM Superior Lighting Aesthetics; Optimal Thermal Efficiency in a Sleek, Lightweight Design 12W PAR30 Long Neck LED Lamp - Universal - 880 Lumens - Warm White (3000K) - 90 CRI - 40000 Hours - E26 (Medium) - 120 to 130V Philips - 471037 - 12PAR30L/EC RETAIL/S10/930/DIM | 3000 | 90 | 880 | 73.3333 | 40000 | 12 | 1 | 24 | 24 | 28.2009 | 2020Q3 | https://shop.regencylighting.com/lamps/led/12par30l-ec-retail-s10-930-dim-47103-7.html | Regency Lighting | 2020 | Yes
LED Lighting | Reflector | Philips | True |  | PAR30LN | E26 (Medium) | E26 (Medium) | Home / Light Bulbs / LED / Philips - 41449-0 - 12PAR30L/END/S15 3000 DIM 6/1 EnduraLED; Indoor Use; Energy Star Qualified 12W PAR30 Long Neck LED Lamp - Universal - 700 Lumens - Warm White (3000K) - 82 CRI - 25000 hrs. - E26 (Medium) - 120 to 130V Philips - 41449-0 - 12PAR30L/END/S15 3000 DIM 6/1 | 3000 | 82 | 700 | 58.3333 | 25000 | 12 | 1 | 18 | 18 | 21.1507 | 2020Q3 | https://shop.regencylighting.com/lamps/led/12par30l-end-s15-3000-dim-6-1-41449-0.html | Regency Lighting | 2020 | Yes
LED Lighting | Reflector | Philips | True |  | PAR30LN | E26 (Medium) | E26 (Medium) | Home / Light Bulbs / LED / Philips - 470970 - 12PAR30L/EXPERTCOLOR/F25/940 Superior Lighting Aesthetics; Optimal Thermal Efficiency in a Sleek, Lightweight Design 12W PAR30 Long Neck LED Lamp - Universal - 950 Lumens - Cool White (4000K) - 95 CRI - 40000 Hours - E26 (Medium) - 120 to 130V Philips - 470970 - 12PAR30L/EXPERTCOLOR/F25/940 | 4000 | 95 | 950 | 79.1667 | 40000 | 12 | 6 | 138 | 23 | 27.0259 | 2020Q3 | https://shop.regencylighting.com/lamps/led/12par30l-expertcolor-f25-940-47097-0.html | Regency Lighting | 2020 | Yes
LED Lighting | Reflector | Philips | True |  | PAR30LN | E26 (Medium) | E26 (Medium) | Home / Light Bulbs / LED / Philips - 470962 - 12PAR30L/EXPERTCOLOR/F40/927 AirFlux Technology Provide Superior Lighting Aesthetics; Optimal Thermal Efficiency in a Sleek, Lightweight Design 12W PAR30 Long Neck LED Lamp - Universal - 850 Lumens - Warm White (2700K) - 95 CRI - 40000 Hours - E26 (Medium) - 120 to 130V Philips - 470962 - 12PAR30L/EXPERTCOLOR/F40/927 | 2700 | 95 | 850 | 70.8333 | 40000 | 12 | 1 | 23 | 23 | 27.0259 | 2020Q3 | https://shop.regencylighting.com/lamps/led/12par30l-expertcolor-f40-927-47096-2.html | Regency Lighting | 2020 | Yes
LED Lighting | Reflector | Philips | True |  | PAR30LN | E26 (Medium) | E26 (Medium) | Home / Light Bulbs / LED / Philips - 470988 - 12PAR30L/EXPERTCOLOR/F40/940 Superior Lighting Aesthetics; Optimal Thermal Efficiency in a Sleek, Lightweight Design 12W PAR30 Long Neck LED Lamp - Universal - 950 Lumens - Cool White (4000K) - 95 CRI - 40000 Hours - E26 (Medium) - 120 to 130V Philips - 470988 - 12PAR30L/EXPERTCOLOR/F40/940 | 4000 | 95 | 950 | 79.1667 | 40000 | 12 | 1 | 23 | 23 | 27.0259 | 2020Q3 | https://shop.regencylighting.com/lamps/led/12par30l-expertcolor-f40-940-47098-8.html | Regency Lighting | 2020 | Yes
LED Lighting | Reflector | Philips | True |  | PAR30 Long Neck | E26 (Medium) | E26 (Medium) | Home / Light Bulbs / LED / Philips - 471045 - 12PAR30L/EXPERTCOLOR RETAIL Expertcolor PAR30 Longneck LED Lamp 12W PAR30 Long Neck LED Lamp - Universal - 880 Lumens - Neutral White (3000K) - 90 CRI - 40000 Hours - E26 (Medium) - 120V Philips - 471045 - 12PAR30L/EXPERTCOLOR RETAIL | 3000 | 90 | 880 | 73.3333 | 25000 | 12 | 6 | 144 | 24 | 28.2009 | 2020Q3 | https://shop.regencylighting.com/lamps/led/12par30l-expertcolor-retail-47104-5.html | Regency Lighting | 2020 | Yes
LED Lighting | Reflector | Philips | True |  | PAR30 | E26 (Medium) | E26 (Medium) | Home / Light Bulbs / LED / Philips - 467886 - 12PAR30S/AMB/F25/830/DIM ULW Energy Star Rated:Yes, Minimum starting temperature:-4.00 F 12W PAR30 LED Lamp - Universal - 850 Lumens - Warm White (3000K) - 80 CRI - 25000 Hours - E26 (Medium) - 120 to 130V Philips - 467886 - 12PAR30S/AMB/F25/830/DIM ULW | 3000 | 80 | 850 | 70.8333 | 25000 | 12 | 6 | 53.7 | 8.95 | 10.5166 | 2020Q3 | https://shop.regencylighting.com/lamps/led/12par30s-amb-f25-830-dim-ulw-46788-6.html | Regency Lighting | 2020 | Yes
LED Lighting | Reflector | Philips | True |  | PAR30 | E26 (Medium) | E26 (Medium) | Home / Light Bulbs / LED / Philips - 467894 - 12PAR30S/AMB/F25/840/DIM ULW Energy Star Rated:Yes, Minimum starting temperature:-4.00 F 12W PAR30 LED Lamp - Universal - 850 Lumens - Cool White (4000K) - 80 CRI - 25000 Hours - E26 (Medium) - 120 to 130V Philips - 467894 - 12PAR30S/AMB/F25/840/DIM ULW | 4000 | 80 | 850 | 70.8333 | 25000 | 12 | 6 | 107.4 | 17.9 | 21.0332 | 2020Q3 | https://shop.regencylighting.com/lamps/led/12par30s-amb-f25-840-dim-ulw-46789-4.html | Regency Lighting | 2020 | Yes
LED Lighting | Reflector | Philips | True |  | PAR30 | E26 (Medium) | E26 (Medium) | Home / Light Bulbs / LED / Philips - 467902 - 12PAR30S/AMB/F40/827/DIM Energy Star Rated:Yes, Minimum starting temperature:-4.00 F 12W PAR30 LED Lamp - Universal - 850 Lumens - Warm White (2700K) - 80 CRI - 25000 Hours - E26 (Medium) - 120 to 130V Philips - 467902 - 12PAR30S/AMB/F40/827/DIM | 2700 | 80 | 850 | 70.8333 | 25000 | 12 | 6 | 107.4 | 17.9 | 21.0332 | 2020Q3 | https://shop.regencylighting.com/lamps/led/12par30s-amb-f40-827-dim-46790-2.html | Regency Lighting | 2020 | Yes
LED Lighting | Reflector | Philips | True |  | PAR30 | E26 (Medium) | E26 (Medium) | Home / Light Bulbs / LED / Philips - 467910 - 12PAR30S/AMB/F40/830/DIM ULW Energy Star Rated:Yes, Minimum starting temperature:-4.00 F 12W PAR30 LED Lamp - Universal - 850 Lumens - Warm White (3000K) - 80 CRI - 25000 Hours - E26 (Medium) - 120 to 130V Philips - 467910 - 12PAR30S/AMB/F40/830/DIM ULW | 3000 | 80 | 850 | 70.8333 | 25000 | 12 | 6 | 107.4 | 17.9 | 21.0332 | 2020Q3 | https://shop.regencylighting.com/lamps/led/12par30s-amb-f40-830-dim-ulw-46791-0.html | Regency Lighting | 2020 | Yes
LED Lighting | Reflector | Philips | True |  | PAR30 | E26 (Medium) | E26 (Medium) | Home / Light Bulbs / LED / Philips - 470906 - 12PAR30S/EXPERTCOLOR/F25/927 Superior Lighting Aesthetics; Optimal Thermal Efficiency in a Sleek, Lightweight Design 12W PAR30 LED Lamp - Universal - 850 Lumens - Warm White (2700K) - 95 CRI - 40000 Hours - E26 (Medium) - 120 to 130V Philips - 470906 - 12PAR30S/EXPERTCOLOR/F25/927 | 2700 | 95 | 850 | 70.8333 | 40000 | 12 | 6 | 138 | 23 | 27.0259 | 2020Q3 | https://shop.regencylighting.com/lamps/led/12par30s-expertcolor-f25-927-47090-6.html | Regency Lighting | 2020 | Yes
LED Lighting | Reflector | Philips | True |  | PAR30 | E26 (Medium) | E26 (Medium) | Home / Light Bulbs / LED / Philips - 470930 - 12PAR30S/EXPERTCOLOR/F25/940 Superior Lighting Aesthetics; Optimal Thermal Efficiency in a Sleek, Lightweight Design 12W PAR30 LED Lamp - Universal - 950 Lumens - Cool White (4000K) - 95 CRI - 40000 Hours - E26 (Medium) - 120 to 130V Philips - 470930 - 12PAR30S/EXPERTCOLOR/F25/940 | 4000 | 95 | 950 | 79.1667 | 40000 | 12 | 1 | 23 | 23 | 27.0259 | 2020Q3 | https://shop.regencylighting.com/lamps/led/12par30s-expertcolor-f25-940-47093-0.html | Regency Lighting | 2020 | Yes
LED Lighting | Reflector | Philips | True |  | PAR30 | E26 (Medium) | E26 (Medium) | Home / Light Bulbs / LED / Philips - 470914 - 12PAR30S/EXPERTCOLOR/F40 Superior Lighting Aesthetics; Optimal Thermal Efficiency in a Sleek, Lightweight Design 12W PAR30 LED Lamp - Universal - 850 Lumens - Warm White (2700K) - 95 CRI - 40000 Hours - E26 (Medium) - 120 to 130V Philips - 470914 - 12PAR30S/EXPERTCOLOR/F40 | 2700 | 95 | 850 | 70.8333 | 40000 | 12 | 1 | 18 | 18 | 21.1507 | 2020Q3 | https://shop.regencylighting.com/lamps/led/12par30s-expertcolor-f40-47091-4.html | Regency Lighting | 2020 | Yes
LED Lighting | Reflector | Philips | True |  | PAR30 | E26 (Medium) | E26 (Medium) | Home / Light Bulbs / LED / Philips - 470948 - 12PAR30S/EXPERTCOLOR/F40/940 Superior Lighting Aesthetics; Optimal Thermal Efficiency in a Sleek, Lightweight Design 12W PAR30 LED Lamp - Universal - 950 Lumens - Cool White (4000K) - 95 CRI - 40000 Hours - E26 (Medium) - 120 to 130V Philips - 470948 - 12PAR30S/EXPERTCOLOR/F40/940 | 4000 | 95 | 950 | 79.1667 | 40000 | 12 | 1 | 23 | 23 | 27.0259 | 2020Q3 | https://shop.regencylighting.com/lamps/led/12par30s-expertcolor-f40-940-47094-8.html | Regency Lighting | 2020 | Yes
LED Lighting | Reflector | Philips | True |  | PAR30 | E26 (Medium) | E26 (Medium) | Home / Light Bulbs / LED / Philips - 471060 - 12PAR30S/EXPERTCOLOR RETAIL Superior Lighting Aesthetics; Optimal Thermal Efficiency in a Sleek, Lightweight Design 12W PAR30 LED Lamp - Universal - 880 Lumens - Neutral White (3000K) - 90 CRI - 40000 Hours - E26 (Medium) - 120V Philips - 471060 - 12PAR30S/EXPERTCOLOR RETAIL | 3000 | 90 | 880 | 73.3333 | 40000 | 12 | 6 | 144 | 24 | 28.2009 | 2020Q3 | https://shop.regencylighting.com/lamps/led/12par30s-expertcolor-retail-47106-0.html | Regency Lighting | 2020 | Yes
LED Lighting | Reflector | Philips | True |  | PAR30 | E26 (Medium) | E26 (Medium) | Home / Light Bulbs / LED / Philips - 471078 - 12PAR30S/EXPERTCOLOR RETAIL Expertcolor PAR30 Shortneck LED Lamp 12W PAR30 LED Lamp - Universal - 880 Lumens - Neutral White (3000K) - 90 CRI - 40000 Hours - E26 (Medium) - 120V Philips - 471078 - 12PAR30S/EXPERTCOLOR RETAIL | 3000 | 90 | 880 | 73.3333 | 25000 | 12 | 6 | 144 | 24 | 28.2009 | 2020Q3 | https://shop.regencylighting.com/lamps/led/12par30s-expertcolor-retail-47107-8.html | Regency Lighting | 2020 | Yes
LED Lighting | Reflector | Philips | True |  | PAR30 | E26 (Medium) | E26 (Medium) | Home / Light Bulbs / LED / Philips - 471086 - 12PAR30S/EXPERTCOLOR RETAIL Superior Lighting Aesthetics; Optimal Thermal Efficiency in a Sleek, Lightweight Design 12W PAR30 LED Lamp - Universal - 880 Lumens - Warm White (3000K) - 90 CRI - 40000 Hours - E26 (Medium) - 120 to 130V Philips - 471086 - 12PAR30S/EXPERTCOLOR RETAIL | 3000 | 90 | 880 | 73.3333 | 40000 | 12 | 6 | 144 | 24 | 28.2009 | 2020Q3 | https://shop.regencylighting.com/lamps/led/12par30s-expertcolor-retail-47108-6.html | Regency Lighting | 2020 | Yes
LED Lighting | Reflector | Philips | True |  | PAR30 | E26 (Medium) | E26 (Medium) | Home / Light Bulbs / LED / Philips - 471094 - 12PAR30S/EXPERTCOLOR RETAIL Superior Lighting Aesthetics; Optimal Thermal Efficiency in a Sleek, Lightweight Design 12W PAR30 LED Lamp - Universal - 880 Lumens - Warm White (3000K) - 90 CRI - 40000 Hours - E26 (Medium) - 120 to 130V Philips - 471094 - 12PAR30S/EXPERTCOLOR RETAIL | 3000 | 90 | 880 | 73.3333 | 40000 | 12 | 1 | 25 | 25 | 29.376 | 2020Q3 | https://shop.regencylighting.com/lamps/led/12par30s-expertcolor-retail-47109-4.html | Regency Lighting | 2020 | Yes
LED Lighting | Reflector | Philips | True |  | PAR30 | E26 (Medium) | E26 (Medium) | Home / Light Bulbs / LED / Philips - 470898 - 12PAR30S/EXPERTCOLOR/S10/927/D Superior Lighting Aesthetics; Optimal Thermal Efficiency in a Sleek, Lightweight Design 12W PAR30 LED Lamp - Universal - 850 Lumens - Warm White (2700K) - 95 CRI - 40000 Hours - E26 (Medium) - 120 to 130V Philips - 470898 - 12PAR30S/EXPERTCOLOR/S10/927/D | 2700 | 95 | 850 | 70.8333 | 40000 | 12 | 1 | 23 | 23 | 27.0259 | 2020Q3 | https://shop.regencylighting.com/lamps/led/12par30s-expertcolor-s10-927-d-47089-8.html | Regency Lighting | 2020 | Yes
LED Lighting | Reflector | Philips | True |  | PAR38 | E26 (Medium) | E26 (Medium) | Home / Light Bulbs / LED / Philips - 529628 - 12PAR38/LED/827/F25/DIM/ULW/120V PAR38 LED Lamp 12W PAR38 LED Lamp - 850 Lumens - Warm White (2700K) - 80 CRI - 25000 Hours - 120 to 130V Philips - 529628 - 12PAR38/LED/827/F25/DIM/ULW/120V | 2700 | 80 | 850 | 70.8333 | 25000 | 12 | 6 | 81 | 13.5 | 15.863 | 2020Q3 | https://shop.regencylighting.com/lamps/led/12par38-led-827-f25-dim-ulw-120v-52962.html | Regency Lighting | 2020 | Yes
LED Lighting | Reflector | Philips | True |  | PAR38 | E26 (Medium) | E26 (Medium) | Home / Light Bulbs / LED / Philips - 529677 - 12PAR38/LED/830/F40/DIM/ULW PAR38 LED Lamp 12W PAR38 LED Lamp - Universal - 900 Lumens - Warm White (3000K) - 80 CRI - 25000 Hours - E26 (Medium) - 120 to 130V Philips - 529677 - 12PAR38/LED/830/F40/DIM/ULW | 3000 | 80 | 900 | 75 | 25000 | 12 | 6 | 81 | 13.5 | 15.863 | 2020Q3 | https://shop.regencylighting.com/lamps/led/12par38-led-830-f40-dim-ulw-52967-7.html | Regency Lighting | 2020 | Yes
LED Lighting | Reflector | Philips | True | Daylighting/Photocell, | PAR38 | E26 (Medium) | E26 (Medium) | Home / Light Bulbs / LED / Philips - 529651 - 12PAR38/LED/850/F25/DIM/ULW Enclosed Fixture Rated; Energy Star Certified 12W PAR38 LED Lamp - Universal - 900 Lumens - Daylight (5000K) - 80 CRI - 25000 Hours - E26 (Medium) - 120 to 130V Philips - 529651 - 12PAR38/LED/850/F25/DIM/ULW | 5000 | 80 | 900 | 75 | 25000 | 12 | 1 | 13.5 | 13.5 | 15.863 | 2020Q3 | https://shop.regencylighting.com/lamps/led/12par38-led-850-f25-dim-ulw-52965-1.html | Regency Lighting | 2020 | Yes
LED Lighting | Reflector | Philips | True |  | PAR38 | E26 (Medium) | E26 (Medium) | Home / Light Bulbs / LED / Philips - 467761 - 13.5PAR38/AMB/F25/830/DIM ULW Energy Star Rated:Yes, Minimum starting temperature:-4.00 F 13.5W PAR38 LED Lamp - Universal - 950 Lumens - Warm White (3000K) - 80 CRI - 25000 Hours - E26 (Medium) - 120 to 130V Philips - 467761 - 13.5PAR38/AMB/F25/830/DIM ULW | 3000 | 80 | 950 | 70.3704 | 25000 | 13.5 | 6 | 114 | 19 | 22.3257 | 2020Q3 | https://shop.regencylighting.com/lamps/led/13-5par38-amb-f25-830-dim-ulw-46776-1.html | Regency Lighting | 2020 | Yes
LED Lighting | Reflector | Philips | True |  | PAR38 | E26 (Medium) | E26 (Medium) | Home / Light Bulbs / LED / Philips - 531210 - 13.5PAR38/AMB/F25/830/DIM ULW PAR38 LED Lamp 13.5W PAR38 LED Lamp - Universal - 950 Lumens - Warm White (3000K) - 80 CRI - 25000 Hours - E26 (Medium) - 120 to 130V Philips - 531210 - 13.5PAR38/AMB/F25/830/DIM ULW | 3000 | 80 | 950 | 70.3704 | 25000 | 13.5 | 1 | 19 | 19 | 22.3257 | 2020Q3 | https://shop.regencylighting.com/lamps/led/13-5par38-amb-f25-830-dim-ulw-53121-0.html | Regency Lighting | 2020 | Yes
LED Lighting | Reflector | Philips | True |  | PAR38 | E26 (Medium) | E26 (Medium) | Home / Light Bulbs / LED / Philips - 467779 - 13.5PAR38/AMB/F25/840/DIM ULW Energy Star Rated:Yes, Minimum starting temperature:-4.00 F 13.5W PAR38 LED Lamp - Universal - 950 Lumens - Cool White (4000K) - 80 CRI - 25000 Hours - E26 (Medium) - 120 to 130V Philips - 467779 - 13.5PAR38/AMB/F25/840/DIM ULW | 4000 | 80 | 950 | 70.3704 | 25000 | 13.5 | 6 | 114 | 19 | 22.3257 | 2020Q3 | https://shop.regencylighting.com/lamps/led/13-5par38-amb-f25-840-dim-ulw-46777-9.html | Regency Lighting | 2020 | Yes
LED Lighting | Reflector | Philips | True |  | PAR38 | E26 (Medium) | E26 (Medium) | Home / Light Bulbs / LED / Philips - 531236 - 13.5PAR38/PER/830/F40/DIM/ULW PAR38 LED Lamp 13.5W PAR38 LED Lamp - Universal - 950 Lumens - Warm White (3000K) - 80 CRI - 25000 Hours - E26 (Medium) - 120 to 130V Philips - 531236 - 13.5PAR38/PER/830/F40/DIM/ULW | 3000 | 80 | 950 | 70.3704 | 25000 | 13.5 | 1 | 19 | 19 | 22.3257 | 2020Q3 | https://shop.regencylighting.com/lamps/led/13-5par38-per-830-f40-dim-ulw-53123-6.html | Regency Lighting | 2020 | Yes
LED Lighting | A-Type | Sylvania | False |  | A19/21 | E26 (Medium) | E26 (Medium) | Home / Light Bulbs / LED / LED A-Line / Sylvania - 74321 - LED8.5A19F84110YV 6/CS 1/SKU Damp Location Rated; Approved for Use in Totally Enclosed Fixtures 8.5W A19 LED Lamp - Universal - 800 Lumens - Cool White (4100K) - 80 CRI - 11000 Hours - E26 (Medium) - 120 to 130V - Frost Sylvania - 74321 - LED8.5A19F84110YV 6/CS 1/SKU | 4100 | 80 | 800 | 94.1176 | 11000 | 8.5 | 6 | 15.9 | 2.65 | 3.1139 | 2020Q3 | https://shop.regencylighting.com/lamps/led/a-line/led8-5a19f84110yv-6-cs-1-sku-74321.html | Regency Lighting | 2020 | Yes
LED Lighting | A-Type | Sylvania | False | Daylighting/Photocell, | A19/21 | E26 (Medium) | E26 (Medium) | Home / Light Bulbs / LED / LED A-Line / Sylvania - 79281 - LED8.5A19F85010YVRP Damp Location Rated; Approved for Use in Totally Enclosed Fixtures 8.5W A19 LED Lamp - Universal - 800 Lumens - Daylight (5000K) - 80 CRI - 11000 Hours - E26 (Medium) - 120 to 130V - Frost Sylvania - 79281 - LED8.5A19F85010YVRP | 5000 | 80 | 800 | 94.1176 | 11000 | 8.5 | 6 | 15.9 | 2.65 | 3.1139 | 2020Q3 | https://shop.regencylighting.com/lamps/led/a-line/led8-5a19f85010yvrp-79281.html | Regency Lighting | 2020 | Yes
LED Lighting | A-Type | Sylvania | False | Daylighting/Photocell, | A19/21 | E26 (Medium) | E26 (Medium) | Home / Light Bulbs / LED / LED A-Line / Sylvania - 79284 - LED8.5A19F85010YVRP4 Damp Location Rated; Approved for Use in Totally Enclosed Fixtures 8.5W A19 LED Lamp - Universal - 800 Lumens - Daylight (5000K) - 80 CRI - 11000 Hours - E26 (Medium) - 120 to 130V - Frost Sylvania - 79284 - LED8.5A19F85010YVRP4 | 5000 | 80 | 800 | 94.1176 | 11000 | 8.5 | 24 | 63.6 | 2.65 | 3.1139 | 2020Q3 | https://shop.regencylighting.com/lamps/led/a-line/led8-5a19f85010yvrp4-79284.html | Regency Lighting | 2020 | Yes
LED Lighting | A-Type | Sylvania | False | Daylighting/Photocell, | A19/21 | E26 (Medium) | E26 (Medium) | Home / Light Bulbs / LED / LED A-Line / Sylvania - 79282 - LED8.5A19F850710YVRP2 Damp Location Rated; Approved for Use in Totally Enclosed Fixtures 8.5W A19 LED Lamp - Universal - 800 Lumens - Daylight (5000K) - 80 CRI - 11000 Hours - E26 (Medium) - 120 to 130V - Frost Sylvania - 79282 - LED8.5A19F850710YVRP2 | 5000 | 80 | 800 | 94.1176 | 11000 | 8.5 | 12 | 31.8 | 2.65 | 3.1139 | 2020Q3 | https://shop.regencylighting.com/lamps/led/a-line/led8-5a19f850710yvrp2-79282.html | Regency Lighting | 2020 | Yes
LED Lighting | Reflector | Maxlite | False |  | PAR30 | E26 (Medium) | E26 (Medium) | Home / Light Bulbs / LED / Maxlite - 74686 - 13P30LNLED230FL 25000 Hour Life at L70 Standards; High Output Chip-On-Board LED; Non Dimmable 13W PAR30 LED Lamp - Universal - 1000 Lumens - Warm White (3000K) - 82 CRI - 25000 Hours - E26 (Medium) - 277V Maxlite - 74686 - 13P30LNLED230FL | 3000 | 82 | 1000 | 76.9231 | 25000 | 13 | 1 | 19.82 | 19.82 | 23.2893 | 2020Q3 | https://shop.regencylighting.com/lamps/led/13p30lnled230fl-mxt.html | Regency Lighting | 2020 | Yes
LED Lighting | Reflector | Maxlite | False |  | PAR30 | E26 (Medium) | E26 (Medium) | Home / Light Bulbs / LED / Maxlite - 74645 - 13P30LNLED240FL 25000 Hour Life at L70 Standards; High Output Chip-On-Board LED; Non Dimmable 13W PAR30 LED Lamp - Universal - 1200 Lumens - Cool White (4000K) - 82 CRI - 25000 Hours - E26 (Medium) - 277V Maxlite - 74645 - 13P30LNLED240FL | 4000 | 82 | 1200 | 92.3077 | 25000 | 13 | 1 | 19.82 | 19.82 | 23.2893 | 2020Q3 | https://shop.regencylighting.com/lamps/led/13p30lnled240fl-mxt.html | Regency Lighting | 2020 | Yes
LED Lighting | Reflector | Maxlite | True |  | PAR38 | E26 (Medium) | E26 (Medium) | Home / Light Bulbs / LED / Maxlite - 102180 - 13P38DLED27FL Solid Aluminum Body acts as a Heat Sink; 25000 To 50000 Hour Life; Environmentally Friendly; Compatible with Building Controls; Uniform Color Consistency; Dimmable 13W PAR38 LED Lamp - Universal - 950 Lumens - Warm White (2700K) - 82 CRI - 25000 Hours - E26 (Medium) - 120 to 130V Maxlite - 102180 - 13P38DLED27FL | 2700 | 82 | 950 | 73.0769 | 25000 | 13 | 1 | 11.17 | 11.17 | 13.1252 | 2020Q3 | https://shop.regencylighting.com/lamps/led/13p38dled27fl-mxt.html | Regency Lighting | 2020 | Yes
LED Lighting | Reflector | Maxlite | True |  | PAR38 | E26 (Medium) | E26 (Medium) | Home / Light Bulbs / LED / Maxlite - 102291 - 13P38DLED30NF Solid Aluminum Body acts as a Heat Sink; 25000 To 50000 Hour Life; Environmentally Friendly; Compatible with Building Controls; Uniform Color Consistency; Dimmable 13W PAR38 LED Lamp - Universal - 950 Lumens - Warm White (3000K) - 82 CRI - 5000 Hours - E26 (Medium) - 120 to 130V Maxlite - 102291 - 13P38DLED30NF | 3000 | 82 | 950 | 73.0769 | 5000 | 13 | 1 | 11.17 | 11.17 | 13.1252 | 2020Q3 | https://shop.regencylighting.com/lamps/led/13p38dled30nf-mxt.html | Regency Lighting | 2020 | Yes
LED Lighting | Reflector | Maxlite | False | Daylighting/Photocell, | PAR38 | E26 (Medium) | E26 (Medium) | Home / Light Bulbs / LED / Maxlite - 102651 - 13P38NDV50FL Non-Dimming Value Series; Not Rated for Enclosed Rated; Damp Location Rated 13W PAR38 LED Lamp - Universal - 1000 Lumens - Daylight (5000K) - 82 CRI - 11000 hrs. - E26 (Medium) - 120 to 130V Maxlite - 102651 - 13P38NDV50FL | 5000 | 82 | 1000 | 76.9231 | 11000 | 13 | 1 | 7.66 | 7.66 | 9.0008 | 2020Q3 | https://shop.regencylighting.com/lamps/led/13p38ndv50fl-mxt.html | Regency Lighting | 2020 | Yes
LED Lighting | Reflector | Philips | True |  | PAR38 | E26 (Medium) | E26 (Medium) | Home / Light Bulbs / LED / Philips - 430066 - 13PAR38/F25 2700 DIM AF RO 6/1 PAR38 LED Bulb 13W PAR38 LED Lamp - Universal - 900 Lumens - Warm White (2700K) - 80 CRI - 25000 Hours - E26 (Medium) - 120 to 130V Philips - 430066 - 13PAR38/F25 2700 DIM AF RO 6/1 | 2700 | 80 | 900 | 69.2308 | 25000 | 13 | 1 | 17.33 | 17.33 | 20.3634 | 2020Q3 | https://shop.regencylighting.com/lamps/led/13par38-f25-2700-dim-af-ro-6-1-43006-6.html | Regency Lighting | 2020 | Yes
LED Lighting | Reflector | Philips | True |  | PAR38 | E26 (Medium) | E26 (Medium) | Home / Light Bulbs / LED / Philips - 430033 - 13PAR38/S15 2700 DIM AF SO 6/1 PAR38 LED Bulb 13W PAR38 LED Lamp - Universal - 900 Lumens - Warm White (2700K) - 83 CRI - 25000 Hours - E26 (Medium) - 120 to 130V Philips - 430033 - 13PAR38/S15 2700 DIM AF SO 6/1 | 2700 | 83 | 900 | 69.2308 | 25000 | 13 | 1 | 44.92 | 44.92 | 52.7827 | 2020Q3 | https://shop.regencylighting.com/lamps/led/13par38-s15-2700-dim-af-so-6-1-43003-3.html | Regency Lighting | 2020 | Yes
LED Lighting | A-Type | Sylvania | False | Daylighting/Photocell, | A19/21 | GU24 (Bi-Pin / Twist & Lock) | GU24 (Bi-Pin / Twist & Lock) | Home / Light Bulbs / LED / LED A-Line / Sylvania - 78107 - LED8.5A19F850GU2410YVRP Damp Location Rated; Approved for Use in Totally Enclosed Fixtures 8.5W A19 LED Lamp - Universal - 800 Lumens - Daylight (5000K) - 80 CRI - 11000 Hours - GU24 (Bi-Pin / Twist & Lock) - 120 to 130V - Frost Sylvania - 78107 - LED8.5A19F850GU2410YVRP | 5000 | 80 | 800 | 94.1176 | 11000 | 8.5 | 1 | 2.99 | 2.99 | 3.5134 | 2020Q3 | https://shop.regencylighting.com/lamps/led/a-line/led8-5a19f850gu2410yvrp-78107.html | Regency Lighting | 2020 | Yes
LED Lighting | Decorative | Green Creative | True |  | PL-L/FT_DL (Twin Tube) | 2G11 (4 Pin) | 2G11 (4 Pin) | Home / Light Bulbs / LED / Green Creative - 97750 - 14.5PLL/835/DIR Compatible with 36W Electronic Ballasts; Easy to install - Plug & Play Direct; Suitable for Totally Enclosed Fixtures 14.5W LED CFL Replacement - Universal - 1550 Lumens - Neutral White (3500K) - 80 CRI - 50000 hrs. - 2G11 (4 Pin) Green Creative - 97750 - 14.5PLL/835/DIR | 3500 | 80 | 1550 | 106.8966 | 50000 | 14.5 | 1 | 21.97 | 21.97 | 25.8156 | 2020Q3 | https://shop.regencylighting.com/lamps/led/14-5pll-835-dir-grc.html | Regency Lighting | 2020 | No
LED Lighting | Decorative | Green Creative | True |  | PL-L/FT_DL (Twin Tube) | 2G11 (4 Pin) | 2G11 (4 Pin) | Home / Light Bulbs / LED / Green Creative - 98488 - 14.5PLL/835/GL/DIR Compatible with 36W Electronic Ballasts; Easy to install - Plug & Play Direct; Suitable for Totally Enclosed Fixtures; Plastic Film Prevents Glass from Breaking 14.5W LED CFL Replacement - 1950 Lumens - Neutral White (3500K) - 80 CRI - 50000 Hours - 2G11 (4 Pin) Green Creative - 98488 - 14.5PLL/835/GL/DIR | 3500 | 80 | 1950 | 134.4828 | 50000 | 14.5 | 1 | 18.19 | 18.19 | 21.374 | 2020Q3 | https://shop.regencylighting.com/lamps/led/14-5pll-835-gl-dir-grc.html | Regency Lighting | 2020 | No
LED Lighting | A-Type | Philips | False |  | A19/21 | E26 (Medium) | E26 (Medium) | Home / Light Bulbs / LED / Philips - 455501 - A19 8.5W 2700K E26 Damp Location Rated 8.5W A19 LED Lamp - Universal - 800 Lumens - Warm White (2700K) - 80 CRI - 15000 Hours - E26 (Medium) - 120 to 130V - Frost Philips - 455501 - A19 8.5W 2700K E26 | 2700 | 80 | 800 | 94.1176 | 15000 | 8.5 | 4 | 6.2 | 1.55 | 1.8213 | 2020Q3 | https://shop.regencylighting.com/lamps/led/a19-8-5w-2700k-e26-45550-1.html | Regency Lighting | 2020 | Yes
LED Lighting | A-Type | Sylvania | False |  | A19/21 | E26 (Medium) | E26 (Medium) | Home / Light Bulbs / LED / Sylvania - 74733 - LED8.5A19/F/830/10YV/RP Damp Location Rated; Approved for Use in Totally Enclosed Fixtures 8.5W A19 LED Lamp - Universal - 800 Lumens - Warm White (3000K) - 80 CRI - 11000 Hours - E26 (Medium) - 120 to 130V - Frost Sylvania - 74733 - LED8.5A19/F/830/10YV/RP | 3000 | 80 | 800 | 94.1176 | 11000 | 8.5 | 1 | 2.66 | 2.66 | 3.1256 | 2020Q3 | https://shop.regencylighting.com/lamps/led/led8-5a19-f-830-10yv-rp-74733.html | Regency Lighting | 2020 | Yes
LED Lighting | A-Type | Sylvania | False |  | A19/21 | E26 (Medium) | E26 (Medium) | Home / Light Bulbs / LED / Sylvania - 73885 - LED8.5A19F82710YVRP Damp Location Rated; Approved for Use in Totally Enclosed Fixtures 8.5W A19 LED Lamp - Universal - 800 Lumens - Warm White (2700K) - 80 CRI - 11000 Hours - E26 (Medium) - 120 to 130V - Frost Sylvania - 73885 - LED8.5A19F82710YVRP | 2700 | 80 | 800 | 94.1176 | 11000 | 8.5 | 1 | 2.65 | 2.65 | 3.1139 | 2020Q3 | https://shop.regencylighting.com/lamps/led/led8-5a19f82710yvrp-73885.html | Regency Lighting | 2020 | Yes
LED Lighting | Reflector | Philips | True |  | PAR38 | E26 (Medium) | E26 (Medium) | Home / Light Bulbs / LED / Philips - 474676 - 14PAR38/AMB/835/F25/GL/DIM/FB PAR38 LED Spout Lamp 14W PAR38 LED Lamp - Universal - 1200 Lumens - Neutral White (3500K) - 80 CRI - 25000 Hours - E26 (Medium) - 120 to 130V Philips - 474676 - 14PAR38/AMB/835/F25/GL/DIM/FB | 3500 | 80 | 1200 | 85.7143 | 25000 | 14 | 1 | 14.5 | 14.5 | 17.0381 | 2020Q3 | https://shop.regencylighting.com/lamps/led/14par38-amb-835-f25-gl-dim-fb-47467-6.html | Regency Lighting | 2020 | Yes
LED Lighting | Reflector | Philips | True |  | PAr38 | E26 (Medium) | E26 (Medium) | Home / Light Bulbs / LED / Philips - 529529 - 14PAR38/LED/830/F25/DIM/ULW PAR38 LED Lamp 14W PAR38 LED Lamp - Universal - 1200 Lumens - Warm White (3000K) - 80 CRI - 25000 Hours - E26 (Medium) - 120 to 130V Philips - 529529 - 14PAR38/LED/830/F25/DIM/ULW | 3000 | 80 | 1200 | 85.7143 | 25000 | 14 | 6 | 87 | 14.5 | 17.0381 | 2020Q3 | https://shop.regencylighting.com/lamps/led/14par38-led-830-f25-dim-ulw-52952-9.html | Regency Lighting | 2020 | Yes
LED Lighting | Reflector | Philips | True |  | PAR38 | E26 (Medium) | E26 (Medium) | Home / Light Bulbs / LED / Philips - 474684 - 14PAR38/LED/835/F40/GL/DIM FB PAR38 LED Spout Lamp 14W PAR38 LED Lamp - Universal - 1200 Lumens - Neutral White (3500K) - 80 CRI - 25000 Hours - E26 (Medium) - 120 to 130V Philips - 474684 - 14PAR38/LED/835/F40/GL/DIM FB | 3500 | 80 | 1200 | 85.7143 | 25000 | 14 | 1 | 14.5 | 14.5 | 17.0381 | 2020Q3 | https://shop.regencylighting.com/lamps/led/14par38-led-835-f40-gl-dim-fb-47468-4.html | Regency Lighting | 2020 | Yes
LED Lighting | Reflector | Philips | True |  | PAR38 | E26 (Medium) | E26 (Medium) | Home / Light Bulbs / LED / Philips - 529537 - 14PAR38/LED/840/F25/DIM/ULW/12 PAR38 LED Lamp 14W PAR38 LED Lamp - Universal - 1200 Lumens - Cool White (4000K) - 80 CRI - 25000 hrs. - E26 (Medium) - 120 to 130V Philips - 529537 - 14PAR38/LED/840/F25/DIM/ULW/12 | 4000 | 80 | 1200 | 85.7143 | 25000 | 14 | 1 | 14.5 | 14.5 | 17.0381 | 2020Q3 | https://shop.regencylighting.com/lamps/led/14par38-led-840-f25-dim-ulw-12-52953-7.html | Regency Lighting | 2020 | Yes
LED Lighting | Reflector | Green Creative | True |  | PAR38 | E26 (Medium) | E26 (Medium) | Home / Light Bulbs / LED / Green Creative - 57809 - 14PAR38DIM/830FL40 57809 Wet Location Rated 14W PAR38 LED Lamp - Universal - 1050 Lumens - Warm White (3000K) - 80 CRI - 25000 Hours - E26 (Medium) - 120 to 130V Green Creative - 57809 - 14PAR38DIM/830FL40 57809 | 3000 | 80 | 1050 | 75 | 25000 | 14 | 1 | 16.33 | 16.33 | 19.1884 | 2020Q3 | https://shop.regencylighting.com/lamps/led/14par38dim-830fl40-57809-gcr.html | Regency Lighting | 2020 | Yes
LED Lighting | A-Type | Sylvania | False |  | A19/21 | E26 (Medium) | E26 (Medium) | Home / Light Bulbs / LED / Sylvania - 73886 - LED8.5A19F82710YVRP2 Damp Location Rated; Approved for Use in Totally Enclosed Fixtures 8.5W A19 LED Lamp - Universal - 800 Lumens - Warm White (2700K) - 80 CRI - 11000 Hours - E26 (Medium) - 120 to 130V - Frost Sylvania - 73886 - LED8.5A19F82710YVRP2 | 2700 | 80 | 800 | 94.1176 | 11000 | 8.5 | 12 | 34.08 | 2.84 | 3.3371 | 2020Q3 | https://shop.regencylighting.com/lamps/led/led8-5a19f82710yvrp2-73886.html | Regency Lighting | 2020 | Yes
LED Lighting | A-Type | Sylvania | False |  | A19/21 | GU24 (Bi-Pin / Twist & Lock) | GU24 (Bi-Pin / Twist & Lock) | Home / Light Bulbs / LED / Sylvania - 78106 - LED8.5A19F827GU2410YVRP Damp Location Rated; Approved for Use in Totally Enclosed Fixtures 8.5W A19 LED Lamp - Universal - 800 Lumens - Warm White (2700K) - 80 CRI - 11000 Hours - GU24 (Bi-Pin / Twist & Lock) - 120 to 130V - Frost Sylvania - 78106 - LED8.5A19F827GU2410YVRP | 2700 | 80 | 800 | 94.1176 | 11000 | 8.5 | 1 | 2.99 | 2.99 | 3.5134 | 2020Q3 | https://shop.regencylighting.com/lamps/led/led8-5a19f827gu2410yvrp-78106.html | Regency Lighting | 2020 | Yes
LED Lighting | A-Type | Sylvania | False |  | A19/21 | E26 (Medium) | E26 (Medium) | Home / Light Bulbs / LED / Sylvania - 40221 - LED8.5A19F83010YVRSRP Shatter and Vibration Resistant; Suitable for Damp Locations; Suitable for Totally Enclosed Fixtures 8.5W A19 LED Lamp - Universal - 800 Lumens - Warm White (3000K) - 80 CRI - 11000 Hours - E26 (Medium) - 120 to 130V - Frost Sylvania - 40221 - LED8.5A19F83010YVRSRP | 3000 | 80 | 800 | 94.1176 | 11000 | 8.5 | 1 | 1.8 | 1.8 | 2.1151 | 2020Q3 | https://shop.regencylighting.com/lamps/led/led8-5a19f83010yvrsrp-40221.html | Regency Lighting | 2020 | Yes
LED Lighting | A-Type | Sylvania | False |  | A19/21 | E26 (Medium) | E26 (Medium) | Home / Light Bulbs / LED / Sylvania - 79702 - LED8.5A19F83510YVRP Damp Location Rated; Approved for Use in Totally Enclosed Fixtures 8.5W A19 LED Lamp - Universal - 800 Lumens - Neutral White (3500K) - 80 CRI - 11000 Hours - E26 (Medium) - 120 to 130V - Frost Sylvania - 79702 - LED8.5A19F83510YVRP | 3500 | 80 | 800 | 94.1176 | 11000 | 8.5 | 6 | 15.9 | 2.65 | 3.1139 | 2020Q3 | https://shop.regencylighting.com/lamps/led/led8-5a19f83510yvrp-79702.html | Regency Lighting | 2020 | Yes
LED Lighting | A-Type | Sylvania | False |  | A19/21 | E26 (Medium) | E26 (Medium) | Home / Light Bulbs / LED / Sylvania - 74321 - LED8.5A19F84110YV 6/CS 1/SKU Damp Location Rated; Approved for Use in Totally Enclosed Fixtures 8.5W A19 LED Lamp - Universal - 800 Lumens - Cool White (4100K) - 80 CRI - 11000 Hours - E26 (Medium) - 120 to 130V - Frost Sylvania - 74321 - LED8.5A19F84110YV 6/CS 1/SKU | 4100 | 80 | 800 | 94.1176 | 11000 | 8.5 | 6 | 15.9 | 2.65 | 3.1139 | 2020Q3 | https://shop.regencylighting.com/lamps/led/led8-5a19f84110yv-6-cs-1-sku-74321.html | Regency Lighting | 2020 | Yes
LED Lighting | A-Type | Sylvania | False | Daylighting/Photocell, | A19/21 | E26 (Medium) | E26 (Medium) | Home / Light Bulbs / LED / Sylvania - 79281 - LED8.5A19F85010YVRP Damp Location Rated; Approved for Use in Totally Enclosed Fixtures 8.5W A19 LED Lamp - Universal - 800 Lumens - Daylight (5000K) - 80 CRI - 11000 Hours - E26 (Medium) - 120 to 130V - Frost Sylvania - 79281 - LED8.5A19F85010YVRP | 5000 | 80 | 800 | 94.1176 | 11000 | 8.5 | 6 | 15.9 | 2.65 | 3.1139 | 2020Q3 | https://shop.regencylighting.com/lamps/led/led8-5a19f85010yvrp-79281.html | Regency Lighting | 2020 | Yes
LED Lighting | Reflector | Satco | True |  | BR40 | E26 (Medium) | E26 (Medium) | Home / Light Bulbs / LED / Satco - S8580 - 16.5BR40/LED/3000K/1075L/120V Reflector LED Replacement Lamp 16.5W BR40 LED Lamp - 1075 Lumens - Warm White (3000K) - 90 CRI - 25000 Hours - E26 (Medium) - 120 to 130V - Frost Satco - S8580 - 16.5BR40/LED/3000K/1075L/120V | 3000 | 90 | 1075 | 65.1515 | 25000 | 16.5 | 1 | 14.46 | 14.46 | 16.9911 | 2020Q3 | https://shop.regencylighting.com/lamps/led/16-5br40-led-3000k-1075l-120v-s8580.html | Regency Lighting | 2020 | Yes
LED Lighting | Reflector | Satco | True |  | BR40 | E26 (Medium) | E26 (Medium) | Home / Light Bulbs / LED / Satco - S8493 - 16.5BR40/LED/4000K/1075L/120V Damp Location Rated 16.5W BR40 LED Lamp - 1075 Lumens - Cool White (4000K) - 90 CRI - 25000 Hours - E26 (Medium) - 120 to 130V - Frost Satco - S8493 - 16.5BR40/LED/4000K/1075L/120V | 4000 | 90 | 1075 | 65.1515 | 25000 | 16.5 | 1 | 10.82 | 10.82 | 12.7139 | 2020Q3 | https://shop.regencylighting.com/lamps/led/16-5br40-led-4000k-1075l-120v-s8493.html | Regency Lighting | 2020 | Yes
LED Lighting | Reflector | Satco | True | Daylighting/Photocell, | BR40 | E26 (Medium) | E26 (Medium) | Home / Light Bulbs / LED / Satco - S8597 - 16.5BR40/LED/5000K/1075L/120V Damp Location Rated 16.5W BR40 LED Lamp - Universal - 1075 Lumens - Daylight (5000K) - 90 CRI - 25000 hrs. - E26 (Medium) - 120 to 130V - Frost Satco - S8597 - 16.5BR40/LED/5000K/1075L/120V | 5000 | 90 | 1075 | 65.1515 | 25000 | 16.5 | 1 | 14.46 | 14.46 | 16.9911 | 2020Q3 | https://shop.regencylighting.com/lamps/led/16-5br40-led-5000k-1075l-120v-s8597.html | Regency Lighting | 2020 | Yes
LED Lighting | Decorative | Philips | False |  | PL-L/FT_DL (Twin Tube) | 2G11 (4 Pin) | 2G11 (4 Pin) | Home / Light Bulbs / LED / Philips - 532895 - 16.5PL-L/PER/22/830/IF22/P PL LED Tube 16.5W PL-L LED Lamp - 2200 Lumens - Warm White (3000K) - 82 CRI - 50000 hrs. - 2G11 (4 Pin) Philips - 532895 - 16.5PL-L/PER/22/830/IF22/P | 3000 | 82 | 2200 | 133.3333 | 50000 | 16.5 | 1 | 19 | 19 | 22.3257 | 2020Q3 | https://shop.regencylighting.com/lamps/led/16-5pl-l-per-22-830-if22-p-53289-5.html | Regency Lighting | 2020 | No
LED Lighting | Decorative | Philips | False |  | PL-L/FT_DL (Twin Tube) | 2G11 (4 Pin) | 2G11 (4 Pin) | Home / Light Bulbs / LED / Philips - 532911 - 16.5PL-L/PER/22/840/IF23/P 4P IntantFit LED Lamp to replace PL LED Lamp 16.5W PL-L LED Lamp - 2300 Lumens - Cool White (4000K) - 80 CRI - 50000 hrs. - 2G11 (4 Pin) Philips - 532911 - 16.5PL-L/PER/22/840/IF23/P 4P | 4000 | 80 | 2300 | 139.3939 |  | 16.5 | 1 | 19 | 19 | 22.3257 | 2020Q3 | https://shop.regencylighting.com/lamps/led/16-5pl-l-per-22-840-if23-p-4p-53291-1.html | Regency Lighting | 2020 | No
LED Lighting | Decorative | Philips | False |  | PL-L/FT_DL (Twin Tube) | 2G11 (4 Pin) | 2G11 (4 Pin) | Home / Light Bulbs / LED / Philips - 456632 - 16.5PL-LED/24-3000 IF 10/1 Not affected by Epact. 16.5W PL LED Tube - Universal - 1900 Lumens - Warm White (3000K) - 82 CRI - 40000 Hours - 2G11 (4 Pin) Philips - 456632 - 16.5PL-LED/24-3000 IF 10/1 | 3000 | 82 | 1900 | 115.1515 | 40000 | 16.5 | 10 | 190 | 19 | 22.3257 | 2020Q3 | https://shop.regencylighting.com/lamps/led/16-5pl-led-24-3000-if-10-1-45663-2.html | Regency Lighting | 2020 | No
LED Lighting | Decorative | Philips | False |  | PL-L/FT_DL (Twin Tube) | 2G11 (4 Pin) | 2G11 (4 Pin) | Home / Light Bulbs / LED / Philips - 456657 - 16.5PL-LED/24-4000 IF 10/1 Not affected by Epact. 16.5W PL LED Tube - Universal - 2100 Lumens - Cool White (4000K) - 82 CRI - 40000 Hours - 2G11 (4 Pin) Philips - 456657 - 16.5PL-LED/24-4000 IF 10/1 | 4000 | 82 | 2100 | 127.2727 | 40000 | 16.5 | 10 | 190 | 19 | 22.3257 | 2020Q3 | https://shop.regencylighting.com/lamps/led/16-5pl-led-24-4000-if-10-1-45665-7.html | Regency Lighting | 2020 | No
LED Lighting | A-Type | Sylvania | False | Daylighting/Photocell, | A19/21 | E26 (Medium) | E26 (Medium) | Home / Light Bulbs / LED / Sylvania - 79284 - LED8.5A19F85010YVRP4 Damp Location Rated; Approved for Use in Totally Enclosed Fixtures 8.5W A19 LED Lamp - Universal - 800 Lumens - Daylight (5000K) - 80 CRI - 11000 Hours - E26 (Medium) - 120 to 130V - Frost Sylvania - 79284 - LED8.5A19F85010YVRP4 | 5000 | 80 | 800 | 94.1176 | 11000 | 8.5 | 24 | 63.6 | 2.65 | 3.1139 | 2020Q3 | https://shop.regencylighting.com/lamps/led/led8-5a19f85010yvrp4-79284.html | Regency Lighting | 2020 | Yes
LED Lighting | A-Type | Sylvania | False | Daylighting/Photocell, | A19/21 | E26 (Medium) | E26 (Medium) | Home / Light Bulbs / LED / Sylvania - 79282 - LED8.5A19F850710YVRP2 Damp Location Rated; Approved for Use in Totally Enclosed Fixtures 8.5W A19 LED Lamp - Universal - 800 Lumens - Daylight (5000K) - 80 CRI - 11000 Hours - E26 (Medium) - 120 to 130V - Frost Sylvania - 79282 - LED8.5A19F850710YVRP2 | 5000 | 80 | 800 | 94.1176 | 11000 | 8.5 | 12 | 31.8 | 2.65 | 3.1139 | 2020Q3 | https://shop.regencylighting.com/lamps/led/led8-5a19f850710yvrp2-79282.html | Regency Lighting | 2020 | Yes
LED Lighting | A-Type | Sylvania | False | Daylighting/Photocell, | A19/21 | GU24 (Bi-Pin / Twist & Lock) | GU24 (Bi-Pin / Twist & Lock) | Home / Light Bulbs / LED / Sylvania - 78107 - LED8.5A19F850GU2410YVRP Damp Location Rated; Approved for Use in Totally Enclosed Fixtures 8.5W A19 LED Lamp - Universal - 800 Lumens - Daylight (5000K) - 80 CRI - 11000 Hours - GU24 (Bi-Pin / Twist & Lock) - 120 to 130V - Frost Sylvania - 78107 - LED8.5A19F850GU2410YVRP | 5000 | 80 | 800 | 94.1176 | 11000 | 8.5 | 1 | 2.99 | 2.99 | 3.5134 | 2020Q3 | https://shop.regencylighting.com/lamps/led/led8-5a19f850gu2410yvrp-78107.html | Regency Lighting | 2020 | Yes
LED Lighting | Reflector | Philips | True |  | PAR38 | E26 (Medium) | E26 (Medium) | Home / Light Bulbs / LED / Philips - 467696 - 16PAR38/AMB/F25/827/DIM ULW Minimum starting temperature:-4.00 F 16W PAR38 LED Lamp - Universal - 1200 Lumens - Warm White (2700K) - 80 CRI - 25000 Hours - E26 (Medium) - 120 to 130V Philips - 467696 - 16PAR38/AMB/F25/827/DIM ULW | 2700 | 80 | 1200 | 75 | 25000 | 16 | 6 | 119.4 | 19.9 | 23.3833 | 2020Q3 | https://shop.regencylighting.com/lamps/led/16par38-amb-f25-827-dim-ulw-46769-6.html | Regency Lighting | 2020 | Yes
LED Lighting | Reflector | Philips | True |  | PAR38 | E26 (Medium) | E26 (Medium) | Home / Light Bulbs / LED / Philips - 531200 - 16PAR38/AMB/F25/830/DIM ULW/G PAR38 LED Bulb 16W PAR38 LED Lamp - Universal - 1200 Lumens - Warm White (3000K) - 80 CRI - 25000 Hours - E26 (Medium) - 120 to 130V Philips - 531200 - 16PAR38/AMB/F25/830/DIM ULW/G | 3000 | 80 | 1200 | 75 | 25000 | 16 | 1 | 19.9 | 19.9 | 23.3833 | 2020Q3 | https://shop.regencylighting.com/lamps/led/16par38-amb-f25-830-dim-ulw-g-53120-0.html | Regency Lighting | 2020 | Yes
LED Lighting | Reflector | Philips | True |  | PAR38 | E26 (Medium) | E26 (Medium) | Home / Light Bulbs / LED / Philips - 467712 - 16PAR38/AMB/F25/840/DIM ULW Minimum starting temperature:-4.00 F 16W PAR38 LED Lamp - Universal - 1200 Lumens - Cool White (4000K) - 80 CRI - 25000 Hours - E26 (Medium) - 120 to 130V Philips - 467712 - 16PAR38/AMB/F25/840/DIM ULW | 4000 | 80 | 1200 | 75 | 25000 | 16 | 6 | 119.4 | 19.9 | 23.3833 | 2020Q3 | https://shop.regencylighting.com/lamps/led/16par38-amb-f25-840-dim-ulw-46771-2.html | Regency Lighting | 2020 | Yes
LED Lighting | Reflector | Philips | True | Daylighting/Photocell, | PAR38 | E26 (Medium) | E26 (Medium) | Home / Light Bulbs / LED / Philips - 468181 - 16PAR38/AMB/F25/850/DIM ULW Energy Star Rated:Yes, Minimum starting temperature:-4.00 F 16W PAR38 LED Lamp - Universal - 1200 Lumens - Daylight (5000K) - 80 CRI - 25000 Hours - E26 (Medium) - 120 to 130V Philips - 468181 - 16PAR38/AMB/F25/850/DIM ULW | 5000 | 80 | 1200 | 75 | 25000 | 16 | 1 | 19.9 | 19.9 | 23.3833 | 2020Q3 | https://shop.regencylighting.com/lamps/led/16par38-amb-f25-850-dim-ulw-46818-1.html | Regency Lighting | 2020 | Yes
LED Lighting | Reflector | Philips | True |  | PAR38 | E26 (Medium) | E26 (Medium) | Home / Light Bulbs / LED / Philips - 467720 - 16PAR38/AMB/F40/827/DIM ULW Minimum starting temperature:-4.00 F 16W PAR38 LED Lamp - Universal - 1200 Lumens - Warm White (2700K) - 80 CRI - 25000 Hours - E26 (Medium) - 120 to 130V Philips - 467720 - 16PAR38/AMB/F40/827/DIM ULW | 2700 | 80 | 1200 | 75 | 25000 | 16 | 1 | 19.9 | 19.9 | 23.3833 | 2020Q3 | https://shop.regencylighting.com/lamps/led/16par38-amb-f40-827-dim-ulw-46772-0.html | Regency Lighting | 2020 | Yes
LED Lighting | Reflector | Philips | True |  | PAR38 | E26 (Medium) | E26 (Medium) | Home / Light Bulbs / LED / Philips - 531228 - 16PAR38/PER/830/F40/DIM/ULW/G PAR38 LED Bulb 16W PAR38 LED Lamp - Universal - 1200 Lumens - Warm White (3000K) - 80 CRI - 25000 Hours - E26 (Medium) - 120 to 130V Philips - 531228 - 16PAR38/PER/830/F40/DIM/ULW/G | 3000 | 80 | 1200 | 75 | 25000 | 16 | 1 | 19.9 | 19.9 | 23.3833 | 2020Q3 | https://shop.regencylighting.com/lamps/led/16par38-per-830-f40-dim-ulw-g-53122-8.html | Regency Lighting | 2020 | Yes
LED Lighting | Reflector | Maxlite | True |  | BR40 | E26 (Medium) | E26 (Medium) | Home / Light Bulbs / LED / Maxlite - 77634 - 17BR40DLED30/G2 Environmentally Friendly; Maintained Lumens 17W BR40 LED Lamp - Universal - 1400 Lumens - Warm White (3000K) - 82 CRI - 25000 Hours - E26 (Medium) - 120 to 130V Maxlite - 77634 - 17BR40DLED30/G2 | 3000 | 82 | 1400 | 82.3529 | 25000 | 17 | 12 | 125.52 | 10.46 | 12.2909 | 2020Q3 | https://shop.regencylighting.com/lamps/led/17br40dled30-g2-mxt.html | Regency Lighting | 2020 | Yes
LED Lighting | Reflector | Maxlite | True |  | BR40 | E26 (Medium) | E26 (Medium) | Home / Light Bulbs / LED / Maxlite - 14099419 - 17BR40DLED30/G3 Energy Star Certified, Not Rated for Enclosed Fixtures; Damp Location Rated 17W BR40 LED Lamp - 1400 Lumens - Warm White (3000K) - 84 CRI - 25000 hrs. - E26 (Medium) - 120 to 130V Maxlite - 14099419 - 17BR40DLED30/G3 | 3000 | 84 | 1400 | 82.3529 | 25000 | 17 | 1 | 11.3 | 11.3 | 13.2779 | 2020Q3 | https://shop.regencylighting.com/lamps/led/17br40dled30-g3-mxt.html | Regency Lighting | 2020 | Yes
LED Lighting | Reflector | Maxlite | True |  | BR40 | E26 (Medium) | E26 (Medium) | Home / Light Bulbs / LED / Maxlite - 14099420 - 17BR40DLED40/G3 BR40 LED BR Lamp 17W BR40 LED Lamp - Universal - 1400 Lumens - Cool White (4000K) - 82 CRI - 25000 Hours - E26 (Medium) - 120 to 130V Maxlite - 14099420 - 17BR40DLED40/G3 | 4000 | 82 | 1400 | 82.3529 | 25000 | 17 | 1 | 11.3 | 11.3 | 13.2779 | 2020Q3 | https://shop.regencylighting.com/lamps/led/17br40dled40-g3-mxt.html | Regency Lighting | 2020 | Yes
LED Lighting | Reflector | Maxlite | True |  | PAR38 | E26 (Medium) | E26 (Medium) | Home / Light Bulbs / LED / Maxlite - 73654 - 17P38DLED27FL Energy Star Rated 17W PAR38 LED Lamp - Universal - 1300 Lumens - Warm White (2700K) - 80 CRI - 25000 Hours - E26 (Medium) - 120 to 130V Maxlite - 73654 - 17P38DLED27FL | 2700 | 80 | 1300 | 76.4706 | 25000 | 17 | 1 | 22.03 | 22.03 | 25.8861 | 2020Q3 | https://shop.regencylighting.com/lamps/led/17p38dled27fl-mxt.html | Regency Lighting | 2020 | Yes
LED Lighting | Reflector | Maxlite | True | Daylighting/Photocell, | PAR38 | E26 (Medium) | E26 (Medium) | Home / Light Bulbs / LED / Maxlite - 73696 - 17P38DLED50FL Dry, Damp, Wet Location 17W PAR38 LED Lamp - Universal - 1300 Lumens - Daylight (5000K) - 80 CRI - 25000 Hours - E26 (Medium) - 120 to 130V Maxlite - 73696 - 17P38DLED50FL | 5000 | 80 | 1300 | 76.4706 | 25000 | 17 | 1 | 15.44 | 15.44 | 18.1426 | 2020Q3 | https://shop.regencylighting.com/lamps/led/17p38dled50fl-mxt.html | Regency Lighting | 2020 | Yes
LED Lighting | Reflector | Maxlite | False |  | PAR38 | E26 (Medium) | E26 (Medium) | Home / Light Bulbs / LED / Maxlite - 74687 - 17P38LED230FL 25000 Hour Life at L70 Standards; High Output Chip-On-Board LED; Non Dimmable 17W PAR38 LED Lamp - Universal - 1700 Lumens - Warm White (3000K) - 82 CRI - 25000 Hours - E26 (Medium) - 277V Maxlite - 74687 - 17P38LED230FL | 3000 | 82 | 1700 | 100 | 25000 | 17 | 6 | 202.8 | 33.8 | 39.7163 | 2020Q3 | https://shop.regencylighting.com/lamps/led/17p38led230fl-mxt.html | Regency Lighting | 2020 | Yes
LED Lighting | Reflector | Maxlite | False |  | PAR38 | E26 (Medium) | E26 (Medium) | Home / Light Bulbs / LED / Maxlite - 74692 - 17P38LED240FL 25000 Hour Life at L70 Standards; High Output Chip-On-Board LED; Non Dimmable 17W PAR38 LED Lamp - Universal - 1800 Lumens - Cool White (4000K) - 82 CRI - 25000 Hours - E26 (Medium) - 277V Maxlite - 74692 - 17P38LED240FL | 4000 | 82 | 1800 | 105.8824 | 25000 | 17 | 6 | 202.8 | 33.8 | 39.7163 | 2020Q3 | https://shop.regencylighting.com/lamps/led/17p38led240fl-mxt.html | Regency Lighting | 2020 | Yes
LED Lighting | Reflector | Philips | True |  | PAR38 | E26 (Medium) | E26 (Medium) | Home / Light Bulbs / LED / Philips - 470831 - 17PAR38/EXPERTCOLOR/F25/927 AirFlux Technology Provide Superior Lighting Aesthetics; Optimal Thermal Efficiency in a Sleek, Lightweight Design 17W PAR38 LED Lamp - Universal - 1150 Lumens - Warm White (2700K) - 95 CRI - 40000 Hours - E26 (Medium) - 120 to 130V Philips - 470831 - 17PAR38/EXPERTCOLOR/F25/927 | 2700 | 95 | 1150 | 67.6471 | 40000 | 17 | 6 | 147 | 24.5 | 28.7884 | 2020Q3 | https://shop.regencylighting.com/lamps/led/17par38-expertcolor-f25-927-47083-1.html | Regency Lighting | 2020 | Yes
LED Lighting | Reflector | Philips | True |  | PAR38 | E26 (Medium) | E26 (Medium) | Home / Light Bulbs / LED / Philips - 470864 - 17PAR38/EXPERTCOLOR/F25/927/DI AirFlux Technology Provide Superior Lighting Aesthetics; Optimal Thermal Efficiency in a Sleek, Lightweight Design 17W PAR38 LED Lamp - Universal - 1150 Lumens - Warm White (2700K) - 95 CRI - 40000 Hours - E26 (Medium) - 120 to 130V Philips - 470864 - 17PAR38/EXPERTCOLOR/F25/927/DI | 2700 | 95 | 1150 | 67.6471 | 40000 | 17 | 1 | 21.9 | 21.9 | 25.7333 | 2020Q3 | https://shop.regencylighting.com/lamps/led/17par38-expertcolor-f25-927-di-47086-4.html | Regency Lighting | 2020 | Yes
LED Lighting | Reflector | Philips | True |  | PAR38 | E26 (Medium) | E26 (Medium) | Home / Light Bulbs / LED / Philips - 471003 - 17PAR38/EXPERTCOLOR/F25/930 AirFlux Technology Provide Superior Lighting Aesthetics; Optimal Thermal Efficiency in a Sleek, Lightweight Design 17W PAR38 LED Lamp - Universal - 1200 Lumens - Warm White (3000K) - 90 CRI - 40000 Hours - E26 (Medium) - 120 to 130V Philips - 471003 - 17PAR38/EXPERTCOLOR/F25/930 | 3000 | 90 | 1200 | 70.5882 | 40000 | 17 | 1 | 26 | 26 | 30.551 | 2020Q3 | https://shop.regencylighting.com/lamps/led/17par38-expertcolor-f25-930-47100-3.html | Regency Lighting | 2020 | Yes
LED Lighting | Reflector | Philips | True |  | PAR38 | E26 (Medium) | E26 (Medium) | Home / Light Bulbs / LED / Philips - 470872 - 17PAR38/EXPERTCOLOR/F25/940 AirFlux Technology Provide Superior Lighting Aesthetics; Optimal Thermal Efficiency in a Sleek, Lightweight Design 17W PAR38 LED Lamp - Universal - 1300 Lumens - Cool White (4000K) - 95 CRI - 40000 Hours - E26 (Medium) - 120 to 130V Philips - 470872 - 17PAR38/EXPERTCOLOR/F25/940 | 4000 | 95 | 1300 | 76.4706 | 40000 | 17 | 6 | 147 | 24.5 | 28.7884 | 2020Q3 | https://shop.regencylighting.com/lamps/led/17par38-expertcolor-f25-940-47087-2.html | Regency Lighting | 2020 | Yes
LED Lighting | Reflector | Philips | True |  | PAR38 | E26 (Medium) | E26 (Medium) | Home / Light Bulbs / LED / Philips - 470849 - 17PAR38/EXPERTCOLOR/F40/927 AirFlux Technology Provide Superior Lighting Aesthetics; Optimal Thermal Efficiency in a Sleek, Lightweight Design 17W PAR38 LED Lamp - Universal - 1150 Lumens - Warm White (2700K) - 95 CRI - 40000 Hours - E26 (Medium) - 120 to 130V Philips - 470849 - 17PAR38/EXPERTCOLOR/F40/927 | 2700 | 95 | 1150 | 67.6471 | 40000 | 17 | 1 | 24.5 | 24.5 | 28.7884 | 2020Q3 | https://shop.regencylighting.com/lamps/led/17par38-expertcolor-f40-927-47084-9.html | Regency Lighting | 2020 | Yes
LED Lighting | Reflector | Philips | True |  | PAR38 | E26 (Medium) | E26 (Medium) | Home / Light Bulbs / LED / Philips - 471011 - 17PAR38/EXPERTCOLOR/F40/930 AirFlux Technology Provide Superior Lighting Aesthetics; Optimal Thermal Efficiency in a Sleek, Lightweight Design 17W PAR38 LED Lamp - Universal - 1200 Lumens - Warm White (3000K) - 90 CRI - 40000 Hours - E26 (Medium) - 120 to 130V Philips - 471011 - 17PAR38/EXPERTCOLOR/F40/930 | 3000 | 90 | 1200 | 70.5882 | 40000 | 17 | 6 | 156 | 26 | 30.551 | 2020Q3 | https://shop.regencylighting.com/lamps/led/17par38-expertcolor-f40-930-47101-1.html | Regency Lighting | 2020 | Yes
LED Lighting | Reflector | Philips | True |  | PAR38 | E26 (Medium) | E26 (Medium) | Home / Light Bulbs / LED / Philips - 470880 - 17PAR38/EXPERTCOLOR/F40/940/DIM AirFlux Technology Provide Superior Lighting Aesthetics; Optimal Thermal Efficiency in a Sleek, Lightweight Design 17W PAR38 LED Lamp - Universal - 1300 Lumens - Cool White (4000K) - 95 CRI - 40000 Hours - E26 (Medium) - 120 to 130V Philips - 470880 - 17PAR38/EXPERTCOLOR/F40/940/DIM | 4000 | 95 | 1300 | 76.4706 | 40000 | 17 | 6 | 147 | 24.5 | 28.7884 | 2020Q3 | https://shop.regencylighting.com/lamps/led/17par38-expertcolor-f40-940-dim-47088-0.html | Regency Lighting | 2020 | Yes
LED Lighting | Reflector | Philips | True |  | PAR38 | E26 (Medium) | E26 (Medium) | Home / Light Bulbs / LED / Philips - 471029 - 17PAR38/EXPERTCOLOR RETAIL/F25 AirFlux Technology Provide Superior Lighting Aesthetics; Optimal Thermal Efficiency in a Sleek, Lightweight Design 17W PAR38 LED Lamp - Universal - 1200 Lumens - Warm White (3000K) - 90 CRI - 40000 Hours - E26 (Medium) - 120 to 130V Philips - 471029 - 17PAR38/EXPERTCOLOR RETAIL/F25 | 3000 | 90 | 1200 | 70.5882 | 40000 | 17 | 6 | 156 | 26 | 30.551 | 2020Q3 | https://shop.regencylighting.com/lamps/led/17par38-expertcolor-retail-f25-47102-9.html | Regency Lighting | 2020 | Yes
LED Lighting | Reflector | Philips | True |  | PAR38 | E26 (Medium) | E26 (Medium) | Home / Light Bulbs / LED / Philips - 470823 - 17PAR38/EXPERTCOLOR/S8/927/DIM AirFlux Technology Provide Superior Lighting Aesthetics; Optimal Thermal Efficiency in a Sleek, Lightweight Design 17W PAR38 LED Lamp - Universal - 1150 Lumens - Warm White (2700K) - 95 CRI - 40000 Hours - E26 (Medium) - 120 to 130V Philips - 470823 - 17PAR38/EXPERTCOLOR/S8/927/DIM | 2700 | 95 | 1150 | 67.6471 | 40000 | 17 | 6 | 147 | 24.5 | 28.7884 | 2020Q3 | https://shop.regencylighting.com/lamps/led/17par38-expertcolor-s8-927-dim-47082-3.html | Regency Lighting | 2020 | Yes
LED Lighting | Reflector | Philips | True |  | PAR38 | E26 (Medium) | E26 (Medium) | Home / Light Bulbs / LED / Philips - 470996 - 17PAR38/EXPERTCOLOR/S8/930/DIM AirFlux Technology Provide Superior Lighting Aesthetics; Optimal Thermal Efficiency in a Sleek, Lightweight Design 17W PAR38 LED Lamp - Universal - 1200 Lumens - Warm White (3000K) - 90 CRI - 40000 Hours - E26 (Medium) - 120 to 130V Philips - 470996 - 17PAR38/EXPERTCOLOR/S8/930/DIM | 3000 | 90 | 1200 | 70.5882 | 40000 | 17 | 6 | 156 | 26 | 30.551 | 2020Q3 | https://shop.regencylighting.com/lamps/led/17par38-expertcolor-s8-930-dim-47099-6.html | Regency Lighting | 2020 | Yes
LED Lighting | Reflector | Satco | True |  | PAR38 | E26 (Medium) | E26 (Medium) | Home / Light Bulbs / LED / Satco - S9094 - 17PAR38/LED/40/3000K/120V PAR38 LED Lamp 17W PAR38 LED Lamp - Universal - 1200 Lumens - Warm White (3000K) - 80 CRI - 25000 Hours - E26 (Medium) - 120 to 130V Satco - S9094 - 17PAR38/LED/40/3000K/120V | 3000 | 80 | 1200 | 70.5882 | 25000 | 17 | 1 | 21.73 | 21.73 | 25.5336 | 2020Q3 | https://shop.regencylighting.com/lamps/led/17par38-led-40-3000k-120v-s9094.html | Regency Lighting | 2020 | Yes
LED Lighting | A-Type | Euri Lighting | True |  | LED | A19 | GU24 | Color Temp.2700K3000K5000K Product Description Part of the A Series, the Euri Lighting EA19-2000eG is an energy saving and mercury free bulb that replaces 60 Watt incandescent. The 8.5W LED A19 illuminates 3000K soft white light at a 230-degree beam angle for 15,000 life hours. A dimming option is available for compatible dimmers. Expect superior brightness from beginning to end. Euri Lighting EA19-2000eG Features: Shatter resistant Instant on with no flicker or delay Damp rated Euri Lighting EA19-2000eG Applications: Ambient lighting General purpose lighting For residential use Hospitable lighting environments Alternate Product Versions $2.64 add Euri EA19-3050eG - 9.5W LED A19 - 5000K 800 Lumens - 80 CRI - 60W Incandescent Equivalent - 230° - 120V $3.45 add Euri Lighting EA19-2020eG - 8.5W LED A19 - 2700K Replacing 60W Incandescent - GU24 base - 800 Lumens - 80 CRI - 230° Beam Angle - 120V GU24 Replacing 60W Incandescent - GU24 base - 800 Lumens - 80 CRI - 230° Beam Angle - 120V Euri Lighting EA19-2000eG - 8.5W LED A19 - 3000K | 3000 | 80 | 800 | 94.1176 | 15000 | 8.5 | 1 | 3.45 | 3.45 | 4.0539 | 2020Q3 | https://www.energyavenue.com/Euri-Lighting/EA19-2000EG | Energy Avenue | 2020 | Yes
LED Lighting | Reflector | Green Creative | False |  | PAR38 | E26 (Medium) | E26 (Medium) | Home / Light Bulbs / LED / Green Creative - 19PAR38HO/830NF25/277V Energy Star; Replaces 250W Halogen & 39W CMH; High 10000+ Candela Output; Exceptional Efficacy 93 LPW in Warm White; Even Beam Distribution 19W PAR38 LED Lamp - Universal - 1775 Lumens - Warm White (3000K) - 80 CRI - 40000 Hours - E26 (Medium) - 120 to 277V (Universal) Green Creative - 19PAR38HO/830NF25/277V | 3000 | 80 | 1775 | 93.4211 | 40000 | 19 | 1 | 22.7 | 22.7 | 26.6734 | 2020Q3 | https://shop.regencylighting.com/lamps/led/19par38ho-830nf25-277v-grc.html | Regency Lighting | 2020 | Yes
LED Lighting | Decorative | Satco | True |  | G16 | E12 (Candelabra) | E12 (Candelabra) | Home / Light Bulbs / LED / Satco - S9870 - 2.5G16/LED/CL/27K/120V Approved for Enclosed Fixtures; Damp Location Rated 2.5W G16 1/2 LED Bulb - Warm White (2700K) - 80 CRI - E12 (Candelabra) - 120 to 130V - Clear Satco - S9870 - 2.5G16/LED/CL/27K/120V | 2700 | 80 | 200 | 80 | 15000 | 2.5 | 1 | 5.37 | 5.37 | 6.31 | 2020Q3 | https://shop.regencylighting.com/lamps/led/2-5g16-led-cl-27k-120v-s9870.html | Regency Lighting | 2020 | Yes
LED Lighting | A-Type | Philips Lighting | False |  | A19 | Arbitrary | E26 Medium | Philips Lighting Omni-direction 8.5-Watt A19 E26 single contact medium screw base LED lamp in frosted color, offers 800-Lumens of light output. This lamp has voltage rating of 120-Volts and current rating of 125-Milli-Amps. It has color rendering index of 80. This lamp with 2700K color temperature rating radiates warm white light to the surrounding. It measures 107 mm x 61 mm. This lamp has average life of 10950 hours. It has temperature range of -4 to 113 deg F. This lamp is suitable for table/floor lamp, pendant, wall sconce, hotel, restaurant, retail and residential space application. Philips Lighting 455501 A19 LED Lamp 8.5-Watt E26 Single Contact Medium Screw Base 800-Lumens 80 CRI 2700K Warm White | 2700 | 80 | 800 | 94.1176 | 10950 | 8.5 | 4 | 3.6 | 0.9 | 1.0575 | 2020Q3 | https://www.ew-ne.com/lighting-1600000000/philips-lighting-455501-a19-led-lamp-8-5-watt-e26-single-contact-medium-screw-base-800-lumens-80-cri-2700k-warm-white-525107 | Electrical Wholesalers Inc | 2020 | Yes
LED Lighting | A-Type | Philips Lighting | [5 empty] | Home Lamps, Bulbs, Ballasts Bulbs - LED LED - Traditional Lamps - A-Type 8.5 Watt A19, 120V, Lumens: 800, Color Temperature: 2700K, CRI: 80, Base: E26 (Medium Screw), Lifetime: 11,000 Hrs. ** 2-Pack ** Philips Lighting 8.5A19/LED/827/FR/P/ND 4/2 8.5 Watt A19 Lamp, 2700K | 2700 |  | 800 | 94.1176 |  | 8.5 | 1 | 3.32 | 3.32 | 3.9011 | 2020Q3 | https://www.platt.com/platt-electric-supply/LED-Traditional-Lamps-A-Type/Philips-Lighting/8-5A19-LED-827-FR-P-ND-4-2/product.aspx?zpid=1837328 | Platt | 2020 | Yes
LED Lighting | Decorative | Satco | True |  | G16 | E12 (Candelabra) | E12 (Candelabra) | Home / Light Bulbs / LED / Satco - S9871 - 3.5G16.5/LED/CL/27K/120V E12 Candelabra LED Bulb 3.5W G16.5 LED Lamp - Universal - 350 Lumens - Warm White (2700K) - 80 CRI - 15000 Hours - E12 (Candelabra) - 120 to 130V - Clear Satco - S9871 - 3.5G16.5/LED/CL/27K/120V | 2700 | 80 | 350 | 100 | 15000 | 3.5 | 1 | 6.35 | 6.35 | 7.4615 | 2020Q3 | https://shop.regencylighting.com/lamps/led/3-5g16-5-led-cl-27k-120v-s9871.html | Regency Lighting | 2020 | Yes
LED Lighting | A-Type | Satco | False |  | A19 (Arbitrary) |  | E26 (Medium Screw) | Home Lamps, Bulbs, Ballasts Bulbs - LED LED - Traditional Lamps - A-Type LED Lamp, 8.5 Watt, A19, 800 Lumen, 4000K, 80 CRI, Medium Base, 120-277 Volt, Non-Dimmable Satco S8916 LED Lamp, 8.5 Watt, A19, 800 Lumen, 4000K, Medium Base, 120-277V | 4000 | 80 | 800 | 94.1176 |  | 8.5 | 1 | 6.1 | 6.1 | 7.1677 | 2020Q3 | https://www.platt.com/platt-electric-supply/LED-Traditional-Lamps-A-Type/Satco/S8916/product.aspx?zpid=1174215 | Platt | 2020 | Yes
LED Lighting | A-Type | Satco | False |  |  | A19 (Arbitrary) | E26 (Medium Screw) | Home Lamps, Bulbs, Ballasts Bulbs - LED LED - Traditional Lamps - A-Type S8916 LED Lamp, 8.5 Watt, A19, 800 Lumen, 4000K, 80 CRI, Medium Base, 120-277 Volt, Non-Dimmable LED Lamp, 8.5 Watt, A19, 800 Lumen, 4000K, Medium Base, 120-277V Satco S8916 LED Lamp, 8.5 Watt, A19, 800 Lumen, 4000K, Medium Base, 120-277V | 4000 | 80 | 800 | 94.1176 |  | 8.5 | 1 | 9.57 | 9.57 | 11.2451 | 2020Q3 | https://www.rexelusa.com/usr/Root-Category/Lamps,-Bulbs,-Ballasts/Bulbs---LED/LED---Traditional/Lamps---A-Type/Satco-S8916-LED-Lamp,-8-5-Watt,-A19,-800-Lumen,-4000K,-Medium-Base,-120-277V/p/1251739?prevPageNumber=79 | Rexel Energy Solutions | 2020 | Yes
LED Lighting | Reflector | Philips | False |  | PAR38 | E26 (Medium) | E26 (Medium) | Home / Light Bulbs / LED / Philips - 460527 - 32PAR38/LED/830/F25/ND 120V Candle Power 8000 cd, Energy Star Rated. Not Affected by Epact. 32W PAR38 LED Lamp - Universal - 2800 Lumens - Warm White (3000K) - 80 CRI - 25000 Hours - E26 (Medium) - 120 to 130V - Clear Philips - 460527 - 32PAR38/LED/830/F25/ND 120V | 3000 | 80 | 2800 | 87.5 | 25000 | 32 | 6 | 228 | 38 | 44.6515 | 2020Q3 | https://shop.regencylighting.com/lamps/led/32par38-led-830-f25-nd-120v-46052-7.html | Regency Lighting | 2020 | Yes
LED Lighting | Reflector | Philips | False |  | PAR38 | E26 (Medium) | E26 (Medium) | Home / Light Bulbs / LED / Philips - 460519 - 32PAR38/LED/830/S15/ND 120V Candle Power30000 cd, Energy Star Rated. Not Affected by Epact. 32W PAR38 LED Lamp - Universal - 2800 Lumens - Warm White (3000K) - 80 CRI - 25000 Hours - E26 (Medium) - 120 to 130V - Clear Philips - 460519 - 32PAR38/LED/830/S15/ND 120V | 3000 | 80 | 2800 | 87.5 | 25000 | 32 | 1 | 38 | 38 | 44.6515 | 2020Q3 | https://shop.regencylighting.com/lamps/led/32par38-led-830-s15-nd-120v-46051-9.html | Regency Lighting | 2020 | Yes
LED Lighting | Reflector | Philips | True |  | PAR38 | E26 (Medium) | E26 (Medium) | Home / Light Bulbs / LED / Philips - 549345 - 33PAR38/PER/830/F25/DIM/120V TrueForce, High Lumen; Perfect Transition from CDM Lamps to LED 33W PAR38 LED Lamp - Universal - 3000 Lumens - Warm White (3000K) - 80 CRI - 5000 Hours - E26 (Medium) - 120 to 130V Philips - 549345 - 33PAR38/PER/830/F25/DIM/120V | 3000 | 80 | 3000 | 90.9091 | 25000 | 33 | 6 | 246 | 41 | 48.1766 | 2020Q3 | https://shop.regencylighting.com/lamps/led/33par38-per-830-f25-dim-120v-53461-0.html | Regency Lighting | 2020 | Yes
LED Lighting | Decorative | Maxlite | True |  | T4 | G9 (Bi-Pin) | G9 (Bi-Pin) | Home / Light Bulbs / LED / Maxlite - 108072 - 3G9DLED27 LED G9 Retrofit; Halogen T4 G9 Replacement; Not for Use in Totally Enclosed Fixtures; Suitable for Damp Locations 3W LED G9 Retrofit Lamp - Universal - 270 Lumens - Warm White (2700K) - 80 CRI - 25000 Hours - G9 (Bi-Pin) - 120 to 130V Maxlite - 108072 - 3G9DLED27 | 2700 | 80 | 270 | 90 | 25000 | 3 | 1 | 8.72 | 8.72 | 10.2463 | 2020Q3 | https://shop.regencylighting.com/lamps/led/3g9dled27-mxt.html | Regency Lighting | 2020 | Yes
LED Lighting | Decorative | Maxlite | False |  | T4 | G9 (Bi-Pin) | G9 (Bi-Pin) | Home / Light Bulbs / LED / Maxlite - 108071 - 3G9LED27 Energy Efficient Alternative to Halogen T4 G9 Base Lamps; Not for use in Fully Enclosed Fixtures 3W LED Retrofit Lamp - Universal - 270 Lumens - Warm White (2700K) - 80 CRI - 25000 Hours - G9 (Bi-Pin) - 120 to 130V Maxlite - 108071 - 3G9LED27 | 2700 | 80 | 270 | 90 | 25000 | 3 | 48 | 418.56 | 8.72 | 10.2463 | 2020Q3 | https://shop.regencylighting.com/lamps/led/3g9led27-mxt.html | Regency Lighting | 2020 | Yes
LED Lighting | A-Type | Green Creative | True |  | LED | A19 | E26 (Medium) | Topbulb » LED Bulbs » LED Standard Shape » 60W Equal » Green Creative 57856 - 8.5W A19 LED - 60W Equal - Warm White This Green Creative 8.5 watt LED A19 replaces a 60 watt equivalent incandescent, halogen or CFL without sacrificing lumen output or light quality and with a dramatic increase in rated life at 25,000 hours reducing maintenance costs. Designed and engineered for demanding commercial applications, this lamp meets the Energy Star V1.1 requirements for omnidirectional lamps by emitting 330° of evenly diffused light. This lamp features smooth dimming with existing dimmers as well as compatibility with most motion sensors. See the documents below for additional information and specifications. LED Technology Notice Due to constantly evolving nature of LED technology, manufacturers will reserve the right to replace this product with next generation technology. We appreciate your understanding and acceptance of this policy. Utility/Government Incentives Documents Green Creative 57856 Specification Sheet Green Creative 57856 Dimmer List About Green Creative Green Creative, founded in 2010, is a solid state lighting development and manufacturing company based in Silicon Valley, CA. The company offers a comprehensive line of high-performance LED solutions that have been adopted by some of the largest companies in the world. Green Creative focuses on professional-grade LED lamps and fixtures that meet the high standards of commercial, institutional and industrial installations. Anchored by strongly integrated R&D capabilities and patented technology, Green Creative's innovation, performance and reliability have been recognized year after year by the Illuminating Engineering Society Progress Report, the LEDs Magazine Sapphire Awards and Lighting for Tomorrow. 25000 Hours • CRI 80 • Specification Grade Green Creative 57856 - 8.5W A19 LED - 60W Equal - Warm White | 2700 | 80 | 800 | 94.1176 | 25000 | 8.5 | 1 | 6.98 | 6.98 | 8.2018 | 2020Q3 | https://www.topbulb.com/green-creative-57856-8-5w-a19-led-60w-equal-warm-white | Top Bulb | 2020 | Yes
LED Lighting | A-Type | Green Creative | True |  | LED | A19 | E26 (Medium) | Topbulb » LED Bulbs » LED Standard Shape » 60W Equal » Green Creative 57857 - 8.5W A19 LED - 60W Equal - Halogen-White This Green Creative 8.5 watt LED A19 replaces a 60 watt equivalent incandescent, halogen or CFL without sacrificing lumen output or light quality and with a dramatic increase in rated life at 25,000 hours reducing maintenance costs. Designed and engineered for demanding commercial applications, this lamp meets the Energy Star V1.1 requirements for omnidirectional lamps by emitting 330° of evenly diffused light. This lamp features smooth dimming with existing dimmers as well as compatibility with most motion sensors. See the documents below for additional information and specifications. LED Technology Notice Due to constantly evolving nature of LED technology, manufacturers will reserve the right to replace this product with next generation technology. We appreciate your understanding and acceptance of this policy. Utility/Government Incentives Documents Green Creative 57857 Specification Sheet Green Creative 57857 Dimmer List About Green Creative Green Creative, founded in 2010, is a solid state lighting development and manufacturing company based in Silicon Valley, CA. The company offers a comprehensive line of high-performance LED solutions that have been adopted by some of the largest companies in the world. Green Creative focuses on professional-grade LED lamps and fixtures that meet the high standards of commercial, institutional and industrial installations. Anchored by strongly integrated R&D capabilities and patented technology, Green Creative's innovation, performance and reliability have been recognized year after year by the Illuminating Engineering Society Progress Report, the LEDs Magazine Sapphire Awards and Lighting for Tomorrow. 25000 Hours • CRI 80 • Specification Grade Green Creative 57857 - 8.5W A19 LED - 60W Equal - Halogen-White | 3000 | 80 | 800 | 94.1176 | 25000 | 8.5 | 1 | 6.98 | 6.98 | 8.2018 | 2020Q3 | https://www.topbulb.com/green-creative-57857-8-5w-a19-led-60w-equal-halogen-white | Top Bulb | 2020 | Yes
LED Lighting | A-Type | Sylvania | False |  | LED | A19 | E26 (Medium) | Topbulb » LED Bulbs » LED Standard Shape » 60W Equal » Sylvania 73885 ¦ 8.5W LED - 60W Equal - 2700K This Sylvania 73885 LED8.5A19F82710YVRP non-dimmable 8.5 watt LED replaces a 60 watt incandescent and provides warm white illumination. See this same bulb in 4-Pack pricing under Related Products on this page. LED Technology Notice Due to constantly evolving nature of LED technology, manufacturers will reserve the right to replace this product with next generation technology. We appreciate your understanding and acceptance of this policy. Documents Sylvana 73885 Spec Sheet 11,000 Hours • Warm White Light • Not Dimmable Sylvania 73885 ¦ 8.5W LED - 60W Equal - 2700K | 2700 | 80 | 800 | 94.1176 | 11000 | 8.5 | 1 | 2.75 | 2.75 | 3.2314 | 2020Q3 | https://www.topbulb.com/sylvania-73885-led8-5a19f82710yvrp-led | Top Bulb | 2020 | Yes
LED Lighting | Decorative | Green Creative | True |  | G25 |  |  | Home / Light Bulbs / LED / Green Creative - 57894 - 4.5FG25DIM/824/A LED, Globe, G25, Vintage, 2400k, 4.5watts 4.5W G25 LED Lamp - 380 Lumens - Ultra Warm (2400K) - 80 CRI - 15000 Hours - Amber Green Creative - 57894 - 4.5FG25DIM/824/A | 2400 | 80 | 380 | 76 | 15000 | 5 | 1 | 7.24 | 7.24 | 8.5073 | 2020Q3 | https://shop.regencylighting.com/lamps/led/4-5fg25dim-824-a-57894.html | Regency Lighting | 2020 | Yes
LED Lighting | Decorative | Philips | False |  | G25 | E26 (Medium) | E26 (Medium) | Home / Light Bulbs / LED / Philips - 465864 - 4.5G25/LED/827/ND 120V 1PK Energy Star Rated; Minimum starting temperature -20.00 F 4.5W G25 LED Lamp - Universal - 350 Lumens - Warm White (2700K) - 80 CRI - 15000 Hours - E26 (Medium) - 120 to 130V - Frost Philips - 465864 - 4.5G25/LED/827/ND 120V 1PK | 2700 | 80 | 350 | 77.7778 | 15000 | 4.5 | 1 | 5 | 5 | 5.8752 | 2020Q3 | https://shop.regencylighting.com/lamps/led/4-5g25-led-827-nd-120v-1pk-46586-4.html | Regency Lighting | 2020 | Yes
LED Lighting | Decorative | Satco | True |  | G25 | E26 (Medium) | E26 (Medium) | Home / Light Bulbs / LED / Satco - S9828 - 4.5G25/SLV/LED/E26/27K/120V Rated for Enclosed Fixtures 4.5W G25 LED Lamp - Universal - Warm White (2700K) - 80 CRI - E26 (Medium) - 120 to 130V - Clear Silver Bowl Satco - S9828 - 4.5G25/SLV/LED/E26/27K/120V | 2700 | 80 | 430 | 95.5556 | 15000 | 4.5 | 1 | 7.19 | 7.19 | 8.4485 | 2020Q3 | https://shop.regencylighting.com/lamps/led/4-5g25-slv-led-e26-27k-120v-s9828.html | Regency Lighting | 2020 | Yes
LED Lighting | Decorative | Satco | True |  | G40 | E26 (Medium) | E26 (Medium) | Home / Light Bulbs / LED / Satco - S9565/TF - 4.5G40/CL/LED/E26/27K/120V G40 LED Lamp; Shatterproof 4.5W G40 LED Lamp - Warm White (2700K) - 80 CRI - E26 (Medium) - 120 to 130V - Clear Satco - S9565/TF - 4.5G40/CL/LED/E26/27K/120V | 2700 | 80 | 450 | 100 | 15000 | 4.5 | 12 | 238.92 | 19.91 | 23.395 | 2020Q3 | https://shop.regencylighting.com/lamps/led/4-5g40-cl-led-e26-27k-120v-s9565-tf.html | Regency Lighting | 2020 | Yes
LED Lighting | Decorative | Satco | True |  | G40 | E26 (Medium) | E26 (Medium) | Home / Light Bulbs / LED / Satco - S9565 - 4.5G40/CL/LED/E26/27K/120V G40 LED Lamp 4.5W G40 LED Lamp - Warm White (2700K) - 80 CRI - E26 (Medium) - 120 to 130V - Clear Satco - S9565 - 4.5G40/CL/LED/E26/27K/120V | 2700 | 80 | 450 | 100 |  | 4.5 | 1 | 9 | 9 | 10.5753 | 2020Q3 | https://shop.regencylighting.com/lamps/led/4-5g40-cl-led-e26-27k-120v-s9565.html | Regency Lighting | 2020 | Yes
LED Lighting | Reflector | Philips | True |  | MR16 | GU10 (Bi-Pin / Twist & Lock) | GU10 (Bi-Pin / Twist & Lock) | Home / Light Bulbs / LED / Philips - 471565 - 4.5GU10/LEDCLA/F35/2.2-2.7K Dimmable 4.5W MR16 LED Lamp - Universal - 380 Lumens - Warm White (2200 to 2700K) - 80 CRI - 25000 Hours - GU10 (Bi-Pin / Twist & Lock) - 120 to 130V - Clear Philips - 471565 - 4.5GU10/LEDCLA/F35/2.2-2.7K | 2200 | 80 | 380 | 84.4444 | 25000 | 4.5 | 10 | 99 | 9.9 | 11.6329 | 2020Q3 | https://shop.regencylighting.com/lamps/led/4-5gu10-ledcla-f35-2-2-2-7k-47156-5.html | Regency Lighting | 2020 | Yes
LED Lighting | Reflector | Philips | True |  | PAR16 | GU10 (Bi-Pin / Twist & Lock) | GU10 (Bi-Pin / Twist & Lock) | Home / Light Bulbs / LED / Philips - 468140 - 4.5GU10/LEDCLA/F35/830/DIM Energy Star Rated; Minimum starting temperature:-4.00 F 4.5W PAR16 LED Lamp - Universal - 400 Lumens - Warm White (3000K) - 80 CRI - 25000 Hours - GU10 (Bi-Pin / Twist & Lock) - 120 to 130V - Clear Philips - 468140 - 4.5GU10/LEDCLA/F35/830/DIM | 3000 | 80 | 400 | 88.8889 | 25000 | 4.5 | 10 | 79 | 7.9 | 9.2828 | 2020Q3 | https://shop.regencylighting.com/lamps/led/4-5gu10-ledcla-f35-830-dim-46814-0.html | Regency Lighting | 2020 | Yes
LED Lighting | Reflector | Satco | True | Daylighting/Photocell, | MR16 | GU10 (Bi-Pin / Twist & Lock) | GU10 (Bi-Pin / Twist & Lock) | Home / Light Bulbs / LED / Satco - S9381 - 4.5MR16/LED/40/50K/120V/GU10 Solid State LED Lighting; High Efficacy; Long Life; Dimmable; UL Approved for Totally Enclosed Fixtures 4.5W MR16 LED Lamp - Universal - 1000 Lumens - Daylight (5000K) - 80 CRI - 25000 Hours - GU10 (Bi-Pin / Twist & Lock) - 120 to 130V - White Satco - S9381 - 4.5MR16/LED/40/50K/120V/GU10 | 5000 | 80 | 360 | 80 | 25000 | 4.5 | 48 | 432 | 9 | 10.5753 | 2020Q3 | https://shop.regencylighting.com/lamps/led/4-5mr16-led-40-50k-120v-gu10-s9381.html | Regency Lighting | 2020 | Yes
LED Lighting | Reflector | Satco | True |  | PAR16 | E26 (Medium) | E26 (Medium) | Home / Light Bulbs / LED / Satco - S9386 - 4.5PAR16/LED/40/3000K/120V Direct Replacement For 45W; Halogen PAR16 Lamps; Dimmable; Damp Location; Approved For Enclosed Fixtures; Long Life - 25000 Hour; High Efficiency / Environmentally Friendly; No UV or IR Radiation; 3 Year Warranty 4.5W PAR16 LED Lamp - Universal - 370 Lumens - Warm White (3000K) - 80 CRI - 25000 Hours - E26 (Medium) - 120 to 130V - White Satco - S9386 - 4.5PAR16/LED/40/3000K/120V | 3000 | 80 | 370 | 82.2222 | 25000 | 4.5 | 48 | 432 | 9 | 10.5753 | 2020Q3 | https://shop.regencylighting.com/lamps/led/4-5par16-led-40-3000k-120v-s9386.html | Regency Lighting | 2020 | Yes
LED Lighting | Decorative | Satco |  |  | T4 | G9 (Bi-Pin) | G9 (Bi-Pin) | Home / Light Bulbs / LED / Satco - S8602 - 4JCD/G9/LED/3000K/120V/D G9 LED Retrofit Lamp; Damp Location Rated 4W LED G9 Retrofit Lamp - Universal - 480 Lumens - Warm White (3000K) - 80 CRI - 25000 Hours - G9 (Bi-Pin) - 120 to 130V - Clear Satco - S8602 - 4JCD/G9/LED/3000K/120V/D | 3000 | 80 | 480 | 120 | 25000 | 4 | 1 | 12.64 | 12.64 | 14.8525 | 2020Q3 | https://shop.regencylighting.com/lamps/led/4jcd-g9-led-3000k-120v-d-s8602.html | Regency Lighting | 2020 | Yes
LED Lighting | Decorative | Satco |  |  | T4 | G9 (Bi-Pin) | G9 (Bi-Pin) | Home / Light Bulbs / LED / Satco - S9548 - 4JCD/G9/LED/3000K/120V/D G9 LED Retrofit Lamp 4W LED G9 Retrofit Lamp - Universal - 480 Lumens - Warm White (3000K) - 80 CRI - 25000 Hours - G9 (Bi-Pin) - 120 to 130V - Clear Satco - S9548 - 4JCD/G9/LED/3000K/120V/D | 3000 | 80 | 480 | 120 | 25000 | 4 | 1 | 12.64 | 12.64 | 14.8525 | 2020Q3 | https://shop.regencylighting.com/lamps/led/4jcd-g9-led-3000k-120v-d-s9548.html | Regency Lighting | 2020 | Yes
LED Lighting | Decorative | Satco | True | Daylighting/Photocell, | T6 | G9 (Bi-Pin) | G9 (Bi-Pin) | Home / Light Bulbs / LED / Satco - S9549 - 4JCD/G9/LED/5000K/120V/D Silicon LED Replacement for Halogen G9 Base Lamps; Damp Location Rated 4W G9 Base LED Lamp - 480 Lumens - Daylight (5000K) - 80 CRI - 25000 Hours - G9 (Bi-Pin) - 120 to 130V - Clear Satco - S9549 - 4JCD/G9/LED/5000K/120V/D | 5000 | 80 | 480 | 120 | 25000 | 4 | 1 | 10.82 | 10.82 | 12.7139 | 2020Q3 | https://shop.regencylighting.com/lamps/led/4jcd-g9-led-5000k-120v-d-s9549.html | Regency Lighting | 2020 | Yes
LED Lighting | A-Type | Sylvania | False |  | LED | A19 | E26 (Medium) | Topbulb » LED Bulbs » LED Standard Shape » 60W Equal » Sylvania 73886 ¦ 8.5W LED - 60W Equal - 2700K - 2 Pack Sylvania 73886 LED8.5A19F82710YVRP2. This 60 watt equivalent A19 lamp only uses 8.5 watts of energy. A non-dimmable LED, this lamp produces a warm white light matching the light of a standard incandescent bulb. Priced and shipped as a 2-pack. LED Technology Notice Due to constantly evolving nature of LED technology, manufacturers will reserve the right to replace this product with next generation technology. We appreciate your understanding and acceptance of this policy. Documents Sylvana 73886 Spec Sheet 11,000 Hours • Not Dimmable • Warm White Light Sylvania 73886 ¦ 8.5W LED - 60W Equal - 2700K - 2 Pack | 2700 | 80 | 800 | 94.1176 | 11000 | 8.5 | 1 | 5.15 | 5.15 | 6.0514 | 2020Q3 | https://www.topbulb.com/sylvania-73886-led8-5a19f82710yvrp2-led | Top Bulb | 2020 | Yes
LED Lighting | A-Type | Sylvania | False |  | LED | A19 | E26 (Medium) | Topbulb » LED Bulbs » LED Standard Shape » 60W Equal » Sylvania 79281 ¦ 8.5W LED - 60W Equal - 5000K This Sylvania 79281 LED8.5A19F85010YVRP non-dimmable 8.5 watt LED replaces a 60 watt incandescent and produces a very cool white illumination. See this same bulb in 2-Pack and 4-Pack pricing under Related Products on this page. LED Technology Notice Due to constantly evolving nature of LED technology, manufacturers will reserve the right to replace this product with next generation technology. We appreciate your understanding and acceptance of this policy. Documents Sylvana 79281 Spec Sheet 11,000 Hours • Very Cool White Light • Not Dimmable Sylvania 79281 ¦ 8.5W LED - 60W Equal - 5000K | 5000 | 80 | 800 | 94.1176 | 11000 | 8.5 | 1 | 2.75 | 2.75 | 3.2314 | 2020Q3 | https://www.topbulb.com/sylvania-79281-led8-5a19f85010yvrp-led | Top Bulb | 2020 | Yes
LED Lighting | A-Type | Sylvania | False |  | LED | A19 | E26 (Medium) | Topbulb » LED Bulbs » LED Standard Shape » 60W Equal » Sylvania 79702 ¦ 8.5W LED - 60W Equal - 3500K This Sylvania 79702 LED8.5A19F83510YVRP is a non-dimmable 8.5 watt LED replacement for a 60 watt incandescent providing white illumination similar to a halogen bulb. See this same bulb in 4-Pack pricing under Related Products on this page. LED Technology Notice Due to constantly evolving nature of LED technology, manufacturers will reserve the right to replace this product with next generation technology. We appreciate your understanding and acceptance of this policy. 11,000 Hours • Halogen White Light • Not Dimmable Sylvania 79702 ¦ 8.5W LED - 60W Equal - 3500K | 3500 | 80 | 800 | 94.1176 | 11000 | 8.5 | 1 | 3.49 | 3.49 | 4.1009 | 2020Q3 | https://www.topbulb.com/sylvania-79702-led8-5a19f83510yvrp-led | Top Bulb | 2020 | Yes
LED Lighting | A-Type | Sylvania | False |  | LED | A19 | E26 (Medium) | Topbulb » LED Bulbs » LED Standard Shape » 60W Equal » Sylvania 79704 - 8.5W LED - 60W Equal - 3500K - 4 Pack Sylvania 79704 LED8.5A19F83510YVRP4. This 60 watt equivalent A19 lamp only uses 8.5 watts of energy. The lamp has a color temperature of 3500K, has a CRI of 80, and is not dimmable. LED Technology Notice Due to constantly evolving nature of LED technology, manufacturers will reserve the right to replace this product with next generation technology. We appreciate your understanding and acceptance of this policy. 11,000 Hours • Halogen White Light • Not Dimmable Sylvania 79704 - 8.5W LED - 60W Equal - 3500K - 4 Pack | 3500 | 80 | 800 | 94.1176 | 11000 | 8.5 | 1 | 13.96 | 13.96 | 16.4035 | 2020Q3 | https://www.topbulb.com/sylvania-79704-led8-5a19f83510yvrp4-led | Top Bulb | 2020 | Yes
LED Lighting | A-Type | MaxLite | True |  | General Purpose Replacement | A19 | E26 (Medium) | Damp Location Rated,Recessed Fixtures Home / Light Bulbs / LED / LED A-Line / Maxlite - 102275 - F8.5A19D927/JA8 Filament Style; JA8 Compliant; Energy Star Certified; Not Suitable for Enclosed Fixtures; Suitable for Damp Locations 8.5W A19 LED Lamp - Universal - 800 Lumens - Warm White (2700K) - 91 CRI - 15000 Hours - E26 (Medium) - 120 to 130V Maxlite - 102275 - F8.5A19D927/JA8 | 2700 | 92 | 800 | 94.1176 | 15000 | 8.5 | 1 | 9.56 | 9.56 | 11.2334 | 2020Q2 | https://shop.regencylighting.com/lamps/led/a-line/f8-5a19d927-ja8-mxt.html | Regency Lighting | 2020 | Yes
LED Lighting | A-Type | Sylvania | True |  | General Purpose Replacement | A19 | E26 (Medium) | Damp Location Rated Home / Light Bulbs / LED / LED A-Line / Sylvania - 40179 - LED8.5A19DIMO927CECGLRP A19 LED Lamp 8.5W A19 LED Lamp - Universal - 800 Lumens - Warm White (2700K) - 90 CRI - 15000 Hours - E26 (Medium) - 120 to 130V - Clear Sylvania - 40179 - LED8.5A19DIMO927CECGLRP | 2700 | 90 | 800 | 94.1176 | 15000 | 8.5 | 1 | 5.83 | 5.83 | 6.8505 | 2020Q2 | https://shop.regencylighting.com/lamps/led/a-line/led8-5a19dimo927cecglrp-40179.html | Regency Lighting | 2020 | Yes
LED Lighting | Reflector | Philips | True |  | PAR16 | E26 (Medium) | E26 (Medium) | Home / Light Bulbs / LED / Philips - 470047 - 5.5PAR16/AMB/F40/830/E26 Energy Star Certified 5.5W PAR16 LED Lamp - Universal - 400 Lumens - Warm White (3000K) - 80 CRI - 25000 Hours - E26 (Medium) - 120 to 130V - Amber Philips - 470047 - 5.5PAR16/AMB/F40/830/E26 | 3000 | 80 | 400 | 72.7273 | 25000 | 5.5 | 1 | 10 | 10 | 11.7504 | 2020Q3 | https://shop.regencylighting.com/lamps/led/5-5par16-amb-f40-830-e26-47004-7.html | Regency Lighting | 2020 | Yes
LED Lighting | Decorative | Philips | False | Daylighting/Photocell, | G25 | E26 (Medium) | E26 (Medium) | Home / Light Bulbs / LED / Philips - 465898 - 5G25/LED/850/ND 120V 1PK Energy Star Rated 5W G25 LED Lamp - Universal - 500 Lumens - Daylight (5000K) - 80 CRI - 15000 Hours - E26 (Medium) - 120 to 130V - Frost Philips - 465898 - 5G25/LED/850/ND 120V 1PK | 5000 | 80 | 500 | 100 | 15000 | 5 | 6 | 37.2 | 6.2 | 7.2852 | 2020Q3 | https://shop.regencylighting.com/lamps/led/5g25-led-850-nd-120v-1pk-46589-8.html | Regency Lighting | 2020 | Yes
LED Lighting | Decorative | Maxlite | True |  | T4 | G9 (Bi-Pin) | G9 (Bi-Pin) | Home / Light Bulbs / LED / Maxlite - 108074 - 5G9DLED27 Damp or Dry Rated; Not for use in Enclosed Fixtures 5W LED Retrofit Lamp - Universal - 360 Lumens - Warm White (2700K) - 80 CRI - 25000 Hours - G9 (Bi-Pin) - 120 to 130V Maxlite - 108074 - 5G9DLED27 | 2700 | 80 | 360 | 72 | 25000 | 5 | 1 | 12.45 | 12.45 | 14.6292 | 2020Q3 | https://shop.regencylighting.com/lamps/led/5g9dled27-mxt.html | Regency Lighting | 2020 | Yes
LED Lighting | Decorative | Maxlite | False |  | T4 | G9 (Bi-Pin) | G9 (Bi-Pin) | Home / Light Bulbs / LED / Maxlite - 108073 - 5G9LED27 G9 LED Retrofit; Not for Use in Totally Enclosed Fixtures; Suitable for Damp Locations 5W T4 LED Lamp - Universal - 480 Lumens - Warm White (2700K) - 80 CRI - 25000 Hours - G9 (Bi-Pin) - 120 to 130V Maxlite - 108073 - 5G9LED27 | 2700 | 80 | 480 | 96 | 25000 | 5 | 1 | 12.45 | 12.45 | 14.6292 | 2020Q3 | https://shop.regencylighting.com/lamps/led/5g9led27-mxt.html | Regency Lighting | 2020 | Yes
LED Lighting | Reflector | Philips | True |  | MR16 | GU5.3 (Bi-Pin) | GU5.3 (Bi-Pin) | Home / Light Bulbs / LED / Philips - 470336 - 6.4MR16/F25/3000 DIM 12V Energy Star Rated:Yes, Minimum starting temperature:-20.00 F 6.4W MR16 LED Lamp - Universal - 450 Lumens - Warm White (3000K) - 80 CRI - 25000 Hours - GU5.3 (Bi-Pin) - 12V Philips - 470336 - 6.4MR16/F25/3000 DIM 12V | 3000 | 80 | 450 | 70.3125 | 25000 | 6.4 | 10 | 110 | 11 | 12.9254 | 2020Q3 | https://shop.regencylighting.com/lamps/led/6-4mr16-f25-3000-dim-12v-47033-6.html | Regency Lighting | 2020 | Yes
LED Lighting | Reflector | Philips | True |  | MR16 | GU5.3 (Bi-Pin) | GU5.3 (Bi-Pin) | Home / Light Bulbs / LED / Philips - 470344 - 6.4MR16/F35/3000 DIM 12V Energy Star Rated:Yes, Minimum starting temperature:-20.00 F 6.4W MR16 LED Lamp - Universal - 450 Lumens - Warm White (3000K) - 80 CRI - 25000 Hours - GU5.3 (Bi-Pin) - 12V Philips - 470344 - 6.4MR16/F35/3000 DIM 12V | 3000 | 80 | 450 | 70.3125 | 25000 | 6.4 | 10 | 110 | 11 | 12.9254 | 2020Q3 | https://shop.regencylighting.com/lamps/led/6-4mr16-f35-3000-dim-12v-47034-4.html | Regency Lighting | 2020 | Yes
LED Lighting | A-Type | Sylvania | True |  | General Purpose Replacement | A19 | E26 (Medium) | Damp Location Rated Home / Light Bulbs / LED / Sylvania - 40179 - LED8.5A19DIMO927CECGLRP A19 LED Lamp 8.5W A19 LED Lamp - Universal - 800 Lumens - Warm White (2700K) - 90 CRI - 15000 Hours - E26 (Medium) - 120 to 130V - Clear Sylvania - 40179 - LED8.5A19DIMO927CECGLRP | 2700 | 90 | 800 | 94.1176 | 15000 | 8.5 | 1 | 5.83 | 5.83 | 6.8505 | 2020Q2 | https://shop.regencylighting.com/lamps/led/led8-5a19dimo927cecglrp-40179.html | Regency Lighting | 2020 | Yes
LED Lighting | A-Type | Manufacturer: Satco | False |  | General Purpose Replacement | A19 | E26 (Medium) | Damp Location Rated Home > Energy Star Qualified Products > 9 Watt 800 Lumen 120-277V Non-Dimmable Enclosed Fixture Rated LED A19 Light Bulb 2700K ** Non-CEC Compliant - NOT Lawful for Sale in California ** Product Specifications - Quick Reference Input Voltage: Lumens: 120-277 Volt 800 Lumens Dimensions: Dimmable: 4-3/16" (MOL) x 2-3/8" (MOD) NO - Not Dimmable LED Color: 2700K Warm White Life Time: 25,000 Hours Power Consumption: Luminous Efficacy: 8.5 Watts 94 lm/W CRI: Certifications: 80 CRI RoHS, cULus, Enclosed Rated Satco's LED series of universal voltage omni-directional non-dimmable LED A19 Lamps are here to replace your 60 watt incandescent light bulbs. Within this series, Satco is exhibiting their Solid State LED Lighting for these A shaped replacement lamps. This series of A19 LED lights bulbs are not dimmable, but are approved for totally enclosed fixtures. They have a long life of 25,000 hours and possess a 3 Year Limited Warranty. This series comes in a 8.5 watt model and the following color temperatures: 2700K, 3000K, 4000K, and 5000K. This model is part number S8914, which produces 800 lumens of a 2700K warm white color. This bulb consumes just 8.5 watts of the universal 120-277 volt energy, compared to a 60W incandescent. This bulb is Energy Star certified, RoHS compliant, cULus - damp location rated, and enclosed fixture rated. This led light bulb is NOT dimmable and has a CRI of 80, while producing zero UV or IR radiation. The innovative design of this A19 bulb features a frosted finish and a medium E26 base. When you replace your 60A19 bulbs with these 8.5 watt A19 LED bulbs, your energy use decreases significantly while keeping the same look and feel of your old incandescent A19 bulbs. Click here for the complete Satco S8914 LED A19 Light Bulb Specification Sheet. Satco 9 Watt 800 Lumen 120-277V Non-Dimmable Enclosed Fixture Rated LED A19 Light Bulb 2700K | 2700 | 82 | 800 | 94.1176 | 25000 | 8.5 | 1 | 5.95 | 5.95 | 6.9915 | 2020Q2 | https://www.greenelectricalsupply.com/8-watt-enclosed-fixture-rated-e26-a19-120-277v-led-light-bulbs-2700k.aspx | Green Electrical Supply | 2020 | Yes
LED Lighting | Decorative | Philips | False |  | G25 | E26 (Medium) | E26 (Medium) | Home / Light Bulbs / LED / Philips - 465880 - 6.5G25/LED/827/ND 120V 1PK Energy Star Qualified; Wet Location Rated 6.5W G25 LED Lamp - Universal - 500 Lumens - Warm White (2700K) - 80 CRI - 15000 Hours - E26 (Medium) - 120 to 130V - Frost Philips - 465880 - 6.5G25/LED/827/ND 120V 1PK | 2700 | 80 | 500 | 76.9231 | 15000 | 6.5 | 1 | 6.2 | 6.2 | 7.2852 | 2020Q3 | https://shop.regencylighting.com/lamps/led/6-5g25-led-827-nd-120v-1pk-46588-0.html | Regency Lighting | 2020 | Yes
LED Lighting | Decorative | Satco | True |  | G40 | E26 (Medium) | E26 (Medium) | Home / Light Bulbs / LED / Satco - S9566 - 6.5G40/CL/LED/E26/27K/120V LED with a Traditional Incandescent Look and Feel; Omni-Directional Light Source; Smooth Dimming; Replaces up to 40 Watt Lamps; Long Life-15000 Hour; Damp Location; UL Listed for Totally Enclosed Fixtures 6.5W G40 LED Lamp - Universal - 810 Lumens - Warm White (2700K) - 80 CRI - 15000 Hours - E26 (Medium) - 120 to 130V - Clear Satco - S9566 - 6.5G40/CL/LED/E26/27K/120V | 2700 | 80 | 810 | 124.6154 | 15000 | 6.5 | 1 | 12.64 | 12.64 | 14.8525 | 2020Q3 | https://shop.regencylighting.com/lamps/led/6-5g40-cl-led-e26-27k-120v-s9566.html | Regency Lighting | 2020 | Yes
LED Lighting | Reflector | Philips | True |  | MR16 | GU5.3 (Bi-Pin) | GU5.3 (Bi-Pin) | Home / Light Bulbs / LED / Philips - 454538 - 6.5MR16/F25/2700-2200 DIM 12V Increased Transformer Compatability 6.5W MR16 LED Lamp - Universal - 410 Lumens - Warm White (2200 to 2700K) - 80 CRI - 25000 Hours - GU5.3 (Bi-Pin) - 12V Philips - 454538 - 6.5MR16/F25/2700-2200 DIM 12V | 2200 | 80 | 410 | 63.0769 | 25000 | 6.5 | 10 | 130 | 13 | 15.2755 | 2020Q3 | https://shop.regencylighting.com/lamps/led/6-5mr16-f25-2700-2200-dim-12v-45453-8.html | Regency Lighting | 2020 | Yes
LED Lighting | Reflector | Philips | True |  | MR16 | GU5.3 (Bi-Pin) | GU5.3 (Bi-Pin) | Home / Light Bulbs / LED / Philips - 454546 - 6.5MR16/F35/2700-2200 DIM 12V Increased Transformer Compatability 6.5W MR16 LED Lamp - Universal - 410 Lumens - Warm White (2200 to 2700K) - 80 CRI - 25000 Hours - GU5.3 (Bi-Pin) - 12V Philips - 454546 - 6.5MR16/F35/2700-2200 DIM 12V | 2200 | 80 | 410 | 63.0769 | 25000 | 6.5 | 10 | 130 | 13 | 15.2755 | 2020Q3 | https://shop.regencylighting.com/lamps/led/6-5mr16-f35-2700-2200-dim-12v-45454-6.html | Regency Lighting | 2020 | Yes
LED Lighting | Reflector | Satco | True |  | MR16 | GU5.3 (Bi-Pin) | GU5.3 (Bi-Pin) | Home / Light Bulbs / LED / Satco - S9492 - 6.5MR16/LED/25/35K/12V Approved for Enclosed Fixtures; Silver Back 6.5W MR16 LED Lamp - Universal - 500 Lumens - Neutral White (3500K) - 80 CRI - 25000 Hours - GU5.3 (Bi-Pin) - 12V - Silver Back Satco - S9492 - 6.5MR16/LED/25/35K/12V | 3500 | 80 | 500 | 76.9231 | 25000 | 6.5 | 1 | 9 | 9 | 10.5753 | 2020Q3 | https://shop.regencylighting.com/lamps/led/6-5mr16-led-25-35k-12v-s9492.html | Regency Lighting | 2020 | Yes
LED Lighting | Reflector | Satco | True | Daylighting/Photocell, | MR16 | GU5.3 (Bi-Pin) | GU5.3 (Bi-Pin) | Home / Light Bulbs / LED / Satco - S9494 - 6.5MR16/LED/25/50K/12V Approved for Enclosed Fixtures; Silver Back 6.5W MR16 LED Lamp - Universal - 500 Lumens - Daylight (5000K) - 80 CRI - 25000 Hours - GU5.3 (Bi-Pin) - 12V - Silver Back Satco - S9494 - 6.5MR16/LED/25/50K/12V | 5000 | 80 | 500 | 76.9231 | 25000 | 6.5 | 1 | 9 | 9 | 10.5753 | 2020Q3 | https://shop.regencylighting.com/lamps/led/6-5mr16-led-25-50k-12v-s9494.html | Regency Lighting | 2020 | Yes
LED Lighting | Reflector | Satco | True |  | MR16 | GU10 (Bi-Pin / Twist & Lock) | GU10 (Bi-Pin / Twist & Lock) | Home / Light Bulbs / LED / Satco - S9382 - 6.5MR16/LED/40/27K/120V/GU10 MR16 LED Lamp 6.5W MR16 LED Lamp - Universal - Warm White (2700K) - 80 CRI - GU10 (Bi-Pin / Twist & Lock) - 120 to 130V Satco - S9382 - 6.5MR16/LED/40/27K/120V/GU10 | 2700 | 80 | 500 | 76.9231 |  | 6.5 | 1 | 9 | 9 | 10.5753 | 2020Q3 | https://shop.regencylighting.com/lamps/led/6-5mr16-led-40-27k-120v-gu10-s9382.html | Regency Lighting | 2020 | Yes
LED Lighting | Reflector | Satco | True |  | MR16 | GU10 (Bi-Pin / Twist & Lock) | GU10 (Bi-Pin / Twist & Lock) | Home / Light Bulbs / LED / Satco - S8588 - 6.5MR16/LED/40/27K/90CRI/GU10 Approved for Enclosed Fixtures 6.5W MR16 LED Lamp - Universal - 450 Lumens - Warm White (2700K) - 90 CRI - 25000 Hours - GU10 (Bi-Pin / Twist & Lock) - 120 to 130V Satco - S8588 - 6.5MR16/LED/40/27K/90CRI/GU10 | 2700 | 90 | 450 | 69.2308 | 25000 | 6.5 | 1 | 7.19 | 7.19 | 8.4485 | 2020Q3 | https://shop.regencylighting.com/lamps/led/6-5mr16-led-40-27k-90cri-gu10-s8588.html | Regency Lighting | 2020 | Yes
LED Lighting | Reflector | Satco | True |  | MR16 | GU10 (Bi-Pin / Twist & Lock) | GU10 (Bi-Pin / Twist & Lock) | Home / Light Bulbs / LED / Satco - S9384 - 6.5MR16/LED/40/40K/120V/GU10 MR16 LED Lamp 6.5W MR16 LED Lamp - Universal - Cool White (4000K) - 80 CRI - GU10 (Bi-Pin / Twist & Lock) - 120 to 130V Satco - S9384 - 6.5MR16/LED/40/40K/120V/GU10 | 4000 | 80 | 500 | 76.9231 |  | 6.5 | 1 | 9 | 9 | 10.5753 | 2020Q3 | https://shop.regencylighting.com/lamps/led/6-5mr16-led-40-40k-120v-gu10-s9384.html | Regency Lighting | 2020 | Yes
LED Lighting | Reflector | Philips | True |  | MR16 | GU5.3 (Bi-Pin) | GU5.3 (Bi-Pin) | Home / Light Bulbs / LED / Philips - 47913-9 - 6.5MR16/LED/F25/927/D/EC/12V LED MR16 Lamp 6.5W MR16 LED Lamp - Universal - 485 Lumens - Warm White (2700K) - 91 CRI - 25000 hrs. - GU5.3 (Bi-Pin) - 12V Philips - 47913-9 - 6.5MR16/LED/F25/927/D/EC/12V | 2700 | 91 | 485 | 74.6154 | 25000 | 6.5 | 1 | 19.9 | 19.9 | 23.3833 | 2020Q3 | https://shop.regencylighting.com/lamps/led/6-5mr16-led-f25-927-d-ec-12v-47913-9.html | Regency Lighting | 2020 | Yes
LED Lighting | Reflector | Philips | True |  | MR16 | GU5.3 (Bi-Pin) | GU5.3 (Bi-Pin) | Home / Light Bulbs / LED / Philips - 479170 - 6.5MR16/LED/F35/930/D/EC Black Housing 6.5W MR16 LED Lamp - Universal - 485 Lumens - Warm White (3000K) - 91 CRI - 25000 Hours - GU5.3 (Bi-Pin) - 12V Philips - 479170 - 6.5MR16/LED/F35/930/D/EC | 3000 | 91 | 485 | 74.6154 | 25000 | 6.5 | 10 | 199 | 19.9 | 23.3833 | 2020Q3 | https://shop.regencylighting.com/lamps/led/6-5mr16-led-f35-930-d-ec-47917-0.html | Regency Lighting | 2020 | Yes
LED Lighting | Reflector | Maxlite | True |  | MR16 | GU10 (Bi-Pin / Twist & Lock) | GU10 (Bi-Pin / Twist & Lock) | Home / Light Bulbs / LED / Maxlite - 14098882 - 6.5MR16GUD927FL/JA8 MR16 LED Lamp 6.5W MR16 LED Lamp - Universal - 500 Lumens - Warm White (2700K) - 92 CRI - 25000 Hours - GU10 (Bi-Pin / Twist & Lock) - 120 to 130V Maxlite - 14098882 - 6.5MR16GUD927FL/JA8 | 2700 | 92 | 500 | 76.9231 | 25000 | 6.5 | 1 | 6.61 | 6.61 | 7.767 | 2020Q3 | https://shop.regencylighting.com/lamps/led/6-5mr16gud927fl-ja8-mxt.html | Regency Lighting | 2020 | Yes
LED Lighting | Reflector | Maxlite | True |  | MR16 | GU10 (Bi-Pin / Twist & Lock) | GU10 (Bi-Pin / Twist & Lock) | Home / Light Bulbs / LED / Maxlite - 14098883 - 6.5MR16GUD930FL/JA8 Energy Star Rated; Suitable for Damp Locations; Not for Use in Totally Enclosed Fixtures 6.5W MR16 LED Lamp - Universal - 500 Lumens - Warm White (3000K) - 93 CRI - 25000 Hours - GU10 (Bi-Pin / Twist & Lock) - 120 to 130V Maxlite - 14098883 - 6.5MR16GUD930FL/JA8 | 3000 | 93 | 500 | 76.9231 | 25000 | 6.5 | 1 | 6.61 | 6.61 | 7.767 | 2020Q3 | https://shop.regencylighting.com/lamps/led/6-5mr16gud930fl-ja8-mxt.html | Regency Lighting | 2020 | Yes
LED Lighting | Reflector | Maxlite | True |  | MR16 | GU10 (Bi-Pin / Twist & Lock) | GU10 (Bi-Pin / Twist & Lock) | Home / Light Bulbs / LED / Maxlite - 1408216 - 6.5MR16GUDLED27FL/G2 MR16 LED Lamp 6.5W MR16 LED Lamp - Universal - 500 Lumens - Warm White (2700K) - 84 CRI - 25000 Hours - GU10 (Bi-Pin / Twist & Lock) - 120 to 130V Maxlite - 1408216 - 6.5MR16GUDLED27FL/G2 | 2700 | 84 | 500 | 76.9231 | 25000 | 6.5 | 1 | 4.6 | 4.6 | 5.4052 | 2020Q3 | https://shop.regencylighting.com/lamps/led/6-5mr16gudled27fl-g2-mxt.html | Regency Lighting | 2020 | Yes
LED Lighting | Reflector | Satco | True |  | PAR20 | E26 (Medium) | E26 (Medium) | Home / Light Bulbs / LED / Satco - S8577 - 6.5R20/LED/3000K/450L/90CRI Approved for Enclosed Fixtures 6.5W R20 LED Lamp - 450 Lumens - Warm White (3000K) - 90 CRI - 25000 Hours - E26 (Medium) - 120 to 130V - Frost Satco - S8577 - 6.5R20/LED/3000K/450L/90CRI | 3000 | 90 | 450 | 69.2308 | 25000 | 6.5 | 1 | 7.19 | 7.19 | 8.4485 | 2020Q3 | https://shop.regencylighting.com/lamps/led/6-5r20-led-3000k-450l-90cri-s8577.html | Regency Lighting | 2020 | Yes
LED Lighting | Reflector | Satco | True |  | PAR20 | E26 (Medium) | E26 (Medium) | Home / Light Bulbs / LED / Satco - S8491 - 6.5R20/LED/4000K/450L/90CRI Damp Location Rated 6.5W R20 LED Lamp - 450 Lumens - Cool White (4000K) - 90 CRI - 25000 Hours - E26 (Medium) - 120 to 130V - Frost Satco - S8491 - 6.5R20/LED/4000K/450L/90CRI | 4000 | 90 | 450 | 69.2308 | 25000 | 6.5 | 1 | 4.53 | 4.53 | 5.3229 | 2020Q3 | https://shop.regencylighting.com/lamps/led/6-5r20-led-4000k-450l-90cri-s8491.html | Regency Lighting | 2020 | Yes
LED Lighting | A-Type | Manufacturer: Satco | False |  | General Purpose Replacement | A19 | E26 (Medium) | Damp Location Rated Home > Energy Star Qualified Products > 9 Watt 800 Lumen 120-277V Non-Dimmable Enclosed Fixture Rated LED A19 Light Bulb 3000K ** Non-CEC Compliant - NOT Lawful for Sale in California ** Product Specifications - Quick Reference Input Voltage: Lumens: 120-277 Volt 800 Lumens Dimensions: Dimmable: 4-3/16" (MOL) x 2-3/8" (MOD) NO - Not Dimmable LED Color: 3000K Warm White Life Time: 25,000 Hours Power Consumption: Luminous Efficacy: 8.5 Watts 94 lm/W CRI: Certifications: 80 CRI RoHS, cULus, Enclosed Rated Satco's LED series of universal voltage omni-directional non-dimmable LED A19 Lamps are here to replace your 60 watt incandescent light bulbs. Within this series, Satco is exhibiting their Solid State LED Lighting for these A shaped replacement lamps. This series of A19 LED lights bulbs are not dimmable, but are approved for totally enclosed fixtures. They have a long life of 25,000 hours and possess a 3 Year Limited Warranty. This series comes in a 8.5 watt model and the following color temperatures: 2700K, 3000K, 4000K, and 5000K. This model is part number S8915, which produces 800 lumens of a 3000K warm white color. This bulb consumes just 8.5 watts of the universal 120-277 volt energy, compared to a 60W incandescent. This bulb is Energy Star certified, RoHS compliant, cULus - damp location rated, and enclosed fixture rated. This led light bulb is NOT dimmable and has a CRI of 80, while producing zero UV or IR radiation. The innovative design of this a19 bulb features a frosted finish and a medium E26 base. When you replace your 60A19 bulbs with these 8.5 watt A19 LED bulbs, your energy use decreases significantly while keeping the same look and feel of your old incandescent A19 bulbs. Click here for the complete Satco S8915 LED A19 Light Bulb Specification Sheet. Satco 9 Watt 800 Lumen 120-277V Non-Dimmable Enclosed Fixture Rated LED A19 Light Bulb 3000K | 3000 | 83 | 800 | 94.1176 | 25000 | 8.5 | 1 | 5.95 | 5.95 | 6.9915 | 2020Q2 | https://www.greenelectricalsupply.com/8-watt-enclosed-fixture-rated-e26-a19-120-277v-led-light-bulbs-3000k.aspx | Green Electrical Supply | 2020 | Yes
LED Lighting | Decorative | Satco | True | Daylighting/Photocell, | G25 | E26 (Medium) | E26 (Medium) | Home / Light Bulbs / LED / Satco - S8595 - 6G25/LED/5000K/390L/90CRI Damp Location Rated 6W G25 LED Lamp - 390 Lumens - Daylight (5000K) - 90 CRI - 25000 Hours - E26 (Medium) - 120 to 130V - Frost Satco - S8595 - 6G25/LED/5000K/390L/90CRI | 5000 | 90 | 390 | 65 | 25000 | 6 | 1 | 7.73 | 7.73 | 9.083 | 2020Q3 | https://shop.regencylighting.com/lamps/led/6g25-led-5000k-390l-90cri-s8595.html | Regency Lighting | 2020 | Yes
LED Lighting | Decorative | Maxlite | True |  | G25 | E26 (Medium) | E26 (Medium) | Home / Light Bulbs / LED / Maxlite - 107505 - 6G25DLED27/G2 25000 Hour Life; Building Control Compatible 6W G25 LED Lamp - Universal - 450 Lumens - Warm White (2700K) - 80 CRI - 25000 Hours - E26 (Medium) - 120 to 130V Maxlite - 107505 - 6G25DLED27/G2 | 2700 | 80 | 450 | 75 | 25000 | 6 | 24 | 119.52 | 4.98 | 5.8517 | 2020Q3 | https://shop.regencylighting.com/lamps/led/6g25dled27-g2-mxt.html | Regency Lighting | 2020 | Yes
LED Lighting | Reflector | Maxlite | True |  | PAR20 | E26 (Medium) | E26 (Medium) | Home / Light Bulbs / LED / Maxlite - 102174 - 6P20DLED27FL Solid Aluminum Body acts as a Heat Sink; 25000 To 50000 Hour Life; Environmentally Friendly; Compatible with Building Controls; Uniform Color Consistency; Dimmable 6W PAR20 LED Lamp - Universal - 450 Lumens - Warm White (2700K) - 82 CRI - 25000 Hours - E26 (Medium) - 120 to 130V Maxlite - 102174 - 6P20DLED27FL | 2700 | 82 | 450 | 75 | 25000 | 6 | 24 | 58.56 | 2.44 | 2.8671 | 2020Q3 | https://shop.regencylighting.com/lamps/led/6p20dled27fl-mxt.html | Regency Lighting | 2020 | Yes
LED Lighting | Reflector | Philips | True |  | PAR20 | E26 (Medium) | E26 (Medium) | Home / Light Bulbs / LED / Philips - 463695 - 6PAR20/LED/840/F35/DIM SO 120V Candle Power 1080 cd, Energy Star Rated. Not Affected by Epact. 6W PAR20 LED Lamp - Universal - 520 Lumens - Cool White (4000K) - 80 CRI - 25000 Hours - E26 (Medium) - 120 to 130V Philips - 463695 - 6PAR20/LED/840/F35/DIM SO 120V | 4000 | 80 | 520 | 86.6667 | 25000 | 6 | 1 | 18 | 18 | 21.1507 | 2020Q3 | https://shop.regencylighting.com/lamps/led/6par20-led-840-f35-dim-so-120v-46369-5.html | Regency Lighting | 2020 | Yes
LED Lighting | Reflector | Philips | True |  | PAR20 | E26 (Medium) | E26 (Medium) | Home / Light Bulbs / LED / Philips - 456979 - 6R20/LED/827-22/DIM 120V Rated for Enclosed Fixtures; Damp Location Rated; Warm Glow 6W R20 LED Lamp - Universal - 450 Lumens - Warm White (2200 to 2700K) - 80 CRI - 25000 Hours - E26 (Medium) - 120 to 130V - Frost Philips - 456979 - 6R20/LED/827-22/DIM 120V | 2200 | 80 | 450 | 75 | 25000 | 6 | 6 | 42 | 7 | 8.2253 | 2020Q3 | https://shop.regencylighting.com/lamps/led/6r20-led-827-22-dim-120v-45697-9.html | Regency Lighting | 2020 | Yes
LED Lighting | Reflector | Philips | True |  | PAR30 | E26 (Medium) | E26 (Medium) | Home / Light Bulbs / LED / Philips - 54590-5 - 7.2BR30/PER/930/P/E26/DIM Traditional Lamp Design LED BR30 7.2W BR30 LED Lamp - Universal - 650 Lumens - Warm White (3000K) - 90 CRI - 15000 hrs. - E26 (Medium) - 120 to 130V - Frost Philips - 54590-5 - 7.2BR30/PER/930/P/E26/DIM | 3000 | 90 | 650 | 90.2778 | 15000 | 7.2 | 1 | 6.6 | 6.6 | 7.7553 | 2020Q3 | https://shop.regencylighting.com/lamps/led/7-2br30-per-930-p-e26-dim-54590-5.html | Regency Lighting | 2020 | Yes
LED Lighting | Reflector | Philips | True |  | MR16 | GU5.3 (Bi-Pin) | GU5.3 (Bi-Pin) | Home / Light Bulbs / LED / Philips - 533141 - 7.3MR16/LED/827/F35/DIM 12V MR16 LED Spout Lamp 7.3W MR16 LED Lamp - 515 Lumens - Warm White (2700K) - 80 CRI - 25000 Hours - GU5.3 (Bi-Pin) - 120 to 130V Philips - 533141 - 7.3MR16/LED/827/F35/DIM 12V | 2700 | 80 | 515 | 70.5479 | 25000 | 7.3 | 1 | 14 | 14 | 16.4505 | 2020Q3 | https://shop.regencylighting.com/lamps/led/7-3mr16-led-827-f35-dim-12v-53314-1.html | Regency Lighting | 2020 | Yes
LED Lighting | Reflector | Philips | True |  | MR16 | GU5.3 (Bi-Pin) | GU5.3 (Bi-Pin) | Home / Light Bulbs / LED / Philips - 53312-5 - 7.3MR16/LED/830/F25/DIM 12V Suitable for Use in Enclosed Fixtures; Energy Star Certified 7.3W MR16 LED Lamp - Universal - 515 Lumens - Warm White (3000K) - 80 CRI - 25000 hrs. - GU5.3 (Bi-Pin) - 12V Philips - 53312-5 - 7.3MR16/LED/830/F25/DIM 12V | 3000 | 80 | 515 | 70.5479 | 25000 | 7.3 | 1 | 14 | 14 | 16.4505 | 2020Q3 | https://shop.regencylighting.com/lamps/led/7-3mr16-led-830-f25-dim-12v-53312-5.html | Regency Lighting | 2020 | Yes
LED Lighting | Reflector | Maxlite | True |  | PAR20 | E26 (Medium) | E26 (Medium) | Home / Light Bulbs / LED / Maxlite - 7BR20DLED27/G2 BR20 LED BR Lamp 7W BR20 LED BR Lamp - Universal - 550 Lumens - Warm White (2700K) - 83 CRI - 25000 Hours - E26 (Medium) - 120 to 130V Maxlite - 7BR20DLED27/G2 | 2700 | 83 | 550 | 78.5714 | 25000 | 7 | 1 | 1.88 | 1.88 | 2.2091 | 2020Q3 | https://shop.regencylighting.com/lamps/led/7br20dled27-g2-mxt.html | Regency Lighting | 2020 | Yes
LED Lighting | Decorative | Philips | True |  | F15 | E26 (Medium) | E26 (Medium) | Home / Light Bulbs / LED / Philips - 458638 - 7F15/LED/827-22/E26/DIM 120V Energy Star Rated; Damp Location Rated; Warm Glow 7W F15 LED Lamp - Universal - 500 Lumens - Warm White (2200 to 2700K) - 80 CRI - 25000 Hours - E26 (Medium) - 120 to 130V - Clear Philips - 458638 - 7F15/LED/827-22/E26/DIM 120V | 2200 | 80 | 500 | 71.4286 | 25000 | 7 | 10 | 80 | 8 | 9.4003 | 2020Q3 | https://shop.regencylighting.com/lamps/led/7f15-led-827-22-e26-dim-120v-45863-8.html | Regency Lighting | 2020 | Yes
LED Lighting | Decorative | Philips | True |  | G25 | E26 (Medium) | E26 (Medium) | Home / Light Bulbs / LED / Philips - 458802 - 7G25/LED/827-22/E26/DIM 120V Energy Star Rated; Wet Rated; Warm Glow 7W G25 LED Lamp - Universal - 450 Lumens - Warm White (2200 to 2700K) - 80 CRI - 25000 Hours - E26 (Medium) - 120 to 130V - Clear Philips - 458802 - 7G25/LED/827-22/E26/DIM 120V | 2200 | 80 | 450 | 64.2857 | 25000 | 7 | 6 | 69 | 11.5 | 13.5129 | 2020Q3 | https://shop.regencylighting.com/lamps/led/7g25-led-827-22-e26-dim-120v-45880-2.html | Regency Lighting | 2020 | Yes
LED Lighting | Reflector | Philips | True |  | MR16 | GU5.3 (Bi-Pin) | GU5.3 (Bi-Pin) | Home / Light Bulbs / LED / Philips - 470179 - 7MR16 EXPERTCOLOR F25 930 D Contains No Mercury; Instant-on Light; Uniform Beam 7W MR16 LED Lamp - Universal - 460 Lumens - Warm White (3000K) - 95 CRI - 40000 Hours - GU5.3 (Bi-Pin) - 12V Philips - 470179 - 7MR16 EXPERTCOLOR F25 930 D | 3000 | 95 | 460 | 65.7143 | 40000 | 7 | 1 | 17.5 | 17.5 | 20.5632 | 2020Q3 | https://shop.regencylighting.com/lamps/led/7mr16-expertcolor-f25-930-d-47017-9.html | Regency Lighting | 2020 | Yes
LED Lighting | Reflector | Philips | True |  | MR16 | GU5.3 (Bi-Pin) | GU5.3 (Bi-Pin) | Home / Light Bulbs / LED / Philips - 470187 - 7MR16 EXPERTCOLOR F25 940 D Easy to Replace/Retro-Fit- iPerfect Fiti in Most Current Halogen Fixtures; Wide Patented Spectrum Spec 7W MR16 LED Lamp - Universal - 460 Lumens - Cool White (4000K) - 95 CRI - 40000 Hours - GU5.3 (Bi-Pin) - 12V Philips - 470187 - 7MR16 EXPERTCOLOR F25 940 D | 4000 | 95 | 460 | 65.7143 | 40000 | 7 | 1 | 17.5 | 17.5 | 20.5632 | 2020Q3 | https://shop.regencylighting.com/lamps/led/7mr16-expertcolor-f25-940-d-47018-7.html | Regency Lighting | 2020 | Yes
LED Lighting | Reflector | Philips | True |  | MR16 | GU5.3 (Bi-Pin) | GU5.3 (Bi-Pin) | Home / Light Bulbs / LED / Philips - 470203 - 7MR16 EXPERTCOLOR F35 930 D Contains No Mercury; Instant-on Light; Uniform Beam 7W MR16 LED Lamp - Universal - 460 Lumens - Warm White (3000K) - 95 CRI - 40000 Hours - GU5.3 (Bi-Pin) - 12V Philips - 470203 - 7MR16 EXPERTCOLOR F35 930 D | 3000 | 95 | 460 | 65.7143 | 40000 | 7 | 1 | 17.5 | 17.5 | 20.5632 | 2020Q3 | https://shop.regencylighting.com/lamps/led/7mr16-expertcolor-f35-930-d-47020-3.html | Regency Lighting | 2020 | Yes
LED Lighting | Reflector | Philips | True |  | MR16 | GU5.3 (Bi-Pin) | GU5.3 (Bi-Pin) | Home / Light Bulbs / LED / Philips - 470211 - 7MR16 EXPERTCOLOR F35 940 D Contains No Mercury; Instant-on Light; Uniform Beam 7W MR16 LED Lamp - Universal - 460 Lumens - Cool White (4000K) - 95 CRI - 40000 Hours - GU5.3 (Bi-Pin) - 12V Philips - 470211 - 7MR16 EXPERTCOLOR F35 940 D | 4000 | 95 | 460 | 65.7143 | 40000 | 7 | 1 | 17.5 | 17.5 | 20.5632 | 2020Q3 | https://shop.regencylighting.com/lamps/led/7mr16-expertcolor-f35-940-d-47021-1.html | Regency Lighting | 2020 | Yes
LED Lighting | Reflector | Philips | True |  | MR16 | GU5.3 (Bi-Pin) | GU5.3 (Bi-Pin) | Home / Light Bulbs / LED / Philips - 461558 - 7MR16/LED/F25/827/DIM AF2 Candle Power 2400 cd, Energy Star Rated. Not Affected by Epact. 7W MR16 LED Lamp - Universal - 500 Lumens - Warm White (2700K) - 80 CRI - 40000 Hours - GU5.3 (Bi-Pin) - 12V Philips - 461558 - 7MR16/LED/F25/827/DIM AF2 | 2700 | 80 | 500 | 71.4286 | 40000 | 7 | 10 | 236.9 | 23.69 | 27.8367 | 2020Q3 | https://shop.regencylighting.com/lamps/led/7mr16-led-f25-827-dim-af2-46155-8.html | Regency Lighting | 2020 | Yes
LED Lighting | Reflector | Philips | True |  | MR16 | GU5.3 (Bi-Pin) | GU5.3 (Bi-Pin) | Home / Light Bulbs / LED / Philips - 531814 - 7MR16/LED/F25/827/DIM AF2 MRX16 LED Bulb 7W MR16 LED Lamp - Universal - 500 Lumens - Warm White (2700K) - 80 CRI - GU5.3 (Bi-Pin) - 12V Philips - 531814 - 7MR16/LED/F25/827/DIM AF2 | 2700 | 80 | 500 | 71.4286 |  | 7 | 1 | 18 | 18 | 21.1507 | 2020Q3 | https://shop.regencylighting.com/lamps/led/7mr16-led-f25-827-dim-af2-53181-4.html | Regency Lighting | 2020 | Yes
LED Lighting | Reflector | Philips | True |  | MR16 | GU5.3 (Bi-Pin) | GU5.3 (Bi-Pin) | Home / Light Bulbs / LED / Philips - 461566 - 7MR16/LED/F25/830/DIM AF2 10/1 Candle Power 2500 cd, Energy Star Rated. Not Affected by Epact. 7W MR16 LED Lamp - Universal - 500 Lumens - Warm White (3000K) - 90 CRI - 40000 Hours - GU5.3 (Bi-Pin) - 12V Philips - 461566 - 7MR16/LED/F25/830/DIM AF2 10/1 | 3000 | 90 | 500 | 71.4286 | 40000 | 7 | 10 | 180 | 18 | 21.1507 | 2020Q3 | https://shop.regencylighting.com/lamps/led/7mr16-led-f25-830-dim-af2-10-1-46156-6.html | Regency Lighting | 2020 | Yes
LED Lighting | Reflector | Philips | True |  | MR16 | GU5.3 (Bi-Pin) | GU5.3 (Bi-Pin) | Home / Light Bulbs / LED / Philips - 461582 - 7MR16/LED/F35/827/DIM AF2 10/1 Candle Power 1320 cd, Energy Star Rated. Not Affected by Epact. 7W MR16 LED Lamp - Universal - 500 Lumens - Warm White (2700K) - 80 CRI - 40000 Hours - GU5.3 (Bi-Pin) - 12V Philips - 461582 - 7MR16/LED/F35/827/DIM AF2 10/1 | 2700 | 80 | 500 | 71.4286 | 40000 | 7 | 10 | 90 | 9 | 10.5753 | 2020Q3 | https://shop.regencylighting.com/lamps/led/7mr16-led-f35-827-dim-af2-10-1-46158-2.html | Regency Lighting | 2020 | Yes
LED Lighting | Reflector | Philips | True |  | MR16 | GU5.3 (Bi-Pin) | GU5.3 (Bi-Pin) | Home / Light Bulbs / LED / Philips - 461590 - 7MR16/LED/F35/830/DIM AF2 10/1 Candle Power 1350 cd, Energy Star Rated. Not Affected by Epact. 7W MR16 LED Lamp - Universal - 500 Lumens - Warm White (3000K) - 90 CRI - 40000 Hours - GU5.3 (Bi-Pin) - 12V Philips - 461590 - 7MR16/LED/F35/830/DIM AF2 10/1 | 3000 | 90 | 500 | 71.4286 | 40000 | 7 | 10 | 180 | 18 | 21.1507 | 2020Q3 | https://shop.regencylighting.com/lamps/led/7mr16-led-f35-830-dim-af2-10-1-46159-0.html | Regency Lighting | 2020 | Yes
LED Lighting | Reflector | Philips | True |  | MR16 | GU5.3 (Bi-Pin) | GU5.3 (Bi-Pin) | Home / Light Bulbs / LED / Philips - 461608 - 7MR16/LED/F35/840/DIM AF2 Candle Power 1400 cd, Energy Star Rated. Not Affected by Epact. 7W MR16 LED Lamp - Universal - 530 Lumens - Cool White (4000K) - 90 CRI - 40000 Hours - GU5.3 (Bi-Pin) - 12V Philips - 461608 - 7MR16/LED/F35/840/DIM AF2 | 4000 | 90 | 530 | 75.7143 | 40000 | 7 | 10 | 180 | 18 | 21.1507 | 2020Q3 | https://shop.regencylighting.com/lamps/led/7mr16-led-f35-840-dim-af2-46160-8.html | Regency Lighting | 2020 | Yes
LED Lighting | Reflector | Philips | True |  | MR16 | GU5.3 (Bi-Pin) | GU5.3 (Bi-Pin) | Home / Light Bulbs / LED / Philips - 461525 - 7MR16/LED/S15/827/DIM AF2 Candle Power 3500 cd, Energy Star Rated. Not Affected by Epact. 7W MR16 LED Lamp - Universal - 500 Lumens - Warm White (2700K) - 80 CRI - 40000 Hours - GU5.3 (Bi-Pin) - 12V Philips - 461525 - 7MR16/LED/S15/827/DIM AF2 | 2700 | 80 | 500 | 71.4286 | 40000 | 7 | 1 | 18 | 18 | 21.1507 | 2020Q3 | https://shop.regencylighting.com/lamps/led/7mr16-led-s15-827-dim-af2-46152-5.html | Regency Lighting | 2020 | Yes
LED Lighting | Reflector | Maxlite | True |  | MR16 | GU5.3 (Bi-Pin) | GU5.3 (Bi-Pin) | Home / Light Bulbs / LED / Maxlite - 14099070 - 7MR16D27FL MR-16 LED Lamp 7W MR16 LED Lamp - Universal - 500 Lumens - Warm White (2700K) - 82 CRI - 25000 Hours - GU5.3 (Bi-Pin) - 12V Maxlite - 14099070 - 7MR16D27FL | 2700 | 82 | 500 | 71.4286 | 25000 | 7 | 1 | 5.18 | 5.18 | 6.0867 | 2020Q3 | https://shop.regencylighting.com/lamps/led/7mr16d27fl-mxt.html | Regency Lighting | 2020 | Yes
LED Lighting | Reflector | Philips | True |  | MR16 | GU5.3 (Bi-Pin) | GU5.3 (Bi-Pin) | Home / Light Bulbs / LED / Philips - 433623 - 7MRX16/F25 2700 DIM AF HO MRX16 LED Bulb 7W MR16 LED Lamp - Universal - 500 Lumens - Warm White (2700K) - 80 CRI - 40000 Hours - GU5.3 (Bi-Pin) - 12V Philips - 433623 - 7MRX16/F25 2700 DIM AF HO | 2700 | 80 | 500 | 71.4286 | 40000 | 7 | 1 | 18 | 18 | 21.1507 | 2020Q3 | https://shop.regencylighting.com/lamps/led/7mrx16-f25-2700-dim-af-ho-43362-3.html | Regency Lighting | 2020 | Yes
LED Lighting | Reflector | Philips | True |  | MR16 | GU5.3 (Bi-Pin) | GU5.3 (Bi-Pin) | Home / Light Bulbs / LED / Philips - 433631 - 7MRX16/F25 3000 DIM AF HO Uniform Beam; Transformaxtm Technology Enables Operation on a Broad Range of Transformers 7W MR16 LED Lamp - Universal - 510 Lumens - Warm White (3000K) - 82 CRI - 25000 Hours - GU5.3 (Bi-Pin) - 12V Philips - 433631 - 7MRX16/F25 3000 DIM AF HO | 3000 | 82 | 510 | 72.8571 | 25000 | 7 | 10 | 82.5 | 8.25 | 9.6941 | 2020Q3 | https://shop.regencylighting.com/lamps/led/7mrx16-f25-3000-dim-af-ho-43363-1.html | Regency Lighting | 2020 | Yes
LED Lighting | Reflector | Maxlite | False |  | PAR20 | E26 (Medium) | E26 (Medium) | Home / Light Bulbs / LED / Maxlite - 102646 - 7P20NDV30FL Instant On; Not for Use in Enclosed Fixtures 7W PAR20 LED Lamp - Universal - 425 Lumens - Warm White (3000K) - 82 CRI - 11000 Hours - E26 (Medium) - 120 to 130V - White Maxlite - 102646 - 7P20NDV30FL | 3000 | 82 | 425 | 60.7143 | 11000 | 7 | 1 | 3.83 | 3.83 | 4.5004 | 2020Q3 | https://shop.regencylighting.com/lamps/led/7p20ndv30fl-mxt.html | Regency Lighting | 2020 | Yes
LED Lighting | Reflector | Philips | True |  | PAR20 | E26 (Medium) | E26 (Medium) | Home / Light Bulbs / LED / Philips - 471136 - 7PAR20/LED/827-822/F40/GL/DIM Superior Lighting Aesthetics; Optimal Thermal Efficiency in a Sleek, Lightweight Design 7W PAR20 LED Lamp - Universal - 500 Lumens - Warm White (2200 to 2700K) - 80 CRI - 25000 Hours - E26 (Medium) - 120 to 130V Philips - 471136 - 7PAR20/LED/827-822/F40/GL/DIM | 2200 | 80 | 500 | 71.4286 | 25000 | 7 | 6 | 75 | 12.5 | 14.688 | 2020Q3 | https://shop.regencylighting.com/lamps/led/7par20-led-827-822-f40-gl-dim-47113-6.html | Regency Lighting | 2020 | Yes
LED Lighting | Reflector | Philips | True |  | PAR20 | E26 (Medium) | E26 (Medium) | Home / Light Bulbs / LED / Philips - 471102 - 7PAR20/LED/F25/827-822/E26/GL PAR20 LED Spout Lamp 7W PAR20 LED Lamp - Universal - 500 Lumens - Warm White (3000K) - 80 CRI - 25000 Hours - E26 (Medium) - 120 to 130V Philips - 471102 - 7PAR20/LED/F25/827-822/E26/GL | 3000 | 80 | 500 | 71.4286 | 25000 | 7 | 1 | 12.5 | 12.5 | 14.688 | 2020Q3 | https://shop.regencylighting.com/lamps/led/7par20-led-f25-827-822-e26-gl-47110-2.html | Regency Lighting | 2020 | Yes
LED Lighting | Reflector | Philips | True |  | PAR20 | E26 (Medium) | E26 (Medium) | Home / Light Bulbs / LED / Philips - 471110 - 7PAR20/LED/F25/830/E26/GL/DIM Superior Lighting Aesthetics; Optimal Thermal Efficiency in a Sleek, Lightweight Design 7W PAR20 LED Lamp - Universal - 500 Lumens - Warm White (3000K) - 80 CRI - 25000 Hours - E26 (Medium) - 120 to 130V Philips - 471110 - 7PAR20/LED/F25/830/E26/GL/DIM | 3000 | 80 | 500 | 71.4286 | 25000 | 7 | 6 | 72 | 12 | 14.1005 | 2020Q3 | https://shop.regencylighting.com/lamps/led/7par20-led-f25-830-e26-gl-dim-47111-0.html | Regency Lighting | 2020 | Yes
LED Lighting | Reflector | Philips | True |  | PAR20 | E26 (Medium) | E26 (Medium) | Home / Light Bulbs / LED / Philips - 471144 - 7PAR20/LED/F40/830/E26/GL/DIM PAR20 LED Spout Lamp 7W PAR20 LED Lamp - Universal - 500 Lumens - Warm White (3000K) - 80 CRI - 25000 Hours - E26 (Medium) - 120 to 130V Philips - 471144 - 7PAR20/LED/F40/830/E26/GL/DIM | 3000 | 80 | 500 | 71.4286 | 25000 | 7 | 1 | 12 | 12 | 14.1005 | 2020Q3 | https://shop.regencylighting.com/lamps/led/7par20-led-f40-830-e26-gl-dim-47114-4.html | Regency Lighting | 2020 | Yes
LED Lighting | Reflector | Philips | True |  | PAR20 | E26 (Medium) | E26 (Medium) | Home / Light Bulbs / LED / Philips - 471151 - 7PAR20/LED/F40/840/E26/GL/DIM Superior Lighting Aesthetics; Optimal Thermal Efficiency in a Sleek, Lightweight Design 7W PAR20 LED Lamp - Universal - 500 Lumens - Cool White (4000K) - 80 CRI - 25000 Hours - E26 (Medium) - 120 to 130V Philips - 471151 - 7PAR20/LED/F40/840/E26/GL/DIM | 4000 | 80 | 500 | 71.4286 | 25000 | 7 | 1 | 12 | 12 | 14.1005 | 2020Q3 | https://shop.regencylighting.com/lamps/led/7par20-led-f40-840-e26-gl-dim-47115-1.html | Regency Lighting | 2020 | Yes
LED Lighting | A-Type | Satco | False |  | General Purpose Replacement | A19 | E26 (Medium) | Damp Location Rated HomeLamps, Bulbs, BallastsBulbs - LEDLED - TraditionalLamps - A-Type LED Lamp, 8.5 Watt, A19, 800 Lumen, 2700K, 80 CRI, Medium Base, 120-277 Volt, Non-Dimmable Satco S8914 LED Lamp, 8.5 Watt, A19, 800 Lumen, 2700K, Medium Base, 120-277V | 2700 | 82 | 800 | 94.1176 | 25000 | 8.5 | 1 | 6.1 | 6.1 | 7.1677 | 2020Q2 | https://www.platt.com/platt-electric-supply/LED-Traditional-Lamps-A-Type/Satco/S8914/product.aspx?zpid=1418797 | Platt | 2020 | Yes
LED Lighting | A-Type | Satco |  |  | General Purpose Replacement | A19 | E26 (Medium) | Damp Location Rated HomeLamps, Bulbs, BallastsBulbs - LEDLED - TraditionalLamps - A-Type SATCO S8915 Satco S8915 8.5 watt; A19 LED; 3000K; Medium base; 220' beam spread; 120-277 volts | 3000 | 83 | 800 | 94.1176 | 25000 | 8.5 | 1 | 6.1 | 6.1 | 7.1677 | 2020Q2 | https://www.platt.com/platt-electric-supply/LED-Traditional-Lamps-A-Type/Satco/S8915/product.aspx?zpid=1081522 | Platt | 2020 | Yes
LED Lighting | Reflector | Philips | True |  | MR16 | GU5.3 (Bi-Pin) | GU5.3 (Bi-Pin) | Home / Light Bulbs / LED / Philips - 533182 - 8.5MR16/LED/827/F35/DIM Black Housing 8.5W MR16 LED Lamp - Universal - 600 Lumens - Warm White (2700K) - 80 CRI - 25000 Hours - GU5.3 (Bi-Pin) - 12V Philips - 533182 - 8.5MR16/LED/827/F35/DIM | 2700 | 80 | 600 | 70.5882 | 25000 | 8.5 | 10 | 170 | 17 | 19.9757 | 2020Q3 | https://shop.regencylighting.com/lamps/led/8-5mr16-led-827-f35-dim-53318-2.html | Regency Lighting | 2020 | Yes
LED Lighting | Reflector | Philips | True |  | MR16 | GU5.3 (Bi-Pin) | GU5.3 (Bi-Pin) | Home / Light Bulbs / LED / Philips - 533174 - 8.5MR16/LED/830/F25/DIM Dimmable 8.5W MR16 LED Lamp - Universal - 620 Lumens - Warm White (3000K) - 80 CRI - 25000 Hours - GU5.3 (Bi-Pin) - 12V Philips - 533174 - 8.5MR16/LED/830/F25/DIM | 3000 | 80 | 620 | 72.9412 | 25000 | 8.5 | 1 | 17 | 17 | 19.9757 | 2020Q3 | https://shop.regencylighting.com/lamps/led/8-5mr16-led-830-f25-dim-53317-4.html | Regency Lighting | 2020 | Yes
LED Lighting | Reflector | Philips | True |  | MR16 | GU5.3 (Bi-Pin) | GU5.3 (Bi-Pin) | Home / Light Bulbs / LED / Philips - 533190 - 8.5MR16/LED/830/F35/DIM 12V Black Housing 8.5W MR16 LED Lamp - Universal - 620 Lumens - Warm White (3000K) - 80 CRI - 25000 Hours - GU5.3 (Bi-Pin) - 12V Philips - 533190 - 8.5MR16/LED/830/F35/DIM 12V | 3000 | 80 | 620 | 72.9412 | 25000 | 8.5 | 10 | 170 | 17 | 19.9757 | 2020Q3 | https://shop.regencylighting.com/lamps/led/8-5mr16-led-830-f35-dim-12v-53319-0.html | Regency Lighting | 2020 | Yes
LED Lighting | Reflector | Philips | True |  | MR16 | GU5.3 (Bi-Pin) | GU5.3 (Bi-Pin) | Home / Light Bulbs / LED / Philips - 533331 - 8.5MR16/LED/840/F35/DIM Black Housing 8.5W MR16 LED Lamp - Universal - 660 Lumens - Cool White (4000K) - 80 CRI - 25000 Hours - GU5.3 (Bi-Pin) - 12V Philips - 533331 - 8.5MR16/LED/840/F35/DIM | 4000 | 80 | 660 | 77.6471 | 25000 | 8.5 | 40 | 680 | 17 | 19.9757 | 2020Q3 | https://shop.regencylighting.com/lamps/led/8-5mr16-led-840-f35-dim-53333-1.html | Regency Lighting | 2020 | Yes
LED Lighting | Reflector | Green Creative | True |  | MR16 | GU5.3 (Bi-Pin) | GU5.3 (Bi-Pin) | Home / Light Bulbs / LED / Green Creative - 98029 - 8.5MR16DIM/930SP15/R Suitable for Totally Enclosed Fixtures 8.5W MR16 LED Lamp - Universal - 580 Lumens - Warm White (3000K) - 92 CRI - 25000 Hours - GU5.3 (Bi-Pin) - 12V Green Creative - 98029 - 8.5MR16DIM/930SP15/R | 3000 | 92 | 580 | 68.2353 | 25000 | 8.5 | 1 | 26.44 | 26.44 | 31.068 | 2020Q3 | https://shop.regencylighting.com/lamps/led/8-5mr16dim-930sp15-r-grc.html | Regency Lighting | 2020 | Yes
LED Lighting | Reflector | Philips | True |  | MR16 | GU5.3 (Bi-Pin) | GU5.3 (Bi-Pin) | Home / Light Bulbs / LED / Philips - 457523 - 8.5MRX16/F25 4000 DIM AF 10/1 Candle Power 3350 cd, Energy Star Rated. Not Affected by Epact. 8.5W MR16 LED Lamp - Universal - 690 Lumens - Cool White (4000K) - 80 CRI - 25000 Hours - GU5.3 (Bi-Pin) - 12V Philips - 457523 - 8.5MRX16/F25 4000 DIM AF 10/1 | 4000 | 80 | 690 | 81.1765 | 25000 | 8.5 | 10 | 240 | 24 | 28.2009 | 2020Q3 | https://shop.regencylighting.com/lamps/led/8-5mrx16-f25-4000-dim-af-10-1-45752-3.html | Regency Lighting | 2020 | Yes
LED Lighting | Reflector | Philips | True |  | MR16 | GU5.3 (Bi-Pin) | GU5.3 (Bi-Pin) | Home / Light Bulbs / LED / Philips - 531665 - 8.5MRX16/F35 3000 DIM AF 10/1 MRX16 LED Bulb 8.5W MR16 LED Lamp - Universal - 660 Lumens - Warm White (3000K) - 80 CRI - 40000 Hours - GU5.3 (Bi-Pin) - 12V Philips - 531665 - 8.5MRX16/F35 3000 DIM AF 10/1 | 3000 | 80 | 660 | 77.6471 | 40000 | 8.5 | 1 | 12 | 12 | 14.1005 | 2020Q3 | https://shop.regencylighting.com/lamps/led/8-5mrx16-f35-3000-dim-af-10-1-53166-5.html | Regency Lighting | 2020 | Yes
LED Lighting | Reflector | Philips | True |  | MR16 | GU5.3 (Bi-Pin) | GU5.3 (Bi-Pin) | Home / Light Bulbs / LED / Philips - 531673 - 8.5MRX16/F35 4000 DIM AF 10/1 MRX16 LED Bulb 8.5W MR16 LED Lamp - Universal - 670 Lumens - Cool White (4000K) - 80 CRI - 25000 Hours - GU5.3 (Bi-Pin) - 12V Philips - 531673 - 8.5MRX16/F35 4000 DIM AF 10/1 | 4000 | 80 | 670 | 78.8235 | 25000 | 8.5 | 1 | 24 | 24 | 28.2009 | 2020Q3 | https://shop.regencylighting.com/lamps/led/8-5mrx16-f35-4000-dim-af-10-1-53167-3.html | Regency Lighting | 2020 | Yes
LED Lighting | Reflector | Philips | True |  | MR16 | GU5.3 (Bi-Pin) | GU5.3 (Bi-Pin) | Home / Light Bulbs / LED / Philips - 457531 - 8.5MRX16/LED/F35 2700 DI Candle Power 1650 cd, Energy Star Rated. Not Affected by Epact. 8.5W MR16 LED Lamp - Universal - 635 Lumens - Warm White (2700K) - 80 CRI - 25000 Hours - GU5.3 (Bi-Pin) - 12V Philips - 457531 - 8.5MRX16/LED/F35 2700 DI | 2700 | 80 | 635 | 74.7059 | 25000 | 8.5 | 10 | 120 | 12 | 14.1005 | 2020Q3 | https://shop.regencylighting.com/lamps/led/8-5mrx16-led-f35-2700-di-45753-1.html | Regency Lighting | 2020 | Yes
LED Lighting | A-Type | Green Creative | True |  |  | A19 |  | 60W incandescent replacement Smooth dimming with existing dimmers Instant start and compatible with motion sensors More Information This TITANIUM LED SERIES A19 has been designed and engineered for demanding commercial applications. Features: Wattage: 8.5W LED Bulb Shape: A19 Bulb Base: E26 Base Voltage: 120V Rated Life: 25,000 hours Color Temperature: 2700K, 3000K, 4000K Finish: White CRI: 80 Lumens: 800 - 850 Beam Angle: 330 degrees 60W incandescent replacement Smooth dimming with existing dimmers Instant start and compatible with motion sensors Models: 57856 , 57857 , 57858 *MFG Part Number*: 57856 , 57857 , 57858 This TITANIUM LED SERIES A19 has been designed and engineered for demanding commercial applications. Green Creative 8.5W A19 LED Bulb - E26 Base, 120V | 2700 | 80 | 800 | 94.1176 | 25000 | 8.5 | 1 | 5.78 | 5.78 | 6.7917 | 2020Q2 | https://www.lbclighting.com/led/light-bulb-led/grnc-57856.html | LBC Lighting | 2020 | Yes
LED Lighting | A-Type | Brand Sylvania | False |  |  |  |  | Sylvania A19 LED Light Bulb 8.5 Watt 80 CRI 800 Lumens 2700K Color Temperature E26 Medium Base 120 Volt Frosted Non-Dimmable 11,000 Hours Average Rated Life. Mfg #73888 Sylvania 8.5 Watt 2700K A19 LED Light Bulb 24-Pack | 2700 | 80 | 800 | 94.1176 | 11000 | 8.5 | 1 | 72.84 | 72.84 | 85.5898 | 2020Q2 | https://hdsupplysolutions.com/p/led-00-75-10-35/sylvania-85-watt-2700k-a19-led-light-bulb-24-pack-p205650 | HD Supply | 2020 | Yes
LED Lighting | Reflector | Philips | True | Daylighting/Photocell, | PAR30 | E26 (Medium) | E26 (Medium) | Home / Light Bulbs / LED / Philips - 458067 - 8BR30/LED/850/DIM 120V Energy Star Rated; Rated for Enclosed Fixtures; Damp Location Rated; Minimum starting temperature -20.00 F 8W BR30 LED Lamp - Universal - 650 Lumens - Daylight (5000K) - 80 CRI - 25000 Hours - E26 (Medium) - 120 to 130V - Soft White Philips - 458067 - 8BR30/LED/850/DIM 120V | 5000 | 80 | 650 | 81.25 | 25000 | 8 | 6 | 42 | 7 | 8.2253 | 2020Q3 | https://shop.regencylighting.com/lamps/led/8br30-led-850-dim-120v-45806-7.html | Regency Lighting | 2020 | Yes
LED Lighting | Reflector | Maxlite | True | Daylighting/Photocell, | PAR30 | E26 (Medium) | E26 (Medium) | Home / Light Bulbs / LED / Maxlite - 102588 - 8BR30DV50 Dimming Value Series; Damp Location Rated 8W BR30 LED Lamp - 650 Lumens - Daylight (5000K) - 82 CRI - 11000 hrs. - E26 (Medium) - 120 to 130V Maxlite - 102588 - 8BR30DV50 | 5000 | 82 | 650 | 81.25 | 11000 | 8 | 1 | 3.83 | 3.83 | 4.5004 | 2020Q3 | https://shop.regencylighting.com/lamps/led/8br30dv50-mxt.html | Regency Lighting | 2020 | Yes
LED Lighting | Reflector | Green Creative | True |  | PAR30 | E26 (Medium) | E26 (Medium) | Home / Light Bulbs / LED / Green Creative - 40772 - 8BR30G4DIM/830 Revolutionary CLOUD Design; Suitable for Totally Enclosed Fixtures; Suitable for Damp Locations 8W BR30 LED Lamp - Universal - 685 Lumens - Warm White (3000K) - 82 CRI - 25000 Hours - E26 (Medium) - 120 to 130V Green Creative - 40772 - 8BR30G4DIM/830 | 3000 | 82 | 685 | 85.625 | 25000 | 8 | 1 | 10.15 | 10.15 | 11.9266 | 2020Q3 | https://shop.regencylighting.com/lamps/led/8br30g4dim-830-grc.html | Regency Lighting | 2020 | Yes
LED Lighting | Reflector | Philips | True | Daylighting/Photocell, | BR40 | E26 (Medium) | E26 (Medium) | Home / Light Bulbs / LED / Philips - 459834 - 8BR40/LED/850/DIM 120V Energy Star Rated; Enclosed Fixture Rated; Damp Location Rated 8W BR40 LED Lamp - Universal - 800 Lumens - Daylight (5000K) - 80 CRI - 25000 Hours - E26 (Medium) - 120 to 130V - Clear Philips - 459834 - 8BR40/LED/850/DIM 120V | 5000 | 80 | 800 | 100 | 25000 | 8 | 6 | 54 | 9 | 10.5753 | 2020Q3 | https://shop.regencylighting.com/lamps/led/8br40-led-850-dim-120v-45983-4.html | Regency Lighting | 2020 | Yes
LED Lighting | Reflector | Satco | True |  | MR16 | GU5.3 (Bi-Pin) | GU5.3 (Bi-Pin) | Home / Light Bulbs / LED / Satco - S8635 - 8MR16/LED/15/27K/90CRI/12V Approved for Enclosed Fixtures; Damp Location Rated; Silver Back 8W MR16 LED Lamp - Universal - 490 Lumens - Warm White (2700K) - 90 CRI - 25000 Hours - GU5.3 (Bi-Pin) - 12V - Clear Satco - S8635 - 8MR16/LED/15/27K/90CRI/12V | 2700 | 90 | 490 | 61.25 | 25000 | 8 | 1 | 11.44 | 11.44 | 13.4424 | 2020Q3 | https://shop.regencylighting.com/lamps/led/8mr16-led-15-27k-90cri-12v-s8635.html | Regency Lighting | 2020 | Yes
LED Lighting | Reflector | Satco | True |  | MR16 | GU5.3 (Bi-Pin) | GU5.3 (Bi-Pin) | Home / Light Bulbs / LED / Satco - S8636 - 8MR16/LED/15/30K/90CRI/12V Approved for Enclosed Fixtures; Damp Location Rated 8W MR16 LED Lamp - Universal - 490 Lumens - Warm White (3000K) - 90 CRI - 25000 Hours - GU5.3 (Bi-Pin) - 12V Satco - S8636 - 8MR16/LED/15/30K/90CRI/12V | 3000 | 90 | 490 | 61.25 | 25000 | 8 | 1 | 13.64 | 13.64 | 16.0275 | 2020Q3 | https://shop.regencylighting.com/lamps/led/8mr16-led-15-30k-90cri-12v-s8636.html | Regency Lighting | 2020 | Yes
LED Lighting | Reflector | Satco | True |  | MR16 | GU5.3 (Bi-Pin) | GU5.3 (Bi-Pin) | Home / Light Bulbs / LED / Satco - S8637 - 8MR16/LED/15/35K/90CRI/12V Approved for Enclosed Fixtures; Damp Location Rated; Silver Back 8W MR16 LED Lamp - Universal - 490 Lumens - Neutral White (3500K) - 90 CRI - 25000 Hours - GU5.3 (Bi-Pin) - 12V - Clear Satco - S8637 - 8MR16/LED/15/35K/90CRI/12V | 3500 | 90 | 490 | 61.25 | 25000 | 8 | 1 | 10.82 | 10.82 | 12.7139 | 2020Q3 | https://shop.regencylighting.com/lamps/led/8mr16-led-15-35k-90cri-12v-s8637.html | Regency Lighting | 2020 | Yes
LED Lighting | Reflector | Satco | True |  | MR16 | GU5.3 (Bi-Pin) | GU5.3 (Bi-Pin) | Home / Light Bulbs / LED / Satco - S8638 - 8MR16/LED/15/40K/90CRI/12V Approved for Enclosed Fixtures; Damp Location Rated 8W MR16 LED Lamp - Universal - 490 Lumens - Cool White (4000K) - 90 CRI - 25000 Hours - GU5.3 (Bi-Pin) - 12V Satco - S8638 - 8MR16/LED/15/40K/90CRI/12V | 4000 | 90 | 490 | 61.25 | 25000 | 8 | 1 | 10.82 | 10.82 | 12.7139 | 2020Q3 | https://shop.regencylighting.com/lamps/led/8mr16-led-15-40k-90cri-12v-s8638.html | Regency Lighting | 2020 | Yes
LED Lighting | Reflector | Philips | True |  | PAR20 | E26 (Medium) | E26 (Medium) | Home / Light Bulbs / LED / Philips - 453423 - 8PAR20/F25 3000 DIM BLACK Black Housing 8W PAR20 LED Lamp - Universal - 470 Lumens - Warm White (3000K) - 84 CRI - 45000 Hours - E26 (Medium) - 120 to 130V Philips - 453423 - 8PAR20/F25 3000 DIM BLACK | 3000 | 84 | 470 | 58.75 | 45000 | 8 | 1 | 5 | 5 | 5.8752 | 2020Q3 | https://shop.regencylighting.com/lamps/led/8par20-f25-3000-dim-black-45342-3.html | Regency Lighting | 2020 | Yes
LED Lighting | Reflector | Philips | True |  | PAR20 | E26 (Medium) | E26 (Medium) | Home / Light Bulbs / LED / Philips - 428813 - 8R20/END/F90 2700 DIM 6/1 R20 LED Bulb 8W R20 LED Lamp - 530 Lumens - Warm White (2700K) - 80 CRI - E26 (Medium) - 120 to 130V Philips - 428813 - 8R20/END/F90 2700 DIM 6/1 | 2700 | 80 | 530 | 66.25 |  | 8 | 1 | 19.8 | 19.8 | 23.2658 | 2020Q3 | https://shop.regencylighting.com/lamps/led/8r20-end-f90-2700-dim-6-1-42881-3.html | Regency Lighting | 2020 | Yes
LED Lighting | A-Type | Brand Sylvania | True |  |  |  |  | Sylvania A19 LED Light Bulb 8.5 Watt Omni Directional Dimmable Light 2700K Color Temperature 120 Volt E26 Medium Screw 800 Lumens Frosted 80 CRI 25,000 Hours Average Rated Life. Mfg #79161 Sylvania 8.5 Watt 2700K A19 LED Light Bulb 48-Pack | 2700 | 81 | 800 | 94.1176 | 25000 | 8.5 | 1 | 392 | 392 | 460.6151 | 2020Q2 | https://hdsupplysolutions.com/p/led-00-75-10-35/sylvania-85-watt-2700k-a19-led-light-bulb-48-pack-p205642 | HD Supply | 2020 | No
LED Lighting | A-Type | Brand Sylvania | True |  |  |  |  | Sylvania E26 LED A19 Light Bulb 8.5 Watt No Dimmable 80 CRI 800 Lumen 3500K Color Temperature 11000 Hours Average Rated Life. Mfg #79702 Sylvania 8.5 Watt 3500K 800 Lumens A19 LED Light Bulb 6-Pack | 3500 | 80 | 800 | 94.1176 | 11000 | 8.5 | 1 | 17.85 | 17.85 | 20.9744 | 2020Q2 | https://hdsupplysolutions.com/p/led-00-75-10-35/sylvania-85-watt-3500k-800-lumens-a19-led-light-bulb-6-pack-p205722 | HD Supply | 2020 | Yes
LED Lighting | A-Type | Brand Sylvania | True |  |  |  |  | Sylvania E26 LED A19 Light Bulb 8.5 Watt No Dimmable 80 CRI 800 Lumen 3500K Color Temperature 11000 Hours Average Rated Life. Mfg #79704 Sylvania 8.5 Watt 3500K A19 LED Light Bulb 24-Pack | 3500 | 80 | 800 | 94.1176 | 11000 | 8.5 | 1 | 70.06 | 70.06 | 82.3232 | 2020Q2 | https://hdsupplysolutions.com/p/led-00-75-10-35/sylvania-85-watt-3500k-a19-led-light-bulb-24-pack-p205723 | HD Supply | 2020 | Yes
LED Lighting | A-Type | Brand Sylvania | False |  |  |  |  | Sylvania A19 LED Light Bulb 8.5 Watt 80 CRI 800 Lumens E26 Medium Base Non-Dimmable Frosted 120 Volt 5000K Color Temperature 11,000 Hours Average Rated Life. Mfg #79284 Sylvania 8.5 Watt 5000K A19 LED Light Bulb 24-Pack | 5000 | 80 | 800 | 94.1176 | 11000 | 8.5 | 1 | 71.34 | 71.34 | 83.8273 | 2020Q2 | https://hdsupplysolutions.com/p/led-00-75-10-35/sylvania-85-watt-5000k-a19-led-light-bulb-24-pack-p205652 | HD Supply | 2020 | Yes
LED Lighting | A-Type | Green Creative | False |  | A19 (Arbitrary) |  | E26 (Medium Screw) | HomeLamps, Bulbs, BallastsBulbs - LEDLED - TraditionalLamps - A-Type Non-Dimmable LED Lamp, 8.5 Watts, 120V, Bulb: A-Type (A19), Base: Medium Screw (E26), Lumens: 800, CRI: 80, Color Temperature: 2700K. Rated Average Life: 25,000 Hrs. Green Creative 57856 8.5W A19 LED Bulb | 2700 | 80 | 800 | 94.1176 |  | 8.5 | 1 | 3.75 | 3.75 | 4.4064 | 2020Q2 | https://www.platt.com/platt-electric-supply/LED-Traditional-Lamps-A-Type/Green-Creative/57856/product.aspx?zpid=201325 | Platt | 2020 | Yes
LED Lighting | Reflector | Satco | True |  | PAR30 | GU24 (Bi-Pin / Twist & Lock) | GU24 (Bi-Pin / Twist & Lock) | Home / Light Bulbs / LED / Satco - S8579 - 9.5BR30/LED/30K/GU24/650L/120V Dimmable; GU24 Base 9.5W BR30 LED Lamp - 650 Lumens - Warm White (3000K) - 90 CRI - 25000 hrs. - GU24 (Bi-Pin / Twist & Lock) - 120 to 130V - Frost Satco - S8579 - 9.5BR30/LED/30K/GU24/650L/120V | 3000 | 90 | 650 | 68.4211 | 25000 | 9.5 | 1 | 10.82 | 10.82 | 12.7139 | 2020Q3 | https://shop.regencylighting.com/lamps/led/9-5br30-led-30k-gu24-650l-120v-s8579.html | Regency Lighting | 2020 | Yes
LED Lighting | Reflector | Satco | True |  | PAR30 | E26 (Medium) | E26 (Medium) | Home / Light Bulbs / LED / Satco - S8492 - 9.5BR30/LED/4000K/650L/120V/D Damp Location Rated 9.5W BR30 LED Lamp - 650 Lumens - Cool White (4000K) - 90 CRI - 25000 Hours - E26 (Medium) - 120 to 130V - Frost Satco - S8492 - 9.5BR30/LED/4000K/650L/120V/D | 4000 | 90 | 650 | 68.4211 | 25000 | 9.5 | 1 | 7.19 | 7.19 | 8.4485 | 2020Q3 | https://shop.regencylighting.com/lamps/led/9-5br30-led-4000k-650l-120v-d-s8492.html | Regency Lighting | 2020 | Yes
LED Lighting | Reflector | Satco | True | Daylighting/Photocell, | PAR30 | E26 (Medium) | E26 (Medium) | Home / Light Bulbs / LED / Satco - S8596 - 9.5BR30/LED/5000K/650L/120V/D Damp Location Rated 9.5W BR30 LED Lamp - 650 Lumens - Daylight (5000K) - 90 CRI - 25000 Hours - E26 (Medium) - 120 to 130V - Frost Satco - S8596 - 9.5BR30/LED/5000K/650L/120V/D | 5000 | 90 | 650 | 68.4211 | 25000 | 9.5 | 1 | 9 | 9 | 10.5753 | 2020Q3 | https://shop.regencylighting.com/lamps/led/9-5br30-led-5000k-650l-120v-d-s8596.html | Regency Lighting | 2020 | Yes
LED Lighting | A-Type | Philips Lighting | False |  | A19 (Arbitrary) |  | E26 (Medium Screw) | HomeLamps, Bulbs, BallastsBulbs - LEDLED - TraditionalLamps - A-Type Non-Dimmable LED Lamp, 8.5 Watts, 120V, Bulb: A-Type (A19), Base: Medium Screw (E26), Lumens: 800, CRI: 80, Color Temperature: 2700K. Rated Average Life: 10,950 Hrs. *Philips p/n 45550-1. 60W Non-Dim Equivalent. Philips Lighting 8.5A19/LED/827 ND 120V Non-Dimmable LED Lamp, 8.5W, Type A19 | 2700 | 80 | 800 | 94.1176 |  | 8.5 | 1 | 3.02 | 3.02 | 3.5486 | 2020Q2 | https://www.platt.com/platt-electric-supply/LED-Traditional-Lamps-A-Type/Philips-Lighting/8-5A19-LED-827-ND-120V/product.aspx?zpid=159859 | Platt | 2020 | Yes
LED Lighting | A-Type | Philips Lighting | True |  | A19 (Arbitrary) |  | E26 (Medium Screw) | HomeLamps, Bulbs, BallastsBulbs - LEDLED - TraditionalLamps - A-Type Filament LED Dimmable Lamp, 8.5W, Bulb: A19, Base: Medium (E26), Volts: 120, Lumens: 800, Color Temp.: 5000K, Rated Life: 15,000 Hrs, Finish: Clear. Philips # 478644 / 12NC 929001840204 Philips Lighting 8.5A19/PER/850/CL/G/DIM Filament LED Lamp | 5000 | 80 | 800 | 94.1176 |  | 8.5 | 1 | 6.71 | 6.71 | 7.8845 | 2020Q2 | https://www.platt.com/platt-electric-supply/LED-Traditional-Lamps-A-Type/Philips-Lighting/8-5A19-PER-850-CL-G-DIM/product.aspx?zpid=1443961 | Platt | 2020 | Yes
LED Lighting | A-Type | Satco | False |  | A19 (Arbitrary) |  | E26 (Medium Screw) | HomeLamps, Bulbs, BallastsBulbs - LEDLED - TraditionalLamps - A-Type LED Lamp, 8.5 Watt, A19, 800 Lumen, 4000K, 80 CRI, Medium Base, 120-277 Volt, Non-Dimmable Satco S8916 LED Lamp, 8.5 Watt, A19, 800 Lumen, 4000K, Medium Base, 120-277V | 4000 | 80 | 800 | 94.1176 |  | 8.5 | 1 | 6.1 | 6.1 | 7.1677 | 2020Q2 | https://www.platt.com/platt-electric-supply/LED-Traditional-Lamps-A-Type/Satco/S8916/product.aspx?zpid=1174215 | Platt | 2020 | Yes
LED Lighting | A-Type | Satco | True |  | A19/21 | E26 (Medium) | E26 (Medium) | Home / Light Bulbs / LED / Satco - S9879 - 8.5A19/CL/LED/E26/27K/90CRI Energy Star Rated; Damp Location Rated 8.5W A19 LED Lamp - 800 Lumens - Warm White (2700K) - 91 CRI - 15000 Hours - E26 (Medium) - 120 to 130V - Clear Satco - S9879 - 8.5A19/CL/LED/E26/27K/90CRI | 2700 | 91 | 800 | 94.1176 | 15000 | 8.5 | 1 | 7.9 | 7.9 | 9.2828 | 2020Q2 | https://shop.regencylighting.com/lamps/led/8-5a19-cl-led-e26-27k-90cri-s9879.html | Regency Lighting | 2020 | Yes
LED Lighting | A-Type | Satco | False |  | A19/21 | E26 (Medium) | E26 (Medium) | Home / Light Bulbs / LED / Satco - S8916 - 8.5A19/LED/40K /120-277V Approved for Totally Enclosed Fixtures; Damp Location Rated 8.5W A19 LED Lamp - Universal - 800 Lumens - Cool White (4000K) - 80 CRI - 25000 Hours - E26 (Medium) - 120 to 130V - Frost Satco - S8916 - 8.5A19/LED/40K /120-277V | 4000 | 80 | 800 | 94.1176 | 25000 | 8.5 | 1 | 6.93 | 6.93 | 8.143 | 2020Q2 | https://shop.regencylighting.com/lamps/led/8-5a19-led-40k-120-277v-s8916.html | Regency Lighting | 2020 | Yes
LED Lighting | A-Type | Satco | True |  | A19/21 | E26 (Medium) | E26 (Medium) | Home / Light Bulbs / LED / LED A-Line / Satco - S9879 - 8.5A19/CL/LED/E26/27K/90CRI Energy Star Rated; Damp Location Rated 8.5W A19 LED Lamp - 800 Lumens - Warm White (2700K) - 91 CRI - 15000 Hours - E26 (Medium) - 120 to 130V - Clear Satco - S9879 - 8.5A19/CL/LED/E26/27K/90CRI | 2700 | 91 | 800 | 94.1176 | 15000 | 8.5 | 1 | 7.9 | 7.9 | 9.2828 | 2020Q2 | https://shop.regencylighting.com/lamps/led/a-line/8-5a19-cl-led-e26-27k-90cri-s9879.html | Regency Lighting | 2020 | Yes
LED Lighting | A-Type | Satco | False |  | A19/21 | E26 (Medium) | E26 (Medium) | Home / Light Bulbs / LED / LED A-Line / Satco - S8916 - 8.5A19/LED/40K /120-277V Approved for Totally Enclosed Fixtures; Damp Location Rated 8.5W A19 LED Lamp - Universal - 800 Lumens - Cool White (4000K) - 80 CRI - 25000 Hours - E26 (Medium) - 120 to 130V - Frost Satco - S8916 - 8.5A19/LED/40K /120-277V | 4000 | 80 | 800 | 94.1176 | 25000 | 8.5 | 1 | 6.93 | 6.93 | 8.143 | 2020Q2 | https://shop.regencylighting.com/lamps/led/a-line/8-5a19-led-40k-120-277v-s8916.html | Regency Lighting | 2020 | Yes
LED Lighting | Reflector | Philips | True |  | PAR30 | E26 (Medium) | E26 (Medium) | Home / Light Bulbs / LED / Philips - 457044 - 9BR30/LED/827-22 DIM 120V Energy Star Rated; Rated for Enclosed Fixtures; Damp Location Rated; Warm Glow 9W BR30 LED Lamp - Universal - 650 Lumens - Warm White (2200 to 2700K) - 80 CRI - 25000 Hours - E26 (Medium) - 120 to 130V - Frost Philips - 457044 - 9BR30/LED/827-22 DIM 120V | 2200 | 80 | 650 | 72.2222 | 25000 | 9 | 12 | 90 | 7.5 | 8.8128 | 2020Q3 | https://shop.regencylighting.com/lamps/led/9br30-led-827-22-dim-120v-45704-4.html | Regency Lighting | 2020 | Yes
LED Lighting | Reflector | Philips | True |  | BR40 | E26 (Medium) | E26 (Medium) | Home / Light Bulbs / LED / Philips - 457010 - 8.8BR40/LED/827-22/DIM 120V 6/1 Energy Star Rated; Rated for Enclosed Fixtures; Damp Location Rated; Warm Glow 10W BR40 LED Lamp - Universal - 800 Lumens - Warm White (2200 to 2700K) - 80 CRI - 25000 Hours - E26 (Medium) - 120 to 130V - Frost Philips - 457010 - 8.8BR40/LED/827-22/DIM 120V 6/1 | 2200 | 80 | 800 | 80 | 25000 | 10 | 6 | 54 | 9 | 10.5753 | 2020Q3 | https://shop.regencylighting.com/lamps/led/9br40-led-827-22-dim-120v-6-1-45701-0.html | Regency Lighting | 2020 | Yes
LED Lighting | A-Type | Sylvania | False |  | A19/21 | E26 (Medium) | E26 (Medium) | Home / Light Bulbs / LED / LED A-Line / Sylvania - 74733 - LED8.5A19/F/830/10YV/RP Damp Location Rated; Approved for Use in Totally Enclosed Fixtures 8.5W A19 LED Lamp - Universal - 800 Lumens - Warm White (3000K) - 80 CRI - 11000 Hours - E26 (Medium) - 120 to 130V - Frost Sylvania - 74733 - LED8.5A19/F/830/10YV/RP | 3000 | 80 | 800 | 94.1176 | 11000 | 8.5 | 1 | 2.55 | 2.55 | 2.9963 | 2020Q2 | https://shop.regencylighting.com/lamps/led/a-line/led8-5a19-f-830-10yv-rp-74733.html | Regency Lighting | 2020 | Yes
LED Lighting | A-Type | Sylvania | False |  | A19/21 | E26 (Medium) | E26 (Medium) | Home / Light Bulbs / LED / LED A-Line / Sylvania - 73885 - LED8.5A19F82710YVRP Damp Location Rated; Approved for Use in Totally Enclosed Fixtures 8.5W A19 LED Lamp - Universal - 800 Lumens - Warm White (2700K) - 80 CRI - 11000 Hours - E26 (Medium) - 120 to 130V - Frost Sylvania - 73885 - LED8.5A19F82710YVRP | 2700 | 80 | 800 | 94.1176 | 11000 | 8.5 | 1 | 2.54 | 2.54 | 2.9846 | 2020Q2 | https://shop.regencylighting.com/lamps/led/a-line/led8-5a19f82710yvrp-73885.html | Regency Lighting | 2020 | Yes
LED Lighting | A-Type | Sylvania | False |  | A19/21 | E26 (Medium) | E26 (Medium) | Home / Light Bulbs / LED / LED A-Line / Sylvania - 73886 - LED8.5A19F82710YVRP2 Damp Location Rated; Approved for Use in Totally Enclosed Fixtures 8.5W A19 LED Lamp - Universal - 800 Lumens - Warm White (2700K) - 80 CRI - 11000 Hours - E26 (Medium) - 120 to 130V - Frost Sylvania - 73886 - LED8.5A19F82710YVRP2 | 2700 | 80 | 800 | 94.1176 | 11000 | 8.5 | 12 | 32.76 | 2.73 | 3.2079 | 2020Q2 | https://shop.regencylighting.com/lamps/led/a-line/led8-5a19f82710yvrp2-73886.html | Regency Lighting | 2020 | Yes
LED Lighting | A-Type | Sylvania | False |  | A19/21 | GU24 (Bi-Pin / Twist & Lock) | GU24 (Bi-Pin / Twist & Lock) | Home / Light Bulbs / LED / LED A-Line / Sylvania - 78106 - LED8.5A19F827GU2410YVRP Damp Location Rated; Approved for Use in Totally Enclosed Fixtures 8.5W A19 LED Lamp - Universal - 800 Lumens - Warm White (2700K) - 80 CRI - 11000 Hours - GU24 (Bi-Pin / Twist & Lock) - 120 to 130V - Frost Sylvania - 78106 - LED8.5A19F827GU2410YVRP | 2700 | 80 | 800 | 94.1176 | 11000 | 8.5 | 1 | 2.87 | 2.87 | 3.3724 | 2020Q2 | https://shop.regencylighting.com/lamps/led/a-line/led8-5a19f827gu2410yvrp-78106.html | Regency Lighting | 2020 | Yes
LED Lighting | A-Type | Sylvania | False |  | A19/21 | E26 (Medium) | E26 (Medium) | Home / Light Bulbs / LED / LED A-Line / Sylvania - 40221 - LED8.5A19F83010YVRSRP Shatter and Vibration Resistant; Suitable for Damp Locations; Suitable for Totally Enclosed Fixtures 8.5W A19 LED Lamp - Universal - 800 Lumens - Warm White (3000K) - 80 CRI - 11000 Hours - E26 (Medium) - 120 to 130V - Frost Sylvania - 40221 - LED8.5A19F83010YVRSRP | 3000 | 80 | 800 | 94.1176 | 11000 | 8.5 | 1 | 63.75 | 63.75 | 74.9087 | 2020Q2 | https://shop.regencylighting.com/lamps/led/a-line/led8-5a19f83010yvrsrp-40221.html | Regency Lighting | 2020 | Yes
LED Lighting | A-Type | Sylvania | False |  | A19/21 | E26 (Medium) | E26 (Medium) | Home / Light Bulbs / LED / LED A-Line / Sylvania - 79702 - LED8.5A19F83510YVRP Damp Location Rated; Approved for Use in Totally Enclosed Fixtures 8.5W A19 LED Lamp - Universal - 800 Lumens - Neutral White (3500K) - 80 CRI - 11000 Hours - E26 (Medium) - 120 to 130V - Frost Sylvania - 79702 - LED8.5A19F83510YVRP | 3500 | 80 | 800 | 94.1176 | 11000 | 8.5 | 6 | 15.24 | 2.54 | 2.9846 | 2020Q2 | https://shop.regencylighting.com/lamps/led/a-line/led8-5a19f83510yvrp-79702.html | Regency Lighting | 2020 | Yes
LED Lighting | A-Type | Sylvania | False |  | A19/21 | E26 (Medium) | E26 (Medium) | Home / Light Bulbs / LED / LED A-Line / Sylvania - 74321 - LED8.5A19F84110YV 6/CS 1/SKU Damp Location Rated; Approved for Use in Totally Enclosed Fixtures 8.5W A19 LED Lamp - Universal - 800 Lumens - Cool White (4100K) - 80 CRI - 11000 Hours - E26 (Medium) - 120 to 130V - Frost Sylvania - 74321 - LED8.5A19F84110YV 6/CS 1/SKU | 4100 | 80 | 800 | 94.1176 | 11000 | 8.5 | 6 | 15.24 | 2.54 | 2.9846 | 2020Q2 | https://shop.regencylighting.com/lamps/led/a-line/led8-5a19f84110yv-6-cs-1-sku-74321.html | Regency Lighting | 2020 | Yes
LED Lighting | A-Type | Sylvania | False | Daylighting/Photocell, | A19/21 | E26 (Medium) | E26 (Medium) | Home / Light Bulbs / LED / LED A-Line / Sylvania - 79281 - LED8.5A19F85010YVRP Damp Location Rated; Approved for Use in Totally Enclosed Fixtures 8.5W A19 LED Lamp - Universal - 800 Lumens - Daylight (5000K) - 80 CRI - 11000 Hours - E26 (Medium) - 120 to 130V - Frost Sylvania - 79281 - LED8.5A19F85010YVRP | 5000 | 80 | 800 | 94.1176 | 11000 | 8.5 | 6 | 15.24 | 2.54 | 2.9846 | 2020Q2 | https://shop.regencylighting.com/lamps/led/a-line/led8-5a19f85010yvrp-79281.html | Regency Lighting | 2020 | Yes
LED Lighting | A-Type | Sylvania | False | Daylighting/Photocell, | A19/21 | E26 (Medium) | E26 (Medium) | Home / Light Bulbs / LED / LED A-Line / Sylvania - 79284 - LED8.5A19F85010YVRP4 Damp Location Rated; Approved for Use in Totally Enclosed Fixtures 8.5W A19 LED Lamp - Universal - 800 Lumens - Daylight (5000K) - 80 CRI - 11000 Hours - E26 (Medium) - 120 to 130V - Frost Sylvania - 79284 - LED8.5A19F85010YVRP4 | 5000 | 80 | 800 | 94.1176 | 11000 | 8.5 | 24 | 60.96 | 2.54 | 2.9846 | 2020Q2 | https://shop.regencylighting.com/lamps/led/a-line/led8-5a19f85010yvrp4-79284.html | Regency Lighting | 2020 | Yes
LED Lighting | A-Type | Sylvania | False | Daylighting/Photocell, | A19/21 | E26 (Medium) | E26 (Medium) | Home / Light Bulbs / LED / LED A-Line / Sylvania - 79282 - LED8.5A19F850710YVRP2 Damp Location Rated; Approved for Use in Totally Enclosed Fixtures 8.5W A19 LED Lamp - Universal - 800 Lumens - Daylight (5000K) - 80 CRI - 11000 Hours - E26 (Medium) - 120 to 130V - Frost Sylvania - 79282 - LED8.5A19F850710YVRP2 | 5000 | 80 | 800 | 94.1176 | 11000 | 8.5 | 12 | 30.48 | 2.54 | 2.9846 | 2020Q2 | https://shop.regencylighting.com/lamps/led/a-line/led8-5a19f850710yvrp2-79282.html | Regency Lighting | 2020 | Yes
LED Lighting | A-Type | Sylvania | False | Daylighting/Photocell, | A19/21 | GU24 (Bi-Pin / Twist & Lock) | GU24 (Bi-Pin / Twist & Lock) | Home / Light Bulbs / LED / LED A-Line / Sylvania - 78107 - LED8.5A19F850GU2410YVRP Damp Location Rated; Approved for Use in Totally Enclosed Fixtures 8.5W A19 LED Lamp - Universal - 800 Lumens - Daylight (5000K) - 80 CRI - 11000 Hours - GU24 (Bi-Pin / Twist & Lock) - 120 to 130V - Frost Sylvania - 78107 - LED8.5A19F850GU2410YVRP | 5000 | 80 | 800 | 94.1176 | 11000 | 8.5 | 1 | 2.87 | 2.87 | 3.3724 | 2020Q2 | https://shop.regencylighting.com/lamps/led/a-line/led8-5a19f850gu2410yvrp-78107.html | Regency Lighting | 2020 | Yes
LED Lighting | A-Type | Sylvania | False |  | A19/21 | E26 (Medium) | E26 (Medium) | Home / Light Bulbs / LED / Sylvania - 74733 - LED8.5A19/F/830/10YV/RP Damp Location Rated; Approved for Use in Totally Enclosed Fixtures 8.5W A19 LED Lamp - Universal - 800 Lumens - Warm White (3000K) - 80 CRI - 11000 Hours - E26 (Medium) - 120 to 130V - Frost Sylvania - 74733 - LED8.5A19/F/830/10YV/RP | 3000 | 80 | 800 | 94.1176 | 11000 | 8.5 | 1 | 2.55 | 2.55 | 2.9963 | 2020Q2 | https://shop.regencylighting.com/lamps/led/led8-5a19-f-830-10yv-rp-74733.html | Regency Lighting | 2020 | Yes
LED Lighting | A-Type | Sylvania | False |  | A19/21 | E26 (Medium) | E26 (Medium) | Home / Light Bulbs / LED / Sylvania - 73885 - LED8.5A19F82710YVRP Damp Location Rated; Approved for Use in Totally Enclosed Fixtures 8.5W A19 LED Lamp - Universal - 800 Lumens - Warm White (2700K) - 80 CRI - 11000 Hours - E26 (Medium) - 120 to 130V - Frost Sylvania - 73885 - LED8.5A19F82710YVRP | 2700 | 80 | 800 | 94.1176 | 11000 | 8.5 | 1 | 2.54 | 2.54 | 2.9846 | 2020Q2 | https://shop.regencylighting.com/lamps/led/led8-5a19f82710yvrp-73885.html | Regency Lighting | 2020 | Yes
LED Lighting | A-Type | Sylvania | False |  | A19/21 | E26 (Medium) | E26 (Medium) | Home / Light Bulbs / LED / Sylvania - 73886 - LED8.5A19F82710YVRP2 Damp Location Rated; Approved for Use in Totally Enclosed Fixtures 8.5W A19 LED Lamp - Universal - 800 Lumens - Warm White (2700K) - 80 CRI - 11000 Hours - E26 (Medium) - 120 to 130V - Frost Sylvania - 73886 - LED8.5A19F82710YVRP2 | 2700 | 80 | 800 | 94.1176 | 11000 | 8.5 | 12 | 32.76 | 2.73 | 3.2079 | 2020Q2 | https://shop.regencylighting.com/lamps/led/led8-5a19f82710yvrp2-73886.html | Regency Lighting | 2020 | Yes
LED Lighting | A-Type | Sylvania | False |  | A19/21 | GU24 (Bi-Pin / Twist & Lock) | GU24 (Bi-Pin / Twist & Lock) | Home / Light Bulbs / LED / Sylvania - 78106 - LED8.5A19F827GU2410YVRP Damp Location Rated; Approved for Use in Totally Enclosed Fixtures 8.5W A19 LED Lamp - Universal - 800 Lumens - Warm White (2700K) - 80 CRI - 11000 Hours - GU24 (Bi-Pin / Twist & Lock) - 120 to 130V - Frost Sylvania - 78106 - LED8.5A19F827GU2410YVRP | 2700 | 80 | 800 | 94.1176 | 11000 | 8.5 | 1 | 2.87 | 2.87 | 3.3724 | 2020Q2 | https://shop.regencylighting.com/lamps/led/led8-5a19f827gu2410yvrp-78106.html | Regency Lighting | 2020 | Yes
LED Lighting | A-Type | Sylvania | False |  | A19/21 | E26 (Medium) | E26 (Medium) | Home / Light Bulbs / LED / Sylvania - 40221 - LED8.5A19F83010YVRSRP Shatter and Vibration Resistant; Suitable for Damp Locations; Suitable for Totally Enclosed Fixtures 8.5W A19 LED Lamp - Universal - 800 Lumens - Warm White (3000K) - 80 CRI - 11000 Hours - E26 (Medium) - 120 to 130V - Frost Sylvania - 40221 - LED8.5A19F83010YVRSRP | 3000 | 80 | 800 | 94.1176 | 11000 | 8.5 | 1 | 63.75 | 63.75 | 74.9087 | 2020Q2 | https://shop.regencylighting.com/lamps/led/led8-5a19f83010yvrsrp-40221.html | Regency Lighting | 2020 | Yes
LED Lighting | A-Type | Sylvania | False |  | A19/21 | E26 (Medium) | E26 (Medium) | Home / Light Bulbs / LED / Sylvania - 79702 - LED8.5A19F83510YVRP Damp Location Rated; Approved for Use in Totally Enclosed Fixtures 8.5W A19 LED Lamp - Universal - 800 Lumens - Neutral White (3500K) - 80 CRI - 11000 Hours - E26 (Medium) - 120 to 130V - Frost Sylvania - 79702 - LED8.5A19F83510YVRP | 3500 | 80 | 800 | 94.1176 | 11000 | 8.5 | 6 | 15.24 | 2.54 | 2.9846 | 2020Q2 | https://shop.regencylighting.com/lamps/led/led8-5a19f83510yvrp-79702.html | Regency Lighting | 2020 | Yes
LED Lighting | A-Type | Sylvania | False |  | A19/21 | E26 (Medium) | E26 (Medium) | Home / Light Bulbs / LED / Sylvania - 74321 - LED8.5A19F84110YV 6/CS 1/SKU Damp Location Rated; Approved for Use in Totally Enclosed Fixtures 8.5W A19 LED Lamp - Universal - 800 Lumens - Cool White (4100K) - 80 CRI - 11000 Hours - E26 (Medium) - 120 to 130V - Frost Sylvania - 74321 - LED8.5A19F84110YV 6/CS 1/SKU | 4100 | 80 | 800 | 94.1176 | 11000 | 8.5 | 6 | 15.24 | 2.54 | 2.9846 | 2020Q2 | https://shop.regencylighting.com/lamps/led/led8-5a19f84110yv-6-cs-1-sku-74321.html | Regency Lighting | 2020 | Yes
LED Lighting | A-Type | Sylvania | False | Daylighting/Photocell, | A19/21 | E26 (Medium) | E26 (Medium) | Home / Light Bulbs / LED / Sylvania - 79281 - LED8.5A19F85010YVRP Damp Location Rated; Approved for Use in Totally Enclosed Fixtures 8.5W A19 LED Lamp - Universal - 800 Lumens - Daylight (5000K) - 80 CRI - 11000 Hours - E26 (Medium) - 120 to 130V - Frost Sylvania - 79281 - LED8.5A19F85010YVRP | 5000 | 80 | 800 | 94.1176 | 11000 | 8.5 | 6 | 15.24 | 2.54 | 2.9846 | 2020Q2 | https://shop.regencylighting.com/lamps/led/led8-5a19f85010yvrp-79281.html | Regency Lighting | 2020 | Yes
LED Lighting | A-Type | Sylvania | False | Daylighting/Photocell, | A19/21 | E26 (Medium) | E26 (Medium) | Home / Light Bulbs / LED / Sylvania - 79284 - LED8.5A19F85010YVRP4 Damp Location Rated; Approved for Use in Totally Enclosed Fixtures 8.5W A19 LED Lamp - Universal - 800 Lumens - Daylight (5000K) - 80 CRI - 11000 Hours - E26 (Medium) - 120 to 130V - Frost Sylvania - 79284 - LED8.5A19F85010YVRP4 | 5000 | 80 | 800 | 94.1176 | 11000 | 8.5 | 24 | 60.96 | 2.54 | 2.9846 | 2020Q2 | https://shop.regencylighting.com/lamps/led/led8-5a19f85010yvrp4-79284.html | Regency Lighting | 2020 | Yes
LED Lighting | A-Type | Sylvania | False | Daylighting/Photocell, | A19/21 | E26 (Medium) | E26 (Medium) | Home / Light Bulbs / LED / Sylvania - 79282 - LED8.5A19F850710YVRP2 Damp Location Rated; Approved for Use in Totally Enclosed Fixtures 8.5W A19 LED Lamp - Universal - 800 Lumens - Daylight (5000K) - 80 CRI - 11000 Hours - E26 (Medium) - 120 to 130V - Frost Sylvania - 79282 - LED8.5A19F850710YVRP2 | 5000 | 80 | 800 | 94.1176 | 11000 | 8.5 | 12 | 30.48 | 2.54 | 2.9846 | 2020Q2 | https://shop.regencylighting.com/lamps/led/led8-5a19f850710yvrp2-79282.html | Regency Lighting | 2020 | Yes
LED Lighting | A-Type | Sylvania | False | Daylighting/Photocell, | A19/21 | GU24 (Bi-Pin / Twist & Lock) | GU24 (Bi-Pin / Twist & Lock) | Home / Light Bulbs / LED / Sylvania - 78107 - LED8.5A19F850GU2410YVRP Damp Location Rated; Approved for Use in Totally Enclosed Fixtures 8.5W A19 LED Lamp - Universal - 800 Lumens - Daylight (5000K) - 80 CRI - 11000 Hours - GU24 (Bi-Pin / Twist & Lock) - 120 to 130V - Frost Sylvania - 78107 - LED8.5A19F850GU2410YVRP | 5000 | 80 | 800 | 94.1176 | 11000 | 8.5 | 1 | 2.87 | 2.87 | 3.3724 | 2020Q2 | https://shop.regencylighting.com/lamps/led/led8-5a19f850gu2410yvrp-78107.html | Regency Lighting | 2020 | Yes
LED Lighting | A-Type | Green Creative | True |  | LED | A19 | E26 (Medium) | Topbulb » LED Bulbs » LED Standard Shape » 60W Equal » Green Creative 57856 - 8.5W A19 LED - 60W Equal - Warm White This Green Creative 8.5 watt LED A19 replaces a 60 watt equivalent incandescent, halogen or CFL without sacrificing lumen output or light quality and with a dramatic increase in rated life at 25,000 hours reducing maintenance costs. Designed and engineered for demanding commercial applications, this lamp meets the Energy Star V1.1 requirements for omnidirectional lamps by emitting 330° of evenly diffused light. This lamp features smooth dimming with existing dimmers as well as compatibility with most motion sensors. See the documents below for additional information and specifications. LED Technology Notice Due to constantly evolving nature of LED technology, manufacturers will reserve the right to replace this product with next generation technology. We appreciate your understanding and acceptance of this policy. Utility/Government Incentives Documents Green Creative 57856 Specification Sheet Green Creative 57856 Dimmer List About Green Creative Green Creative, founded in 2010, is a solid state lighting development and manufacturing company based in Silicon Valley, CA. The company offers a comprehensive line of high-performance LED solutions that have been adopted by some of the largest companies in the world. Green Creative focuses on professional-grade LED lamps and fixtures that meet the high standards of commercial, institutional and industrial installations. Anchored by strongly integrated R&D capabilities and patented technology, Green Creative's innovation, performance and reliability have been recognized year after year by the Illuminating Engineering Society Progress Report, the LEDs Magazine Sapphire Awards and Lighting for Tomorrow. 25000 Hours • CRI 80 • Specification Grade Green Creative 57856 - 8.5W A19 LED - 60W Equal - Warm White | 2700 | 80 | 800 | 94.1176 | 25000 | 8.5 | 1 | 6.98 | 6.98 | 8.2018 | 2020Q2 | https://www.topbulb.com/green-creative-57856-8-5w-a19-led-60w-equal-warm-white | Top Bulb | 2020 | Yes
LED Lighting | A-Type | Green Creative | True |  | LED | A19 | E26 (Medium) | Topbulb » LED Bulbs » LED Standard Shape » 60W Equal » Green Creative 57857 - 8.5W A19 LED - 60W Equal - Halogen-White This Green Creative 8.5 watt LED A19 replaces a 60 watt equivalent incandescent, halogen or CFL without sacrificing lumen output or light quality and with a dramatic increase in rated life at 25,000 hours reducing maintenance costs. Designed and engineered for demanding commercial applications, this lamp meets the Energy Star V1.1 requirements for omnidirectional lamps by emitting 330° of evenly diffused light. This lamp features smooth dimming with existing dimmers as well as compatibility with most motion sensors. See the documents below for additional information and specifications. LED Technology Notice Due to constantly evolving nature of LED technology, manufacturers will reserve the right to replace this product with next generation technology. We appreciate your understanding and acceptance of this policy. Utility/Government Incentives Documents Green Creative 57857 Specification Sheet Green Creative 57857 Dimmer List About Green Creative Green Creative, founded in 2010, is a solid state lighting development and manufacturing company based in Silicon Valley, CA. The company offers a comprehensive line of high-performance LED solutions that have been adopted by some of the largest companies in the world. Green Creative focuses on professional-grade LED lamps and fixtures that meet the high standards of commercial, institutional and industrial installations. Anchored by strongly integrated R&D capabilities and patented technology, Green Creative's innovation, performance and reliability have been recognized year after year by the Illuminating Engineering Society Progress Report, the LEDs Magazine Sapphire Awards and Lighting for Tomorrow. 25000 Hours • CRI 80 • Specification Grade Green Creative 57857 - 8.5W A19 LED - 60W Equal - Halogen-White | 3000 | 80 | 800 | 94.1176 | 25000 | 8.5 | 1 | 6.98 | 6.98 | 8.2018 | 2020Q2 | https://www.topbulb.com/green-creative-57857-8-5w-a19-led-60w-equal-halogen-white | Top Bulb | 2020 | Yes
LED Lighting | A-Type | Sylvania | False |  | LED | A19 | E26 (Medium) | Topbulb » LED Bulbs » LED Standard Shape » 60W Equal » Sylvania 73885 ¦ 8.5W LED - 60W Equal - 2700K This Sylvania 73885 LED8.5A19F82710YVRP non-dimmable 8.5 watt LED replaces a 60 watt incandescent and provides warm white illumination. See this same bulb in 4-Pack pricing under Related Products on this page. LED Technology Notice Due to constantly evolving nature of LED technology, manufacturers will reserve the right to replace this product with next generation technology. We appreciate your understanding and acceptance of this policy. Documents Sylvana 73885 Spec Sheet 11,000 Hours • Warm White Light • Not Dimmable Sylvania 73885 ¦ 8.5W LED - 60W Equal - 2700K | 2700 | 80 | 800 | 94.1176 | 11000 | 8.5 | 1 | 2.75 | 2.75 | 3.2314 | 2020Q2 | https://www.topbulb.com/sylvania-73885-led8-5a19f82710yvrp-led | Top Bulb | 2020 | Yes
LED Lighting | A-Type | Sylvania | False |  | LED | A19 | E26 (Medium) | Topbulb » LED Bulbs » LED Standard Shape » 60W Equal » Sylvania 73886 ¦ 8.5W LED - 60W Equal - 2700K - 2 Pack Sylvania 73886 LED8.5A19F82710YVRP2. This 60 watt equivalent A19 lamp only uses 8.5 watts of energy. A non-dimmable LED, this lamp produces a warm white light matching the light of a standard incandescent bulb. Priced and shipped as a 2-pack. LED Technology Notice Due to constantly evolving nature of LED technology, manufacturers will reserve the right to replace this product with next generation technology. We appreciate your understanding and acceptance of this policy. Documents Sylvana 73886 Spec Sheet 11,000 Hours • Not Dimmable • Warm White Light Sylvania 73886 ¦ 8.5W LED - 60W Equal - 2700K - 2 Pack | 2700 | 80 | 800 | 94.1176 | 11000 | 8.5 | 1 | 5.15 | 5.15 | 6.0514 | 2020Q2 | https://www.topbulb.com/sylvania-73886-led8-5a19f82710yvrp2-led | Top Bulb | 2020 | Yes
LED Lighting | A-Type | Sylvania | False |  | LED | A19 | E26 (Medium) | Topbulb » LED Bulbs » LED Standard Shape » 60W Equal » Sylvania 79281 ¦ 8.5W LED - 60W Equal - 5000K This Sylvania 79281 LED8.5A19F85010YVRP non-dimmable 8.5 watt LED replaces a 60 watt incandescent and produces a very cool white illumination. See this same bulb in 2-Pack and 4-Pack pricing under Related Products on this page. LED Technology Notice Due to constantly evolving nature of LED technology, manufacturers will reserve the right to replace this product with next generation technology. We appreciate your understanding and acceptance of this policy. Documents Sylvana 79281 Spec Sheet 11,000 Hours • Very Cool White Light • Not Dimmable Sylvania 79281 ¦ 8.5W LED - 60W Equal - 5000K | 5000 | 80 | 800 | 94.1176 | 11000 | 8.5 | 1 | 2.75 | 2.75 | 3.2314 | 2020Q2 | https://www.topbulb.com/sylvania-79281-led8-5a19f85010yvrp-led | Top Bulb | 2020 | Yes
LED Lighting | A-Type | Sylvania | False |  | LED | A19 | E26 (Medium) | Topbulb » LED Bulbs » LED Standard Shape » 60W Equal » Sylvania 79702 ¦ 8.5W LED - 60W Equal - 3500K This Sylvania 79702 LED8.5A19F83510YVRP is a non-dimmable 8.5 watt LED replacement for a 60 watt incandescent providing white illumination similar to a halogen bulb. See this same bulb in 4-Pack pricing under Related Products on this page. LED Technology Notice Due to constantly evolving nature of LED technology, manufacturers will reserve the right to replace this product with next generation technology. We appreciate your understanding and acceptance of this policy. 11,000 Hours • Halogen White Light • Not Dimmable Sylvania 79702 ¦ 8.5W LED - 60W Equal - 3500K | 3500 | 80 | 800 | 94.1176 | 11000 | 8.5 | 1 | 3.49 | 3.49 | 4.1009 | 2020Q2 | https://www.topbulb.com/sylvania-79702-led8-5a19f83510yvrp-led | Top Bulb | 2020 | Yes
LED Lighting | A-Type | Brand Green Creative | True |  | General Purpose Replacement | A21 | GU24 | Damp Location Rated Damp Location Rated A21 100W Replacement Energy Star 330 Degree Spread Energy Star 3 Year Warranty, 25,000hr Lifetime Dimmable GU24 Base Mfg #17A21DIM/827/GU24 17W GU24 Enclosed 120V Dimmable A21, Energy Star, Package Of 6 | 2700 | 82 | 1600 | 94.1176 | 25000 | 17 | 6 | 141.96 | 23.66 | 27.8014 | 2020Q3 | https://hdsupplysolutions.com/p/led-00-75-10-35/17w-gu24-enclosed-120v-dimmable-a21-energy-star-package-of-6-p206197 | HD Supply | 2020 | Yes
LED Lighting | A-Type | Brand TCP | True |  | General Purpose Replacement | A21 | E26 (Medium) | Damp Location Rated Damp Location Rated Tcp® Cac Approved Led 17 Watt A21 2700k Replaces 100 Watt Tcp 17w Led Cac A21 Bulb Approved California Title 20 & Ja8 120 Volt Pkg Of 12 2700k 1600 Lumens E26 Medium Base Replaces 100 Watt Incandescent 25,000 Average Hour Life Dimmable Damp Location Rated 90 Cri Energy Star Rated Mfg # L100a21d2527kcq Mfg #L100A21D2527KCQ TCP® CAC Approved LED 17 Watt A21 2700k Replaces 100 Watt Pack Of 12 | 2700 | 91 | 1600 | 94.1176 | 25000 | 17 | 12 | 118.37 | 9.8642 | 11.5908 | 2020Q3 | https://hdsupplysolutions.com/p/led-00-75-10-35/tcp-cac-approved-led-17-watt-a21-2700k-replaces-100-watt-pack-of-12-p103500 | HD Supply | 2020 | Yes
LED Lighting | A-Type | Green Creative | True |  | General Purpose Replacement | A21 | GU24 | Damp Location Rated Damp Location Rated Home / Light Bulbs / LED / Green Creative - 16332 - 17A21DIM/827/GU24 Suitable for Totally Enclosed Fixtures; Suitable for Damp Locations 17W A21 LED Lamp - Universal - 1600 Lumens - Warm White (2700K) - 80 CRI - 25000 Hours - GU24 (Bi-Pin / Twist & Lock) - 120 to 130V Green Creative - 16332 - 17A21DIM/827/GU24 | 2700 | 82 | 1600 | 94.1176 | 25000 | 17 | 1 | 1.79 | 1.79 | 2.1033 | 2020Q3 | https://shop.regencylighting.com/lamps/led/17a21dim-827-gu24-16332-grc.html | Regency Lighting | 2020 | Yes
LED Lighting | A-Type | Maxlite | True |  | General Purpose Replacement | A21 | E26 (Medium) | Damp Location Rated,Not for Use in Recessed Fixtures Damp Location Rated,Not for Use in Recessed Fixtures Home / Light Bulbs / LED / Maxlite - 1408663 - 17A21DLED927/JA8 JA8 Listed 17W A21 LED Lamp - Universal - 1600 Lumens - Warm White (2700K) - 91 CRI - 25000 Hours - E26 (Medium) - 120 to 130V Maxlite - 1408663 - 17A21DLED927/JA8 | 2700 | 91 | 1600 | 94.1176 | 25000 | 17 | 1 | 13.2 | 13.2 | 15.5105 | 2020Q3 | https://shop.regencylighting.com/lamps/led/17a21dled927-ja8-mxt.html | Regency Lighting | 2020 | Yes
LED Lighting | A-Type | Green Creative | True |  | General Purpose Replacement | A21 | GU24 | Damp Location Rated Damp Location Rated Home / Light Bulbs / LED / LED A-Line / Green Creative - 16332 - 17A21DIM/827/GU24 Suitable for Totally Enclosed Fixtures; Suitable for Damp Locations 17W A21 LED Lamp - Universal - 1600 Lumens - Warm White (2700K) - 80 CRI - 25000 Hours - GU24 (Bi-Pin / Twist & Lock) - 120 to 130V Green Creative - 16332 - 17A21DIM/827/GU24 | 2700 | 82 | 1600 | 94.1176 | 25000 | 17 | 1 | 1.79 | 1.79 | 2.1033 | 2020Q3 | https://shop.regencylighting.com/lamps/led/a-line/17a21dim-827-gu24-16332-grc.html | Regency Lighting | 2020 | Yes
LED Lighting | A-Type | Maxlite | True |  | General Purpose Replacement | A21 | E26 (Medium) | Damp Location Rated,Not for Use in Recessed Fixtures Damp Location Rated,Not for Use in Recessed Fixtures Home / Light Bulbs / LED / LED A-Line / Maxlite - 1408663 - 17A21DLED927/JA8 JA8 Listed 17W A21 LED Lamp - Universal - 1600 Lumens - Warm White (2700K) - 91 CRI - 25000 Hours - E26 (Medium) - 120 to 130V Maxlite - 1408663 - 17A21DLED927/JA8 | 2700 | 91 | 1600 | 94.1176 | 25000 | 17 | 1 | 13.2 | 13.2 | 15.5105 | 2020Q3 | https://shop.regencylighting.com/lamps/led/a-line/17a21dled927-ja8-mxt.html | Regency Lighting | 2020 | Yes
LED Lighting | A-Type | Maxlite | True |  | General Purpose Replacement | A21 | E26 (Medium) | Damp Location Rated,Use With Timers,Recessed Fixtures Damp Location Rated,Use With Timers,Recessed Fixtures Home / Light Bulbs / LED / LED A-Line / Maxlite - 14099804 - E17A21D927/JA8 Enclosed Rated; Suitable for Damp Locations; JA8 Compliant; Energy Star Rated 17W A21 LED Lamp - Universal - 1600 Lumens - Warm White (2700K) - 92 CRI - 25000 Hours - E26 (Medium) - 120 to 130V - Frost Maxlite - 14099804 - E17A21D927/JA8 | 2700 | 93 | 1600 | 94.1176 | 25000 | 17 | 1 | 8.05 | 8.05 | 9.4591 | 2020Q3 | https://shop.regencylighting.com/lamps/led/a-line/e17a21d927-ja8-mxt.html | Regency Lighting | 2020 | Yes
LED Lighting | A-Type | Maxlite | True |  | General Purpose Replacement | A21 | E26 (Medium) | Damp Location Rated,Use With Timers,Recessed Fixtures Damp Location Rated,Use With Timers,Recessed Fixtures Home / Light Bulbs / LED / LED A-Line / Maxlite - 14099805 - E17A21D930/JA8 Enclosed Rated 17W A21 LED Lamp - Universal - 1600 Lumens - Warm White (3000K) - 92 CRI - 25000 Hours - E26 (Medium) - 120 to 130V Maxlite - 14099805 - E17A21D930/JA8 | 3000 | 93 | 1600 | 94.1176 | 25000 | 17 | 1 | 8.05 | 8.05 | 9.4591 | 2020Q3 | https://shop.regencylighting.com/lamps/led/a-line/e17a21d930-ja8-mxt.html | Regency Lighting | 2020 | Yes
LED Lighting | A-Type | Maxlite | True |  | General Purpose Replacement | A21 | E26 (Medium) | Damp Location Rated Damp Location Rated Home / Light Bulbs / LED / LED A-Line / Maxlite - 1409886 - E17A21DLED930/JA8 Enclosed Rated 17W A21 LED Lamp - Universal - 1600 Lumens - Warm White (3000K) - 92 CRI - 25000 Hours - E26 (Medium) - 120 to 130V Maxlite - 1409886 - E17A21DLED930/JA8 | 3000 | 92 | 1600 | 94.1176 | 25000 | 17 | 1 | 6.09 | 6.09 | 7.156 | 2020Q3 | https://shop.regencylighting.com/lamps/led/a-line/e17a21dled930-ja8-mxt.html | Regency Lighting | 2020 | Yes
LED Lighting | A-Type | Sylvania | True |  | General Purpose Replacement | A21 | E26 (Medium) | Damp Location Rated Damp Location Rated Home / Light Bulbs / LED / LED A-Line / Sylvania - 78117 - LED17A21/DIM/O/927/U/B Approved for Totally Enclosed Fixtures; Frosted Plastic; Indoor/Outdoor Damp Rated; Omnidirectional; CEC and JA8 Compliant 17W A21 LED Lamp - Universal - 1600 Lumens - Warm White (2700K) - 92 CRI - 25000 Hours - E26 (Medium) - 120 to 130V - Frost Sylvania - 78117 - LED17A21/DIM/O/927/U/B | 2700 | 91 | 1600 | 94.1176 | 25000 | 17 | 1 | 11.25 | 11.25 | 13.2192 | 2020Q3 | https://shop.regencylighting.com/lamps/led/a-line/led17a21-dim-o-927-u-b-78117.html | Regency Lighting | 2020 | Yes
LED Lighting | A-Type | Sylvania | True | Daylighting/Photocell, | General Purpose Replacement | A21 | E26 (Medium) | Damp Location Rated Damp Location Rated Home / Light Bulbs / LED / LED A-Line / Sylvania - 78119 - LED17A21/DIM/O/950/U/B Approved for Totally Enclosed Fixtures; Frosted Plastic; Indoor/Outdoor Damp Rated; Omnidirectional; CEC and JA8 Compliant 17W A21 LED Lamp - Universal - 1600 Lumens - Daylight (5000K) - 92 CRI - 25000 Hours - E26 (Medium) - 120 to 130V - Frost Sylvania - 78119 - LED17A21/DIM/O/950/U/B | 5000 | 96 | 1600 | 94.1176 | 25000 | 17 | 1 | 11.25 | 11.25 | 13.2192 | 2020Q3 | https://shop.regencylighting.com/lamps/led/a-line/led17a21-dim-o-950-u-b-78119.html | Regency Lighting | 2020 | Yes
LED Lighting | A-Type | Sylvania | True |  | General Purpose Replacement | A21 | GU24 | Damp Location Rated Damp Location Rated Home / Light Bulbs / LED / LED A-Line / Sylvania - 40349 - LED17A21DIMO927GU24URP High CRI A-Line; CEC and JA8 Certified; Energy Star Rated; Damp Location Rated 17W A21 LED Lamp - Universal - 1600 Lumens - Warm White (2700K) - 92 CRI - 25000 hrs. - GU24 (Bi-Pin / Twist & Lock) - 120 to 130V - Frost Sylvania - 40349 - LED17A21DIMO927GU24URP | 2700 | 92 | 1600 | 94.1176 | 25000 | 17 | 1 | 10.73 | 10.73 | 12.6082 | 2020Q3 | https://shop.regencylighting.com/lamps/led/a-line/led17a21dimo927gu24urp-40349.html | Regency Lighting | 2020 | Yes
LED Lighting | A-Type | Sylvania | True |  | General Purpose Replacement | A21 | GU24 | Damp Location Rated Damp Location Rated Home / Light Bulbs / LED / LED A-Line / Sylvania - 40350 - LED17A21DIMO930GU24URP High CRI A-Line; CEC and JA8 Certified; Energy Star Rated; Damp Location Rated 17W A21 LED Lamp - Universal - 1600 Lumens - Warm White (3000K) - 92 CRI - 25000 hrs. - GU24 (Bi-Pin / Twist & Lock) - 120 to 130V - Frost Sylvania - 40350 - LED17A21DIMO930GU24URP | 3000 | 92 | 1600 | 94.1176 | 25000 | 17 | 1 | 10.73 | 10.73 | 12.6082 | 2020Q3 | https://shop.regencylighting.com/lamps/led/a-line/led17a21dimo930gu24urp-40350.html | Regency Lighting | 2020 | Yes
LED Lighting | A-Type | Sylvania | True |  | General Purpose Replacement | A21 | GU24 | Damp Location Rated Damp Location Rated Home / Light Bulbs / LED / LED A-Line / Sylvania - 40350 - LED17A21DIMO930GU24URP High CRI A-Line; CEC and JA8 Certified; Energy Star Rated; Damp Location Rated 17W A21 LED Lamp - Universal - 1600 Lumens - Warm White (3000K) - 92 CRI - 25000 hrs. - GU24 (Bi-Pin / Twist & Lock) - 120 to 130V - Frost Sylvania - 40350 - LED17A21DIMO930GU24URP | 3000 | 92 | 1600 | 94.1176 | 25000 | 17 | 1 | 10.73 | 10.73 | 12.6082 | 2020Q3 | https://shop.regencylighting.com/lamps/led/a-line/led17a21dimo950gu24urp-40351.html | Regency Lighting | 2020 | Yes
LED Lighting | A-Type | Maxlite | True |  | General Purpose Replacement | A21 | E26 (Medium) | Damp Location Rated,Use With Timers,Recessed Fixtures Damp Location Rated,Use With Timers,Recessed Fixtures Home / Light Bulbs / LED / Maxlite - 14099804 - E17A21D927/JA8 Enclosed Rated; Suitable for Damp Locations; JA8 Compliant; Energy Star Rated 17W A21 LED Lamp - Universal - 1600 Lumens - Warm White (2700K) - 92 CRI - 25000 Hours - E26 (Medium) - 120 to 130V - Frost Maxlite - 14099804 - E17A21D927/JA8 | 2700 | 93 | 1600 | 94.1176 | 25000 | 17 | 1 | 8.05 | 8.05 | 9.4591 | 2020Q3 | https://shop.regencylighting.com/lamps/led/e17a21d927-ja8-mxt.html | Regency Lighting | 2020 | Yes
LED Lighting | A-Type | Maxlite | True |  | General Purpose Replacement | A21 | E26 (Medium) | Damp Location Rated,Use With Timers,Recessed Fixtures Damp Location Rated,Use With Timers,Recessed Fixtures Home / Light Bulbs / LED / Maxlite - 14099805 - E17A21D930/JA8 Enclosed Rated 17W A21 LED Lamp - Universal - 1600 Lumens - Warm White (3000K) - 92 CRI - 25000 Hours - E26 (Medium) - 120 to 130V Maxlite - 14099805 - E17A21D930/JA8 | 3000 | 93 | 1600 | 94.1176 | 25000 | 17 | 1 | 8.05 | 8.05 | 9.4591 | 2020Q3 | https://shop.regencylighting.com/lamps/led/e17a21d930-ja8-mxt.html | Regency Lighting | 2020 | Yes
LED Lighting | A-Type | Maxlite | True |  | General Purpose Replacement | A21 | E26 (Medium) | Damp Location Rated Damp Location Rated Home / Light Bulbs / LED / Maxlite - 1409886 - E17A21DLED930/JA8 Enclosed Rated 17W A21 LED Lamp - Universal - 1600 Lumens - Warm White (3000K) - 92 CRI - 25000 Hours - E26 (Medium) - 120 to 130V Maxlite - 1409886 - E17A21DLED930/JA8 | 3000 | 92 | 1600 | 94.1176 | 25000 | 17 | 1 | 6.09 | 6.09 | 7.156 | 2020Q3 | https://shop.regencylighting.com/lamps/led/e17a21dled930-ja8-mxt.html | Regency Lighting | 2020 | Yes
LED Lighting | A-Type | Sylvania | True |  | General Purpose Replacement | A21 | E26 (Medium) | Damp Location Rated Damp Location Rated Home / Light Bulbs / LED / Sylvania - 78117 - LED17A21/DIM/O/927/U/B Approved for Totally Enclosed Fixtures; Frosted Plastic; Indoor/Outdoor Damp Rated; Omnidirectional; CEC and JA8 Compliant 17W A21 LED Lamp - Universal - 1600 Lumens - Warm White (2700K) - 92 CRI - 25000 Hours - E26 (Medium) - 120 to 130V - Frost Sylvania - 78117 - LED17A21/DIM/O/927/U/B | 2700 | 91 | 1600 | 94.1176 | 25000 | 17 | 1 | 11.25 | 11.25 | 13.2192 | 2020Q3 | https://shop.regencylighting.com/lamps/led/led17a21-dim-o-927-u-b-78117.html | Regency Lighting | 2020 | Yes
LED Lighting | A-Type | Sylvania | True | Daylighting/Photocell, | General Purpose Replacement | A21 | E26 (Medium) | Damp Location Rated Damp Location Rated Home / Light Bulbs / LED / Sylvania - 78119 - LED17A21/DIM/O/950/U/B Approved for Totally Enclosed Fixtures; Frosted Plastic; Indoor/Outdoor Damp Rated; Omnidirectional; CEC and JA8 Compliant 17W A21 LED Lamp - Universal - 1600 Lumens - Daylight (5000K) - 92 CRI - 25000 Hours - E26 (Medium) - 120 to 130V - Frost Sylvania - 78119 - LED17A21/DIM/O/950/U/B | 5000 | 96 | 1600 | 94.1176 | 25000 | 17 | 1 | 11.25 | 11.25 | 13.2192 | 2020Q3 | https://shop.regencylighting.com/lamps/led/led17a21-dim-o-950-u-b-78119.html | Regency Lighting | 2020 | Yes
LED Lighting | A-Type | Sylvania | True |  | General Purpose Replacement | A21 | GU24 | Damp Location Rated Damp Location Rated Home / Light Bulbs / LED / Sylvania - 40349 - LED17A21DIMO927GU24URP High CRI A-Line; CEC and JA8 Certified; Energy Star Rated; Damp Location Rated 17W A21 LED Lamp - Universal - 1600 Lumens - Warm White (2700K) - 92 CRI - 25000 hrs. - GU24 (Bi-Pin / Twist & Lock) - 120 to 130V - Frost Sylvania - 40349 - LED17A21DIMO927GU24URP | 2700 | 92 | 1600 | 94.1176 | 25000 | 17 | 1 | 10.73 | 10.73 | 12.6082 | 2020Q3 | https://shop.regencylighting.com/lamps/led/led17a21dimo927gu24urp-40349.html | Regency Lighting | 2020 | Yes
LED Lighting | A-Type | Sylvania | True |  | General Purpose Replacement | A21 | GU24 | Damp Location Rated Damp Location Rated Home / Light Bulbs / LED / Sylvania - 40350 - LED17A21DIMO930GU24URP High CRI A-Line; CEC and JA8 Certified; Energy Star Rated; Damp Location Rated 17W A21 LED Lamp - Universal - 1600 Lumens - Warm White (3000K) - 92 CRI - 25000 hrs. - GU24 (Bi-Pin / Twist & Lock) - 120 to 130V - Frost Sylvania - 40350 - LED17A21DIMO930GU24URP | 3000 | 92 | 1600 | 94.1176 | 25000 | 17 | 1 | 10.73 | 10.73 | 12.6082 | 2020Q3 | https://shop.regencylighting.com/lamps/led/led17a21dimo930gu24urp-40350.html | Regency Lighting | 2020 | Yes
LED Lighting | A-Type | Sylvania | True |  | General Purpose Replacement | A21 | GU24 | Damp Location Rated Damp Location Rated Home / Light Bulbs / LED / Sylvania - 40350 - LED17A21DIMO930GU24URP High CRI A-Line; CEC and JA8 Certified; Energy Star Rated; Damp Location Rated 17W A21 LED Lamp - Universal - 1600 Lumens - Warm White (3000K) - 92 CRI - 25000 hrs. - GU24 (Bi-Pin / Twist & Lock) - 120 to 130V - Frost Sylvania - 40350 - LED17A21DIMO930GU24URP | 3000 | 92 | 1600 | 94.1176 | 25000 | 17 | 1 | 10.73 | 10.73 | 12.6082 | 2020Q3 | https://shop.regencylighting.com/lamps/led/led17a21dimo950gu24urp-40351.html | Regency Lighting | 2020 | Yes
LED Lighting | A-Type | Euri Lighting |  |  | General Purpose Replacement | A21 | E26 (Medium) | None None Description This 3-way LED bulb provides three levels of brightness, perfect for in-home-use fixtures. Shatter-resistant for greater durability Long lifespan for less replacements Instantly on; no warm-up time 5/9/16 Watt - 450/800/1600 Lumens - 3000 Kelvin Halogen - Euri Lighting EA21-1000et LED A21 - 3-Way Light Bulb - 40/60/100 Watt Equal | 3000 | 83 | 1600 | 94.1176 | 25000 | 17 | 1 | 6.6 | 6.6 | 7.7553 | 2020Q3 | https://www.1000bulbs.com/product/172796/IRT-10033.html | 1000bulbs.com | 2020 | Yes
LED Lighting | A-Type | Euri Lighting | True | Daylighting/Photocell, | General Purpose Replacement | A21 | E26 (Medium) | Damp Location Rated,Use With Timers,Use With Photo and/or Motion Sensors,Not for Use in Recessed Fixtures Damp Location Rated,Use With Timers,Use With Photo and/or Motion Sensors,Not for Use in Recessed Fixtures Description Swap out 100-Watt incandescent bulbs and upgrade to this more efficient LED A21 bulb; use it in table lamps, sconces, desk lamps, and floor lamps for excellent illumination. Turns on to full brightness instantly Long life of up to 25,000 hours CRI enhances vibrant colors Sold only as a 2-pack Color Corrected - CRI 90 - 1600 Lumens - 3000 Kelvin - Medium Base - 120 Volt - Euri Lighting EA21-4000cec-2 LED A21 - 17 Watt - 100 Watt Equal - Halogen Match - 2 Pack | 3000 | 91 | 1600 | 94.1176 | 25000 | 17 | 30 | 165 | 5.5 | 6.4627 | 2020Q3 | https://www.1000bulbs.com/product/200031/IRT-10112.html | 1000bulbs.com | 2020 | Yes
LED Lighting | A-Type | 90Plus Lighting | True |  | General Purpose Replacement | A21 | E26 (Medium) | Damp Location Rated,Not for Use in Recessed Fixtures Damp Location Rated,Not for Use in Recessed Fixtures Description With a quality that renders beautiful colors, this LED A21 bulb provides an economical 94 lumens per watt to save you up to 80 percent in energy. Durable, shatter-resistant design CRI enhances natural colors Easy, gentle dimming Color Corrected - CRI 92 - 1600 Lumens - 2700 Kelvin - Medium Base - 120 Volt - 90+ Lighting SE-350.053 LED A21 - 17 Watt - 100 Watt Equal - Incandescent Match | 2700 | 93 | 1600 | 94.1176 | 25000 | 17 | 12 | 94.32 | 7.86 | 9.2358 | 2020Q3 | https://www.1000bulbs.com/product/210744/PLT-11452.html | 1000bulbs.com | 2020 | Yes
LED Lighting | A-Type | 90Plus Lighting | True |  | General Purpose Replacement | A21 | E26 (Medium) | Damp Location Rated,Not for Use in Recessed Fixtures Damp Location Rated,Not for Use in Recessed Fixtures Description Featuring CRI, this LED A21 bulb brightens up a room with its high lumen output and enhances the vibrant colors of your surroundings. Excellent color quality Long-lasting lifespan Smooth dimming Color Corrected - CRI 92 - 1600 Lumens - 3000 Kelvin - Medium Base - 120 Volt - 90+ Lighting SE-350.054 LED A21 - 17 Watt - 100 Watt Equal - Halogen Match | 3000 | 93 | 1600 | 94.1176 | 25000 | 17 | 12 | 94.32 | 7.86 | 9.2358 | 2020Q3 | https://www.1000bulbs.com/product/210745/PLT-11453.html | 1000bulbs.com | 2020 | Yes
LED Lighting | A-Type | Cree | True |  | General Purpose Replacement | A21 | E26 (Medium) | Not for Use in Recessed Fixtures,Damp Location Rated Not for Use in Recessed Fixtures,Damp Location Rated Description Take advantage of the superior high color rendering of this LED A21 and make colors appear more realistic and vibrant. A21 slightly larger size than A19 Output can be dimmed Bright soft white color Uses 83% less energy Color Corrected - CRI 90 - 1600 Lumens - 2700 Kelvin - Medium Base - 120 Volt - Cree TA21-16027MDFH25 LED A21 - 17 Watt - 100 Watt Equal - Incandescent Match | 2700 | 92 | 1600 | 94.1176 | 25000 | 17 | 20 | 205.8 | 10.29 | 12.0911 | 2020Q3 | https://www.1000bulbs.com/product/211188/CREE-10207.html | 1000bulbs.com | 2020 | Yes
LED Lighting | A-Type | Green Creative | True |  | General Purpose Replacement | A21 | GU24 | Damp Location Rated Damp Location Rated Home Bulbs A19 LED Light Bulbs 100W Equal - 17W - LED A21 bulb - 2700K Warm White - GU24 Back Description The Titanium series 17A21DIM/827/GU24 from Green Creative produces 1600 lumens, consumes 17 watts and illuminates a warm white color temperature in 2700K. The 17A21DIM/827/GU24 replaces 100 watt incandescent bulbs. Moreover, the bulb has a base type GU24 and is a smart choice for general lighting, downlighting and uplighting. Suitable for use in enclosed fixtures 220$ in energy savings Color equivalent to residential white color temperature Suitable for use in damp locations 40% more energy savings than CFL cULus classified and Energy Star 100W Equal - 17W - LED A21 bulb - 2700K Warm White - GU24 | 2700 | 82 | 1600 | 94.1176 | 25000 | 17 | 1 | 16.82 | 16.82 | 19.7641 | 2020Q3 | https://www.beeslighting.com/17A21DIM-827-GU24 | Bee's Lighting | 2020 | Yes
LED Lighting | A-Type | Cree Lighting | True |  | General Purpose Replacement | A21 | E26 (Medium) | Not for Use in Recessed Fixtures,Damp Location Rated Not for Use in Recessed Fixtures,Damp Location Rated LED A-Style Light Bulbs Cree Pro Series dimmable 17 watt 2700K 90 CRI A21 LED bulb generates as much light as a 100 watt incandescent bulbs. Title 20 compliant Omnidirectional light distribution No lead or mercury means easy and environmentally safe disposal Very long life - Rated to still put out 70% as much light after 25,000 hours of operation as it did when brand new Compatible with Lutron DVCL-153P and MACL-153M dimmers, a maximum of nine bulbs per circuit Not for use in enclosed or recessed fixtures because heat build up will shorten life. Do not “hot swap” this bulb. Turn off fixture before replacing existing bulb. Title 20 compliant Omnidirectional light distribution No lead or mercury means easy and environmentally safe disposal Very long life - Rated to still put out 70% as much light after 25,000 hours of operation as it did when brand new Compatible with Lutron DVCL-153P and MACL-153M dimmers, a maximum of nine bulbs per circuit Cree Pro Series Dimmable 17W 2700K A21 LED Bulb, 90 CRI, Title 20 Compliant | 2700 | 92 | 1600 | 94.1176 | 25000 | 17 | 12 | 11.69 | 0.97417 | 1.1447 | 2020Q3 | https://www.bulbs.com/product/A21-100W-P1-27K-E26-U1-1 | Bulbs.com | 2020 | Yes
LED Lighting | A-Type | NaturaLED | True |  | General Purpose Replacement | A21 | E26 (Medium) | Damp Location Rated,Not for Use in Recessed Fixtures Damp Location Rated,Not for Use in Recessed Fixtures LED A-Style Light Bulbs NaturaLed dimmable 17 watt A-21 LED bulb generates as much light as many 100 watt incandescent bulbs. 90 CRI and JA8 compliant No lead or mercury means easy and environmentally safe disposal Compatible with Lutron DV-600 and SELV-300P dimmers, a maximum of 4 bulbs per circuit Very long life - Rated to still put out 70% as much light after 25,000 hours of operation as it does when brand new Not recommended for use in fully enclosed fixtures because heat buildup will shorten life. Do not “hot swap” this bulb. Turn off fixture before replacing existing bulb. 90 CRI and JA8 compliant No lead or mercury means easy and environmentally safe disposal Compatible with Lutron DV-600 and SELV-300P dimmers, a maximum of 4 bulbs per circuit Very long life - Rated to still put out 70% as much light after 25,000 hours of operation as it does when brand new NaturaLED Dimmable 17 Watt 2700K A-21 LED Bulb, JA8 Compliant | 2700 | 92 | 1600 | 94.1176 | 25000 | 17 | 20 | 7.99 | 0.3995 | 0.46943 | 2020Q3 | https://www.bulbs.com/product/LED17A21-160L-927 | Bulbs.com | 2020 | Yes
LED Lighting | A-Type | NaturaLED | True |  | General Purpose Replacement | A21 | E26 (Medium) | Damp Location Rated,Not for Use in Recessed Fixtures Damp Location Rated,Not for Use in Recessed Fixtures LED A-Style Light Bulbs NaturaLed dimmable 17 watt A-21 LED bulb generates as much light as many 100 watt incandescent bulbs. 90 CRI and JA8 compliant No lead or mercury means easy and environmentally safe disposal Compatible with Lutron DV-600 and SELV-300P dimmers, a maximum of 4 bulbs per circuit Very long life - Rated to still put out 70% as much light after 25,000 hours of operation as it does when brand new Not recommended for use in fully enclosed fixtures because heat buildup will shorten life. Do not “hot swap” this bulb. Turn off fixture before replacing existing bulb. 90 CRI and JA8 compliant No lead or mercury means easy and environmentally safe disposal Compatible with Lutron DV-600 and SELV-300P dimmers, a maximum of 4 bulbs per circuit Very long life - Rated to still put out 70% as much light after 25,000 hours of operation as it does when brand new NaturaLED Dimmable 17 Watt 5000K A-21 LED Bulb, JA8 Compliant | 5000 | 94 | 1600 | 94.1176 | 25000 | 17 | 20 | 7.99 | 0.3995 | 0.46943 | 2020Q3 | https://www.bulbs.com/product/LED17A21-160L-950 | Bulbs.com | 2020 | Yes
LED Lighting | A-Type | Rab | True |  | General Purpose Replacement | A21 | E26 (Medium) | Damp Location Rated,Recessed Fixtures Damp Location Rated,Recessed Fixtures Rab LED lamp in frosted finish, has plastic construction for added durability. The A21 arbitrary lamp with E26 medium base, has a voltage rating of 120-Volts. The 17-Watt lamp delivers soft white light output of 1600-Lumens with 2700K color temperature and 90 CRI. It has an average life of 25000 Hours. The lamp provides 230-Degree omni-directional beam angle for even light distribution. The dimmable lamp has an efficacy of 94 LPW and power factor of 0.9. It measures 3-Inch x 5-7/16-Inch. It is perfect for damp locations. Lamp meets UL, Energy Star, FCC, RoHS, Title CA 20, Title 24 Part 16, CEC Status standards. Rab A21-17-E26-927-DIM Dimmable A21 LED Lamp E26 Medium Base 17-Watt 1600-Lumens 90 CRI 2700K Soft White | 2700 | 93 | 1600 | 94.1176 | 25000 | 17 | 12 | 7.194 | 0.5995 | 0.70444 | 2020Q3 | https://www.ew-ne.com/lighting-1600000000/rab-a21-17-e26-927-dim-dimmable-a21-led-lamp-e26-medium-base-17-watt-1600-lumens-90-cri-2700k-soft-white-862223 | Electrical Wholesalers Inc | 2020 | Yes
LED Lighting | A-Type | Rab | True |  | General Purpose Replacement | A21 | E26 (Medium) | Damp Location Rated,Recessed Fixtures Damp Location Rated,Recessed Fixtures Rab Shatterproof LED lamp has plastic construction for added durability. The A21 arbitrary lamp with E26 medium screw-in base, has a voltage rating of 120-Volts. The 17-Watt lamp delivers warm white light output of 1600-Lumens with 3000K color temperature and 90 CRI. It has an average life of 25000 Hours. The 230-Degree omni-directional beam angle provides even light distribution. The lamp has power factor of 0.9 and efficacy of 94.1 LPW. It measures 5-7/16-Inch x 3-Inch. It is suitable for residential and retail spaces. LED lamp meets UL, Energy Star 2.0, FCC, Title 24, Title CA 20, RoHS, CEC and IES LM-70 standards. Rab A21-17-E26-930-DIM Dimmable A21 Shatterproof LED Lamp E26 Medium Base 17-Watt 1600-Lumens 90 CRI 3000K Warm White | 3000 | 93 | 1600 | 94.1176 | 25000 | 17 | 12 | 7.617 | 0.63475 | 0.74586 | 2020Q3 | https://www.ew-ne.com/lighting-1600000000/rab-a21-17-e26-930-dim-dimmable-a21-shatterproof-led-lamp-e26-medium-base-17-watt-1600-lumens-90-cri-3000k-warm-white-890462 | Electrical Wholesalers Inc | 2020 | Yes
LED Lighting | A-Type | Rab | True | Daylighting/Photocell, | General Purpose Replacement | A21 | E26 (Medium) | Damp Location Rated,Recessed Fixtures Damp Location Rated,Recessed Fixtures Rab LED lamp in frosted finish, has plastic construction for added durability. The A21 arbitrary lamp with E26 medium base, has a voltage rating of 120-Volts. The 17-Watt lamp delivers daylight output of 1600-Lumens with 5000K color temperature and 90 CRI. It has an average life of 25000 Hours. The lamp provides 230-Degree omni-directional beam angle for even light distribution. The dimmable lamp has an efficacy of 94 LPW and power factor of 0.9. It measures 3-Inch x 5-7/16-Inch. It is perfect for damp locations. Lamp meets UL, Energy Star, FCC, RoHS, Title CA 20, CEC Status standards. Rab A21-17-E26-950-DIM Dimmable A21 LED Lamp E26 Medium Base 17-Watt 1600-Lumens 90 CRI 5000K Daylight | 5000 | 95 | 1600 | 94.1176 | 25000 | 17 | 12 | 7.194 | 0.5995 | 0.70444 | 2020Q3 | https://www.ew-ne.com/lighting-1600000000/rab-a21-17-e26-950-dim-dimmable-a21-led-lamp-e26-medium-base-17-watt-1600-lumens-90-cri-5000k-daylight-820531 | Electrical Wholesalers Inc | 2020 | Yes
LED Lighting | A-Type | Cree Lighting | True |  | General Purpose Replacement | A21 | E26 (Medium) | Not for Use in Recessed Fixtures,Damp Location Rated Not for Use in Recessed Fixtures,Damp Location Rated Home Lamps, Bulbs, Ballasts Bulbs - LED LED - Traditional Lamps - A-Type LED Lamp, A21, 17 Watt (100W Replacement), 1600 Lumens, 2700K, >90 CRI. Dimmable to 5% with select dimmers ( Visit lighting.cree.com/dimming). ENERGY STAR® Certified, CEC California Title 20 JA-8 Certified. • Suitable for damp locations, but not for use where exposed directly to weather or water • Do not use in enclosed fixtures or recessed cans. Cree Lighting A21-100W-P1-27K-E26-U1 LED Lamp, A21, 17W, 2700K | 2700 | 92 | 1600 | 94.1176 | 25000 | 17 | 1 | 13.9 | 13.9 | 16.333 | 2020Q3 | https://www.platt.com/platt-electric-supply/LED-Traditional-Lamps-A-Type/Cree-Lighting/A21-100W-P1-27K-E26-U1/product.aspx?zpid=1220031 | Platt | 2020 | Yes
LED Lighting | A-Type | TCP | True |  | General Purpose Replacement | A21 | E26 (Medium) | Damp Location Rated Damp Location Rated Home Lamps, Bulbs, Ballasts Bulbs - LED LED - Traditional Lamps - A-Type 17W A21 Lamp, Lumens: 1600, Color Temperature: 2700K, CRI: 90 TCP L100A21D2527KCQ 17W A21 Lamp, 2700K | 2700 | 91 | 1600 | 94.1176 | 25000 | 17 | 1 | 8.69 | 8.69 | 10.2111 | 2020Q3 | https://www.platt.com/platt-electric-supply/LED-Traditional-Lamps-A-Type/TCP/L100A21D2527KCQ/product.aspx?zpid=1446522 | Platt | 2020 | Yes
LED Lighting | A-Type | Cree Lighting | True |  | General Purpose Replacement | A21 | E26 (Medium) | Not for Use in Recessed Fixtures,Damp Location Rated Not for Use in Recessed Fixtures,Damp Location Rated Home Lamps, Bulbs, Ballasts Bulbs - LED LED - Traditional Lamps - A-Type A21-100W-P1-27K-E26-U1 LED Lamp, A21, 17 Watt (100W Replacement), 1600 Lumens, 2700K, >90 CRI. Dimmable to 5% with select dimmers ( Visit lighting.cree.com/dimming). ENERGY STAR® Certified, CEC California Title 20 JA-8 Certified. • Suitable for damp locations, but not for use where exposed directly to weather or water • Do not use in enclosed fixtures or recessed cans. LED Lamp, A21, 17W, 2700K Cree Lighting A21-100W-P1-27K-E26-U1 LED Lamp, A21, 17W, 2700K | 2700 | 92 | 1600 | 94.1176 | 25000 | 17 | 1 | 14.32 | 14.32 | 16.8266 | 2020Q3 | https://www.rexelusa.com/usr/Root-Category/Lamps,-Bulbs,-Ballasts/Bulbs---LED/LED---Traditional/Lamps---A-Type/Cree-Lighting-A21-100W-P1-27K-E26-U1-LED-Lamp,-A21,-17W,-2700K/p/1284820?prevPageNumber=69 | Rexel Energy Solutions | 2020 | Yes
LED Lighting | A-Type | Rab | True |  | General Purpose Replacement | A21 | E26 (Medium) | Damp Location Rated,Recessed Fixtures Damp Location Rated,Recessed Fixtures Rab LED lamp in frosted finish, has plastic construction for added durability. The A21 arbitrary lamp with E26 medium base, has a voltage rating of 120-Volts. The 17-Watt lamp delivers soft white light output of 1600-Lumens with 2700K color temperature and 90 CRI. It has an average life of 25000 Hours. The lamp provides 230-Degree omni-directional beam angle for even light distribution. The dimmable lamp has an efficacy of 94 LPW and power factor of 0.9. It measures 3-Inch x 5-7/16-Inch. It is perfect for damp locations. Lamp meets UL, Energy Star, FCC, RoHS, Title CA 20, Title 24 Part 16, CEC Status standards. Rab A21-17-E26-927-DIM Dimmable A21 LED Lamp E26 Medium Base 17-Watt 1600-Lumens 90 CRI 2700K Soft White | 2700 | 93 | 1600 | 94.1176 | 25000 | 17 | 12 | 6.798 | 0.5665 | 0.66566 | 2020Q3 | https://www.standardelectric.com/lighting-1600000000/rab-a21-17-e26-927-dim-dimmable-a21-led-lamp-e26-medium-base-17-watt-1600-lumens-90-cri-2700k-soft-white-862223 | Standard Electric | 2020 | Yes
LED Lighting | A-Type | Rab | True |  | General Purpose Replacement | A21 | E26 (Medium) | Damp Location Rated,Recessed Fixtures Damp Location Rated,Recessed Fixtures Rab Shatterproof LED lamp has plastic construction for added durability. The A21 arbitrary lamp with E26 medium screw-in base, has a voltage rating of 120-Volts. The 17-Watt lamp delivers warm white light output of 1600-Lumens with 3000K color temperature and 90 CRI. It has an average life of 25000 Hours. The 230-Degree omni-directional beam angle provides even light distribution. The lamp has power factor of 0.9 and efficacy of 94.1 LPW. It measures 5-7/16-Inch x 3-Inch. It is suitable for residential and retail spaces. LED lamp meets UL, Energy Star 2.0, FCC, Title 24, Title CA 20, RoHS, CEC and IES LM-70 standards. Rab A21-17-E26-930-DIM Dimmable A21 Shatterproof LED Lamp E26 Medium Base 17-Watt 1600-Lumens 90 CRI 3000K Warm White | 3000 | 93 | 1600 | 94.1176 | 25000 | 17 | 12 | 7.004 | 0.58367 | 0.68583 | 2020Q3 | https://www.standardelectric.com/lighting-1600000000/rab-a21-17-e26-930-dim-dimmable-a21-shatterproof-led-lamp-e26-medium-base-17-watt-1600-lumens-90-cri-3000k-warm-white-890462 | Standard Electric | 2020 | Yes
LED Lighting | A-Type | Rab | True | Daylighting/Photocell, | General Purpose Replacement | A21 | E26 (Medium) | Damp Location Rated,Recessed Fixtures Damp Location Rated,Recessed Fixtures Rab LED lamp in frosted finish, has plastic construction for added durability. The A21 arbitrary lamp with E26 medium base, has a voltage rating of 120-Volts. The 17-Watt lamp delivers daylight output of 1600-Lumens with 5000K color temperature and 90 CRI. It has an average life of 25000 Hours. The lamp provides 230-Degree omni-directional beam angle for even light distribution. The dimmable lamp has an efficacy of 94 LPW and power factor of 0.9. It measures 3-Inch x 5-7/16-Inch. It is perfect for damp locations. Lamp meets UL, Energy Star, FCC, RoHS, Title CA 20, CEC Status standards. Rab A21-17-E26-950-DIM Dimmable A21 LED Lamp E26 Medium Base 17-Watt 1600-Lumens 90 CRI 5000K Daylight | 5000 | 95 | 1600 | 94.1176 | 25000 | 17 | 12 | 6.798 | 0.5665 | 0.66566 | 2020Q3 | https://www.standardelectric.com/lighting-1600000000/rab-a21-17-e26-950-dim-dimmable-a21-led-lamp-e26-medium-base-17-watt-1600-lumens-90-cri-5000k-daylight-820531 | Standard Electric | 2020 | Yes
LED Lighting | A-Type | Green Creative | True |  | General Purpose Replacement | A21 | GU24 | Damp Location Rated Damp Location Rated Topbulb » LED Bulbs » LED Standard Shape » GU24 Base » Green Creative 16332 - 17W A21 LED - 100W Equal - Warm White - GU24 This Green Creative 17 watt LED A21 with a GU24 base replaces a 60 watt equivalent incandescent, halogen or CFL without sacrificing lumen output or light quality and with a dramatic increase in rated life at 25,000 hours reducing maintenance costs. Designed and engineered for demanding commercial applications, this lamp meets the Energy Star V1.1 requirements for omnidirectional lamps by emitting 330° of evenly diffused light. This lamp features smooth dimming with existing dimmers. See the document below for additional information and specifications. LED Technology Notice Due to constantly evolving nature of LED technology, manufacturers will reserve the right to replace this product with next generation technology. We appreciate your understanding and acceptance of this policy. Utility/Government Incentives Documents Green Creative 17A21DIM/827/GU24 Specification Sheet About Green Creative Green Creative, founded in 2010, is a solid state lighting development and manufacturing company based in Silicon Valley, CA. The company offers a comprehensive line of high-performance LED solutions that have been adopted by some of the largest companies in the world. Green Creative focuses on professional-grade LED lamps and fixtures that meet the high standards of commercial, institutional and industrial installations. Anchored by strongly integrated R&D capabilities and patented technology, Green Creative's innovation, performance and reliability have been recognized year after year by the Illuminating Engineering Society Progress Report, the LEDs Magazine Sapphire Awards and Lighting for Tomorrow. 25000 Hours • Dimmable • Specification Grade Green Creative 16332 - 17W A21 LED - 100W Equal - Warm White - GU24 | 2700 | 82 | 1600 | 94.1176 | 25000 | 17 | 1 | 23.98 | 23.98 | 28.1774 | 2020Q3 | https://www.topbulb.com/green-creative-16332-17w-a21-led-100w-equal-warm-white-gu24 | Top Bulb | 2020 | Yes
LED Lighting | A-Type | Sylvania | True |  | A19/21 | E26 (Medium) | E26 (Medium) | Home / Light Bulbs / LED / LED A-Line / Sylvania - 78118 - LED17A21DIMO930UB Approved for Totally Enclosed Fixtures; Frosted Plastic; Indoor/Outdoor Damp Rated; Omnidirectional; CEC and JA8 Compliant 17W A21 LED Lamp - Universal - 1600 Lumens - Warm White (3000K) - 92 CRI - 25000 Hours - E26 (Medium) - 120 to 130V - Frost Sylvania - 78118 - LED17A21DIMO930UB | 3000 | 92 | 1600 | 94.1176 | 25000 | 17 | 1 | 11.25 | 11.25 | 13.2192 | 2020Q3 | https://shop.regencylighting.com/lamps/led/a-line/led17a21dimo930ub-78118.html | Regency Lighting | 2020 | Yes
LED Lighting | A-Type | Sylvania | True |  | A19/21 | E26 (Medium) | E26 (Medium) | Home / Light Bulbs / LED / Sylvania - 78118 - LED17A21DIMO930UB Approved for Totally Enclosed Fixtures; Frosted Plastic; Indoor/Outdoor Damp Rated; Omnidirectional; CEC and JA8 Compliant 17W A21 LED Lamp - Universal - 1600 Lumens - Warm White (3000K) - 92 CRI - 25000 Hours - E26 (Medium) - 120 to 130V - Frost Sylvania - 78118 - LED17A21DIMO930UB | 3000 | 92 | 1600 | 94.1176 | 25000 | 17 | 1 | 11.25 | 11.25 | 13.2192 | 2020Q3 | https://shop.regencylighting.com/lamps/led/led17a21dimo930ub-78118.html | Regency Lighting | 2020 | Yes
LED Lighting | A-Type | Cree | True | Daylighting/Photocell, |  | A21 | Medium (E26) | Description Upgrade your household light bulb to the incredible, longer-lasting LED technology of this LED A21 for focus-enhancing daylight white light. High CRI draws out the natural, rich hues Frosted lens for low glare Shatter-resistant Fully dimmable Color Corrected - CRI 90 - 1600 Lumens - 5000 Kelvin - Medium Base - 120 Volt - Cree TA21-16050MDFH25 LED A21 - 17 Watt - 100 Watt Equal - Daylight White | 5000 |  | 1600 | 94.1176 |  | 17 | 20 | 205.8 | 10.29 | 12.0911 | 2020Q3 | https://www.1000bulbs.com/product/211200/CREE-10208.html | 1000bulbs.com | 2020 | Yes
LED Lighting | A-Type | Cree Lighting | True |  |  | A-21 | Medium (E26) | LED A-Style Light Bulbs Cree Pro Series dimmable 17 watt 5000K A21 LED bulb generates as much light as a 100 watt incandescent bulbs. Title 20 compliant Omnidirectional light distribution No lead or mercury means easy and environmentally safe disposal Very long life - Rated to still put out 70% as much light after 25,000 hours of operation as it did when brand new Compatible with Lutron DVCL-153P and MACL-153M dimmers, a maximum of nine bulbs per circuit Not for use in enclosed or recessed fixtures because heat build up will shorten life. Do not “hot swap” this bulb. Turn off fixture before replacing existing bulb. Title 20 compliant Omnidirectional light distribution No lead or mercury means easy and environmentally safe disposal Very long life - Rated to still put out 70% as much light after 25,000 hours of operation as it did when brand new Compatible with Lutron DVCL-153P and MACL-153M dimmers, a maximum of nine bulbs per circuit Cree Pro Series Dimmable 17W 5000K A21 LED Bulb, 90 CRI, Title 20 Compliant | 5000 | 90 | 1600 | 94.1176 | 25000 | 17 | 12 | 11.69 | 0.97417 | 1.1447 | 2020Q3 | https://www.bulbs.com/product/A21-100W-P1-50K-E26-U1 | Bulbs.com | 2020 | Yes
LED Lighting | A-Type | Cree Lighting | True |  | A21 (Arbitrary) |  | E26 (Medium Screw) | Home Lamps, Bulbs, Ballasts Bulbs - LED LED - Traditional Lamps - A-Type LED Lamp, A21, 17 Watt (100W Replacement), 1600 Lumens, 5000K, >90 CRI. Dimmable to 5% with select dimmers ( Visit lighting.cree.com/dimming). ENERGY STAR® Certified, CEC California Title 20 JA-8 Certified. • Suitable for damp locations, but not for use where exposed directly to weather or water • Do not use in enclosed fixtures or recessed cans. Cree Lighting A21-100W-P1-50K-E26-U1 LED Lamp, A21, 17W, 5000K | 5000 | 90 | 1600 | 94.1176 |  | 17 | 1 | 13.9 | 13.9 | 16.333 | 2020Q3 | https://www.platt.com/platt-electric-supply/LED-Traditional-Lamps-A-Type/Cree-Lighting/A21-100W-P1-50K-E26-U1/product.aspx?zpid=1233076 | Platt | 2020 | Yes
LED Lighting | A-Type | Green Creative | True |  | A21 (Arbitrary) |  | Medium Screw (E26), Medium Screw (E26), Medium Screw (E26) | Home Lamps, Bulbs, Ballasts Bulbs - LED LED - Traditional Lamps - A-Type Dimmable LED Lamp, 17W, 120V, Bulb: A-Type (A21), Base: Medium Screw (E26), Lumens: 1600, CRI: 94, Color Temperature: 2700K, Rated Average Life: 25,000 Hrs. Green Creative 16332 Dimmable LED Lamp, 17W, 120V | 2700 | 80 | 1600 | 94.1176 |  | 17 | 1 | 6.73 | 6.73 | 7.908 | 2020Q3 | https://www.platt.com/platt-electric-supply/LED-Traditional-Lamps-A-Type/Green-Creative/16332/product.aspx?zpid=61245 | Platt | 2020 | Yes
LED Lighting | A-Type | Cree Lighting | True |  |  | A21 (Arbitrary) | E26 (Screw Base) | Home Lamps, Bulbs, Ballasts Bulbs - LED LED - Traditional Lamps - A-Type A21-100W-P1-50K-E26-U1 LED Lamp, A21, 17 Watt (100W Replacement), 1600 Lumens, 5000K, >90 CRI. Dimmable to 5% with select dimmers ( Visit lighting.cree.com/dimming). ENERGY STAR® Certified, CEC California Title 20 JA-8 Certified. • Suitable for damp locations, but not for use where exposed directly to weather or water • Do not use in enclosed fixtures or recessed cans. LED Lamp, A21, 17W, 5000K Cree Lighting A21-100W-P1-50K-E26-U1 LED Lamp, A21, 17W, 5000K | 5000 | 90 | 1600 | 94.1176 |  | 17 | 1 | 14.32 | 14.32 | 16.8266 | 2020Q3 | https://www.rexelusa.com/usr/Root-Category/Lamps,-Bulbs,-Ballasts/Bulbs---LED/LED---Traditional/Lamps---A-Type/Cree-Lighting-A21-100W-P1-50K-E26-U1-LED-Lamp,-A21,-17W,-5000K/p/1301757?prevPageNumber=28 | Rexel Energy Solutions | 2020 | Yes
LED Lighting | A-Type | Green Creative | True |  | LED | A21 | E26 (Medium) | Topbulb » LED Bulbs » LED Standard Shape » 100W Equal » Green Creative 16179 - 17W A21 LED - 100W Equal - Warm White This Green Creative 17 watt LED A21 replaces a 100 watt equivalent incandescent, halogen or CFL without sacrificing lumen output or light quality and with a dramatic increase in rated life at 25,000 hours reducing maintenance costs. Designed and engineered for demanding commercial applications, this lamp meets the Energy Star V1.1 requirements for omnidirectional lamps by emitting 330° of evenly diffused light. Features smooth dimming with most existing dimmers. Instant start and compatible with motion sensors. See the documents below for additional information and specifications. LED Technology Notice Due to constantly evolving nature of LED technology, manufacturers will reserve the right to replace this product with next generation technology. We appreciate your understanding and acceptance of this policy. Documents Green Creative 16179 Specification Sheet Green Creative 16179 Dimmer List About Green Creative Green Creative, founded in 2010, is a solid state lighting development and manufacturing company based in Silicon Valley, CA. The company offers a comprehensive line of high-performance LED solutions that have been adopted by some of the largest companies in the world. Green Creative focuses on professional-grade LED lamps and fixtures that meet the high standards of commercial, institutional and industrial installations. Anchored by strongly integrated R&D capabilities and patented technology, Green Creative's innovation, performance and reliability have been recognized year after year by the Illuminating Engineering Society Progress Report, the LEDs Magazine Sapphire Awards and Lighting for Tomorrow. WHILE SUPPLIES LAST • 25000 Hours • Dimmable • Specification Grade Green Creative 16179 - 17W A21 LED - 100W Equal - Warm White | 2700 | 80 | 1600 | 94.1176 | 25000 | 17 | 1 | 16.98 | 16.98 | 19.9522 | 2020Q3 | https://www.topbulb.com/green-creative-16179-17w-a21-led-100w-equal-warm-white | Top Bulb | 2020 | Yes
LED Lighting | A-Type | Brand Green Creative | True |  | General Purpose Replacement | A21 | GU24 | Damp Location Rated A21 100W Replacement Energy Star 330 Degree Spread Energy Star 3 Year Warranty, 25,000hr Lifetime Dimmable GU24 Base Mfg #17A21DIM/827/GU24 17W GU24 Enclosed 120V Dimmable A21, Energy Star, Package Of 6 | 2700 | 82 | 1600 | 94.1176 | 25000 | 17 | 6 | 141.96 | 23.66 | 27.8014 | 2020Q2 | https://hdsupplysolutions.com/p/led-00-75-10-35/17w-gu24-enclosed-120v-dimmable-a21-energy-star-package-of-6-p206197 | HD Supply | 2020 | Yes
LED Lighting | A-Type | Brand TCP | True |  | General Purpose Replacement | A21 | E26 (Medium) | Damp Location Rated Tcp® Cac Approved Led 17 Watt A21 2700k Replaces 100 Watt Tcp 17w Led Cac A21 Bulb Approved California Title 20 & Ja8 120 Volt Pkg Of 12 2700k 1600 Lumens E26 Medium Base Replaces 100 Watt Incandescent 25,000 Average Hour Life Dimmable Damp Location Rated 90 Cri Energy Star Rated Mfg # L100a21d2527kcq Mfg #L100A21D2527KCQ TCP® CAC Approved LED 17 Watt A21 2700k Replaces 100 Watt Pack Of 12 | 2700 | 91 | 1600 | 94.1176 | 25000 | 17 | 12 | 118.37 | 9.8642 | 11.5908 | 2020Q2 | https://hdsupplysolutions.com/p/led-00-75-10-35/tcp-cac-approved-led-17-watt-a21-2700k-replaces-100-watt-pack-of-12-p103500 | HD Supply | 2020 | Yes
LED Lighting | A-Type | Green Creative | True |  | General Purpose Replacement | A21 | GU24 | Damp Location Rated Home / Light Bulbs / LED / Green Creative - 16332 - 17A21DIM/827/GU24 Suitable for Totally Enclosed Fixtures; Suitable for Damp Locations 17W A21 LED Lamp - Universal - 1600 Lumens - Warm White (2700K) - 80 CRI - 25000 Hours - GU24 (Bi-Pin / Twist & Lock) - 120 to 130V Green Creative - 16332 - 17A21DIM/827/GU24 | 2700 | 82 | 1600 | 94.1176 | 25000 | 17 | 1 | 6.99 | 6.99 | 8.2135 | 2020Q2 | https://shop.regencylighting.com/lamps/led/17a21dim-827-gu24-16332-grc.html | Regency Lighting | 2020 | Yes
LED Lighting | A-Type | Green Creative | True |  | General Purpose Replacement | A21 | GU24 | Damp Location Rated Home / Light Bulbs / LED / LED A-Line / Green Creative - 16332 - 17A21DIM/827/GU24 Suitable for Totally Enclosed Fixtures; Suitable for Damp Locations 17W A21 LED Lamp - Universal - 1600 Lumens - Warm White (2700K) - 80 CRI - 25000 Hours - GU24 (Bi-Pin / Twist & Lock) - 120 to 130V Green Creative - 16332 - 17A21DIM/827/GU24 | 2700 | 82 | 1600 | 94.1176 | 25000 | 17 | 1 | 6.99 | 6.99 | 8.2135 | 2020Q2 | https://shop.regencylighting.com/lamps/led/a-line/17a21dim-827-gu24-16332-grc.html | Regency Lighting | 2020 | Yes
LED Lighting | A-Type | Maxlite | True |  | General Purpose Replacement | A21 | E26 (Medium) | Damp Location Rated,Not for Use in Recessed Fixtures Home / Light Bulbs / LED / LED A-Line / Maxlite - 1408663 - 17A21DLED927/JA8 JA8 Listed 17W A21 LED Lamp - Universal - 1600 Lumens - Warm White (2700K) - 91 CRI - 25000 Hours - E26 (Medium) - 120 to 130V Maxlite - 1408663 - 17A21DLED927/JA8 | 2700 | 91 | 1600 | 94.1176 | 25000 | 17 | 1 | 12.66 | 12.66 | 14.876 | 2020Q2 | https://shop.regencylighting.com/lamps/led/a-line/17a21dled927-ja8-mxt.html | Regency Lighting | 2020 | Yes
LED Lighting | A-Type | Maxlite | True |  | General Purpose Replacement | A21 | E26 (Medium) | Damp Location Rated,Use With Timers,Recessed Fixtures Home / Light Bulbs / LED / LED A-Line / Maxlite - 14099804 - E17A21D927/JA8 Enclosed Rated; Suitable for Damp Locations; JA8 Compliant; Energy Star Rated 17W A21 LED Lamp - Universal - 1600 Lumens - Warm White (2700K) - 92 CRI - 25000 Hours - E26 (Medium) - 120 to 130V - Frost Maxlite - 14099804 - E17A21D927/JA8 | 2700 | 93 | 1600 | 94.1176 | 25000 | 17 | 1 | 7.72 | 7.72 | 9.0713 | 2020Q2 | https://shop.regencylighting.com/lamps/led/a-line/e17a21d927-ja8-mxt.html | Regency Lighting | 2020 | Yes
LED Lighting | A-Type | Maxlite | True |  | General Purpose Replacement | A21 | E26 (Medium) | Damp Location Rated,Use With Timers,Recessed Fixtures Home / Light Bulbs / LED / LED A-Line / Maxlite - 14099805 - E17A21D930/JA8 Enclosed Rated 17W A21 LED Lamp - Universal - 1600 Lumens - Warm White (3000K) - 92 CRI - 25000 Hours - E26 (Medium) - 120 to 130V Maxlite - 14099805 - E17A21D930/JA8 | 3000 | 93 | 1600 | 94.1176 | 25000 | 17 | 1 | 7.72 | 7.72 | 9.0713 | 2020Q2 | https://shop.regencylighting.com/lamps/led/a-line/e17a21d930-ja8-mxt.html | Regency Lighting | 2020 | Yes
LED Lighting | A-Type | Sylvania | True |  | General Purpose Replacement | A21 | E26 (Medium) | Damp Location Rated Home / Light Bulbs / LED / LED A-Line / Sylvania - 78117 - LED17A21/DIM/O/927/U/B Approved for Totally Enclosed Fixtures; Frosted Plastic; Indoor/Outdoor Damp Rated; Omnidirectional; CEC and JA8 Compliant 17W A21 LED Lamp - Universal - 1600 Lumens - Warm White (2700K) - 92 CRI - 25000 Hours - E26 (Medium) - 120 to 130V - Frost Sylvania - 78117 - LED17A21/DIM/O/927/U/B | 2700 | 91 | 1600 | 94.1176 | 25000 | 17 | 1 | 10.79 | 10.79 | 12.6787 | 2020Q2 | https://shop.regencylighting.com/lamps/led/a-line/led17a21-dim-o-927-u-b-78117.html | Regency Lighting | 2020 | Yes
LED Lighting | A-Type | Sylvania | True | Daylighting/Photocell, | General Purpose Replacement | A21 | E26 (Medium) | Damp Location Rated Home / Light Bulbs / LED / LED A-Line / Sylvania - 78119 - LED17A21/DIM/O/950/U/B Approved for Totally Enclosed Fixtures; Frosted Plastic; Indoor/Outdoor Damp Rated; Omnidirectional; CEC and JA8 Compliant 17W A21 LED Lamp - Universal - 1600 Lumens - Daylight (5000K) - 92 CRI - 25000 Hours - E26 (Medium) - 120 to 130V - Frost Sylvania - 78119 - LED17A21/DIM/O/950/U/B | 5000 | 96 | 1600 | 94.1176 | 25000 | 17 | 1 | 10.79 | 10.79 | 12.6787 | 2020Q2 | https://shop.regencylighting.com/lamps/led/a-line/led17a21-dim-o-950-u-b-78119.html | Regency Lighting | 2020 | Yes
LED Lighting | A-Type | Sylvania | True |  | General Purpose Replacement | A21 | GU24 | Damp Location Rated Home / Light Bulbs / LED / LED A-Line / Sylvania - 40349 - LED17A21DIMO927GU24URP High CRI A-Line; CEC and JA8 Certified; Energy Star Rated; Damp Location Rated 17W A21 LED Lamp - Universal - 1600 Lumens - Warm White (2700K) - 92 CRI - 25000 hrs. - GU24 (Bi-Pin / Twist & Lock) - 120 to 130V - Frost Sylvania - 40349 - LED17A21DIMO927GU24URP | 2700 | 92 | 1600 | 94.1176 | 25000 | 17 | 1 | 10.29 | 10.29 | 12.0911 | 2020Q2 | https://shop.regencylighting.com/lamps/led/a-line/led17a21dimo927gu24urp-40349.html | Regency Lighting | 2020 | Yes
LED Lighting | A-Type | Sylvania | True |  | General Purpose Replacement | A21 | GU24 | Damp Location Rated Home / Light Bulbs / LED / LED A-Line / Sylvania - 40350 - LED17A21DIMO930GU24URP High CRI A-Line; CEC and JA8 Certified; Energy Star Rated; Damp Location Rated 17W A21 LED Lamp - Universal - 1600 Lumens - Warm White (3000K) - 92 CRI - 25000 hrs. - GU24 (Bi-Pin / Twist & Lock) - 120 to 130V - Frost Sylvania - 40350 - LED17A21DIMO930GU24URP | 3000 | 92 | 1600 | 94.1176 | 25000 | 17 | 1 | 10.29 | 10.29 | 12.0911 | 2020Q2 | https://shop.regencylighting.com/lamps/led/a-line/led17a21dimo930gu24urp-40350.html | Regency Lighting | 2020 | Yes
LED Lighting | A-Type | Sylvania | True |  | General Purpose Replacement | A21 | GU24 | Damp Location Rated Home / Light Bulbs / LED / LED A-Line / Sylvania - 40350 - LED17A21DIMO930GU24URP High CRI A-Line; CEC and JA8 Certified; Energy Star Rated; Damp Location Rated 17W A21 LED Lamp - Universal - 1600 Lumens - Warm White (3000K) - 92 CRI - 25000 hrs. - GU24 (Bi-Pin / Twist & Lock) - 120 to 130V - Frost Sylvania - 40350 - LED17A21DIMO930GU24URP | 3000 | 92 | 1600 | 94.1176 | 25000 | 17 | 1 | 10.29 | 10.29 | 12.0911 | 2020Q2 | https://shop.regencylighting.com/lamps/led/a-line/led17a21dimo950gu24urp-40351.html | Regency Lighting | 2020 | Yes
LED Lighting | A-Type | Maxlite | True |  | General Purpose Replacement | A21 | E26 (Medium) | Damp Location Rated,Use With Timers,Recessed Fixtures Home / Light Bulbs / LED / Maxlite - 14099804 - E17A21D927/JA8 Enclosed Rated; Suitable for Damp Locations; JA8 Compliant; Energy Star Rated 17W A21 LED Lamp - Universal - 1600 Lumens - Warm White (2700K) - 92 CRI - 25000 Hours - E26 (Medium) - 120 to 130V - Frost Maxlite - 14099804 - E17A21D927/JA8 | 2700 | 93 | 1600 | 94.1176 | 25000 | 17 | 1 | 7.72 | 7.72 | 9.0713 | 2020Q2 | https://shop.regencylighting.com/lamps/led/e17a21d927-ja8-mxt.html | Regency Lighting | 2020 | Yes
LED Lighting | A-Type | Maxlite | True |  | General Purpose Replacement | A21 | E26 (Medium) | Damp Location Rated,Use With Timers,Recessed Fixtures Home / Light Bulbs / LED / Maxlite - 14099805 - E17A21D930/JA8 Enclosed Rated 17W A21 LED Lamp - Universal - 1600 Lumens - Warm White (3000K) - 92 CRI - 25000 Hours - E26 (Medium) - 120 to 130V Maxlite - 14099805 - E17A21D930/JA8 | 3000 | 93 | 1600 | 94.1176 | 25000 | 17 | 1 | 7.72 | 7.72 | 9.0713 | 2020Q2 | https://shop.regencylighting.com/lamps/led/e17a21d930-ja8-mxt.html | Regency Lighting | 2020 | Yes
LED Lighting | A-Type | Sylvania | True |  | General Purpose Replacement | A21 | E26 (Medium) | Damp Location Rated Home / Light Bulbs / LED / Sylvania - 78117 - LED17A21/DIM/O/927/U/B Approved for Totally Enclosed Fixtures; Frosted Plastic; Indoor/Outdoor Damp Rated; Omnidirectional; CEC and JA8 Compliant 17W A21 LED Lamp - Universal - 1600 Lumens - Warm White (2700K) - 92 CRI - 25000 Hours - E26 (Medium) - 120 to 130V - Frost Sylvania - 78117 - LED17A21/DIM/O/927/U/B | 2700 | 91 | 1600 | 94.1176 | 25000 | 17 | 1 | 10.79 | 10.79 | 12.6787 | 2020Q2 | https://shop.regencylighting.com/lamps/led/led17a21-dim-o-927-u-b-78117.html | Regency Lighting | 2020 | Yes
LED Lighting | A-Type | Sylvania | True | Daylighting/Photocell, | General Purpose Replacement | A21 | E26 (Medium) | Damp Location Rated Home / Light Bulbs / LED / Sylvania - 78119 - LED17A21/DIM/O/950/U/B Approved for Totally Enclosed Fixtures; Frosted Plastic; Indoor/Outdoor Damp Rated; Omnidirectional; CEC and JA8 Compliant 17W A21 LED Lamp - Universal - 1600 Lumens - Daylight (5000K) - 92 CRI - 25000 Hours - E26 (Medium) - 120 to 130V - Frost Sylvania - 78119 - LED17A21/DIM/O/950/U/B | 5000 | 96 | 1600 | 94.1176 | 25000 | 17 | 1 | 10.79 | 10.79 | 12.6787 | 2020Q2 | https://shop.regencylighting.com/lamps/led/led17a21-dim-o-950-u-b-78119.html | Regency Lighting | 2020 | Yes
LED Lighting | A-Type | Sylvania | True |  | General Purpose Replacement | A21 | GU24 | Damp Location Rated Home / Light Bulbs / LED / Sylvania - 40349 - LED17A21DIMO927GU24URP High CRI A-Line; CEC and JA8 Certified; Energy Star Rated; Damp Location Rated 17W A21 LED Lamp - Universal - 1600 Lumens - Warm White (2700K) - 92 CRI - 25000 hrs. - GU24 (Bi-Pin / Twist & Lock) - 120 to 130V - Frost Sylvania - 40349 - LED17A21DIMO927GU24URP | 2700 | 92 | 1600 | 94.1176 | 25000 | 17 | 1 | 10.29 | 10.29 | 12.0911 | 2020Q2 | https://shop.regencylighting.com/lamps/led/led17a21dimo927gu24urp-40349.html | Regency Lighting | 2020 | Yes
LED Lighting | A-Type | Sylvania | True |  | General Purpose Replacement | A21 | GU24 | Damp Location Rated Home / Light Bulbs / LED / Sylvania - 40350 - LED17A21DIMO930GU24URP High CRI A-Line; CEC and JA8 Certified; Energy Star Rated; Damp Location Rated 17W A21 LED Lamp - Universal - 1600 Lumens - Warm White (3000K) - 92 CRI - 25000 hrs. - GU24 (Bi-Pin / Twist & Lock) - 120 to 130V - Frost Sylvania - 40350 - LED17A21DIMO930GU24URP | 3000 | 92 | 1600 | 94.1176 | 25000 | 17 | 1 | 10.29 | 10.29 | 12.0911 | 2020Q2 | https://shop.regencylighting.com/lamps/led/led17a21dimo930gu24urp-40350.html | Regency Lighting | 2020 | Yes
LED Lighting | A-Type | Sylvania | True |  | General Purpose Replacement | A21 | GU24 | Damp Location Rated Home / Light Bulbs / LED / Sylvania - 40350 - LED17A21DIMO930GU24URP High CRI A-Line; CEC and JA8 Certified; Energy Star Rated; Damp Location Rated 17W A21 LED Lamp - Universal - 1600 Lumens - Warm White (3000K) - 92 CRI - 25000 hrs. - GU24 (Bi-Pin / Twist & Lock) - 120 to 130V - Frost Sylvania - 40350 - LED17A21DIMO930GU24URP | 3000 | 92 | 1600 | 94.1176 | 25000 | 17 | 1 | 10.29 | 10.29 | 12.0911 | 2020Q2 | https://shop.regencylighting.com/lamps/led/led17a21dimo950gu24urp-40351.html | Regency Lighting | 2020 | Yes
LED Lighting | A-Type | Green Creative | True |  | General Purpose Replacement | A21 | GU24 | Damp Location Rated Home Bulbs A19 LED Light Bulbs 100W Equal - 17W - LED A21 bulb - 2700K Warm White - GU24 Back Description The Titanium series 17A21DIM/827/GU24 from Green Creative produces 1600 lumens, consumes 17 watts and illuminates a warm white color temperature in 2700K. The 17A21DIM/827/GU24 replaces 100 watt incandescent bulbs. Moreover, the bulb has a base type GU24 and is a smart choice for general lighting, downlighting and uplighting. Suitable for use in enclosed fixtures 220$ in energy savings Color equivalent to residential white color temperature Suitable for use in damp locations 40% more energy savings than CFL cULus classified and Energy Star 100W Equal - 17W - LED A21 bulb - 2700K Warm White - GU24 | 2700 | 82 | 1600 | 94.1176 | 25000 | 17 | 1 | 16.82 | 16.82 | 19.7641 | 2020Q2 | https://www.beeslighting.com/17A21DIM-827-GU24 | Bee's Lighting | 2020 | Yes
LED Lighting | A-Type | Cree Lighting | True |  | General Purpose Replacement | A21 | E26 (Medium) | Damp Location Rated,Not for Use in Recessed Fixtures HomeLamps, Bulbs, BallastsBulbs - LEDLED - TraditionalLamps - A-Type LED Lamp, A21, 17 Watt (100W Replacement), 1600 Lumens, 2700K, >90 CRI. Dimmable to 5% with select dimmers ( Visit lighting.cree.com/dimming). ENERGY STAR® Certified, CEC California Title 20 JA-8 Certified. • Suitable for damp locations, but not for use where exposed directly to weather or water • Do not use in enclosed fixtures or recessed cans. Cree Lighting A21-100W-P1-27K-E26-U1 LED Lamp, A21, 17W, 2700K | 2700 | 92 | 1600 | 94.1176 | 25000 | 17 | 1 | 13.89 | 13.89 | 16.3213 | 2020Q2 | https://www.platt.com/platt-electric-supply/LED-Traditional-Lamps-A-Type/Cree-Lighting/A21-100W-P1-27K-E26-U1/product.aspx?zpid=1220031 | Platt | 2020 | Yes
LED Lighting | A-Type | TCP | True |  | General Purpose Replacement | A21 | E26 (Medium) | Damp Location Rated HomeLamps, Bulbs, BallastsBulbs - LEDLED - TraditionalLamps - A-Type 17W A21 Lamp, Lumens: 1600, Color Temperature: 2700K, CRI: 90 TCP L100A21D2527KCQ 17W A21 Lamp, 2700K | 2700 | 91 | 1600 | 94.1176 | 25000 | 17 | 1 | 8.69 | 8.69 | 10.2111 | 2020Q2 | https://www.platt.com/platt-electric-supply/LED-Traditional-Lamps-A-Type/TCP/L100A21D2527KCQ/product.aspx?zpid=1446522 | Platt | 2020 | Yes
LED Lighting | A-Type | Green Creative | True |  | General Purpose Replacement | A21 | GU24 | Damp Location Rated Topbulb » LED Bulbs » LED Standard Shape » GU24 Base » Green Creative 16332 - 17W A21 LED - 100W Equal - Warm White - GU24 This Green Creative 17 watt LED A21 with a GU24 base replaces a 60 watt equivalent incandescent, halogen or CFL without sacrificing lumen output or light quality and with a dramatic increase in rated life at 25,000 hours reducing maintenance costs. Designed and engineered for demanding commercial applications, this lamp meets the Energy Star V1.1 requirements for omnidirectional lamps by emitting 330° of evenly diffused light. This lamp features smooth dimming with existing dimmers. See the document below for additional information and specifications. LED Technology Notice Due to constantly evolving nature of LED technology, manufacturers will reserve the right to replace this product with next generation technology. We appreciate your understanding and acceptance of this policy. Utility/Government Incentives Documents Green Creative 17A21DIM/827/GU24 Specification Sheet About Green Creative Green Creative, founded in 2010, is a solid state lighting development and manufacturing company based in Silicon Valley, CA. The company offers a comprehensive line of high-performance LED solutions that have been adopted by some of the largest companies in the world. Green Creative focuses on professional-grade LED lamps and fixtures that meet the high standards of commercial, institutional and industrial installations. Anchored by strongly integrated R&D capabilities and patented technology, Green Creative's innovation, performance and reliability have been recognized year after year by the Illuminating Engineering Society Progress Report, the LEDs Magazine Sapphire Awards and Lighting for Tomorrow. 25000 Hours • Dimmable • Specification Grade Green Creative 16332 - 17W A21 LED - 100W Equal - Warm White - GU24 | 2700 | 82 | 1600 | 94.1176 | 25000 | 17 | 1 | 23.98 | 23.98 | 28.1774 | 2020Q2 | https://www.topbulb.com/green-creative-16332-17w-a21-led-100w-equal-warm-white-gu24 | Top Bulb | 2020 | Yes
LED Lighting | A-Type | Green Creative | True |  |  | A21 |  | 100W incandescent replacement Smooth dimming with existing dimmers Suitable for use in totally enclosed fixtures More Information This TITANIUM LED SERIES A21 GU24 has been designed and engineered for demanding commercial applications. Features: Wattage: 17W LED Bulb Shape: A21 Bulb Base: GU24 Base Voltage: 120V Rated Life: 25,000 hours Color Temperature: 2700K Finish: White CRI: 80 Lumens: 1600 Beam Angle: 330 degrees 100W incandescent replacement Smooth dimming with existing dimmers Suitable for use in totally enclosed fixtures Model: 16332 *MFG Part Number*: 16332 This TITANIUM LED SERIES A21 GU24 has been designed and engineered for demanding commercial applications. Green Creative 17W A21 LED Bulb - GU24 Base, 120V | 2700 | 80 | 1600 | 94.1176 | 25000 | 17 | 1 | 23.82 | 23.82 | 27.9894 | 2020Q2 | https://www.lbclighting.com/led/light-bulb-led/grnc-16332.html | LBC Lighting | 2020 | Yes
LED Lighting | A-Type | Green Creative | True |  | LED | A21 | Medium (E26) | NOTICE: This Product Has Been Discontinued Please See the Following Comparable Products:Green Creative 98144 - 15W LED A21 - 2700K -- 15A21DIM/827 - 1600 Lumens - 82 CRI - 100W Incandescent Equivalent - 240° - 120VGreen Creative 97961 - 14W LED A21 - 2700K -- 14A21DIM/827 - E26 Medium Base - 100 Watt Incandescent Equivalent - 1600 Lumens - 120V - DimmableYou can also browse our entire inventory of: LED Light BulbsProduct Description The 17A21G4DIM/827 (16179), A21 LED from Green Creative, is an excellent choice for energy savings. Running on only 17 watt, this lamp replaces a 100 watt incandescent lamp, and has 40% savings over compact fluorescent bulbs. Armed with a 3 year warranty, this lamp is rated for 25,000 life hours. Producing a color temperature of 2700K, this bulb produces a warm white color temperature creating a warm inviting atmosphere. Green Creative 16179 17A21G4DIM/827 Features: Dimmable $220 savings per lamp UL listed 1600 lumens 17 Watt - 120V - E26 Medium Base - 2700K - Warm White - 1600 Lumens (Initial) - 330 Degree Beam Angle - 80 CRI - Dimmable Green Creative - 16179 - 17A21G4DIM/827 - A21 LED - 100 Watt Equivalent | 2700 | 80 | 1600 | 94.1176 | 25000 | 17 | 1 | 7.3 | 7.3 | 8.5778 | 2020Q2 | https://www.energyavenue.com/Green-Creative/16179 | Energy Avenue | 2020 | Yes
LED Lighting | A-Type | Green Creative | True |  | A21 (Arbitrary) |  | E26 (Medium Screw) | HomeLamps, Bulbs, BallastsBulbs - LEDLED - TraditionalLamps - A-Type Dimmable LED Lamp, 17W, 120V, Bulb: A-Type (A21), Base: Medium Screw (E26), Lumens: 1600, CRI: 94, Color Temperature: 2700K, Rated Average Life: 25,000 Hrs. Green Creative 16332 Dimmable LED Lamp, 17W, 120V | 2700 | 80 | 1600 | 94.1176 |  | 17 | 1 | 15.43 | 15.43 | 18.1308 | 2020Q2 | https://www.platt.com/platt-electric-supply/LED-Traditional-Lamps-A-Type/Green-Creative/16332/product.aspx?zpid=61245 | Platt | 2020 | Yes
LED Lighting | A-Type | Sylvania | True |  | A19/21 | E26 (Medium) | E26 (Medium) | Home / Light Bulbs / LED / LED A-Line / Sylvania - 78118 - LED17A21DIMO930UB Approved for Totally Enclosed Fixtures; Frosted Plastic; Indoor/Outdoor Damp Rated; Omnidirectional; CEC and JA8 Compliant 17W A21 LED Lamp - Universal - 1600 Lumens - Warm White (3000K) - 92 CRI - 25000 Hours - E26 (Medium) - 120 to 130V - Frost Sylvania - 78118 - LED17A21DIMO930UB | 3000 | 92 | 1600 | 94.1176 | 25000 | 17 | 1 | 10.79 | 10.79 | 12.6787 | 2020Q2 | https://shop.regencylighting.com/lamps/led/a-line/led17a21dimo930ub-78118.html | Regency Lighting | 2020 | Yes
LED Lighting | A-Type | Sylvania | True |  | A19/21 | E26 (Medium) | E26 (Medium) | Home / Light Bulbs / LED / Sylvania - 78118 - LED17A21DIMO930UB Approved for Totally Enclosed Fixtures; Frosted Plastic; Indoor/Outdoor Damp Rated; Omnidirectional; CEC and JA8 Compliant 17W A21 LED Lamp - Universal - 1600 Lumens - Warm White (3000K) - 92 CRI - 25000 Hours - E26 (Medium) - 120 to 130V - Frost Sylvania - 78118 - LED17A21DIMO930UB | 3000 | 92 | 1600 | 94.1176 | 25000 | 17 | 1 | 10.79 | 10.79 | 12.6787 | 2020Q2 | https://shop.regencylighting.com/lamps/led/led17a21dimo930ub-78118.html | Regency Lighting | 2020 | Yes
LED Lighting | A-Type | Green Creative | True |  | LED | A21 | E26 (Medium) | Topbulb » LED Bulbs » LED Standard Shape » 100W Equal » Green Creative 16179 - 17W A21 LED - 100W Equal - Warm White This Green Creative 17 watt LED A21 replaces a 100 watt equivalent incandescent, halogen or CFL without sacrificing lumen output or light quality and with a dramatic increase in rated life at 25,000 hours reducing maintenance costs. Designed and engineered for demanding commercial applications, this lamp meets the Energy Star V1.1 requirements for omnidirectional lamps by emitting 330° of evenly diffused light. Features smooth dimming with most existing dimmers. Instant start and compatible with motion sensors. See the documents below for additional information and specifications. LED Technology Notice Due to constantly evolving nature of LED technology, manufacturers will reserve the right to replace this product with next generation technology. We appreciate your understanding and acceptance of this policy. Documents Green Creative 16179 Specification Sheet Green Creative 16179 Dimmer List About Green Creative Green Creative, founded in 2010, is a solid state lighting development and manufacturing company based in Silicon Valley, CA. The company offers a comprehensive line of high-performance LED solutions that have been adopted by some of the largest companies in the world. Green Creative focuses on professional-grade LED lamps and fixtures that meet the high standards of commercial, institutional and industrial installations. Anchored by strongly integrated R&D capabilities and patented technology, Green Creative's innovation, performance and reliability have been recognized year after year by the Illuminating Engineering Society Progress Report, the LEDs Magazine Sapphire Awards and Lighting for Tomorrow. WHILE SUPPLIES LAST • 25000 Hours • Dimmable • Specification Grade Green Creative 16179 - 17W A21 LED - 100W Equal - Warm White | 2700 | 80 | 1600 | 94.1176 | 25000 | 17 | 1 | 16.98 | 16.98 | 19.9522 | 2020Q2 | https://www.topbulb.com/green-creative-16179-17w-a21-led-100w-equal-warm-white | Top Bulb | 2020 | Yes
LED Lighting | A-Type | Philips | True |  | A19/21 | E26 (Medium) | E26 (Medium) | Home / Light Bulbs / LED / Philips - 453365 - 20A21/END/2700 3W DIM 120V 3 Way A21 LED Lamp; 30/70/100 Incandescent Equivalent; Energy Star Rated 5/9/20W 3-Way LED Lamp - Universal - 470/840/1620 Lumens - Warm White (2700K) - 80 CRI - 25000 Hours - E26 (Medium) - 120 to 130V Philips - 453365 - 20A21/END/2700 3W DIM 120V | 2700 | 80 | 470 | 94 | 25000 | 5 | 1 | 13 | 13 | 15.2755 | 2020Q3 | https://shop.regencylighting.com/lamps/led/20a21-end-2700-3w-dim-120v-45336-5.html | Regency Lighting | 2020 | Yes
LED Lighting | A-Type | Philips | True |  | A19/21 | E26 (Medium) | E26 (Medium) | Home / Light Bulbs / LED / LED A-Line / Philips - 453365 - 20A21/END/2700 3W DIM 120V 3 Way A21 LED Lamp; 30/70/100 Incandescent Equivalent; Energy Star Rated 5/9/20W 3-Way LED Lamp - Universal - 470/840/1620 Lumens - Warm White (2700K) - 80 CRI - 25000 Hours - E26 (Medium) - 120 to 130V Philips - 453365 - 20A21/END/2700 3W DIM 120V | 2700 | 80 | 470 | 94 | 25000 | 5 | 1 | 13 | 13 | 15.2755 | 2020Q3 | https://shop.regencylighting.com/lamps/led/a-line/20a21-end-2700-3w-dim-120v-45336-5.html | Regency Lighting | 2020 | Yes
LED Lighting | A-Type | Standard Products | True |  | LED | A19 | GU24 | Topbulb » LED Bulbs » LED Standard Shape » GU24 Base » Standard - 9W LED - 60 Equal - GU24 Base - 3000K Use this 9 watt LED to produce 60 watt equivalent light in fixtures with GU24 sockets. Excellent energy saving, long life choice for hospitality, schools or other applications where the unique base type will discourage theft. This bulb produces high quality illumination with crisp white light and a strong color rendering index of 84. See the document below for complete specifications and dimmer compatibility. Shipping Notice This item has certain shipping restrictions. Please refer to specifications table on this page for restricted shipping zones. LED Technology Notice Due to constantly evolving nature of LED technology, manufacturers will reserve the right to replace this product with next generation technology. We appreciate your understanding and acceptance of this policy. Utility/Government Incentives Documents Standard 64536 Specifications and Dimmer List About Standard Standard Products Inc., head office located in Montreal, Canada, supplies a full range of lighting solutions to the North American market. Standard surpasses market norms on quality products and innovative ideas across their entire line of lamps. Standard Products Inc. is a Gold Standard Winner as one of Canada's Best Managed Companies. 25,000 Hours • Halogen-White Light • CRI 84 Standard - 9W LED - 60 Equal - GU24 Base - 3000K | 3000 | 84 | 837 | 93 | 25000 | 9 | 1 | 6.75 | 6.75 | 7.9315 | 2020Q3 | https://www.topbulb.com/standard-9w-led-60-equal-gu24-base-3000k | Top Bulb | 2020 | Yes
LED Lighting | A-Type | Standard Products | True |  | LED | A19 | GU24 | Topbulb » LED Bulbs » LED Standard Shape » GU24 Base » Standard - 9W LED - 60 Equal - GU24 Base - 3000K Use this 9 watt LED to produce 60 watt equivalent light in fixtures with GU24 sockets. Excellent energy saving, long life choice for hospitality, schools or other applications where the unique base type will discourage theft. This bulb produces high quality illumination with crisp white light and a strong color rendering index of 84. See the document below for complete specifications and dimmer compatibility. Shipping Notice This item will not ship to Canada. LED Technology Notice Due to constantly evolving nature of LED technology, manufacturers will reserve the right to replace this product with next generation technology. We appreciate your understanding and acceptance of this policy. Utility/Government Incentives Documents Standard 64536 Specifications and Dimmer List About Standard Standard Products Inc., head office located in Montreal, Canada, supplies a full range of lighting solutions to the North American market. Standard surpasses market norms on quality products and innovative ideas across their entire line of lamps. Standard Products Inc. is a Gold Standard Winner as one of Canada's Best Managed Companies. 25,000 Hours • Halogen-White Light • CRI 84 Standard - 9W LED - 60 Equal - GU24 Base - 3000K | 3000 | 84 | 837 | 93 | 25000 | 9 | 1 | 6.75 | 6.75 | 7.9315 | 2020Q2 | https://www.topbulb.com/standard-9w-led-60-equal-gu24-base-3000k | Top Bulb | 2020 | Yes
LED Lighting | A-Type | Brand TCP | True |  | General Purpose Replacement | A19 | E26 (Medium) | Damp Location Rated Damp Location Rated TCP® 10 Watt LED A-19 Bulb 120 Volt Medium Base 4,100 Kelvin 900 Lumens 82 CRI 25,000 Average Hour Life Dimmable Replaces 60W Incandescent Bulb Mfg #L9A19D2541K LED Bulb TCP 10W A19 60W Equivalent 4100K Dimmable | 4000 | 83 | 825 | 91.6667 | 25000 | 9 | 1 | 6.49 | 6.49 | 7.626 | 2020Q3 | https://hdsupplysolutions.com/p/led-00-75-10-35/led-bulb-tcp-10w-a19-60w-equivalent-4100k-dimmable-p328462 | HD Supply | 2020 | Yes
LED Lighting | A-Type | Brand TCP | True |  | General Purpose Replacement | A19 | E26 (Medium) | Damp Location Rated Damp Location Rated TCP 10 Watt Omni Directional LED A-19 Bulb 120 Volt Medium Base 5,000 Kelvin 900 Lumens 82 CRI 25,000 Average Hour Life 270° Dimmable Replaces 60W Incandescent Bulb Mfg #LED10A19DOD50K Mfg #L9A19D2550K LED Bulb TCP 10W Omni-Directional A19 60W Equivalent 5000K Dim Package Of 12 | 5000 | 86 | 825 | 91.6667 | 25000 | 9 | 12 | 217.25 | 18.1042 | 21.2731 | 2020Q3 | https://hdsupplysolutions.com/p/led-00-75-10-35/led-bulb-tcp-10w-omni-directional-a19-60w-equivalent-5000k-dim-package-of-12-p159447 | HD Supply | 2020 | Yes
LED Lighting | A-Type | Brand TCP | True |  | General Purpose Replacement | A19 | E26 (Medium) | Damp Location Rated Damp Location Rated TCP® 9 Watt A-19 LED Bulb Medium Base 120 Volt 4,100 Kelvin 850 Lumens 80 CRI 25,000 Average Hour Life Dimmable Replaces 60W Incandescent Bulb Mfg #L9A19D2541K4 TCP® 9 Watt A-19 LED Bulb, Medium Base, 4100 Kelvin, 850 Lumens, Package of 4 | 4000 | 83 | 825 | 91.6667 | 25000 | 9 | 1 | 25.16 | 25.16 | 29.564 | 2020Q3 | https://hdsupplysolutions.com/p/led-00-75-10-35/tcp-9-watt-a-19-led-bulb-medium-base-4100-kelvin-850-lumens-package-of-4-p112955 | HD Supply | 2020 | Yes
LED Lighting | A-Type | TCP | True |  | General Purpose Replacement | A19 | E26 (Medium) | Damp Location Rated Damp Location Rated Home / Light Bulbs / LED / LED A-Line / TCP - L9A19D1541K Energy Star; Durable Plastic Housing; Enclosed Fixture Rated; Damp Location Rated 9W A19 LED Lamp - Universal - 825 Lumens - Cool White (4100K) - 80 CRI - 15000 Hours - E26 (Medium) - 120 to 130V TCP - L9A19D1541K | 4000 | 83 | 825 | 91.6667 | 15000 | 9 | 1 | 3.26 | 3.26 | 3.8306 | 2020Q3 | https://shop.regencylighting.com/lamps/led/a-line/l9a19d1541k-tcp.html | Regency Lighting | 2020 | Yes
LED Lighting | A-Type | TCP | True | Daylighting/Photocell, | General Purpose Replacement | A19 | E26 (Medium) | Damp Location Rated Damp Location Rated Home / Light Bulbs / LED / LED A-Line / TCP - L9A19D1550K Energy Star; Durable Plastic Housing; Enclosed Fixture Rated; Damp Location Rated 9W A19 LED Lamp - Universal - 825 Lumens - Daylight (5000K) - 80 CRI - 15000 Hours - E26 (Medium) - 120 to 130V TCP - L9A19D1550K | 5000 | 86 | 825 | 91.6667 | 15000 | 9 | 1 | 3.26 | 3.26 | 3.8306 | 2020Q3 | https://shop.regencylighting.com/lamps/led/a-line/l9a19d1550k-tcp.html | Regency Lighting | 2020 | Yes
LED Lighting | A-Type | TCP | True |  | General Purpose Replacement | A19 | E26 (Medium) | Damp Location Rated Damp Location Rated Home / Light Bulbs / LED / LED A-Line / TCP - L9A19D2541K Energy Star; Durable Plastic Housing; Enclosed Fixture Rated; Damp Location Rated 9W A19 LED Lamp - Universal - 825 Lumens - Cool White (4100K) - 80 CRI - 25000 Hours - E26 (Medium) - 120 to 130V TCP - L9A19D2541K | 4000 | 83 | 825 | 91.6667 | 25000 | 9 | 1 | 3.26 | 3.26 | 3.8306 | 2020Q3 | https://shop.regencylighting.com/lamps/led/a-line/l9a19d2541k-tcp.html | Regency Lighting | 2020 | Yes
LED Lighting | A-Type | TCP | True | Daylighting/Photocell, | General Purpose Replacement | A19 | E26 (Medium) | Damp Location Rated Damp Location Rated Home / Light Bulbs / LED / LED A-Line / TCP - L9A19D2550K Energy Star; Durable Plastic Housing; Enclosed Fixture Rated; Damp Location Rated 9W A19 LED Lamp - Universal - 825 Lumens - Daylight (5000K) - 80 CRI - 25000 Hours - E26 (Medium) - 120 to 130V TCP - L9A19D2550K | 5000 | 86 | 825 | 91.6667 | 25000 | 9 | 1 | 3.26 | 3.26 | 3.8306 | 2020Q3 | https://shop.regencylighting.com/lamps/led/a-line/l9a19d2550k-tcp.html | Regency Lighting | 2020 | Yes
LED Lighting | A-Type | TCP | True |  | General Purpose Replacement | A19 | E26 (Medium) | Damp Location Rated Damp Location Rated Home / Light Bulbs / LED / TCP - L9A19D1541K Energy Star; Durable Plastic Housing; Enclosed Fixture Rated; Damp Location Rated 9W A19 LED Lamp - Universal - 825 Lumens - Cool White (4100K) - 80 CRI - 15000 Hours - E26 (Medium) - 120 to 130V TCP - L9A19D1541K | 4000 | 83 | 825 | 91.6667 | 15000 | 9 | 1 | 3.26 | 3.26 | 3.8306 | 2020Q3 | https://shop.regencylighting.com/lamps/led/l9a19d1541k-tcp.html | Regency Lighting | 2020 | Yes
LED Lighting | A-Type | TCP | True | Daylighting/Photocell, | General Purpose Replacement | A19 | E26 (Medium) | Damp Location Rated Damp Location Rated Home / Light Bulbs / LED / TCP - L9A19D1550K Energy Star; Durable Plastic Housing; Enclosed Fixture Rated; Damp Location Rated 9W A19 LED Lamp - Universal - 825 Lumens - Daylight (5000K) - 80 CRI - 15000 Hours - E26 (Medium) - 120 to 130V TCP - L9A19D1550K | 5000 | 86 | 825 | 91.6667 | 15000 | 9 | 1 | 3.26 | 3.26 | 3.8306 | 2020Q3 | https://shop.regencylighting.com/lamps/led/l9a19d1550k-tcp.html | Regency Lighting | 2020 | Yes
LED Lighting | A-Type | TCP | True |  | General Purpose Replacement | A19 | E26 (Medium) | Damp Location Rated Damp Location Rated Home / Light Bulbs / LED / TCP - L9A19D2541K Energy Star; Durable Plastic Housing; Enclosed Fixture Rated; Damp Location Rated 9W A19 LED Lamp - Universal - 825 Lumens - Cool White (4100K) - 80 CRI - 25000 Hours - E26 (Medium) - 120 to 130V TCP - L9A19D2541K | 4000 | 83 | 825 | 91.6667 | 25000 | 9 | 1 | 3.26 | 3.26 | 3.8306 | 2020Q3 | https://shop.regencylighting.com/lamps/led/l9a19d2541k-tcp.html | Regency Lighting | 2020 | Yes
LED Lighting | A-Type | TCP | True | Daylighting/Photocell, | General Purpose Replacement | A19 | E26 (Medium) | Damp Location Rated Damp Location Rated Home / Light Bulbs / LED / TCP - L9A19D2550K Energy Star; Durable Plastic Housing; Enclosed Fixture Rated; Damp Location Rated 9W A19 LED Lamp - Universal - 825 Lumens - Daylight (5000K) - 80 CRI - 25000 Hours - E26 (Medium) - 120 to 130V TCP - L9A19D2550K | 5000 | 86 | 825 | 91.6667 | 25000 | 9 | 1 | 3.26 | 3.26 | 3.8306 | 2020Q3 | https://shop.regencylighting.com/lamps/led/l9a19d2550k-tcp.html | Regency Lighting | 2020 | Yes
LED Lighting | A-Type | TCP | True |  | General Purpose Replacement | A19 | E26 (Medium) | Damp Location Rated Damp Location Rated Description This shatter resistant LED A19 is excellent for ceiling fixtures, floor lamps, and general light application. Less heat conserving more energy Long life to lower replacements Dimmable down to 13% 825 Lumens - 4100 Kelvin - 120 Volt - TCP L9A19D2541K LED A19 - 9 Watt - 60 Watt Equal - Cool White | 4000 | 83 | 825 | 91.6667 | 25000 | 9 | 12 | 27.84 | 2.32 | 2.7261 | 2020Q3 | https://www.1000bulbs.com/product/202032/TCP-10078.html | 1000bulbs.com | 2020 | Yes
LED Lighting | A-Type | TCP | True | Daylighting/Photocell, | General Purpose Replacement | A19 | E26 (Medium) | Damp Location Rated Damp Location Rated Description Switch to this 9-Watt LED A19 bulb and save up to 85 percent on energy compared to a 60-Watt incandescent bulb. Bright daylight white color Shatter-resistant lens Ideal for task lighting Dimmable 825 Lumens - 5000 Kelvin - 120 Volt - TCP L9A19D2550K LED A19 - 9 Watt - 60 Watt Equal - Daylight White | 5000 | 86 | 825 | 91.6667 | 25000 | 9 | 12 | 27.84 | 2.32 | 2.7261 | 2020Q3 | https://www.1000bulbs.com/product/203438/TCP-10120.html | 1000bulbs.com | 2020 | Yes
LED Lighting | A-Type | TCP | True |  | General Purpose Replacement | A19 | E26 (Medium) | Damp Location Rated Damp Location Rated TCP 9-Watt E26 Medium screw-in base LED lamp with frosted lens finished lens, offers light output of 850 Lumens. This A19 arbitrary shape lamp has voltage rating of 120-Volt AC at 50/60-Hz. It has color rendering index of 80. This lamp with 4100K color temperature rating radiates cool white light to the surrounding. It offers omni-directional light distribution at an angle of 230-degree. This dimmable lamp has a dimension of 4.3-Inch x 2.3-Inch. It has efficacy of 94.4 LPW. This shatter-resistant lamp is ideal for damp locations. It has an operating temperature range of 40 deg C and starting temperature range of -30 deg C. This lamp is suitable for general lighting, table lamps, floor lamps, sconces, ceiling fixtures and decorative fixtures. It has average life of 25000 hours. Lamp is UL-cULus listed and Energy Star qualified. TCP L9A19D2541K Dimmable A19 LED Lamp 9-Watt E26 Medium Base 850-Lumens 80 CRI 4100K Cool White | 4000 | 83 | 825 | 91.6667 | 25000 | 9 | 12 | 4.8 | 0.4 | 0.47002 | 2020Q3 | https://www.ew-ne.com/lighting-1600000000/tcp-l9a19d2541k-dimmable-a19-led-lamp-9-watt-e26-medium-base-850-lumens-80-cri-4100k-cool-white-642503 | Electrical Wholesalers Inc | 2020 | Yes
LED Lighting | A-Type | Manufacturer: TCP | True | Daylighting/Photocell, | General Purpose Replacement | A19 | E26 (Medium) | Damp Location Rated Damp Location Rated Home > LED Light Bulbs > LED A19 Bulbs > 600-900 Lumens (60W Equal) > 5000K Daylight > 9 Watt 875 Lumen Dimmable LED A19 Light Bulb 5000K Product Specifications - Quick Reference Input Voltage: Lumens: 120 Volt AC 875 Lumens Dimensions: Dimmable: 2.4" W x 4.3" MOL Yes LED Color: 5000K Daylight Life Time: 25,000 Hours Power Consumption: Luminous Efficacy: 9 Watts 97.2 lm/W CRI: Certifications: 80 CRI UL listed, RoHS, Energy Star Built off a 20-year history of producing energy efficient lighting, Technical Consumer Products, Inc. (TCP) is excited to announce its most advanced and comprehensive lineup of LED lamps: the LED Elite Series. With TCPs dedication to manufacturing high quality, state-of-the-art lighting, combined with excellent high color rendering index (CRI), smooth dimming capabilities and new shatterproof smooth housing (which gives the appearance of traditional halogen bulbs), the LED Elite Series bulbs are a perfect choice to transform nearly every lighted environment into something extraordinary. This is the TCP, LED Elite Dimmable A19 lamp with 230 Degree Beam Angle, and it comes with a color temperature of 5000 K (Kelvin). UL approved, RoHS compliant, and Energy Star Qualified, the TCP L9A19D2550K (a replacement of TCP LED10A19D50K and LED10A19DOD50K) offers a very durable, solid state lighting technology that significantly reduces lighting service and maintenance costs. These Dimmable LED A19 light bulbs consume up to 80% LESS energy than a standard 60A19 60-watt incandescent. These LED A19 bulbs do not contain Mercury or any other harmful substance, generate no IR or UV rays and carry a 5 Year Limited Warranty. TCPs LED A19 lamps have the highest light output, best dimmability (100% down to 5%) and are the most efficient LED A19 lamps available today. Consuming just 9 watts of 120 volt energy, this A19 lamp generates 875 lumens, that's 97.2 Lumens per watt. This 60 watt equivalent LED A19 bulb is rated for enclosed fixtures, 25,000 hours with a minimum starting temperature of -30 degrees Celsius and measures 4.3" MOL and 2.4" in diameter. Click here to see the TCP LED Elite A19 Series Specification Sheet. Typical Applications Typical applications for the TCP L9A19D2550K, Elite Dimmable A19 LED light bulbs include dimmable general lighting, table lamps, sconces, floor lamps and ceiling fixtures. TCP 9 Watt 875 Lumen Dimmable LED A19 Light Bulb 5000K | 5000 | 86 | 825 | 91.6667 | 25000 | 9 | 1 | 3.14 | 3.14 | 3.6896 | 2020Q3 | https://www.greenelectricalsupply.com/9-watt-dimmable-daylight-5000k-led-a19-light-bulbs.aspx | Green Electrical Supply | 2020 | Yes
LED Lighting | A-Type | Manufacturer: TCP | True |  | General Purpose Replacement | A19 | E26 (Medium) | Damp Location Rated Damp Location Rated Home > Energy Star Qualified Products > 9 Watt 850 Lumen Dimmable All Purpose LED A19 Light Bulb 4100K Product Specifications - Quick Reference Input Voltage: Lumens: 120 Volt AC 850 Lumens Dimensions: Dimmable: 2.4" W x 4.3" MOL Yes - Dimmable LED Color: 4100K Cool White Life Time: 15,000 Hours Power Consumption: Luminous Efficacy: 9 Watts 94.4 lm/W CRI: Certifications: 80 CRI UL listed Built off a 20-year history of producing energy efficient lighting, Technical Consumer Products, Inc. (TCP) is excited to announce its most advanced and comprehensive lineup of LED lamps: the LED Elite Series. With TCPs dedication to manufacturing high quality, state-of-the-art lighting, combined with excellent high color rendering index (CRI) and new shatterproof smooth housing (which gives the appearance of traditional halogen bulbs), the LED Elite Series bulbs are a perfect choice to transform nearly every lighted environment into something extraordinary. This is the TCP, LED Elite All-Purpose Dimmable A19 lamp with 230 Degree Beam Angle, and it comes with a color temperature of 4100 Kelvin (K). UL approved, the TCP L9A19D1541K (the factory replacement for the LED9A19D41K) offers a very durable, solid state lighting technology that significantly reduces lighting service and maintenance costs. These Dimmable LED A19 bulbs consume up to 80% LESS energy than a standard 60A19 60-watt incandescent. These LED A19 bulbs do not contain Mercury or any other harmful substance, generate no IR or UV rays and carry a 3 Year Limited Warranty. TCPs LED A19 lamps have the highest light output, best dimmability (100% down to 5%) and are the most efficient LED A19 light bulbs available today. Consuming just 9 watts of 120 volt energy, this A19 bulb generates 850 lumens, that's 94.4 Lumens per watt. This 60 watt equivalent A19 LED bulb can be used in outdoor fixtures when protected from the elements, has a rated life of 15,000 hours with a minimum starting temperature of -30 degrees Celsius and measures 4.3" MOL and 2.4" in diameter. Click here to see the TCP LED Elite All Purpose A19 Series Specification Sheet. Typical Applications Typical applications for the TCP L9A19D1541K, Elite dimmable A19 LED light bulbs include general indoor or outdoor lighting, table lamps, sconces, floor lamps and ceiling fixtures. TCP 9 Watt 850 Lumen Dimmable All Purpose LED A19 Light Bulb 4100K | 4000 | 83 | 825 | 91.6667 | 15000 | 9 | 1 | 2.56 | 2.56 | 3.0081 | 2020Q3 | https://www.greenelectricalsupply.com/9-watt-led-dimmable-enclosed-rated-a19-4100k.aspx | Green Electrical Supply | 2020 | Yes
LED Lighting | A-Type | Manufacturer: TCP | True | Daylighting/Photocell, | General Purpose Replacement | A19 | E26 (Medium) | Damp Location Rated Damp Location Rated Home > Energy Star Qualified Products > 9 Watt 850 Lumen Dimmable All Purpose LED A19 Light Bulb 5000K Product Specifications - Quick Reference Input Voltage: Lumens: 120 Volt AC 850 Lumens Dimensions: Dimmable: 2.4" W x 4.3" MOL Yes - Dimmable LED Color: 5000K Daylight Life Time: 15,000 Hours Power Consumption: Luminous Efficacy: 9 Watts 94.4 lm/W CRI: Certifications: 80 CRI UL listed Built off a 20-year history of producing energy efficient lighting, Technical Consumer Products, Inc. (TCP) is excited to announce its most advanced and comprehensive lineup of LED lamps: the LED Elite Series. With TCPs dedication to manufacturing high quality, state-of-the-art lighting, combined with excellent high color rendering index (CRI) and new shatterproof smooth housing (which gives the appearance of traditional halogen bulbs), the LED Elite Series bulbs are a perfect choice to transform nearly every lighted environment into something extraordinary. This is the TCP, LED Elite All-Purpose Dimmable A19 lamp with 230 Degree Beam Angle, and it comes with a color temperature of 5000 Kelvin (K). UL approved, the TCP L9A19D1550K (the factory replacement for the LED9A19D50K) offers a very durable, solid state lighting technology that significantly reduces lighting service and maintenance costs. These Dimmable LED A19 light bulbs consume up to 80% LESS energy than a standard 60A19 60-watt incandescent. These LED A19 bulbs do not contain Mercury or any other harmful substance, generate no IR or UV rays and carry a 3 Year Limited Warranty. TCPs LED A19 lamps have the highest light output, best dimmability (100% down to 5%) and are the most efficient LED A19 light bulbs available today. Consuming just 9 watts of 120 volt energy, this A19 lamp generates 850 lumens, that's 94.4 Lumens per watt. This 60 watt equivalent A19 LED bulb can be used in outdoor fixtures when protected from the elements, has a rated life of 15,000 hours with a minimum starting temperature of -30 degrees Celsius and measures 4.4" MOL and 2.4" in diameter. Click here to see the TCP LED Elite All Purpose A19 Series Specification Sheet. Typical Applications Typical applications for the TCP L9A19D1550K, Elite dimmable A19 LED light bulbs include general indoor or outdoor lighting, table lamps, sconces, floor lamps and ceiling fixtures. TCP 9 Watt 850 Lumen Dimmable All Purpose LED A19 Light Bulb 5000K | 5000 | 86 | 825 | 91.6667 | 15000 | 9 | 1 | 2.56 | 2.56 | 3.0081 | 2020Q3 | https://www.greenelectricalsupply.com/9-watt-led-dimmable-enclosed-rated-a19-5000k.aspx | Green Electrical Supply | 2020 | Yes
LED Lighting | A-Type | Manufacturer: TCP | True |  | General Purpose Replacement | A19 | E26 (Medium) | Damp Location Rated Damp Location Rated Home > Energy Star Qualified Products > 9 Watt 850 Lumen Dimmable LED A19 Light Bulb 4100K Product Specifications - Quick Reference Input Voltage: Lumens: 120 Volt AC 850 Lumens Dimensions: Dimmable: 2.4" W x 4.3" MOL Yes LED Color: 4100K Cool White Life Time: 25,000 Hours Power Consumption: Luminous Efficacy: 9 Watts 94.4 lm/W CRI: Certifications: 80 CRI UL listed, RoHS, Energy Star Built off a 20-year history of producing energy efficient lighting, Technical Consumer Products, Inc. (TCP) is excited to announce its most advanced and comprehensive lineup of LED lamps: the LED Elite Series. With TCPs dedication to manufacturing high quality, state-of-the-art lighting, combined with excellent high color rendering index (CRI), smooth dimming capabilities and new shatterproof smooth housing (which gives the appearance of traditional halogen bulbs), the LED Elite Series bulbs are a perfect choice to transform nearly every lighted environment into something extraordinary. This is the TCP, LED Elite Dimmable A19 lamp with 230 Degree Beam Angle, and it comes with a color temperature of 4100 Kelvin (K). UL approved, RoHS compliant, and Energy Star Qualified, the TCP L9A19D2541K (a replacement of TCP LED10A19D41K and LED10A19DOD41K) offers a very durable, solid state lighting technology that significantly reduces lighting service and maintenance costs. These Dimmable LED A19 light bulbs consume up to 80% LESS energy than a standard 60A19 60-watt incandescent. These LED A19 bulbs do not contain Mercury or any other harmful substance, generate no IR or UV rays and carry a 5 Year Limited Warranty. TCPs LED A19 lamps have the highest light output, best dimmability (100% down to 5%) and are the most efficient LED A19 lamps available today. Consuming just 9 watts of 120 volt energy, this A19 bulb generates 850 lumens, that's 94.4 Lumens per watt. This LED A19 lamp is rated for enclosed fixtures, 25,000 hours with a minimum starting temperature of -30 degrees Celsius and measures 4.3" MOL and 2.4" in diameter. Click here to see the TCP LED Elite A19 Series Specification Sheet. Typical Applications Typical applications for the TCP L9A19D2541K, Elite Dimmable A19 LED light bulbs include dimmable general lighting, table lamps, sconces, floor lamps and ceiling fixtures. TCP 9 Watt 850 Lumen Dimmable LED A19 Light Bulb 4100K | 4000 | 83 | 825 | 91.6667 | 25000 | 9 | 1 | 3.14 | 3.14 | 3.6896 | 2020Q3 | https://www.greenelectricalsupply.com/tcp-9-watt-a19-dimmable-led-light-bulbs-4100k.aspx | Green Electrical Supply | 2020 | Yes
LED Lighting | A-Type | TCP | True |  | General Purpose Replacement | A19 | E26 (Medium) | Damp Location Rated Damp Location Rated Home Lamps, Bulbs, Ballasts Bulbs - LED LED - Traditional Lamps - A-Type TCP L9A19D2541K TCP L9A19D2541K TCP L9A19D2541K | 4000 | 83 | 825 | 91.6667 | 25000 | 9 | 1 | 4.04 | 4.04 | 4.7472 | 2020Q3 | https://www.platt.com/platt-electric-supply/LED-Traditional-Lamps-A-Type/TCP/L9A19D2541K/product.aspx?zpid=312471 | Platt | 2020 | Yes
LED Lighting | A-Type | TCP | True |  | General Purpose Replacement | A19 | E26 (Medium) | Damp Location Rated Damp Location Rated Home Lamps, Bulbs, Ballasts Bulbs - LED LED - Traditional Lamps - A-Type L9A19D2541K TCP L9A19D2541K TCP L9A19D2541K TCP L9A19D2541K TCP L9A19D2541K | 4000 | 83 | 825 | 91.6667 | 25000 | 9 | 1 | 4.13 | 4.13 | 4.8529 | 2020Q3 | https://www.rexelusa.com/usr/Root-Category/Lamps,-Bulbs,-Ballasts/Bulbs---LED/LED---Traditional/Lamps---A-Type/TCP-L9A19D2541K-TCP-L9A19D2541K/p/1164345?prevPageNumber=86 | Rexel Energy Solutions | 2020 | Yes
LED Lighting | A-Type | TCP | True |  | General Purpose Replacement | A19 | E26 (Medium) | Damp Location Rated Damp Location Rated TCP 9-Watt E26 Medium screw-in base LED lamp with frosted lens finished lens, offers light output of 850 Lumens. This A19 arbitrary shape lamp has voltage rating of 120-Volt AC at 50/60-Hz. It has color rendering index of 80. This lamp with 4100K color temperature rating radiates cool white light to the surrounding. It offers omni-directional light distribution at an angle of 230-degree. This dimmable lamp has a dimension of 4.3-Inch x 2.3-Inch. It has efficacy of 94.4 LPW. This shatter-resistant lamp is ideal for damp locations. It has an operating temperature range of 40 deg C and starting temperature range of -30 deg C. This lamp is suitable for general lighting, table lamps, floor lamps, sconces, ceiling fixtures and decorative fixtures. It has average life of 25000 hours. Lamp is UL-cULus listed and Energy Star qualified. TCP L9A19D2541K Dimmable A19 LED Lamp 9-Watt E26 Medium Base 850-Lumens 80 CRI 4100K Cool White | 4000 | 83 | 825 | 91.6667 | 25000 | 9 | 12 | 3.422 | 0.28517 | 0.33508 | 2020Q3 | https://www.standardelectric.com/lighting-1600000000/tcp-l9a19d2541k-dimmable-a19-led-lamp-9-watt-e26-medium-base-850-lumens-80-cri-4100k-cool-white-642503 | Standard Electric | 2020 | Yes
LED Lighting | A-Type | Brand TCP | True |  | General Purpose Replacement | A19 | E26 (Medium) | Damp Location Rated TCP® 10 Watt LED A-19 Bulb 120 Volt Medium Base 4,100 Kelvin 900 Lumens 82 CRI 25,000 Average Hour Life Dimmable Replaces 60W Incandescent Bulb Mfg #L9A19D2541K LED Bulb TCP 10W A19 60W Equivalent 4100K Dimmable | 4000 | 83 | 825 | 91.6667 | 25000 | 9 | 1 | 6.49 | 6.49 | 7.626 | 2020Q2 | https://hdsupplysolutions.com/p/led-00-75-10-35/led-bulb-tcp-10w-a19-60w-equivalent-4100k-dimmable-p328462 | HD Supply | 2020 | Yes
LED Lighting | A-Type | Brand TCP | True |  | General Purpose Replacement | A19 | E26 (Medium) | Damp Location Rated TCP 10 Watt Omni Directional LED A-19 Bulb 120 Volt Medium Base 5,000 Kelvin 900 Lumens 82 CRI 25,000 Average Hour Life 270° Dimmable Replaces 60W Incandescent Bulb Mfg #LED10A19DOD50K Mfg #L9A19D2550K LED Bulb TCP 10W Omni-Directional A19 60W Equivalent 5000K Dim Package Of 12 | 5000 | 86 | 825 | 91.6667 | 25000 | 9 | 12 | 217.25 | 18.1042 | 21.2731 | 2020Q2 | https://hdsupplysolutions.com/p/led-00-75-10-35/led-bulb-tcp-10w-omni-directional-a19-60w-equivalent-5000k-dim-package-of-12-p159447 | HD Supply | 2020 | Yes
LED Lighting | A-Type | Brand TCP | True |  | General Purpose Replacement | A19 | E26 (Medium) | Damp Location Rated TCP® 9 Watt A-19 LED Bulb Medium Base 120 Volt 4,100 Kelvin 850 Lumens 80 CRI 25,000 Average Hour Life Dimmable Replaces 60W Incandescent Bulb Mfg #L9A19D2541K4 TCP® 9 Watt A-19 LED Bulb, Medium Base, 4100 Kelvin, 850 Lumens, Package of 4 | 4000 | 83 | 825 | 91.6667 | 25000 | 9 | 1 | 25.16 | 25.16 | 29.564 | 2020Q2 | https://hdsupplysolutions.com/p/led-00-75-10-35/tcp-9-watt-a-19-led-bulb-medium-base-4100-kelvin-850-lumens-package-of-4-p112955 | HD Supply | 2020 | Yes
LED Lighting | A-Type | TCP | True |  | General Purpose Replacement | A19 | E26 (Medium) | Damp Location Rated Home / Light Bulbs / LED / LED A-Line / TCP - L9A19D1541K Energy Star; Durable Plastic Housing; Enclosed Fixture Rated; Damp Location Rated 9W A19 LED Lamp - Universal - 825 Lumens - Cool White (4100K) - 80 CRI - 15000 Hours - E26 (Medium) - 120 to 130V TCP - L9A19D1541K | 4000 | 83 | 825 | 91.6667 | 15000 | 9 | 1 | 3.09 | 3.09 | 3.6309 | 2020Q2 | https://shop.regencylighting.com/lamps/led/a-line/l9a19d1541k-tcp.html | Regency Lighting | 2020 | Yes
LED Lighting | A-Type | TCP | True | Daylighting/Photocell, | General Purpose Replacement | A19 | E26 (Medium) | Damp Location Rated Home / Light Bulbs / LED / LED A-Line / TCP - L9A19D1550K Energy Star; Durable Plastic Housing; Enclosed Fixture Rated; Damp Location Rated 9W A19 LED Lamp - Universal - 825 Lumens - Daylight (5000K) - 80 CRI - 15000 Hours - E26 (Medium) - 120 to 130V TCP - L9A19D1550K | 5000 | 86 | 825 | 91.6667 | 15000 | 9 | 1 | 3.09 | 3.09 | 3.6309 | 2020Q2 | https://shop.regencylighting.com/lamps/led/a-line/l9a19d1550k-tcp.html | Regency Lighting | 2020 | Yes
LED Lighting | A-Type | TCP | True |  | General Purpose Replacement | A19 | E26 (Medium) | Damp Location Rated Home / Light Bulbs / LED / LED A-Line / TCP - L9A19D2541K Energy Star; Durable Plastic Housing; Enclosed Fixture Rated; Damp Location Rated 9W A19 LED Lamp - Universal - 825 Lumens - Cool White (4100K) - 80 CRI - 25000 Hours - E26 (Medium) - 120 to 130V TCP - L9A19D2541K | 4000 | 83 | 825 | 91.6667 | 25000 | 9 | 1 | 3.09 | 3.09 | 3.6309 | 2020Q2 | https://shop.regencylighting.com/lamps/led/a-line/l9a19d2541k-tcp.html | Regency Lighting | 2020 | Yes
LED Lighting | A-Type | TCP | True | Daylighting/Photocell, | General Purpose Replacement | A19 | E26 (Medium) | Damp Location Rated Home / Light Bulbs / LED / LED A-Line / TCP - L9A19D2550K Energy Star; Durable Plastic Housing; Enclosed Fixture Rated; Damp Location Rated 9W A19 LED Lamp - Universal - 825 Lumens - Daylight (5000K) - 80 CRI - 25000 Hours - E26 (Medium) - 120 to 130V TCP - L9A19D2550K | 5000 | 86 | 825 | 91.6667 | 25000 | 9 | 1 | 3.09 | 3.09 | 3.6309 | 2020Q2 | https://shop.regencylighting.com/lamps/led/a-line/l9a19d2550k-tcp.html | Regency Lighting | 2020 | Yes
LED Lighting | A-Type | TCP | True |  | General Purpose Replacement | A19 | E26 (Medium) | Damp Location Rated Home / Light Bulbs / LED / TCP - L9A19D1541K Energy Star; Durable Plastic Housing; Enclosed Fixture Rated; Damp Location Rated 9W A19 LED Lamp - Universal - 825 Lumens - Cool White (4100K) - 80 CRI - 15000 Hours - E26 (Medium) - 120 to 130V TCP - L9A19D1541K | 4000 | 83 | 825 | 91.6667 | 15000 | 9 | 1 | 3.09 | 3.09 | 3.6309 | 2020Q2 | https://shop.regencylighting.com/lamps/led/l9a19d1541k-tcp.html | Regency Lighting | 2020 | Yes
LED Lighting | A-Type | TCP | True | Daylighting/Photocell, | General Purpose Replacement | A19 | E26 (Medium) | Damp Location Rated Home / Light Bulbs / LED / TCP - L9A19D1550K Energy Star; Durable Plastic Housing; Enclosed Fixture Rated; Damp Location Rated 9W A19 LED Lamp - Universal - 825 Lumens - Daylight (5000K) - 80 CRI - 15000 Hours - E26 (Medium) - 120 to 130V TCP - L9A19D1550K | 5000 | 86 | 825 | 91.6667 | 15000 | 9 | 1 | 3.09 | 3.09 | 3.6309 | 2020Q2 | https://shop.regencylighting.com/lamps/led/l9a19d1550k-tcp.html | Regency Lighting | 2020 | Yes
LED Lighting | A-Type | TCP | True |  | General Purpose Replacement | A19 | E26 (Medium) | Damp Location Rated Home / Light Bulbs / LED / TCP - L9A19D2541K Energy Star; Durable Plastic Housing; Enclosed Fixture Rated; Damp Location Rated 9W A19 LED Lamp - Universal - 825 Lumens - Cool White (4100K) - 80 CRI - 25000 Hours - E26 (Medium) - 120 to 130V TCP - L9A19D2541K | 4000 | 83 | 825 | 91.6667 | 25000 | 9 | 1 | 3.09 | 3.09 | 3.6309 | 2020Q2 | https://shop.regencylighting.com/lamps/led/l9a19d2541k-tcp.html | Regency Lighting | 2020 | Yes
LED Lighting | A-Type | TCP | True | Daylighting/Photocell, | General Purpose Replacement | A19 | E26 (Medium) | Damp Location Rated Home / Light Bulbs / LED / TCP - L9A19D2550K Energy Star; Durable Plastic Housing; Enclosed Fixture Rated; Damp Location Rated 9W A19 LED Lamp - Universal - 825 Lumens - Daylight (5000K) - 80 CRI - 25000 Hours - E26 (Medium) - 120 to 130V TCP - L9A19D2550K | 5000 | 86 | 825 | 91.6667 | 25000 | 9 | 1 | 3.09 | 3.09 | 3.6309 | 2020Q2 | https://shop.regencylighting.com/lamps/led/l9a19d2550k-tcp.html | Regency Lighting | 2020 | Yes
LED Lighting | A-Type | Manufacturer: TCP | True | Daylighting/Photocell, | General Purpose Replacement | A19 | E26 (Medium) | Damp Location Rated Home > LED Light Bulbs > LED A19 Bulbs > 600-900 Lumens (60W Equal) > 5000K Daylight > 9 Watt 875 Lumen Dimmable LED A19 Light Bulb 5000K Product Specifications - Quick Reference Input Voltage: Lumens: 120 Volt AC 875 Lumens Dimensions: Dimmable: 2.4" W x 4.3" MOL Yes LED Color: 5000K Daylight Life Time: 25,000 Hours Power Consumption: Luminous Efficacy: 9 Watts 97.2 lm/W CRI: Certifications: 80 CRI UL listed, RoHS, Energy Star Built off a 20-year history of producing energy efficient lighting, Technical Consumer Products, Inc. (TCP) is excited to announce its most advanced and comprehensive lineup of LED lamps: the LED Elite Series. With TCPs dedication to manufacturing high quality, state-of-the-art lighting, combined with excellent high color rendering index (CRI), smooth dimming capabilities and new shatterproof smooth housing (which gives the appearance of traditional halogen bulbs), the LED Elite Series bulbs are a perfect choice to transform nearly every lighted environment into something extraordinary. This is the TCP, LED Elite Dimmable A19 lamp with 230 Degree Beam Angle, and it comes with a color temperature of 5000 K (Kelvin). UL approved, RoHS compliant, and Energy Star Qualified, the TCP L9A19D2550K (a replacement of TCP LED10A19D50K and LED10A19DOD50K) offers a very durable, solid state lighting technology that significantly reduces lighting service and maintenance costs. These Dimmable LED A19 light bulbs consume up to 80% LESS energy than a standard 60A19 60-watt incandescent. These LED A19 bulbs do not contain Mercury or any other harmful substance, generate no IR or UV rays and carry a 5 Year Limited Warranty. TCPs LED A19 lamps have the highest light output, best dimmability (100% down to 5%) and are the most efficient LED A19 lamps available today. Consuming just 9 watts of 120 volt energy, this A19 lamp generates 875 lumens, that's 97.2 Lumens per watt. This 60 watt equivalent LED A19 bulb is rated for enclosed fixtures, 25,000 hours with a minimum starting temperature of -30 degrees Celsius and measures 4.3" MOL and 2.4" in diameter. Click here to see the TCP LED Elite A19 Series Specification Sheet. Typical Applications Typical applications for the TCP L9A19D2550K, Elite Dimmable A19 LED light bulbs include dimmable general lighting, table lamps, sconces, floor lamps and ceiling fixtures. TCP 9 Watt 875 Lumen Dimmable LED A19 Light Bulb 5000K | 5000 | 86 | 825 | 91.6667 | 25000 | 9 | 1 | 3.14 | 3.14 | 3.6896 | 2020Q2 | https://www.greenelectricalsupply.com/9-watt-dimmable-daylight-5000k-led-a19-light-bulbs.aspx | Green Electrical Supply | 2020 | Yes
LED Lighting | A-Type | Manufacturer: TCP | True |  | General Purpose Replacement | A19 | E26 (Medium) | Damp Location Rated Home > Energy Star Qualified Products > 9 Watt 850 Lumen Dimmable All Purpose LED A19 Light Bulb 4100K Product Specifications - Quick Reference Input Voltage: Lumens: 120 Volt AC 850 Lumens Dimensions: Dimmable: 2.4" W x 4.3" MOL Yes - Dimmable LED Color: 4100K Cool White Life Time: 15,000 Hours Power Consumption: Luminous Efficacy: 9 Watts 94.4 lm/W CRI: Certifications: 80 CRI UL listed Built off a 20-year history of producing energy efficient lighting, Technical Consumer Products, Inc. (TCP) is excited to announce its most advanced and comprehensive lineup of LED lamps: the LED Elite Series. With TCPs dedication to manufacturing high quality, state-of-the-art lighting, combined with excellent high color rendering index (CRI) and new shatterproof smooth housing (which gives the appearance of traditional halogen bulbs), the LED Elite Series bulbs are a perfect choice to transform nearly every lighted environment into something extraordinary. This is the TCP, LED Elite All-Purpose Dimmable A19 lamp with 230 Degree Beam Angle, and it comes with a color temperature of 4100 Kelvin (K). UL approved, the TCP L9A19D1541K (the factory replacement for the LED9A19D41K) offers a very durable, solid state lighting technology that significantly reduces lighting service and maintenance costs. These Dimmable LED A19 bulbs consume up to 80% LESS energy than a standard 60A19 60-watt incandescent. These LED A19 bulbs do not contain Mercury or any other harmful substance, generate no IR or UV rays and carry a 3 Year Limited Warranty. TCPs LED A19 lamps have the highest light output, best dimmability (100% down to 5%) and are the most efficient LED A19 light bulbs available today. Consuming just 9 watts of 120 volt energy, this A19 bulb generates 850 lumens, that's 94.4 Lumens per watt. This 60 watt equivalent A19 LED bulb can be used in outdoor fixtures when protected from the elements, has a rated life of 15,000 hours with a minimum starting temperature of -30 degrees Celsius and measures 4.3" MOL and 2.4" in diameter. Click here to see the TCP LED Elite All Purpose A19 Series Specification Sheet. Typical Applications Typical applications for the TCP L9A19D1541K, Elite dimmable A19 LED light bulbs include general indoor or outdoor lighting, table lamps, sconces, floor lamps and ceiling fixtures. TCP 9 Watt 850 Lumen Dimmable All Purpose LED A19 Light Bulb 4100K | 4000 | 83 | 825 | 91.6667 | 15000 | 9 | 1 | 2.56 | 2.56 | 3.0081 | 2020Q2 | https://www.greenelectricalsupply.com/9-watt-led-dimmable-enclosed-rated-a19-4100k.aspx | Green Electrical Supply | 2020 | Yes
LED Lighting | A-Type | Manufacturer: TCP | True | Daylighting/Photocell, | General Purpose Replacement | A19 | E26 (Medium) | Damp Location Rated Home > Energy Star Qualified Products > 9 Watt 850 Lumen Dimmable All Purpose LED A19 Light Bulb 5000K Product Specifications - Quick Reference Input Voltage: Lumens: 120 Volt AC 850 Lumens Dimensions: Dimmable: 2.4" W x 4.3" MOL Yes - Dimmable LED Color: 5000K Daylight Life Time: 15,000 Hours Power Consumption: Luminous Efficacy: 9 Watts 94.4 lm/W CRI: Certifications: 80 CRI UL listed Built off a 20-year history of producing energy efficient lighting, Technical Consumer Products, Inc. (TCP) is excited to announce its most advanced and comprehensive lineup of LED lamps: the LED Elite Series. With TCPs dedication to manufacturing high quality, state-of-the-art lighting, combined with excellent high color rendering index (CRI) and new shatterproof smooth housing (which gives the appearance of traditional halogen bulbs), the LED Elite Series bulbs are a perfect choice to transform nearly every lighted environment into something extraordinary. This is the TCP, LED Elite All-Purpose Dimmable A19 lamp with 230 Degree Beam Angle, and it comes with a color temperature of 5000 Kelvin (K). UL approved, the TCP L9A19D1550K (the factory replacement for the LED9A19D50K) offers a very durable, solid state lighting technology that significantly reduces lighting service and maintenance costs. These Dimmable LED A19 light bulbs consume up to 80% LESS energy than a standard 60A19 60-watt incandescent. These LED A19 bulbs do not contain Mercury or any other harmful substance, generate no IR or UV rays and carry a 3 Year Limited Warranty. TCPs LED A19 lamps have the highest light output, best dimmability (100% down to 5%) and are the most efficient LED A19 light bulbs available today. Consuming just 9 watts of 120 volt energy, this A19 lamp generates 850 lumens, that's 94.4 Lumens per watt. This 60 watt equivalent A19 LED bulb can be used in outdoor fixtures when protected from the elements, has a rated life of 15,000 hours with a minimum starting temperature of -30 degrees Celsius and measures 4.4" MOL and 2.4" in diameter. Click here to see the TCP LED Elite All Purpose A19 Series Specification Sheet. Typical Applications Typical applications for the TCP L9A19D1550K, Elite dimmable A19 LED light bulbs include general indoor or outdoor lighting, table lamps, sconces, floor lamps and ceiling fixtures. TCP 9 Watt 850 Lumen Dimmable All Purpose LED A19 Light Bulb 5000K | 5000 | 86 | 825 | 91.6667 | 15000 | 9 | 1 | 2.56 | 2.56 | 3.0081 | 2020Q2 | https://www.greenelectricalsupply.com/9-watt-led-dimmable-enclosed-rated-a19-5000k.aspx | Green Electrical Supply | 2020 | Yes
LED Lighting | A-Type | Manufacturer: TCP | True |  | General Purpose Replacement | A19 | E26 (Medium) | Damp Location Rated Home > Energy Star Qualified Products > 9 Watt 850 Lumen Dimmable LED A19 Light Bulb 4100K Product Specifications - Quick Reference Input Voltage: Lumens: 120 Volt AC 850 Lumens Dimensions: Dimmable: 2.4" W x 4.3" MOL Yes LED Color: 4100K Cool White Life Time: 25,000 Hours Power Consumption: Luminous Efficacy: 9 Watts 94.4 lm/W CRI: Certifications: 80 CRI UL listed, RoHS, Energy Star Built off a 20-year history of producing energy efficient lighting, Technical Consumer Products, Inc. (TCP) is excited to announce its most advanced and comprehensive lineup of LED lamps: the LED Elite Series. With TCPs dedication to manufacturing high quality, state-of-the-art lighting, combined with excellent high color rendering index (CRI), smooth dimming capabilities and new shatterproof smooth housing (which gives the appearance of traditional halogen bulbs), the LED Elite Series bulbs are a perfect choice to transform nearly every lighted environment into something extraordinary. This is the TCP, LED Elite Dimmable A19 lamp with 230 Degree Beam Angle, and it comes with a color temperature of 4100 Kelvin (K). UL approved, RoHS compliant, and Energy Star Qualified, the TCP L9A19D2541K (a replacement of TCP LED10A19D41K and LED10A19DOD41K) offers a very durable, solid state lighting technology that significantly reduces lighting service and maintenance costs. These Dimmable LED A19 light bulbs consume up to 80% LESS energy than a standard 60A19 60-watt incandescent. These LED A19 bulbs do not contain Mercury or any other harmful substance, generate no IR or UV rays and carry a 5 Year Limited Warranty. TCPs LED A19 lamps have the highest light output, best dimmability (100% down to 5%) and are the most efficient LED A19 lamps available today. Consuming just 9 watts of 120 volt energy, this A19 bulb generates 850 lumens, that's 94.4 Lumens per watt. This LED A19 lamp is rated for enclosed fixtures, 25,000 hours with a minimum starting temperature of -30 degrees Celsius and measures 4.3" MOL and 2.4" in diameter. Click here to see the TCP LED Elite A19 Series Specification Sheet. Typical Applications Typical applications for the TCP L9A19D2541K, Elite Dimmable A19 LED light bulbs include dimmable general lighting, table lamps, sconces, floor lamps and ceiling fixtures. TCP 9 Watt 850 Lumen Dimmable LED A19 Light Bulb 4100K | 4000 | 83 | 825 | 91.6667 | 25000 | 9 | 1 | 3.14 | 3.14 | 3.6896 | 2020Q2 | https://www.greenelectricalsupply.com/tcp-9-watt-a19-dimmable-led-light-bulbs-4100k.aspx | Green Electrical Supply | 2020 | Yes
LED Lighting | A-Type | TCP | True |  | General Purpose Replacement | A19 | E26 (Medium) | Damp Location Rated HomeLamps, Bulbs, BallastsBulbs - LEDLED - TraditionalLamps - A-Type TCP L9A19D1541K LED 9W A19 DI TCP L9A19D1541K TCP L9A19D1541K | 4000 | 83 | 825 | 91.6667 | 15000 | 9 | 1 | 4.04 | 4.04 | 4.7472 | 2020Q2 | https://www.platt.com/platt-electric-supply/LED-Traditional-Lamps-A-Type/TCP/L9A19D1541K/product.aspx?zpid=350603 | Platt | 2020 | Yes
LED Lighting | A-Type | TCP | True |  | General Purpose Replacement | A19 | E26 (Medium) | Damp Location Rated HomeLamps, Bulbs, BallastsBulbs - LEDLED - TraditionalLamps - A-Type TCP L9A19D2541K TCP L9A19D2541K TCP L9A19D2541K | 4000 | 83 | 825 | 91.6667 | 25000 | 9 | 1 | 4.04 | 4.04 | 4.7472 | 2020Q2 | https://www.platt.com/platt-electric-supply/LED-Traditional-Lamps-A-Type/TCP/L9A19D2541K/product.aspx?zpid=312471 | Platt | 2020 | Yes
LED Lighting | A-Type | Brand Sylvania | True |  | General Purpose Replacement | A19 | E26 (Medium) | None None Sylvania Ultra A19 LED Light Bulb 12 Watt Dimmable 80 CRI 1,100 Lumens E26 Medium Base Frosted 120 Volt 3500K 15,000 Hours Average Rated Life. Mfg #74427 Sylvania 12 Watt 3500K 80 CRI A19 LED Light Bulb 24-Pack | 3500 | 85 | 1100 | 91.6667 | 15000 | 12 | 1 | 194.85 | 194.85 | 228.9563 | 2020Q3 | https://hdsupplysolutions.com/p/led-00-75-10-35/sylvania-12-watt-3500k-80-cri-a19-led-light-bulb-24-pack-p205654 | HD Supply | 2020 | No
LED Lighting | A-Type | Cree | True |  | General Purpose Replacement | A19 | E26 (Medium) | Damp Location Rated Damp Location Rated Home / Light Bulbs / LED / LED A-Line / Cree - A19-75W-P1-27K-E26-U1 Energy Star; Instant On; Approved for Totally Enclosed Fixtures 12W A19 LED Lamp - Universal - 1100 Lumens - Warm White (2700K) - 90 CRI - 25000 Hours - E26 (Medium) - 120 to 130V - Frost Cree - A19-75W-P1-27K-E26-U1 | 2700 | 92 | 1100 | 91.6667 | 25000 | 12 | 1 | 13.73 | 13.73 | 16.1333 | 2020Q3 | https://shop.regencylighting.com/lamps/led/a-line/a19-75w-p1-27k-e26-u1-cre.html | Regency Lighting | 2020 | Yes
LED Lighting | A-Type | Cree | True |  | General Purpose Replacement | A19 | E26 (Medium) | Damp Location Rated Damp Location Rated Home / Light Bulbs / LED / LED A-Line / Cree - A19-75W-P1-30K-E26-U1 Energy Star; Instant On; Approved for Totally Enclosed Fixtures 12W A19 LED Lamp - Universal - 1100 Lumens - Warm White (3000K) - 90 CRI - 25000 Hours - E26 (Medium) - 120 to 130V - Frost Cree - A19-75W-P1-30K-E26-U1 | 3000 | 93 | 1100 | 91.6667 | 25000 | 12 | 1 | 13.73 | 13.73 | 16.1333 | 2020Q3 | https://shop.regencylighting.com/lamps/led/a-line/a19-75w-p1-30k-e26-u1-cre.html | Regency Lighting | 2020 | Yes
LED Lighting | A-Type | Feit | True |  | General Purpose Replacement | A19 | E26 (Medium) | Damp Location Rated Damp Location Rated Home / Light Bulbs / LED / LED A-Line / Feit - A1975/927CA/FIL/2 2 Pack / Priced per Lamp; Damp Location Rated; Energy Star Approved 12W A19 LED Lamp - Universal - 1100 Lumens - Warm White (2700K) - 90 CRI - 15000 hrs. - E26 (Medium) - 120 to 130V - Soft White Feit - A1975/927CA/FIL/2 | 2700 | 94 | 1100 | 91.6667 | 15000 | 12 | 1 | 22.93 | 22.93 | 26.9436 | 2020Q3 | https://shop.regencylighting.com/lamps/led/a-line/a1975-927ca-fil-2-fet.html | Regency Lighting | 2020 | Yes
LED Lighting | A-Type | Cree | True |  | General Purpose Replacement | A19 | E26 (Medium) | Not for Use in Recessed Fixtures Not for Use in Recessed Fixtures Home / Light Bulbs / LED / LED A-Line / Cree - C-A19-A-75W-DIM-27K-B2 Damp Location Rated; Not Suitable for Enclosed Fixtures; Energy Star Rated; 2-Pack 12W A19 LED Lamp - Universal - 1100 Lumens - Warm White (2700K) - 90 CRI - 15000 hrs. - E26 (Medium) - 120 to 130V - Frost Cree - C-A19-A-75W-DIM-27K-B2 | 2700 | 94 | 1100 | 91.6667 | 15000 | 12 | 1 | 14.32 | 14.32 | 16.8266 | 2020Q3 | https://shop.regencylighting.com/lamps/led/a-line/c-a19-a-75w-dim-27k-b2-cre.html | Regency Lighting | 2020 | Yes
LED Lighting | A-Type | Maxlite | True |  | General Purpose Replacement | A19 | E26 (Medium) | Damp Location Rated Damp Location Rated Home / Light Bulbs / LED / LED A-Line / Maxlite - 14099802 - E12A19D927/JA8 Energy Star Certified; Enclosed Rated; Damp Location Rated 12W A19 LED Lamp - 1100 Lumens - Warm White (2700K) - 90 CRI - 25000 hrs. - E26 (Medium) - 120 to 130V Maxlite - 14099802 - E12A19D927/JA8 | 2700 | 91 | 1100 | 91.6667 | 25000 | 12 | 1 | 6.23 | 6.23 | 7.3205 | 2020Q3 | https://shop.regencylighting.com/lamps/led/a-line/e12a19d927-ja8-mxt.html | Regency Lighting | 2020 | Yes
LED Lighting | A-Type | Maxlite | True | Daylighting/Photocell, | General Purpose Replacement | A19 | E26 (Medium) | Damp Location Rated,Use With Timers,Use With Photo and/or Motion Sensors,Recessed Fixtures Damp Location Rated,Use With Timers,Use With Photo and/or Motion Sensors,Recessed Fixtures Home / Light Bulbs / LED / LED A-Line / Maxlite - 1408671 - E12A19DLED927/JA8 Energy Star Rated; Damp Location Rated; Enclosed Fixture Rated 12W A19 LED Lamp - Universal - 1100 Lumens - Warm White (2700K) - 92 CRI - 25000 Hours - E26 (Medium) - 120 to 130V Maxlite - 1408671 - E12A19DLED927/JA8 | 2700 | 92 | 1100 | 91.6667 | 25000 | 12 | 1 | 7.42 | 7.42 | 8.7188 | 2020Q3 | https://shop.regencylighting.com/lamps/led/a-line/e12a19dled927-ja8-mxt.html | Regency Lighting | 2020 | Yes
LED Lighting | A-Type | Sylvania | True |  | General Purpose Replacement | A19 | E26 (Medium) | None None Home / Light Bulbs / LED / LED A-Line / Sylvania - 74437 - LED12A19/DIM/O/827/U Dimmable 12W A19 LED Lamp - Universal - 1100 Lumens - Warm White (2700K) - 80 CRI - 15000 Hours - E26 (Medium) - 120 to 130V - Frost Sylvania - 74437 - LED12A19/DIM/O/827/U | 2700 | 83 | 1100 | 91.6667 | 15000 | 12 | 6 | 1048.26 | 174.71 | 205.291 | 2020Q3 | https://shop.regencylighting.com/lamps/led/a-line/led12a19-dim-o-827-u-74437.html | Regency Lighting | 2020 | No
LED Lighting | A-Type | Sylvania | True |  | General Purpose Replacement | A19 | E26 (Medium) | Damp Location Rated Damp Location Rated Home / Light Bulbs / LED / LED A-Line / Sylvania - 78114 - LED12A19/DIM/O/927/U/B Approved for Totally Enclosed Fixtures; Frosted Plastic; Indoor/Outdoor Damp Rated; Omnidirectional; CEC and JA8 Compliant 12W A19 LED Lamp - Universal - 1100 Lumens - Warm White (2700K) - 92 CRI - 25000 Hours - E26 (Medium) - 120 to 130V - Frost Sylvania - 78114 - LED12A19/DIM/O/927/U/B | 2700 | 91 | 1100 | 91.6667 | 25000 | 12 | 1 | 8.05 | 8.05 | 9.4591 | 2020Q3 | https://shop.regencylighting.com/lamps/led/a-line/led12a19-dim-o-927-u-b-78114.html | Regency Lighting | 2020 | Yes
LED Lighting | A-Type | Sylvania | True |  | General Purpose Replacement | A19 | E26 (Medium) | Damp Location Rated Damp Location Rated Home / Light Bulbs / LED / LED A-Line / Sylvania - 78115 - LED12A19/DIM/O/930/U/B Approved for Totally Enclosed Fixtures; Frosted Plastic; Indoor/Outdoor Damp Rated; Omnidirectional; CEC and JA8 Compliant 12W A19 LED Lamp - Universal - 1100 Lumens - Warm White (3000K) - 92 CRI - 25000 Hours - E26 (Medium) - 120 to 130V - Frost Sylvania - 78115 - LED12A19/DIM/O/930/U/B | 3000 | 93 | 1100 | 91.6667 | 25000 | 12 | 1 | 8.05 | 8.05 | 9.4591 | 2020Q3 | https://shop.regencylighting.com/lamps/led/a-line/led12a19-dim-o-930-u-b-78115.html | Regency Lighting | 2020 | Yes
LED Lighting | A-Type | Sylvania | True | Daylighting/Photocell, | General Purpose Replacement | A19 | E26 (Medium) | Damp Location Rated Damp Location Rated Home / Light Bulbs / LED / LED A-Line / Sylvania - 78116 - LED12A19/DIM/O/950/U/B Approved for Totally Enclosed Fixtures; Frosted Plastic; Indoor/Outdoor Damp Rated; Omnidirectional; CEC and JA8 Compliant 12W A19 LED Lamp - Universal - 1100 Lumens - Daylight (5000K) - 92 CRI - 25000 Hours - E26 (Medium) - 120 to 130V - Frost Sylvania - 78116 - LED12A19/DIM/O/950/U/B | 5000 | 96 | 1100 | 91.6667 | 25000 | 12 | 1 | 8.05 | 8.05 | 9.4591 | 2020Q3 | https://shop.regencylighting.com/lamps/led/a-line/led12a19-dim-o-950-u-b-78116.html | Regency Lighting | 2020 | Yes
LED Lighting | A-Type | Sylvania | True | Daylighting/Photocell, | General Purpose Replacement | A19 | E26 (Medium) | Use With Timers,Use With Photo and/or Motion Sensors,Recessed Fixtures,Damp Location Rated,Dim to Warm Use With Timers,Use With Photo and/or Motion Sensors,Recessed Fixtures,Damp Location Rated,Dim to Warm Home / Light Bulbs / LED / LED A-Line / Sylvania - 74685 - LED12A19DIMO827UB Suitable for Rough Service; Suitable for Indoor or Outdoor Environments; Damp Location Rated; Approved for Totally Enclosed Fixtures 12W A19 LED Lamp - Universal - 1100 Lumens - Warm White (2700K) - 80 CRI - 15000 Hours - E26 (Medium) - 120 to 130V - Frost Sylvania - 74685 - LED12A19DIMO827UB | 2700 | 83 | 1100 | 91.6667 | 15000 | 12 | 1 | 7.73 | 7.73 | 9.083 | 2020Q3 | https://shop.regencylighting.com/lamps/led/a-line/led12a19dimo827ub-74685.html | Regency Lighting | 2020 | Yes
LED Lighting | A-Type | Sylvania | True | Daylighting/Photocell, | General Purpose Replacement | A19 | E26 (Medium) | Use With Timers,Use With Photo and/or Motion Sensors,Recessed Fixtures,Damp Location Rated,Dim to Warm Use With Timers,Use With Photo and/or Motion Sensors,Recessed Fixtures,Damp Location Rated,Dim to Warm Home / Light Bulbs / LED / LED A-Line / Sylvania - 71190 - LED12A19DIMO835UB Suitable for Rough Locations; Damp Location Rated; Approved for Totally Enclosed Fixtures; 12W A19 LED Lamp - 1100 Lumens - Neutral White (3500K) - 80 CRI - 15000 hrs. - E26 (Medium) - 120 to 130V - Frosted Sylvania - 71190 - LED12A19DIMO835UB | 3500 | 84 | 1100 | 91.6667 | 15000 | 12 | 1 | 6.62 | 6.62 | 7.7788 | 2020Q3 | https://shop.regencylighting.com/lamps/led/a-line/led12a19dimo835ub-71190.html | Regency Lighting | 2020 | Yes
LED Lighting | A-Type | Sylvania | True |  | General Purpose Replacement | A19 | E26 (Medium) | None None Home / Light Bulbs / LED / LED A-Line / Sylvania - 74426 - LED12A19DIMO835URP Dimmable 12W A19 LED Lamp - Universal - 1100 Lumens - Neutral White (3500K) - 80 CRI - 15000 Hours - E26 (Medium) - 120 to 130V - Frost Sylvania - 74426 - LED12A19DIMO835URP | 3500 | 85 | 1100 | 91.6667 | 15000 | 12 | 6 | 524.16 | 87.36 | 102.6514 | 2020Q3 | https://shop.regencylighting.com/lamps/led/a-line/led12a19dimo835urp-74426.html | Regency Lighting | 2020 | Yes
LED Lighting | A-Type | Sylvania | True | Daylighting/Photocell, | General Purpose Replacement | A19 | E26 (Medium) | Use With Timers,Use With Photo and/or Motion Sensors,Recessed Fixtures,Damp Location Rated,Dim to Warm Use With Timers,Use With Photo and/or Motion Sensors,Recessed Fixtures,Damp Location Rated,Dim to Warm Home / Light Bulbs / LED / LED A-Line / Sylvania - 74690 - LED12A19DIMO850URP Suitable for Indoor or Outdoor Environments; Suitable for Rough Service; Suitable for Damp Locations; Suitable for Totally Enclosed Fixtures; Energy Star Rated 12W A19 LED Lamp - Universal - 1100 Lumens - Daylight (5000K) - 80 CRI - 15000 hrs. - E26 (Medium) - 120 to 130V - Frosted Sylvania - 74690 - LED12A19DIMO850URP | 5000 | 86 | 1100 | 91.6667 | 15000 | 12 | 1 | 6.62 | 6.62 | 7.7788 | 2020Q3 | https://shop.regencylighting.com/lamps/led/a-line/led12a19dimo850urp-74690.html | Regency Lighting | 2020 | Yes
LED Lighting | A-Type | Cree | True |  | General Purpose Replacement | A19 | E26 (Medium) | Damp Location Rated Damp Location Rated Home / Light Bulbs / LED / Cree - A19-75W-P1-27K-E26-U1 Energy Star; Instant On; Approved for Totally Enclosed Fixtures 12W A19 LED Lamp - Universal - 1100 Lumens - Warm White (2700K) - 90 CRI - 25000 Hours - E26 (Medium) - 120 to 130V - Frost Cree - A19-75W-P1-27K-E26-U1 | 2700 | 92 | 1100 | 91.6667 | 25000 | 12 | 1 | 13.73 | 13.73 | 16.1333 | 2020Q3 | https://shop.regencylighting.com/lamps/led/a19-75w-p1-27k-e26-u1-cre.html | Regency Lighting | 2020 | Yes
LED Lighting | A-Type | Cree | True |  | General Purpose Replacement | A19 | E26 (Medium) | Damp Location Rated Damp Location Rated Home / Light Bulbs / LED / Cree - A19-75W-P1-30K-E26-U1 Energy Star; Instant On; Approved for Totally Enclosed Fixtures 12W A19 LED Lamp - Universal - 1100 Lumens - Warm White (3000K) - 90 CRI - 25000 Hours - E26 (Medium) - 120 to 130V - Frost Cree - A19-75W-P1-30K-E26-U1 | 3000 | 93 | 1100 | 91.6667 | 25000 | 12 | 1 | 13.73 | 13.73 | 16.1333 | 2020Q3 | https://shop.regencylighting.com/lamps/led/a19-75w-p1-30k-e26-u1-cre.html | Regency Lighting | 2020 | Yes
LED Lighting | A-Type | Feit | True |  | General Purpose Replacement | A19 | E26 (Medium) | Damp Location Rated Damp Location Rated Home / Light Bulbs / LED / Feit - A1975/927CA/FIL/2 2 Pack / Priced per Lamp; Damp Location Rated; Energy Star Approved 12W A19 LED Lamp - Universal - 1100 Lumens - Warm White (2700K) - 90 CRI - 15000 hrs. - E26 (Medium) - 120 to 130V - Soft White Feit - A1975/927CA/FIL/2 | 2700 | 94 | 1100 | 91.6667 | 15000 | 12 | 1 | 22.93 | 22.93 | 26.9436 | 2020Q3 | https://shop.regencylighting.com/lamps/led/a1975-927ca-fil-2-fet.html | Regency Lighting | 2020 | Yes
LED Lighting | A-Type | Cree | True |  | General Purpose Replacement | A19 | E26 (Medium) | Not for Use in Recessed Fixtures Not for Use in Recessed Fixtures Home / Light Bulbs / LED / Cree - C-A19-A-75W-DIM-27K-B2 Damp Location Rated; Not Suitable for Enclosed Fixtures; Energy Star Rated; 2-Pack 12W A19 LED Lamp - Universal - 1100 Lumens - Warm White (2700K) - 90 CRI - 15000 hrs. - E26 (Medium) - 120 to 130V - Frost Cree - C-A19-A-75W-DIM-27K-B2 | 2700 | 94 | 1100 | 91.6667 | 15000 | 12 | 1 | 14.32 | 14.32 | 16.8266 | 2020Q3 | https://shop.regencylighting.com/lamps/led/c-a19-a-75w-dim-27k-b2-cre.html | Regency Lighting | 2020 | Yes
LED Lighting | A-Type | Maxlite | True |  | General Purpose Replacement | A19 | E26 (Medium) | Damp Location Rated Damp Location Rated Home / Light Bulbs / LED / Maxlite - 14099802 - E12A19D927/JA8 Energy Star Certified; Enclosed Rated; Damp Location Rated 12W A19 LED Lamp - 1100 Lumens - Warm White (2700K) - 90 CRI - 25000 hrs. - E26 (Medium) - 120 to 130V Maxlite - 14099802 - E12A19D927/JA8 | 2700 | 91 | 1100 | 91.6667 | 25000 | 12 | 1 | 6.23 | 6.23 | 7.3205 | 2020Q3 | https://shop.regencylighting.com/lamps/led/e12a19d927-ja8-mxt.html | Regency Lighting | 2020 | Yes
LED Lighting | A-Type | Maxlite | True | Daylighting/Photocell, | General Purpose Replacement | A19 | E26 (Medium) | Damp Location Rated,Use With Timers,Use With Photo and/or Motion Sensors,Recessed Fixtures Damp Location Rated,Use With Timers,Use With Photo and/or Motion Sensors,Recessed Fixtures Home / Light Bulbs / LED / Maxlite - 1408671 - E12A19DLED927/JA8 Energy Star Rated; Damp Location Rated; Enclosed Fixture Rated 12W A19 LED Lamp - Universal - 1100 Lumens - Warm White (2700K) - 92 CRI - 25000 Hours - E26 (Medium) - 120 to 130V Maxlite - 1408671 - E12A19DLED927/JA8 | 2700 | 92 | 1100 | 91.6667 | 25000 | 12 | 1 | 7.42 | 7.42 | 8.7188 | 2020Q3 | https://shop.regencylighting.com/lamps/led/e12a19dled927-ja8-mxt.html | Regency Lighting | 2020 | Yes
LED Lighting | A-Type | Sylvania | True |  | General Purpose Replacement | A19 | E26 (Medium) | None None Home / Light Bulbs / LED / Sylvania - 74437 - LED12A19/DIM/O/827/U Dimmable 12W A19 LED Lamp - Universal - 1100 Lumens - Warm White (2700K) - 80 CRI - 15000 Hours - E26 (Medium) - 120 to 130V - Frost Sylvania - 74437 - LED12A19/DIM/O/827/U | 2700 | 83 | 1100 | 91.6667 | 15000 | 12 | 6 | 1048.26 | 174.71 | 205.291 | 2020Q3 | https://shop.regencylighting.com/lamps/led/led12a19-dim-o-827-u-74437.html | Regency Lighting | 2020 | No
LED Lighting | A-Type | Sylvania | True |  | General Purpose Replacement | A19 | E26 (Medium) | Damp Location Rated Damp Location Rated Home / Light Bulbs / LED / Sylvania - 78114 - LED12A19/DIM/O/927/U/B Approved for Totally Enclosed Fixtures; Frosted Plastic; Indoor/Outdoor Damp Rated; Omnidirectional; CEC and JA8 Compliant 12W A19 LED Lamp - Universal - 1100 Lumens - Warm White (2700K) - 92 CRI - 25000 Hours - E26 (Medium) - 120 to 130V - Frost Sylvania - 78114 - LED12A19/DIM/O/927/U/B | 2700 | 91 | 1100 | 91.6667 | 25000 | 12 | 1 | 8.05 | 8.05 | 9.4591 | 2020Q3 | https://shop.regencylighting.com/lamps/led/led12a19-dim-o-927-u-b-78114.html | Regency Lighting | 2020 | Yes
LED Lighting | A-Type | Sylvania | True |  | General Purpose Replacement | A19 | E26 (Medium) | Damp Location Rated Damp Location Rated Home / Light Bulbs / LED / Sylvania - 78115 - LED12A19/DIM/O/930/U/B Approved for Totally Enclosed Fixtures; Frosted Plastic; Indoor/Outdoor Damp Rated; Omnidirectional; CEC and JA8 Compliant 12W A19 LED Lamp - Universal - 1100 Lumens - Warm White (3000K) - 92 CRI - 25000 Hours - E26 (Medium) - 120 to 130V - Frost Sylvania - 78115 - LED12A19/DIM/O/930/U/B | 3000 | 93 | 1100 | 91.6667 | 25000 | 12 | 1 | 8.05 | 8.05 | 9.4591 | 2020Q3 | https://shop.regencylighting.com/lamps/led/led12a19-dim-o-930-u-b-78115.html | Regency Lighting | 2020 | Yes
LED Lighting | A-Type | Sylvania | True | Daylighting/Photocell, | General Purpose Replacement | A19 | E26 (Medium) | Damp Location Rated Damp Location Rated Home / Light Bulbs / LED / Sylvania - 78116 - LED12A19/DIM/O/950/U/B Approved for Totally Enclosed Fixtures; Frosted Plastic; Indoor/Outdoor Damp Rated; Omnidirectional; CEC and JA8 Compliant 12W A19 LED Lamp - Universal - 1100 Lumens - Daylight (5000K) - 92 CRI - 25000 Hours - E26 (Medium) - 120 to 130V - Frost Sylvania - 78116 - LED12A19/DIM/O/950/U/B | 5000 | 96 | 1100 | 91.6667 | 25000 | 12 | 1 | 8.05 | 8.05 | 9.4591 | 2020Q3 | https://shop.regencylighting.com/lamps/led/led12a19-dim-o-950-u-b-78116.html | Regency Lighting | 2020 | Yes
LED Lighting | A-Type | Sylvania | True | Daylighting/Photocell, | General Purpose Replacement | A19 | E26 (Medium) | Use With Timers,Use With Photo and/or Motion Sensors,Recessed Fixtures,Damp Location Rated,Dim to Warm Use With Timers,Use With Photo and/or Motion Sensors,Recessed Fixtures,Damp Location Rated,Dim to Warm Home / Light Bulbs / LED / Sylvania - 74685 - LED12A19DIMO827UB Suitable for Rough Service; Suitable for Indoor or Outdoor Environments; Damp Location Rated; Approved for Totally Enclosed Fixtures 12W A19 LED Lamp - Universal - 1100 Lumens - Warm White (2700K) - 80 CRI - 15000 Hours - E26 (Medium) - 120 to 130V - Frost Sylvania - 74685 - LED12A19DIMO827UB | 2700 | 83 | 1100 | 91.6667 | 15000 | 12 | 1 | 7.73 | 7.73 | 9.083 | 2020Q3 | https://shop.regencylighting.com/lamps/led/led12a19dimo827ub-74685.html | Regency Lighting | 2020 | Yes
LED Lighting | A-Type | Sylvania | True | Daylighting/Photocell, | General Purpose Replacement | A19 | E26 (Medium) | Use With Timers,Use With Photo and/or Motion Sensors,Recessed Fixtures,Damp Location Rated,Dim to Warm Use With Timers,Use With Photo and/or Motion Sensors,Recessed Fixtures,Damp Location Rated,Dim to Warm Home / Light Bulbs / LED / Sylvania - 71190 - LED12A19DIMO835UB Suitable for Rough Locations; Damp Location Rated; Approved for Totally Enclosed Fixtures; 12W A19 LED Lamp - 1100 Lumens - Neutral White (3500K) - 80 CRI - 15000 hrs. - E26 (Medium) - 120 to 130V - Frosted Sylvania - 71190 - LED12A19DIMO835UB | 3500 | 84 | 1100 | 91.6667 | 15000 | 12 | 1 | 6.62 | 6.62 | 7.7788 | 2020Q3 | https://shop.regencylighting.com/lamps/led/led12a19dimo835ub-71190.html | Regency Lighting | 2020 | Yes
LED Lighting | A-Type | Sylvania | True |  | General Purpose Replacement | A19 | E26 (Medium) | None None Home / Light Bulbs / LED / Sylvania - 74426 - LED12A19DIMO835URP Dimmable 12W A19 LED Lamp - Universal - 1100 Lumens - Neutral White (3500K) - 80 CRI - 15000 Hours - E26 (Medium) - 120 to 130V - Frost Sylvania - 74426 - LED12A19DIMO835URP | 3500 | 85 | 1100 | 91.6667 | 15000 | 12 | 6 | 524.16 | 87.36 | 102.6514 | 2020Q3 | https://shop.regencylighting.com/lamps/led/led12a19dimo835urp-74426.html | Regency Lighting | 2020 | Yes
LED Lighting | A-Type | Sylvania | True | Daylighting/Photocell, | General Purpose Replacement | A19 | E26 (Medium) | Use With Timers,Use With Photo and/or Motion Sensors,Recessed Fixtures,Damp Location Rated,Dim to Warm Use With Timers,Use With Photo and/or Motion Sensors,Recessed Fixtures,Damp Location Rated,Dim to Warm Home / Light Bulbs / LED / Sylvania - 74690 - LED12A19DIMO850URP Suitable for Indoor or Outdoor Environments; Suitable for Rough Service; Suitable for Damp Locations; Suitable for Totally Enclosed Fixtures; Energy Star Rated 12W A19 LED Lamp - Universal - 1100 Lumens - Daylight (5000K) - 80 CRI - 15000 hrs. - E26 (Medium) - 120 to 130V - Frosted Sylvania - 74690 - LED12A19DIMO850URP | 5000 | 86 | 1100 | 91.6667 | 15000 | 12 | 1 | 6.62 | 6.62 | 7.7788 | 2020Q3 | https://shop.regencylighting.com/lamps/led/led12a19dimo850urp-74690.html | Regency Lighting | 2020 | Yes
LED Lighting | A-Type | Cree | True |  | General Purpose Replacement | A19 | E26 (Medium) | Damp Location Rated Damp Location Rated Description Enjoy bolder colors and exceptional clarity by purchasing this A19 LED bulb and experience incredibly high color rendering. Color creates a relaxing environment Dimmable with appropriate dimmers Fraction of the energy costs Color Corrected - CRI 90 - 1100 Lumens - 2700 Kelvin - Medium Base - 120 Volt - Cree TA19-11027MDFH25 LED A19 - 12 Watt - 75 Watt Equal - Incandescent Match | 2700 | 92 | 1100 | 91.6667 | 25000 | 12 | 24 | 186.48 | 7.77 | 9.1301 | 2020Q3 | https://www.1000bulbs.com/product/211178/CREE-10205.html | 1000bulbs.com | 2020 | Yes
LED Lighting | A-Type | Cree | True | Daylighting/Photocell, | General Purpose Replacement | A19 | E26 (Medium) | Damp Location Rated Damp Location Rated Description Add quality LED lighting to your home or office space with this dimmable LED A19 bulb anywhere you need effective, consistent light. Amazing color quality for rich, vibrant tones Instant-on full brightness Uses 83% less energy Uniform light output Color Corrected - CRI 90 - 1100 Lumens - 5000 Kelvin - Medium Base - 120 Volt - CREE TA19-11050MDFH25-12DE26-1-E1 LED A19 - 12 Watt - 75 Watt Equal - Daylight White | 5000 | 96 | 1100 | 91.6667 | 25000 | 12 | 24 | 186.48 | 7.77 | 9.1301 | 2020Q3 | https://www.1000bulbs.com/product/211182/CREE-10206.html | 1000bulbs.com | 2020 | Yes
LED Lighting | A-Type | Cree LED Lighting | True |  | General Purpose Replacement | A19 | E26 (Medium) | Damp Location Rated Damp Location Rated Cree LED Lighting Professional Series Gen1 LED lamp features E26 screw-in lamp base. This A19 lamp outputs a soft white light of 1100 Lumens. The dimmable arbitrary lamp with an average life of 25000 Hours, has a power rating of 12-Watts and voltage rating of 120-Volts AC at 60-Hz. The lamp has an incandescent equivalent wattage of 75-Watts. Lamp with an instant start, has a CRI of >90, power factor of >0.9 and color temperature of 2700K. It delivers an omni-directional beam. It measures 4.6-Inch x 2.44-Inch Dia. Lamp has plastic construction for added durability. It is suitable for use in enclosed fixtures. This lamp is ideal for use in damp locations. The lamp meets cULus, FCC, CEC Title 20/Title 24 JA-8, RoHS and Energy Star standards. Cree LED Lighting A19-75W-P1-27K-E26-U1 Dimmable A19 Professional Series Gen1 LED Lamp E26 Screw 12-Watt 1100-Lumens 90 CRI Soft White | 2700 | 92 | 1100 | 91.6667 | 25000 | 12 | 12 | 14.8 | 1.2333 | 1.4492 | 2020Q3 | https://www.ew-ne.com/lighting-1600000000/cree-led-lighting-a19-75w-p1-27k-e26-u1-dimmable-a19-professional-series-gen1-led-lamp-e26-screw-12-watt-1100-lumens-90-cri-soft-white-777815 | Electrical Wholesalers Inc | 2020 | Yes
LED Lighting | A-Type | Manufacturer: Keystone Technologies | True |  | General Purpose Replacement | A19 | E26 (Medium) | Recessed Fixtures,Damp Location Rated Recessed Fixtures,Damp Location Rated Home > LED Light Bulbs > LED A19 Bulbs > 1000-1500 Lumens (75W Equal) > 2700K Warm White > 12 Watt Essential Series LED General Purpose A19 Light Bulb Dimmable 1100 Lumens 90 CRI 120V 2700K Product Specifications - Quick Reference Lamp Wattage: Working Voltage: 12 Watts 120 Volt Dimensions: Dimmability: 2.36" W x 4.33" (MOL) YES - Dimmable CRI: Delivered Lumens: 90 CRI 1100 Lumens Replaces: Certifications: 75 Watt Incandescent ENERGY STAR, UL, RoHS Light Color: 2700K Warm White Warranty: 2 Year Limited Keystone’s Essential Series A Shape Bulbs are designed for general purpose lighting needs. They’re suitable for new construction applications or replacing incandescent and halogen bulbs. Offering substantially longer lifespans and higher efficiencies, our A Shape Bulbs minimize energy and replacement costs. Keystone’s extensive line of Essential Series omnidirectional LED bulbs provide solutions for a variety of application needs. There is a wide range of wattage and lumen outputs available, as well as both 80 and 90 CRI options for a majority of the line. Color temperature choices include 2700K, 3000K, and 5000K, offering more aesthetic flexibility over incandescent bulbs. This Keystone Technologies KT-LED12A19-O-927 Essential Series Dimmable LED A19 Light Bulb produces a color temperature of 2700K warm white, operates on your existing 120V circuit and consumes just 12 watts of energy. These LED A19 A lamps 75 watt incandescent equivalent retrofit lights generate 1100 lumens and have a Color Rendering Index (CRI) of 90. These 120 volt LED light bulbs fit fixtures with an E26 medium base. These LED A19 bulbs are dimmable and CEC Title 20 Compliant. For Non-Dimmable versions, or Non-CEC compliant versions, please refer to the related products below. Can't find what you are looking for or need a quote for a large job? Give our customer service a call at 248-276-9640. The bulb's dimensions are 2.36 inches wide by 4.33 inches MOL. The lens conceals the LEDs from sight and evenly distributes the light and with a durable plastic housing that lowers the risk for breakage. They can be used with LED compatible controls and dimmers and are also rated for use in enclosed fixtures. Click here to see the complete Keystone 12 Watt 90CRI General Purpose Dimmable A19 Specification Sheet. These bulbs are damp location rated, Energy Star qualified, and have a rated life of 15,000 hours or a 2 Year limited warranty. Typical Applications Typical applications for these omni-directional LED A19 lamps include table and floor lamps, chandeliers, pendants, corridor light and sconce fixtures and general decorative outdoor lighting in residential, office, retail, restaurant, school, hospital and hotel/motel locations. Keystone Technologies 12 Watt Essential Series LED General Purpose A19 Light Bulb Dimmable 1100 Lumens 90 CRI 120V 2700K | 2700 | 94 | 1100 | 91.6667 | 15000 | 12 | 1 | 6.07 | 6.07 | 7.1325 | 2020Q3 | https://www.greenelectricalsupply.com/12-watt-essential-series-led-general-purpose-a19-light-bulb-dimmable-1100-lumens-90-cri-120v-2700k.aspx | Green Electrical Supply | 2020 | Yes
LED Lighting | Decorative | Maxlite | True |  | T4 | G9 (Bi-Pin) | G9 (Bi-Pin) | Home / Light Bulbs / LED / LED Bi-Pin / Maxlite - 108072 - 3G9DLED27 LED G9 Retrofit; Halogen T4 G9 Replacement; Not for Use in Totally Enclosed Fixtures; Suitable for Damp Locations 3W LED G9 Retrofit Lamp - Universal - 270 Lumens - Warm White (2700K) - 80 CRI - 25000 Hours - G9 (Bi-Pin) - 120 to 130V Maxlite - 108072 - 3G9DLED27 | 2700 | 80 | 270 | 90 | 25000 | 3 | 1 | 8.72 | 8.72 | 10.2463 | 2020Q3 | https://shop.regencylighting.com/lamps/led/bi-pin/3g9dled27-mxt.html | Regency Lighting | 2020 | Yes
LED Lighting | Decorative | Maxlite | False |  | T4 | G9 (Bi-Pin) | G9 (Bi-Pin) | Home / Light Bulbs / LED / LED Bi-Pin / Maxlite - 108071 - 3G9LED27 Energy Efficient Alternative to Halogen T4 G9 Base Lamps; Not for use in Fully Enclosed Fixtures 3W LED Retrofit Lamp - Universal - 270 Lumens - Warm White (2700K) - 80 CRI - 25000 Hours - G9 (Bi-Pin) - 120 to 130V Maxlite - 108071 - 3G9LED27 | 2700 | 80 | 270 | 90 | 25000 | 3 | 48 | 418.56 | 8.72 | 10.2463 | 2020Q3 | https://shop.regencylighting.com/lamps/led/bi-pin/3g9led27-mxt.html | Regency Lighting | 2020 | Yes
LED Lighting | Decorative | Satco |  |  | T4 | G9 (Bi-Pin) | G9 (Bi-Pin) | Home / Light Bulbs / LED / LED Bi-Pin / Satco - S8602 - 4JCD/G9/LED/3000K/120V/D G9 LED Retrofit Lamp; Damp Location Rated 4W LED G9 Retrofit Lamp - Universal - 480 Lumens - Warm White (3000K) - 80 CRI - 25000 Hours - G9 (Bi-Pin) - 120 to 130V - Clear Satco - S8602 - 4JCD/G9/LED/3000K/120V/D | 3000 | 80 | 480 | 120 | 25000 | 4 | 1 | 12.64 | 12.64 | 14.8525 | 2020Q3 | https://shop.regencylighting.com/lamps/led/bi-pin/4jcd-g9-led-3000k-120v-d-s8602.html | Regency Lighting | 2020 | Yes
LED Lighting | Decorative | Satco | True | Daylighting/Photocell, | T6 | G9 (Bi-Pin) | G9 (Bi-Pin) | Home / Light Bulbs / LED / LED Bi-Pin / Satco - S9549 - 4JCD/G9/LED/5000K/120V/D Silicon LED Replacement for Halogen G9 Base Lamps; Damp Location Rated 4W G9 Base LED Lamp - 480 Lumens - Daylight (5000K) - 80 CRI - 25000 Hours - G9 (Bi-Pin) - 120 to 130V - Clear Satco - S9549 - 4JCD/G9/LED/5000K/120V/D | 5000 | 80 | 480 | 120 | 25000 | 4 | 1 | 10.82 | 10.82 | 12.7139 | 2020Q3 | https://shop.regencylighting.com/lamps/led/bi-pin/4jcd-g9-led-5000k-120v-d-s9549.html | Regency Lighting | 2020 | Yes
LED Lighting | Decorative | Maxlite | True |  | T4 | G9 (Bi-Pin) | G9 (Bi-Pin) | Home / Light Bulbs / LED / LED Bi-Pin / Maxlite - 108074 - 5G9DLED27 Damp or Dry Rated; Not for use in Enclosed Fixtures 5W LED Retrofit Lamp - Universal - 360 Lumens - Warm White (2700K) - 80 CRI - 25000 Hours - G9 (Bi-Pin) - 120 to 130V Maxlite - 108074 - 5G9DLED27 | 2700 | 80 | 360 | 72 | 25000 | 5 | 1 | 12.45 | 12.45 | 14.6292 | 2020Q3 | https://shop.regencylighting.com/lamps/led/bi-pin/5g9dled27-mxt.html | Regency Lighting | 2020 | Yes
LED Lighting | Decorative | Maxlite | False |  | T4 | G9 (Bi-Pin) | G9 (Bi-Pin) | Home / Light Bulbs / LED / LED Bi-Pin / Maxlite - 108073 - 5G9LED27 G9 LED Retrofit; Not for Use in Totally Enclosed Fixtures; Suitable for Damp Locations 5W T4 LED Lamp - Universal - 480 Lumens - Warm White (2700K) - 80 CRI - 25000 Hours - G9 (Bi-Pin) - 120 to 130V Maxlite - 108073 - 5G9LED27 | 2700 | 80 | 480 | 96 | 25000 | 5 | 1 | 12.45 | 12.45 | 14.6292 | 2020Q3 | https://shop.regencylighting.com/lamps/led/bi-pin/5g9led27-mxt.html | Regency Lighting | 2020 | Yes
LED Lighting | Decorative | Satco | True |  | T4 | G9 (Bi-Pin) | G9 (Bi-Pin) | Home / Light Bulbs / LED / LED Bi-Pin / Satco - S9224 - LED 3.0W G9 220L 3000K DIM Solid State LED lighting; High Efficacy; Long Life; Omnidirectional; Replaces Halogen G9 Lamps; Dimmable; Use in Dry Locations; Not for use in Totally Enclosed Fixtures 3W T4 LED Lamp - Universal - 220 Lumens - Warm White (3000K) - 80 CRI - 15000 Hours - G9 (Bi-Pin) - 120 to 130V - White Satco - S9224 - LED 3.0W G9 220L 3000K DIM | 3000 | 80 | 220 | 73.3333 | 15000 | 3 | 200 | 2164 | 10.82 | 12.7139 | 2020Q3 | https://shop.regencylighting.com/lamps/led/bi-pin/led-3-0w-g9-220l-3000k-dim-s9224.html | Regency Lighting | 2020 | Yes
LED Lighting | Decorative | Satco | True |  | T4 | G9 (Bi-Pin) | G9 (Bi-Pin) | Home / Light Bulbs / LED / LED Bi-Pin / Satco - S29548 - LED 4W JCD/G9 120V 3000K Silicon LED Replacement for Halogen G9 Base Lamps; Damp Location Rated 4W G9 Base LED Lamp - 480 Lumens - Warm White (3000K) - 80 CRI - 25000 Hours - G9 (Bi-Pin) - 120 to 130V - Clear Satco - S29548 - LED 4W JCD/G9 120V 3000K | 3000 | 80 | 480 | 120 | 25000 | 4 | 20 | 216.4 | 10.82 | 12.7139 | 2020Q3 | https://shop.regencylighting.com/lamps/led/bi-pin/led-4w-jcd-g9-120v-3000k-s29548.html | Regency Lighting | 2020 | Yes
LED Lighting | Decorative | Satco | True | Daylighting/Photocell, | T4 | G9 (Bi-Pin) | G9 (Bi-Pin) | Home / Light Bulbs / LED / LED Bi-Pin / Satco - S29549 - LED 4W JCD/G9 120V 5000K Solid State LED Lighting Replacement for 40 Watt Halogen G9 Base Lamps; Enclosed Location Rated; Damp Location Rated 4W G9 Base LED Lamp - 480 Lumens - Daylight (5000K) - 80 CRI - 25000 hrs. - G9 (Bi-Pin) - 120 to 130V - Clear Satco - S29549 - LED 4W JCD/G9 120V 5000K | 5000 | 80 | 480 | 120 | 25000 | 4 | 1 | 10.82 | 10.82 | 12.7139 | 2020Q3 | https://shop.regencylighting.com/lamps/led/bi-pin/led-4w-jcd-g9-120v-5000k-s29549.html | Regency Lighting | 2020 | Yes
LED Lighting | Decorative | Satco | True |  | T4 | G9 (Bi-Pin) | G9 (Bi-Pin) | Home / Light Bulbs / LED / LED Bi-Pin / Satco - S28682 - LED/4W/JCD/G9/FR/3K/120V Silicon LED Replacement for Halogen G9 Base Lamps; Damp Location Rated 4W G9 Base LED Lamp - 460 Lumens - Warm White (3000K) - 80 CRI - 25000 Hours - G9 (Bi-Pin) - 120 to 130V - Frost Satco - S28682 - LED/4W/JCD/G9/FR/3K/120V | 3000 | 80 | 460 | 115 | 25000 | 4 | 20 | 216.4 | 10.82 | 12.7139 | 2020Q3 | https://shop.regencylighting.com/lamps/led/bi-pin/led-4w-jcd-g9-fr-3k-120v-s28682.html | Regency Lighting | 2020 | Yes
LED Lighting | Decorative | Satco | True |  | T6 | G9 (Bi-Pin) | G9 (Bi-Pin) | Home / Light Bulbs / LED / LED Bi-Pin / Satco - S8682 - LED/4W/JCD/G9/FR/3K/120V Silicon LED Replacement for Halogen G9 Base Lamps; Damp Location Rated 4W G9 Base LED Lamp - 460 Lumens - Warm White (3000K) - 80 CRI - 25000 Hours - G9 (Bi-Pin) - 120 to 130V - Frost Satco - S8682 - LED/4W/JCD/G9/FR/3K/120V | 3000 | 80 | 460 | 115 | 25000 | 4 | 1 | 11.82 | 11.82 | 13.889 | 2020Q3 | https://shop.regencylighting.com/lamps/led/bi-pin/led-4w-jcd-g9-fr-3k-120v-s8682.html | Regency Lighting | 2020 | Yes
LED Lighting | Decorative | Satco | False |  | T4 | G9 (Bi-Pin) | G9 (Bi-Pin) | Home / Light Bulbs / LED / LED Bi-Pin / Satco - S9226 - LED 5.0W G9 450L 3000K T4 Repl. LED Bulb 5W T4 Repl. LED Bulb - Warm White (3000K) - 80 CRI - G9 (Bi-Pin) Satco - S9226 - LED 5.0W G9 450L 3000K | 3000 | 80 | 450 | 90 |  | 5 | 1 | 11.82 | 11.82 | 13.889 | 2020Q3 | https://shop.regencylighting.com/lamps/led/bi-pin/led-5-0w-g9-450l-3000k-s9226.html | Regency Lighting | 2020 | Yes
LED Lighting | Decorative | Norman |  |  |  | G9 (Bi-Pin) | G9 (Bi-Pin) | Home / Light Bulbs / LED / LED Bi-Pin / Norman - LED-G9-120-4W-3K G9 Base LED Lamp 3W G9 Base LED Lamp - 250 Lumens - Warm White (3000K) - 50000 hrs. - G9 (Bi-Pin) - 120 to 130V Norman - LED-G9-120-4W-3K | 3000 |  | 250 | 83.3333 | 50000 | 3 | 1 | 10.79 | 10.79 | 12.6787 | 2020Q3 | https://shop.regencylighting.com/lamps/led/bi-pin/led-g9-120-4w-3k-nmn.html | Regency Lighting | 2020 | Yes
LED Lighting | Decorative | Bulbrite | False |  | T4 | G9 (Bi-Pin) | G9 (Bi-Pin) | Home / Light Bulbs / LED / LED Bi-Pin / Bulbrite - 770577 - LED3G9/30K/120 True Retrofit for Halogen and Xenon Lamps; Not Title 24 Compliant; Not Rated for Enclosed Fixtures; Damp Location Rated 3.5W G9 Base LED Lamp - 330 Lumens - Warm White (3000K) - 80 CRI - 25000 Hours - G9 (Bi-Pin) - 120 to 130V Bulbrite - 770577 - LED3G9/30K/120 | 3000 | 80 | 330 | 94.2857 | 25000 | 3.5 | 1 | 8.19 | 8.19 | 9.6236 | 2020Q3 | https://shop.regencylighting.com/lamps/led/bi-pin/led3g9-30k-120-770577.html | Regency Lighting | 2020 | Yes
LED Lighting | Decorative | Bulbrite | True |  | T4 | G9 (Bi-Pin) | G9 (Bi-Pin) | Home / Light Bulbs / LED / LED Bi-Pin / Bulbrite - 770590 - LED4G9/27K/120/D True Retrofit for Halogen and Xenon Lamps; Not Title 24 Compliant; Rated for Enclosed Fixtures; Damp Location Rated 4.5W G9 Base LED Lamp - 400 Lumens - Warm White (2700K) - 80 CRI - 25000 Hours - G9 (Bi-Pin) - 120 to 130V Bulbrite - 770590 - LED4G9/27K/120/D | 2700 | 80 | 400 | 88.8889 | 25000 | 4.5 | 1 | 11.93 | 11.93 | 14.0182 | 2020Q3 | https://shop.regencylighting.com/lamps/led/bi-pin/led4g9-27k-120-d-770590.html | Regency Lighting | 2020 | Yes
LED Lighting | Decorative | Bulbrite | True |  | T4 | G9 (Bi-Pin) | G9 (Bi-Pin) | Home / Light Bulbs / LED / LED Bi-Pin / Bulbrite - 770579 - LED4G9/30K/120/D True Retrofit for Halogen and Xenon Lamps; Not Title 24 Compliant; Rated for Enclosed Fixtures; Damp Location Rated 4.5W G9 Base LED Lamp - 400 Lumens - Warm White (3000K) - 80 CRI - 25000 Hours - G9 (Bi-Pin) - 120 to 130V Bulbrite - 770579 - LED4G9/30K/120/D | 3000 | 80 | 400 | 88.8889 | 25000 | 4.5 | 1 | 11.93 | 11.93 | 14.0182 | 2020Q3 | https://shop.regencylighting.com/lamps/led/bi-pin/led4g9-30k-120-d-770579.html | Regency Lighting | 2020 | Yes
LED Lighting | Decorative | Satco | True |  | T4 | G9 (Bi-Pin) | G9 (Bi-Pin) | Home / Light Bulbs / LED / LED Bi-Pin / Satco - S9228 - LED5.0WG9360L3000KDIM T4 Repl. LED Bulb 5W T4 Repl. LED Bulb - Warm White (3000K) - 80 CRI - G9 (Bi-Pin) Satco - S9228 - LED5.0WG9360L3000KDIM | 3000 | 80 | 360 | 72 |  | 5 | 1 | 10 | 10 | 11.7504 | 2020Q3 | https://shop.regencylighting.com/lamps/led/bi-pin/led5-0wg9360l3000kdim-s9228.html | Regency Lighting | 2020 | Yes
LED Lighting | A-Type | Manufacturer: Keystone Technologies | True |  | General Purpose Replacement | A19 | E26 (Medium) | Recessed Fixtures,Damp Location Rated Recessed Fixtures,Damp Location Rated Home > LED Light Bulbs > LED A19 Bulbs > 1000-1500 Lumens (75W Equal) > 3000K Warm White > 12 Watt Essential Series LED General Purpose A19 Light Bulb Dimmable 1100 Lumens 90 CRI 120V 3000K Product Specifications - Quick Reference Lamp Wattage: Working Voltage: 12 Watts 120 Volt Dimensions: Dimmability: 2.36" W x 4.33" (MOL) YES - Dimmable CRI: Delivered Lumens: 90 CRI 1100 Lumens Replaces: Certifications: 75 Watt Incandescent ENERGY STAR, UL, RoHS Light Color: 3000K Warm White Warranty: 2 Year Limited Keystone’s Essential Series A Shape Bulbs are designed for general purpose lighting needs. They’re suitable for new construction applications or replacing incandescent and halogen bulbs. Offering substantially longer lifespans and higher efficiencies, our A Shape Bulbs minimize energy and replacement costs. Keystone’s extensive line of Essential Series omnidirectional LED bulbs provide solutions for a variety of application needs. There is a wide range of wattage and lumen outputs available, as well as both 80 and 90 CRI options for a majority of the line. Color temperature choices include 2700K, 3000K, and 5000K, offering more aesthetic flexibility over incandescent bulbs. This Keystone Technologies KT-LED12A19-O-930 Essential Series Dimmable LED A19 Light Bulb produces a color temperature of 3000K warm white, operates on your existing 120V circuit and consumes just 12 watts of energy. These LED A19 A lamps 75 watt incandescent equivalent retrofit lights generate 1100 lumens and have a Color Rendering Index (CRI) of 90. These 120 volt LED light bulbs fit fixtures with an E26 medium base. These LED A19 bulbs are dimmable and CEC Title 20 Compliant. For Non-Dimmable versions, or Non-CEC compliant versions, please refer to the related products below. Can't find what you are looking for or need a quote for a large job? Give our customer service a call at 248-276-9640. The bulb's dimensions are 2.36 inches wide by 4.33 inches MOL. The lens conceals the LEDs from sight and evenly distributes the light and with a durable plastic housing that lowers the risk for breakage. They can be used with LED compatible controls and dimmers and are also rated for use in enclosed fixtures. Click here to see the complete Keystone 12 Watt 90CRI General Purpose Dimmable A19 Specification Sheet. These bulbs are damp location rated, Energy Star qualified, and have a rated life of 15,000 hours or a 2 Year limited warranty. Typical Applications Typical applications for these omni-directional LED A19 lamps include table and floor lamps, chandeliers, pendants, corridor light and sconce fixtures and general decorative outdoor lighting in residential, office, retail, restaurant, school, hospital and hotel/motel locations. Keystone Technologies 12 Watt Essential Series LED General Purpose A19 Light Bulb Dimmable 1100 Lumens 90 CRI 120V 3000K | 3000 | 94 | 1100 | 91.6667 | 15000 | 12 | 1 | 6.07 | 6.07 | 7.1325 | 2020Q3 | https://www.greenelectricalsupply.com/12-watt-essential-series-led-general-purpose-a19-light-bulb-dimmable-1100-lumens-90-cri-120v-3000k.aspx | Green Electrical Supply | 2020 | Yes
LED Lighting | Decorative | Feit | True |  | G25 | E26 (Medium) | E26 (Medium) | Home / Light Bulbs / LED / Feit - BPG2525/927CA/FIL LED G25 Globe Lamp 2.5W G25 LED Lamp - Universal - 250 Lumens - 15000 hrs. - E26 (Medium) - 120 to 130V - Clear Feit - BPG2525/927CA/FIL | 2700 |  | 250 | 100 | 15000 | 2.5 | 1 | 7.12 | 7.12 | 8.3663 | 2020Q3 | https://shop.regencylighting.com/lamps/led/bpg2525-927ca-fil-fet.html | Regency Lighting | 2020 | Yes
LED Lighting | Decorative | Feit | True |  | G25 | E26 (Medium) | E26 (Medium) | Home / Light Bulbs / LED / Feit - BPG2525W927CA/FIL/RP LED G25 Globe Lamp 2.5W G25 LED Lamp - Universal - 225 Lumens - Warm White (2700K) - 15000 hrs. - E26 (Medium) - 120 to 130V - White Feit - BPG2525W927CA/FIL/RP | 2700 |  | 225 | 90 | 15000 | 2.5 | 1 | 11.74 | 11.74 | 13.795 | 2020Q3 | https://shop.regencylighting.com/lamps/led/bpg2525w927ca-fil-rp-fet.html | Regency Lighting | 2020 | Yes
LED Lighting | Reflector | Feit | True |  | BR40 | E26 (Medium) | E26 (Medium) | Home / Light Bulbs / LED / Feit - BR40DM/10KLED/2 Suitable for Damp Locations 13W BR40 LED Lamp - Universal - 850 Lumens - Warm White (2700K) - 80 CRI - 11000 Hours - E26 (Medium) - 120 to 130V Feit - BR40DM/10KLED/2 | 2700 | 80 | 850 | 65.3846 | 11000 | 13 | 1 | 19.1 | 19.1 | 22.4432 | 2020Q3 | https://shop.regencylighting.com/lamps/led/br40dm-10kled-2-fet.html | Regency Lighting | 2020 | Yes
LED Lighting | Decorative | Philips | True |  | F15 | E26 (Medium) | E26 (Medium) | Home / Light Bulbs / LED / Decor/Chand / Philips - 458638 - 7F15/LED/827-22/E26/DIM 120V Energy Star Rated; Damp Location Rated; Warm Glow 7W F15 LED Lamp - Universal - 500 Lumens - Warm White (2200 to 2700K) - 80 CRI - 25000 Hours - E26 (Medium) - 120 to 130V - Clear Philips - 458638 - 7F15/LED/827-22/E26/DIM 120V | 2200 | 80 | 500 | 71.4286 | 25000 | 7 | 10 | 80 | 8 | 9.4003 | 2020Q3 | https://shop.regencylighting.com/lamps/led/decor-chand/7f15-led-827-22-e26-dim-120v-45863-8.html | Regency Lighting | 2020 | Yes
LED Lighting | Decorative | Archipelago | True |  | S11 | E17 (Intermediate) | E17 (Intermediate) | Home / Light Bulbs / LED / Decor/Chand / Archipelago - LTS1117C5024K1 Nostalgic; Silicone Coated; Suitable for Damp Locations 0.7W S11 LED Lamp - Universal - 50 Lumens - Warm White (2400K) - E17 (Intermediate) - Clear Archipelago - LTS1117C5024K1 | 2400 |  | 50 | 71.4286 |  | 0.7 | 1 | 6 | 6 | 7.0502 | 2020Q3 | https://shop.regencylighting.com/lamps/led/decor-chand/lts1117c5024k1-acp.html | Regency Lighting | 2020 | Yes
LED Lighting | Decorative | Archipelago | True |  | S14 | E26 (Medium) | E26 (Medium) | Home / Light Bulbs / LED / Decor/Chand / Archipelago - LTS14F10027MB Suitable for Wet Locations; Enclosed Fixture Rated 1W S14 LED Lamp - Universal - 100 Lumens - Warm White (2700K) - 83 CRI - 25000 hrs. - E26 (Medium) - Frost Archipelago - LTS14F10027MB | 2700 | 83 | 100 | 100 | 25000 | 1 | 1 | 7.42 | 7.42 | 8.7188 | 2020Q3 | https://shop.regencylighting.com/lamps/led/decor-chand/lts14f10027mb-acp.html | Regency Lighting | 2020 | Yes
LED Lighting | Decorative | Maxlite | False |  | T4 | G9 (Bi-Pin) | G9 (Bi-Pin) | Home / Light Bulbs / LED / Decor/Chand / Maxlite - 74011 - SKG0905LED27 Retrofits Into G9 Sockets; Suitable For Use in Dry Location Only 5W Miniature LED Lamp - Universal - 430 Lumens - Warm White (2700K) - 80 CRI - 25000 Hours - G9 (Bi-Pin) - 120 to 130V Maxlite - 74011 - SKG0905LED27 | 2700 | 80 | 430 | 86 | 25000 | 5 | 1 | 12.93 | 12.93 | 15.1932 | 2020Q3 | https://shop.regencylighting.com/lamps/led/decor-chand/skg0905led27-mxt.html | Regency Lighting | 2020 | Yes
LED Lighting | Reflector | Dabmar |  |  | PAR20 | E26 (Medium) | E26 (Medium) | Home / Light Bulbs / LED / Dabmar - DL-PAR20-LED-7W-30K PAR20 LED Lamp 7W PAR20 LED Lamp - Universal - 540 Lumens - Warm White (3000K) - 25000 Hours - E26 (Medium) - 120 to 277V (Universal) Dabmar - DL-PAR20-LED-7W-30K | 3000 |  | 540 | 77.1429 | 25000 | 7 | 1 | 52.95 | 52.95 | 62.2183 | 2020Q3 | https://shop.regencylighting.com/lamps/led/dl-par20-led-7w-30k-dab.html | Regency Lighting | 2020 | Yes
LED Lighting | A-Type | Manufacturer: Keystone Technologies | True | Daylighting/Photocell, | General Purpose Replacement | A19 | E26 (Medium) | Recessed Fixtures,Damp Location Rated Recessed Fixtures,Damp Location Rated Home > LED Light Bulbs > LED A19 Bulbs > 1000-1500 Lumens (75W Equal) > 5000K Daylight > 12 Watt Essential Series LED General Purpose A19 Light Bulb Dimmable 1100 Lumens 90 CRI 120V 5000K Product Specifications - Quick Reference Lamp Wattage: Working Voltage: 12 Watts 120 Volt Dimensions: Dimmability: 2.36" W x 4.33" (MOL) YES - Dimmable CRI: Delivered Lumens: 90 CRI 1100 Lumens Replaces: Certifications: 75 Watt Incandescent ENERGY STAR, UL, RoHS Light Color: 5000K Daylight Warranty: 2 Year Limited Keystone’s Essential Series A Shape Bulbs are designed for general purpose lighting needs. They’re suitable for new construction applications or replacing incandescent and halogen bulbs. Offering substantially longer lifespans and higher efficiencies, our A Shape Bulbs minimize energy and replacement costs. Keystone’s extensive line of Essential Series omnidirectional LED bulbs provide solutions for a variety of application needs. There is a wide range of wattage and lumen outputs available, as well as both 80 and 90 CRI options for a majority of the line. Color temperature choices include 2700K, 3000K, and 5000K, offering more aesthetic flexibility over incandescent bulbs. This Keystone Technologies KT-LED12A19-O-950 Essential Series Dimmable LED A19 Light Bulb produces a color temperature of 5000K daylight, operates on your existing 120V circuit and consumes just 12 watts of energy. These LED A19 A lamps 75 watt incandescent equivalent retrofit lights generate 1100 lumens and have a Color Rendering Index (CRI) of 90. These 120 volt LED light bulbs fit fixtures with an E26 medium base. These LED A19 bulbs are dimmable and CEC Title 20 Compliant. For Non-Dimmable versions, or Non-CEC compliant versions, please refer to the related products below. Can't find what you are looking for or need a quote for a large job? Give our customer service a call at 248-276-9640. The bulb's dimensions are 2.36 inches wide by 4.33 inches MOL. The lens conceals the LEDs from sight and evenly distributes the light and with a durable plastic housing that lowers the risk for breakage. They can be used with LED compatible controls and dimmers and are also rated for use in enclosed fixtures. Click here to see the complete Keystone 12 Watt 90CRI General Purpose Dimmable A19 Specification Sheet. These bulbs are damp location rated, Energy Star qualified, and have a rated life of 15,000 hours or a 2 Year limited warranty. Typical Applications Typical applications for these omni-directional LED A19 lamps include table and floor lamps, chandeliers, pendants, corridor light and sconce fixtures and general decorative outdoor lighting in residential, office, retail, restaurant, school, hospital and hotel/motel locations. Keystone Technologies 12 Watt Essential Series LED General Purpose A19 Light Bulb Dimmable 1100 Lumens 90 CRI 120V 5000K | 5000 | 96 | 1100 | 91.6667 | 15000 | 12 | 1 | 6.07 | 6.07 | 7.1325 | 2020Q3 | https://www.greenelectricalsupply.com/12-watt-essential-series-led-general-purpose-a19-light-bulb-dimmable-1100-lumens-90-cri-120v-5000k.aspx | Green Electrical Supply | 2020 | Yes
LED Lighting | A-Type | Cree Lighting | True |  | General Purpose Replacement | A19 | E26 (Medium) | Damp Location Rated Damp Location Rated Home Lamps, Bulbs, Ballasts Bulbs - LED LED - Traditional Lamps - A-Type Dimmable LED Lamp, 12W, 120V, A19, E26, Lumens: 1100, CRI: 90, 2700K Cree Lighting A19-75W-P1-27K-E26-U1 Dimmable LED Lamp, 12W, 120V | 2700 | 92 | 1100 | 91.6667 | 25000 | 12 | 1 | 10.72 | 10.72 | 12.5964 | 2020Q3 | https://www.platt.com/platt-electric-supply/LED-Traditional-Lamps-A-Type/Cree-Lighting/A19-75W-P1-27K-E26-U1/product.aspx?zpid=1233071 | Platt | 2020 | Yes
LED Lighting | A-Type | Cree Lighting | True |  | General Purpose Replacement | A19 | E26 (Medium) | Damp Location Rated Damp Location Rated Home Lamps, Bulbs, Ballasts Bulbs - LED LED - Traditional Lamps - A-Type Dimmable LED Lamp, 12 Watt, 120 Volt, A19, E26, Lumens: 1100, CRI: 90, 5000K, 12 per Carton Cree Lighting A19-75W-P1-50K-E26-U1 Dimmable LED Lamp, 12 Watt, 1100 Lumen, 5000K, 120V | 5000 | 96 | 1100 | 91.6667 | 25000 | 12 | 1 | 10.72 | 10.72 | 12.5964 | 2020Q3 | https://www.platt.com/platt-electric-supply/LED-Traditional-Lamps-A-Type/Cree-Lighting/A19-75W-P1-50K-E26-U1/product.aspx?zpid=1233074 | Platt | 2020 | Yes
LED Lighting | A-Type | TCP | True |  | General Purpose Replacement | A19 | E26 (Medium) | Damp Location Rated,Recessed Fixtures Damp Location Rated,Recessed Fixtures Home Lamps, Bulbs, Ballasts Bulbs - LED LED - Traditional Lamps - A-Type LED A-Lamp, 12 Watt, 120V, 1100 Lumens, CRI 90, E26 Base, 2700K TCP L12A19D1527KCQ LED A-Lamp | 2700 | 91 | 1100 | 91.6667 | 15000 | 12 | 1 | 7.81 | 7.81 | 9.1771 | 2020Q3 | https://www.platt.com/platt-electric-supply/LED-Traditional-Lamps-A-Type/TCP/L12A19D1527KCQ/product.aspx?zpid=1275466 | Platt | 2020 | Yes
LED Lighting | A-Type | TCP | True |  | General Purpose Replacement | A19 | E26 (Medium) | Damp Location Rated,Recessed Fixtures Damp Location Rated,Recessed Fixtures Home Lamps, Bulbs, Ballasts Bulbs - LED LED - Traditional Lamps - A-Type LED A-Lamp, 12 Watt, 120V, 1100 Lumens, CRI 90, E26 Base, 3000K TCP L12A19D1530KCQ LED A-Lamp | 3000 | 91 | 1100 | 91.6667 | 15000 | 12 | 1 | 7.81 | 7.81 | 9.1771 | 2020Q3 | https://www.platt.com/platt-electric-supply/LED-Traditional-Lamps-A-Type/TCP/L12A19D1530KCQ/product.aspx?zpid=1165858 | Platt | 2020 | Yes
LED Lighting | A-Type | Cree Lighting | True |  | General Purpose Replacement | A19 | E26 (Medium) | Damp Location Rated Damp Location Rated Home Lamps, Bulbs, Ballasts Bulbs - LED LED - Traditional Lamps - A-Type A19-75W-P1-27K-E26-U1 Dimmable LED Lamp, 12W, 120V, A19, E26, Lumens: 1100, CRI: 90, 2700K Dimmable LED Lamp, 12W, 120V Cree Lighting A19-75W-P1-27K-E26-U1 Dimmable LED Lamp, 12W, 120V | 2700 | 92 | 1100 | 91.6667 | 25000 | 12 | 1 | 11.05 | 11.05 | 12.9842 | 2020Q3 | https://www.rexelusa.com/usr/Root-Category/Lamps,-Bulbs,-Ballasts/Bulbs---LED/LED---Traditional/Lamps---A-Type/Cree-Lighting-A19-75W-P1-27K-E26-U1-Dimmable-LED-Lamp,-12W,-120V/p/1286200?prevPageNumber=50 | Rexel Energy Solutions | 2020 | Yes
LED Lighting | A-Type | SYLVANIA | True |  | General Purpose Replacement | A19 | E26 (Medium) | Damp Location Rated Damp Location Rated Home Lamps, Bulbs, Ballasts Bulbs - LED LED - Traditional Lamps - A-Type LED12A19/DIM/O/927/U/B 78114 LED12A19DIMO927UB 6/CS 1/SKU 78114 LED12A19DIMO927UB 6/CS 1/SKU SYLVANIA LED12A19/DIM/O/927/U/B 78114 LED12A19DIMO927UB 6/CS 1/SKU | 2700 | 91 | 1100 | 91.6667 | 25000 | 12 | 1 | 15.77 | 15.77 | 18.5304 | 2020Q3 | https://www.rexelusa.com/usr/Root-Category/Lamps,-Bulbs,-Ballasts/Bulbs---LED/LED---Traditional/Lamps---A-Type/SYLVANIA-LED12A19-DIM-O-927-U-B-78114-LED12A19DIMO927UB-6-CS-1-SKU/p/1213147?prevPageNumber=89 | Rexel Energy Solutions | 2020 | Yes
LED Lighting | A-Type | SYLVANIA | True |  | General Purpose Replacement | A19 | E26 (Medium) | Damp Location Rated Damp Location Rated Home Lamps, Bulbs, Ballasts Bulbs - LED LED - Traditional Lamps - A-Type LED12A19/DIM/O/930/U/B 78115 LED12A19DIMO930UB 6/CS/SKU 78115 LED12A19DIMO930UB 6/CS/SKU SYLVANIA LED12A19/DIM/O/930/U/B 78115 LED12A19DIMO930UB 6/CS/SKU | 3000 | 93 | 1100 | 91.6667 | 25000 | 12 | 1 | 15.77 | 15.77 | 18.5304 | 2020Q3 | https://www.rexelusa.com/usr/Root-Category/Lamps,-Bulbs,-Ballasts/Bulbs---LED/LED---Traditional/Lamps---A-Type/SYLVANIA-LED12A19-DIM-O-930-U-B-78115-LED12A19DIMO930UB-6-CS-SKU/p/1178756?prevPageNumber=67 | Rexel Energy Solutions | 2020 | Yes
LED Lighting | Reflector | Eco-Story | True |  | PAR30 | GU24 (Bi-Pin / Twist & Lock) | GU24 (Bi-Pin / Twist & Lock) | Home / Light Bulbs / LED / Eco-Story - ECO-PAR-30-GU-24-WW-30-DM GU24 Base PAR30 LED Lamp 8W GU24 Base PAR30 LED Lamp - Universal - 600 Lumens - Warm White (2700K) - 80 CRI - 40000 Hours - GU24 (Bi-Pin / Twist & Lock) - 120 to 130V Eco-Story - ECO-PAR-30-GU-24-WW-30-DM | 2700 | 80 | 600 | 75 | 40000 | 8 | 1 | 44.91 | 44.91 | 52.771 | 2020Q3 | https://shop.regencylighting.com/lamps/led/eco-par-30-gu-24-ww-30-dm-eco.html | Regency Lighting | 2020 | Yes
LED Lighting | Reflector | Eco-Story | True |  | PAR38 | GU24 (Bi-Pin / Twist & Lock) | GU24 (Bi-Pin / Twist & Lock) | Home / Light Bulbs / LED / Eco-Story - ECO-PAR38C-17-GU24-27K-25D GU24 Base PAR38 LED Lamp 17W GU24 Base PAR38 LED Lamp - Universal - 1100 Lumens - Warm White (2700K) - 80 CRI - 40000 Hours - GU24 (Bi-Pin / Twist & Lock) - 120 to 130V Eco-Story - ECO-PAR38C-17-GU24-27K-25D | 2700 | 80 | 1100 | 64.7059 | 40000 | 17 | 1 | 63.64 | 63.64 | 74.7795 | 2020Q3 | https://shop.regencylighting.com/lamps/led/eco-par38c-17-gu24-27k-25d-eco.html | Regency Lighting | 2020 | Yes
LED Lighting | Decorative | Maxlite | True |  | G25 | E26 (Medium) | E26 (Medium) | Home / Light Bulbs / LED / Maxlite - ?103592 - F7.5G25DLED27 Energy Star Certified 7.5W G25 LED Lamp - Universal - 800 Lumens - Warm White (2700K) - 80 CRI - 15000 Hours - E26 (Medium) - 120 to 130V Maxlite - ?103592 - F7.5G25DLED27 | 2700 | 80 | 800 | 106.6667 | 15000 | 7.5 | 1 | 10.25 | 10.25 | 12.0441 | 2020Q3 | https://shop.regencylighting.com/lamps/led/f7-5g25dled27-mxt.html | Regency Lighting | 2020 | Yes
LED Lighting | A-Type | SYLVANIA | True |  | General Purpose Replacement | A19 | E26 (Medium) | Damp Location Rated Damp Location Rated Home Lamps, Bulbs, Ballasts Bulbs - LED LED - Traditional Lamps - A-Type LED12A19/DIM/O/950/U/B 78116 LED12A19DIMO950UB 6/CS 1/SKU 78116 LED12A19DIMO950UB 6/CS 1/SKU SYLVANIA LED12A19/DIM/O/950/U/B 78116 LED12A19DIMO950UB 6/CS 1/SKU | 5000 | 96 | 1100 | 91.6667 | 25000 | 12 | 1 | 15.77 | 15.77 | 18.5304 | 2020Q3 | https://www.rexelusa.com/usr/Root-Category/Lamps,-Bulbs,-Ballasts/Bulbs---LED/LED---Traditional/Lamps---A-Type/SYLVANIA-LED12A19-DIM-O-950-U-B-78116-LED12A19DIMO950UB-6-CS-1-SKU/p/1219617?prevPageNumber=75 | Rexel Energy Solutions | 2020 | Yes
LED Lighting | A-Type | Cree LED Lighting | True |  | General Purpose Replacement | A19 | E26 (Medium) | Damp Location Rated Damp Location Rated Cree LED Lighting Professional Series Gen1 LED lamp features E26 screw-in lamp base. This A19 lamp outputs a soft white light of 1100 Lumens. The dimmable arbitrary lamp with an average life of 25000 Hours, has a power rating of 12-Watts and voltage rating of 120-Volts AC at 60-Hz. The lamp has an incandescent equivalent wattage of 75-Watts. Lamp with an instant start, has a CRI of >90, power factor of >0.9 and color temperature of 2700K. It delivers an omni-directional beam. It measures 4.6-Inch x 2.44-Inch Dia. Lamp has plastic construction for added durability. It is suitable for use in enclosed fixtures. This lamp is ideal for use in damp locations. The lamp meets cULus, FCC, CEC Title 20/Title 24 JA-8, RoHS and Energy Star standards. Cree LED Lighting A19-75W-P1-27K-E26-U1 Dimmable A19 Professional Series Gen1 LED Lamp E26 Screw 12-Watt 1100-Lumens 90 CRI Soft White | 2700 | 92 | 1100 | 91.6667 | 25000 | 12 | 12 | 16.726 | 1.3938 | 1.6378 | 2020Q3 | https://www.standardelectric.com/lighting-1600000000/cree-led-lighting-a19-75w-p1-27k-e26-u1-dimmable-a19-professional-series-gen1-led-lamp-e26-screw-12-watt-1100-lumens-90-cri-soft-white-777815 | Standard Electric | 2020 | Yes
LED Lighting | A-Type | Sylvania | True |  | General Purpose Replacement | A19 | E26 (Medium) | None None Topbulb » LED Bulbs » LED Standard Shape » 75W Equal » Sylvania 74426 ¦ 12W LED - 75W Equal - 3500K This Sylvania 74426 LED12A19/DIM/O/835/URP is a dimmable 12 watt LED that replaces a 75 watt incandescent and provides white illumination similar to a halogen bulb. Energy Star qualified. See this same bulb in 4-Pack pricing under Related Products on this page. LED Technology Notice Due to constantly evolving nature of LED technology, manufacturers will reserve the right to replace this product with next generation technology. We appreciate your understanding and acceptance of this policy. Utility/Government Incentives 15,000 Hours • Halogen White Light • Dimmable Sylvania 74426 ¦ 12W LED - 75W Equal - 3500K | 3500 | 85 | 1100 | 91.6667 | 15000 | 12 | 1 | 6.95 | 6.95 | 8.1665 | 2020Q3 | https://www.topbulb.com/sylvania-74426-led12a19dimo835urp-led | Top Bulb | 2020 | Yes
LED Lighting | A-Type | Sylvania | True |  | General Purpose Replacement | A19 | E26 (Medium) | None None Topbulb » LED Bulbs » LED Standard Shape » 75W Equal » Sylvania 74428 ¦ 12W LED - 75W Equal - 5000K This Sylvania 74428 LED12A19/DIM/O/850/URP is a dimmable 12 watt LED that replaces a 75 watt incandescent and provides very cool white illumination. Energy Star qualified. See this same bulb in 4-Pack pricing under Related Products on this page. LED Technology Notice Due to constantly evolving nature of LED technology, manufacturers will reserve the right to replace this product with next generation technology. We appreciate your understanding and acceptance of this policy. Utility/Government Incentives Documents Sylvana 74428 Spec Sheet 15,000 Hours • Very Cool White Light • Dimmable Sylvania 74428 ¦ 12W LED - 75W Equal - 5000K | 5000 | 85 | 1100 | 91.6667 | 15000 | 12 | 1 | 6.95 | 6.95 | 8.1665 | 2020Q3 | https://www.topbulb.com/sylvania-74428-led12a19dimo850urp-led | Top Bulb | 2020 | Yes
LED Lighting | A-Type | Brand Sylvania | True |  |  |  |  | Sylvania E26 LED A19 Light Bulb 12 Watt No Dimmable 80 CRI 1,100 Lumen 3500K Color Temperature 11000 Hours Average Rated Life. Mfg #78096 Sylvania 12 Watt 3500K 80 CRI A19 LED Light Bulb 6-Pack | 3500 | 80 | 1100 | 91.6667 | 11000 | 12 | 1 | 36.67 | 36.67 | 43.0887 | 2020Q3 | https://hdsupplysolutions.com/p/led-00-75-10-35/sylvania-12-watt-3500k-80-cri-a19-led-light-bulb-6-pack-p205713 | HD Supply | 2020 | Yes
LED Lighting | A-Type | Brand Sylvania | True |  |  |  |  | Sylvania E26 LED A19 Light Bulb 12 Watt No Dimmable 80 CRI 1,100 Lumen 3500K Color Temperature 11000 Hours Average Rated Life. Mfg #78099 Sylvania 12 Watt 3500K A19 LED Light Bulb 24-Pack | 3500 | 80 | 1100 | 91.6667 | 11000 | 12 | 1 | 126.98 | 126.98 | 149.2064 | 2020Q3 | https://hdsupplysolutions.com/p/led-00-75-10-35/sylvania-12-watt-3500k-a19-led-light-bulb-24-pack-p205714 | HD Supply | 2020 | Yes
LED Lighting | A-Type | Brand Sylvania | True |  |  |  |  | Sylvania E26 LED A19 Light Bulb 12 Watt No Dimmable 80 CRI 1,100 Lumen 5000K Color Temperature 11000 Hours Average Rated Life. Mfg #78100 Sylvania 12 Watt 5000K A19 LED Light Bulb 24-Pack | 5000 | 80 | 1100 | 91.6667 | 11000 | 12 | 1 | 144.9 | 144.9 | 170.2631 | 2020Q3 | https://hdsupplysolutions.com/p/led-00-75-10-35/sylvania-12-watt-5000k-a19-led-light-bulb-24-pack-p205715 | HD Supply | 2020 | Yes
LED Lighting | A-Type | Brand Sylvania | True |  |  |  | A19 | Sylvania® A-19 LED Bulb Medium Base 12 Watt 5,000 Kelvin 15,000 Average Hour Life 1,100 Lumens 120 Volt 80 CRI Dimmable Mfg #LED12A19DIMO850UB Sylvania® A-19 LED Bulb,12 Watt, 120 Volt, 5,000K, Medium Base, Package Of 6 | 5000 | 80 | 1100 | 91.6667 | 15000 | 12 | 6 | 43.74 | 7.29 | 8.566 | 2020Q3 | https://hdsupplysolutions.com/p/led-00-75-10-35/sylvania-a-19-led-bulb-12-watt-120-volt-5-000k-medium-base-package-of-6-p112788 | HD Supply | 2020 | Yes
LED Lighting | A-Type | Brand Sylvania | True |  |  |  |  | Sylvania® LED 12 Watt A-19 Lamp Dimmable Frosted Medium Base Not CA Title 20 Compliant 80 CRI 15,000 Average Life Hours Mfg #LED12A19DIMO827UB Sylvania® LED 12 Watt A-19, 1,100 Lumen, 2700k, 80CRI, Case Of 6 | 3500 | 83 | 1100 | 91.6667 | 15000 | 12 | 1 | 142 | 142 | 166.8555 | 2020Q3 | https://hdsupplysolutions.com/p/led-00-75-10-35/sylvania-led-12-watt-a-19-1-100-lumen-2700k-80cri-case-of-6-p923954 | HD Supply | 2020 | Yes
LED Lighting | Decorative | TCP | True |  | G16 | E12 (Candelabra) | E12 (Candelabra) | Home / Light Bulbs / LED / TCP - FG16D2527EE12C Filament Style; Suitable for Damp Locations 3W G16 LED Lamp - Universal - 250 Lumens - Warm White (2700K) - 80 CRI - 15000 Hours - E12 (Candelabra) - 120 to 130V - Clear TCP - FG16D2527EE12C | 2700 | 80 | 250 | 83.3333 | 15000 | 3 | 1 | 4.8 | 4.8 | 5.6402 | 2020Q3 | https://shop.regencylighting.com/lamps/led/fg16d2527ee12c-tcp.html | Regency Lighting | 2020 | Yes
LED Lighting | Reflector | Focus Industries | True |  | PAR20 | E26 (Medium) | E26 (Medium) | Home / Light Bulbs / LED / Focus Industries - FLLEDP20SS40 Black Housing; Must be installed in Sealed Fixture; Compatible with Focus 120-277V Enclosed Fixtures 8W PAR20 LED Lamp - Universal - 720 Lumens - Warm White (3000K) - 50000 Hours - E26 (Medium) Focus Industries - FLLEDP20SS40 | 3000 | 80 | 750 | 93.75 | 50000 | 8 | 1 | 33.99 | 33.99 | 39.9396 | 2020Q3 | https://shop.regencylighting.com/lamps/led/flledp20ss40-foc.html | Regency Lighting | 2020 | Yes
LED Lighting | Decorative | Philips | True |  | G25 | E26 (Medium) | E26 (Medium) | Home / Light Bulbs / LED / LED Globe / Philips - 459347 - 10G25/LED/827-22/E26/CL/DIM120 Energy Star Rated; Wet Location Rated; Warm Glow 10W G25 LED Lamp - Universal - 800 Lumens - Warm White (2200 to 2700K) - 80 CRI - 25000 Hours - E26 (Medium) - 120 to 130V - Clear Philips - 459347 - 10G25/LED/827-22/E26/CL/DIM120 | 2200 | 80 | 800 | 80 | 25000 | 10 | 6 | 72 | 12 | 14.1005 | 2020Q3 | https://shop.regencylighting.com/lamps/led/globe/10g25-led-827-22-e26-cl-dim120-45934-7.html | Regency Lighting | 2020 | Yes
LED Lighting | Decorative | Satco | True |  | G16 | E12 (Candelabra) | E12 (Candelabra) | Home / Light Bulbs / LED / LED Globe / Satco - S9870 - 2.5G16/LED/CL/27K/120V Approved for Enclosed Fixtures; Damp Location Rated 2.5W G16 1/2 LED Bulb - Warm White (2700K) - 80 CRI - E12 (Candelabra) - 120 to 130V - Clear Satco - S9870 - 2.5G16/LED/CL/27K/120V | 2700 | 80 | 200 | 80 | 15000 | 2.5 | 1 | 5.37 | 5.37 | 6.31 | 2020Q3 | https://shop.regencylighting.com/lamps/led/globe/2-5g16-led-cl-27k-120v-s9870.html | Regency Lighting | 2020 | Yes
LED Lighting | Decorative | Satco | True |  | G16 | E12 (Candelabra) | E12 (Candelabra) | Home / Light Bulbs / LED / LED Globe / Satco - S9871 - 3.5G16.5/LED/CL/27K/120V E12 Candelabra LED Bulb 3.5W G16.5 LED Lamp - Universal - 350 Lumens - Warm White (2700K) - 80 CRI - 15000 Hours - E12 (Candelabra) - 120 to 130V - Clear Satco - S9871 - 3.5G16.5/LED/CL/27K/120V | 2700 | 80 | 350 | 100 | 15000 | 3.5 | 1 | 6.35 | 6.35 | 7.4615 | 2020Q3 | https://shop.regencylighting.com/lamps/led/globe/3-5g16-5-led-cl-27k-120v-s9871.html | Regency Lighting | 2020 | Yes
LED Lighting | Decorative | Green Creative | True |  | G25 |  |  | Home / Light Bulbs / LED / LED Globe / Green Creative - 57894 - 4.5FG25DIM/824/A LED, Globe, G25, Vintage, 2400k, 4.5watts 4.5W G25 LED Lamp - 380 Lumens - Ultra Warm (2400K) - 80 CRI - 15000 Hours - Amber Green Creative - 57894 - 4.5FG25DIM/824/A | 2400 | 80 | 380 | 76 | 15000 | 5 | 1 | 7.24 | 7.24 | 8.5073 | 2020Q3 | https://shop.regencylighting.com/lamps/led/globe/4-5fg25dim-824-a-57894.html | Regency Lighting | 2020 | Yes
LED Lighting | Decorative | Philips | False |  | G25 | E26 (Medium) | E26 (Medium) | Home / Light Bulbs / LED / LED Globe / Philips - 465864 - 4.5G25/LED/827/ND 120V 1PK Energy Star Rated; Minimum starting temperature -20.00 F 4.5W G25 LED Lamp - Universal - 350 Lumens - Warm White (2700K) - 80 CRI - 15000 Hours - E26 (Medium) - 120 to 130V - Frost Philips - 465864 - 4.5G25/LED/827/ND 120V 1PK | 2700 | 80 | 350 | 77.7778 | 15000 | 4.5 | 1 | 5 | 5 | 5.8752 | 2020Q3 | https://shop.regencylighting.com/lamps/led/globe/4-5g25-led-827-nd-120v-1pk-46586-4.html | Regency Lighting | 2020 | Yes
LED Lighting | Decorative | Satco | True |  | G25 | E26 (Medium) | E26 (Medium) | Home / Light Bulbs / LED / LED Globe / Satco - S9828 - 4.5G25/SLV/LED/E26/27K/120V Rated for Enclosed Fixtures 4.5W G25 LED Lamp - Universal - Warm White (2700K) - 80 CRI - E26 (Medium) - 120 to 130V - Clear Silver Bowl Satco - S9828 - 4.5G25/SLV/LED/E26/27K/120V | 2700 | 80 | 430 | 95.5556 | 15000 | 4.5 | 1 | 7.19 | 7.19 | 8.4485 | 2020Q3 | https://shop.regencylighting.com/lamps/led/globe/4-5g25-slv-led-e26-27k-120v-s9828.html | Regency Lighting | 2020 | Yes
LED Lighting | Decorative | Satco | True |  | G40 | E26 (Medium) | E26 (Medium) | Home / Light Bulbs / LED / LED Globe / Satco - S9565/TF - 4.5G40/CL/LED/E26/27K/120V G40 LED Lamp; Shatterproof 4.5W G40 LED Lamp - Warm White (2700K) - 80 CRI - E26 (Medium) - 120 to 130V - Clear Satco - S9565/TF - 4.5G40/CL/LED/E26/27K/120V | 2700 | 80 | 450 | 100 | 15000 | 4.5 | 12 | 238.92 | 19.91 | 23.395 | 2020Q3 | https://shop.regencylighting.com/lamps/led/globe/4-5g40-cl-led-e26-27k-120v-s9565-tf.html | Regency Lighting | 2020 | Yes
LED Lighting | Decorative | Satco | True |  | G40 | E26 (Medium) | E26 (Medium) | Home / Light Bulbs / LED / LED Globe / Satco - S9565 - 4.5G40/CL/LED/E26/27K/120V G40 LED Lamp 4.5W G40 LED Lamp - Warm White (2700K) - 80 CRI - E26 (Medium) - 120 to 130V - Clear Satco - S9565 - 4.5G40/CL/LED/E26/27K/120V | 2700 | 80 | 450 | 100 |  | 4.5 | 1 | 9 | 9 | 10.5753 | 2020Q3 | https://shop.regencylighting.com/lamps/led/globe/4-5g40-cl-led-e26-27k-120v-s9565.html | Regency Lighting | 2020 | Yes
LED Lighting | Decorative | Philips | False | Daylighting/Photocell, | G25 | E26 (Medium) | E26 (Medium) | Home / Light Bulbs / LED / LED Globe / Philips - 465898 - 5G25/LED/850/ND 120V 1PK Energy Star Rated 5W G25 LED Lamp - Universal - 500 Lumens - Daylight (5000K) - 80 CRI - 15000 Hours - E26 (Medium) - 120 to 130V - Frost Philips - 465898 - 5G25/LED/850/ND 120V 1PK | 5000 | 80 | 500 | 100 | 15000 | 5 | 6 | 37.2 | 6.2 | 7.2852 | 2020Q3 | https://shop.regencylighting.com/lamps/led/globe/5g25-led-850-nd-120v-1pk-46589-8.html | Regency Lighting | 2020 | Yes
LED Lighting | Decorative | Philips | False |  | G25 | E26 (Medium) | E26 (Medium) | Home / Light Bulbs / LED / LED Globe / Philips - 465880 - 6.5G25/LED/827/ND 120V 1PK Energy Star Qualified; Wet Location Rated 6.5W G25 LED Lamp - Universal - 500 Lumens - Warm White (2700K) - 80 CRI - 15000 Hours - E26 (Medium) - 120 to 130V - Frost Philips - 465880 - 6.5G25/LED/827/ND 120V 1PK | 2700 | 80 | 500 | 76.9231 | 15000 | 6.5 | 1 | 6.2 | 6.2 | 7.2852 | 2020Q3 | https://shop.regencylighting.com/lamps/led/globe/6-5g25-led-827-nd-120v-1pk-46588-0.html | Regency Lighting | 2020 | Yes
LED Lighting | Decorative | Satco | True |  | G40 | E26 (Medium) | E26 (Medium) | Home / Light Bulbs / LED / LED Globe / Satco - S9566 - 6.5G40/CL/LED/E26/27K/120V LED with a Traditional Incandescent Look and Feel; Omni-Directional Light Source; Smooth Dimming; Replaces up to 40 Watt Lamps; Long Life-15000 Hour; Damp Location; UL Listed for Totally Enclosed Fixtures 6.5W G40 LED Lamp - Universal - 810 Lumens - Warm White (2700K) - 80 CRI - 15000 Hours - E26 (Medium) - 120 to 130V - Clear Satco - S9566 - 6.5G40/CL/LED/E26/27K/120V | 2700 | 80 | 810 | 124.6154 | 15000 | 6.5 | 1 | 12.64 | 12.64 | 14.8525 | 2020Q3 | https://shop.regencylighting.com/lamps/led/globe/6-5g40-cl-led-e26-27k-120v-s9566.html | Regency Lighting | 2020 | Yes
LED Lighting | Decorative | Satco | True | Daylighting/Photocell, | G25 | E26 (Medium) | E26 (Medium) | Home / Light Bulbs / LED / LED Globe / Satco - S8595 - 6G25/LED/5000K/390L/90CRI Damp Location Rated 6W G25 LED Lamp - 390 Lumens - Daylight (5000K) - 90 CRI - 25000 Hours - E26 (Medium) - 120 to 130V - Frost Satco - S8595 - 6G25/LED/5000K/390L/90CRI | 5000 | 90 | 390 | 65 | 25000 | 6 | 1 | 7.73 | 7.73 | 9.083 | 2020Q3 | https://shop.regencylighting.com/lamps/led/globe/6g25-led-5000k-390l-90cri-s8595.html | Regency Lighting | 2020 | Yes
LED Lighting | Decorative | Maxlite | True |  | G25 | E26 (Medium) | E26 (Medium) | Home / Light Bulbs / LED / LED Globe / Maxlite - 107505 - 6G25DLED27/G2 25000 Hour Life; Building Control Compatible 6W G25 LED Lamp - Universal - 450 Lumens - Warm White (2700K) - 80 CRI - 25000 Hours - E26 (Medium) - 120 to 130V Maxlite - 107505 - 6G25DLED27/G2 | 2700 | 80 | 450 | 75 | 25000 | 6 | 24 | 119.52 | 4.98 | 5.8517 | 2020Q3 | https://shop.regencylighting.com/lamps/led/globe/6g25dled27-g2-mxt.html | Regency Lighting | 2020 | Yes
LED Lighting | Decorative | Philips | True |  | G25 | E26 (Medium) | E26 (Medium) | Home / Light Bulbs / LED / LED Globe / Philips - 458802 - 7G25/LED/827-22/E26/DIM 120V Energy Star Rated; Wet Rated; Warm Glow 7W G25 LED Lamp - Universal - 450 Lumens - Warm White (2200 to 2700K) - 80 CRI - 25000 Hours - E26 (Medium) - 120 to 130V - Clear Philips - 458802 - 7G25/LED/827-22/E26/DIM 120V | 2200 | 80 | 450 | 64.2857 | 25000 | 7 | 6 | 69 | 11.5 | 13.5129 | 2020Q3 | https://shop.regencylighting.com/lamps/led/globe/7g25-led-827-22-e26-dim-120v-45880-2.html | Regency Lighting | 2020 | Yes
LED Lighting | Decorative | Feit | True |  | G25 | E26 (Medium) | E26 (Medium) | Home / Light Bulbs / LED / LED Globe / Feit - BPG2525/927CA/FIL LED G25 Globe Lamp 2.5W G25 LED Lamp - Universal - 250 Lumens - 15000 hrs. - E26 (Medium) - 120 to 130V - Clear Feit - BPG2525/927CA/FIL | 2700 |  | 250 | 100 | 15000 | 2.5 | 1 | 7.12 | 7.12 | 8.3663 | 2020Q3 | https://shop.regencylighting.com/lamps/led/globe/bpg2525-927ca-fil-fet.html | Regency Lighting | 2020 | Yes
LED Lighting | Decorative | Feit | True |  | G25 | E26 (Medium) | E26 (Medium) | Home / Light Bulbs / LED / LED Globe / Feit - BPG2525W927CA/FIL/RP LED G25 Globe Lamp 2.5W G25 LED Lamp - Universal - 225 Lumens - Warm White (2700K) - 15000 hrs. - E26 (Medium) - 120 to 130V - White Feit - BPG2525W927CA/FIL/RP | 2700 |  | 225 | 90 | 15000 | 2.5 | 1 | 11.74 | 11.74 | 13.795 | 2020Q3 | https://shop.regencylighting.com/lamps/led/globe/bpg2525w927ca-fil-rp-fet.html | Regency Lighting | 2020 | Yes
LED Lighting | Decorative | Maxlite | True |  | G25 | E26 (Medium) | E26 (Medium) | Home / Light Bulbs / LED / LED Globe / Maxlite - ?103592 - F7.5G25DLED27 Energy Star Certified 7.5W G25 LED Lamp - Universal - 800 Lumens - Warm White (2700K) - 80 CRI - 15000 Hours - E26 (Medium) - 120 to 130V Maxlite - ?103592 - F7.5G25DLED27 | 2700 | 80 | 800 | 106.6667 | 15000 | 7.5 | 1 | 10.25 | 10.25 | 12.0441 | 2020Q3 | https://shop.regencylighting.com/lamps/led/globe/f7-5g25dled27-mxt.html | Regency Lighting | 2020 | Yes
LED Lighting | Decorative | TCP | True |  | G16 | E12 (Candelabra) | E12 (Candelabra) | Home / Light Bulbs / LED / LED Globe / TCP - FG16D2527EE12C Filament Style; Suitable for Damp Locations 3W G16 LED Lamp - Universal - 250 Lumens - Warm White (2700K) - 80 CRI - 15000 Hours - E12 (Candelabra) - 120 to 130V - Clear TCP - FG16D2527EE12C | 2700 | 80 | 250 | 83.3333 | 15000 | 3 | 1 | 4.8 | 4.8 | 5.6402 | 2020Q3 | https://shop.regencylighting.com/lamps/led/globe/fg16d2527ee12c-tcp.html | Regency Lighting | 2020 | Yes
LED Lighting | Decorative | Sylvania | True |  | G16 | E12 (Candelabra) | E12 (Candelabra) | Home / Light Bulbs / LED / LED Globe / Sylvania - 75019 - LED3.5G16.5CDIM827FILBL Filament Design; Full Glass; Suitable for Damp Locations; Suitable for Totally Enclosed Fixtures 3.5W G16.5 LED Lamp - Warm White (2700K) - E12 (Candelabra) - 120 to 130V Sylvania - 75019 - LED3.5G16.5CDIM827FILBL | 2700 | 80 | 350 | 100 | 15000 | 3.5 | 1 | 5.79 | 5.79 | 6.8035 | 2020Q3 | https://shop.regencylighting.com/lamps/led/globe/led3-5g16-5cdim827filbl-75019.html | Regency Lighting | 2020 | Yes
LED Lighting | Decorative | TCP | False |  | G40 | E26 (Medium) | E26 (Medium) | Home / Light Bulbs / LED / LED Globe / TCP - LED31E26G40277V27K Damp Location 31W G40 LED Lamp - Universal - 2300 Lumens - Warm White (2700K) - 80 CRI - 25000 Hours - E26 (Medium) - 277V - Frost TCP - LED31E26G40277V27K | 2700 | 80 | 2300 | 74.1935 | 25000 | 31 | 1 | 33.43 | 33.43 | 39.2815 | 2020Q3 | https://shop.regencylighting.com/lamps/led/globe/led31e26g40277v27k-tcp.html | Regency Lighting | 2020 | Yes
LED Lighting | Decorative | TCP | False | Daylighting/Photocell, | G40 | E26 (Medium) | E26 (Medium) | Home / Light Bulbs / LED / LED Globe / TCP - LED31E26G40277V50K Damp Location 31W G40 LED Lamp - Universal - 2600 Lumens - Daylight (5000K) - 80 CRI - 25000 Hours - E26 (Medium) - 277V - Frost TCP - LED31E26G40277V50K | 5000 | 80 | 2600 | 83.871 | 25000 | 31 | 12 | 493.56 | 41.13 | 48.3293 | 2020Q3 | https://shop.regencylighting.com/lamps/led/globe/led31e26g40277v50k-tcp.html | Regency Lighting | 2020 | Yes
LED Lighting | Decorative | Sylvania | False |  | G25 | E26 (Medium) | E26 (Medium) | Home / Light Bulbs / LED / LED Globe / Sylvania - 40214 - LED3G25F82710YVGLUSARP2 G25 LED Lamp 3W G25 LED Lamp - Universal - 300 Lumens - Warm White (2700K) - 80 CRI - 11000 Hours - E26 (Medium) - 120 to 130V - Frost Sylvania - 40214 - LED3G25F82710YVGLUSARP2 | 2700 | 80 | 300 | 100 | 11000 | 3 | 1 | 4.63 | 4.63 | 5.4404 | 2020Q3 | https://shop.regencylighting.com/lamps/led/globe/led3g25f82710yvglusarp2-40214.html | Regency Lighting | 2020 | Yes
LED Lighting | Decorative | Sylvania | True | Daylighting/Photocell, | G25 | E26 (Medium) | E26 (Medium) | Home / Light Bulbs / LED / LED Globe / Sylvania - 40218 - LED3G25F85010YVGLUSARP2 Decorative Globe Lamp 3W G25 LED Lamp - Universal - 300 Lumens - Daylight (5000K) - 82 CRI - 11000 Hours - E26 (Medium) - 120 to 130V - White Sylvania - 40218 - LED3G25F85010YVGLUSARP2 | 5000 | 82 | 300 | 100 | 11000 | 3 | 1 | 4.63 | 4.63 | 5.4404 | 2020Q3 | https://shop.regencylighting.com/lamps/led/globe/led3g25f85010yvglusarp2-40218.html | Regency Lighting | 2020 | Yes
LED Lighting | Decorative | Sylvania | True |  | G25 | E26 (Medium) | E26 (Medium) | Home / Light Bulbs / LED / LED Globe / Sylvania - 79586 - LED4.5G25DIM822VING2RP Vintage; G25 LED Decorative Lamp; Approved for Damp Location; Suitable for Totally Enclosed Fixtures 4.5W G25 LED Lamp - Universal - 380 Lumens - Warm White (2200K) - 80 CRI - 15000 hrs. - E26 (Medium) - 120 to 130V - Amber Sylvania - 79586 - LED4.5G25DIM822VING2RP | 2200 | 80 | 380 | 84.4444 | 15000 | 4.5 | 1 | 189.9 | 189.9 | 223.1398 | 2020Q3 | https://shop.regencylighting.com/lamps/led/globe/led4-5g25dim822ving2rp-79586.html | Regency Lighting | 2020 | No
LED Lighting | Decorative | Bulbrite | True |  | G25 | E26 (Medium) | E26 (Medium) | Home / Light Bulbs / LED / LED Globe / Bulbrite - 776512 - LED4G25/22K/FIL-NOS Nostalgic Spiral/Curved Filament; Not Suitable for Enclosed Fixtures; Damp Location Rated; Fully Compatible with All Dimmer Types 4W G25 LED Globe Lamp - Universal - 230 Lumens - Warm White (2200K) - 95 CRI - 15000 hrs. - E26 (Medium) - 120 to 130V - Antique / Amber Bulbrite - 776512 - LED4G25/22K/FIL-NOS | 2200 | 95 | 230 | 57.5 | 15000 | 4 | 1 | 13.63 | 13.63 | 16.0158 | 2020Q3 | https://shop.regencylighting.com/lamps/led/globe/led4g25-22k-fil-nos-776512.html | Regency Lighting | 2020 | Yes
LED Lighting | Decorative | Sylvania | False |  | G25 | E26 (Medium) | E26 (Medium) | Home / Light Bulbs / LED / LED Globe / Sylvania - 79699 - LED5.5G25/827/10YV/RP2 Lamp Finish Frosted 5.5W G25 LED Lamp - Universal - 465 Lumens - Warm White (2700K) - 82 CRI - 11000 Hours - E26 (Medium) - 120 to 130V - Frost Sylvania - 79699 - LED5.5G25/827/10YV/RP2 | 2700 | 82 | 465 | 84.5455 | 11000 | 5.5 | 1 | 91.15 | 91.15 | 107.1048 | 2020Q3 | https://shop.regencylighting.com/lamps/led/globe/led5-5g25-827-10yv-rp2-79699.html | Regency Lighting | 2020 | No
LED Lighting | Decorative | Sylvania | False | Daylighting/Photocell, | G25 | E26 (Medium) | E26 (Medium) | Home / Light Bulbs / LED / LED Globe / Sylvania - 79700 - LED5.5G25/850/10YV/RP2 Lamp Finish Frosted 5.5W G25 LED Lamp - Universal - 465 Lumens - Daylight (5000K) - 83 CRI - 11000 Hours - E26 (Medium) - 120 to 130V - Frost Sylvania - 79700 - LED5.5G25/850/10YV/RP2 | 5000 | 83 | 465 | 84.5455 | 11000 | 5.5 | 12 | 27.84 | 2.32 | 2.7261 | 2020Q3 | https://shop.regencylighting.com/lamps/led/globe/led5-5g25-850-10yv-rp2-79700.html | Regency Lighting | 2020 | Yes
LED Lighting | Decorative | TCP | True |  | G16 | E12 (Candelabra) | E12 (Candelabra) | Home / Light Bulbs / LED / LED Globe / TCP - LED5E12G1627K Damp Location 5W G16 LED Lamp - Universal - 350 Lumens - Warm White (2700K) - 80 CRI - 25000 Hours - E12 (Candelabra) - 120 to 130V - Clear TCP - LED5E12G1627K | 2700 | 80 | 350 | 70 | 25000 | 5 | 48 | 324.48 | 6.76 | 7.9433 | 2020Q3 | https://shop.regencylighting.com/lamps/led/globe/led5e12g1627k-tcp.html | Regency Lighting | 2020 | Yes
LED Lighting | Decorative | TCP | True |  | G16 | E12 (Candelabra) | E12 (Candelabra) | Home / Light Bulbs / LED / LED Globe / TCP - LED5E12G1627KF Damp Location 5W G16 LED Lamp - Universal - 350 Lumens - Warm White (2700K) - 80 CRI - 25000 Hours - E12 (Candelabra) - 120 to 130V - Frost TCP - LED5E12G1627KF | 2700 | 80 | 350 | 70 | 25000 | 5 | 48 | 305.28 | 6.36 | 7.4732 | 2020Q3 | https://shop.regencylighting.com/lamps/led/globe/led5e12g1627kf-tcp.html | Regency Lighting | 2020 | Yes
LED Lighting | Decorative | TCP | True |  | G16 | E26 (Medium) | E26 (Medium) | Home / Light Bulbs / LED / LED Globe / TCP - LED5E26G1627K Damp Location 5W G16 LED Lamp - Universal - 350 Lumens - Warm White (2700K) - 80 CRI - 25000 Hours - E26 (Medium) - 120 to 130V - Clear TCP - LED5E26G1627K | 2700 | 80 | 350 | 70 | 25000 | 5 | 48 | 324.48 | 6.76 | 7.9433 | 2020Q3 | https://shop.regencylighting.com/lamps/led/globe/led5e26g1627k-tcp.html | Regency Lighting | 2020 | Yes
LED Lighting | Decorative | Bulbrite | True |  | G25 | E26 (Medium) | E26 (Medium) | Home / Light Bulbs / LED / LED Globe / Bulbrite - 776670 - LED5G25/27K/FIL/HM/2 Half Mirror; Suitable for Enclosed Fixtures; Wet Location Rated; Fully Compatible Dimming 5W G25 LED Globe Lamp - Universal - 360 Lumens - Warm White (2700K) - 80 CRI - 15000 hrs. - E26 (Medium) - 120 to 130V - Half Chrome Bulbrite - 776670 - LED5G25/27K/FIL/HM/2 | 2700 | 80 | 360 | 72 | 15000 | 5 | 1 | 12.64 | 12.64 | 14.8525 | 2020Q3 | https://shop.regencylighting.com/lamps/led/globe/led5g25-27k-fil-hm-2-776670.html | Regency Lighting | 2020 | Yes
LED Lighting | Decorative | Sylvania | False |  | G25 | E26 (Medium) | E26 (Medium) | Home / Light Bulbs / LED / LED Globe / Sylvania - 40215 - LED5G25F82710YVGLUSARP2 G25 LED Lamp 5W G25 LED Lamp - Universal - 550 Lumens - Warm White (2700K) - 80 CRI - 11000 Hours - E26 (Medium) - 120 to 130V - Frost Sylvania - 40215 - LED5G25F82710YVGLUSARP2 | 2700 | 80 | 550 | 110 | 11000 | 5 | 1 | 5.27 | 5.27 | 6.1925 | 2020Q3 | https://shop.regencylighting.com/lamps/led/globe/led5g25f82710yvglusarp2-40215.html | Regency Lighting | 2020 | Yes
LED Lighting | Decorative | Sylvania | False |  | G25 | E26 (Medium) | E26 (Medium) | Home / Light Bulbs / LED / LED Globe / LED5G25F85010YVGLUSARP2 [40219] G25 LED Lamp 5W G25 LED Lamp - Universal - 550 Lumens - Warm White (2700K) - 80 CRI - 11000 Hours - E26 (Medium) - 120 to 130V - Frost LED5G25F85010YVGLUSARP2 [40219] | 2700 | 80 | 550 | 110 | 11000 | 5 | 1 | 5.27 | 5.27 | 6.1925 | 2020Q3 | https://shop.regencylighting.com/lamps/led/globe/led5g25f85010yvglusarp2-40219.html | Regency Lighting | 2020 | Yes
LED Lighting | Decorative | Sylvania | False |  | G25 | E26 (Medium) | E26 (Medium) | Home / Light Bulbs / LED / LED Globe / Sylvania - 79697 - LED7.5G25/827/10YV/RP2 Lamp Finish Frosted 7.5W G25 LED Lamp - Universal - 650 Lumens - Warm White (2700K) - 82 CRI - 11000 Hours - E26 (Medium) - 120 to 130V - Frost Sylvania - 79697 - LED7.5G25/827/10YV/RP2 | 2700 | 82 | 650 | 86.6667 | 11000 | 7.5 | 12 | 36.6 | 3.05 | 3.5839 | 2020Q3 | https://shop.regencylighting.com/lamps/led/globe/led7-5g25-827-10yv-rp2-79697.html | Regency Lighting | 2020 | Yes
LED Lighting | Decorative | Sylvania | False | Daylighting/Photocell, | G25 | E26 (Medium) | E26 (Medium) | Home / Light Bulbs / LED / LED Globe / Sylvania - 79698 - LED7.5G25/850/10YV/RP2 Lamp Finish Frosted 7.5W G25 LED Lamp - Universal - 650 Lumens - Daylight (5000K) - 83 CRI - 11000 Hours - E26 (Medium) - 120 to 130V - Frost Sylvania - 79698 - LED7.5G25/850/10YV/RP2 | 5000 | 83 | 650 | 86.6667 | 11000 | 7.5 | 12 | 1093.8 | 91.15 | 107.1048 | 2020Q3 | https://shop.regencylighting.com/lamps/led/globe/led7-5g25-850-10yv-rp2-79698.html | Regency Lighting | 2020 | No
LED Lighting | Decorative | TCP | True |  | G25 | E26 (Medium) | E26 (Medium) | Home / Light Bulbs / LED / LED Globe / TCP - LED8G25D27KF Damp Location 8W G25 LED Lamp - Universal - 500 Lumens - Warm White (2700K) - 80 CRI - 25000 Hours - E26 (Medium) - 120 to 130V - Frost TCP - LED8G25D27KF | 2700 | 80 | 500 | 62.5 | 25000 | 8 | 12 | 117.12 | 9.76 | 11.4684 | 2020Q3 | https://shop.regencylighting.com/lamps/led/globe/led8g25d27kf-tcp.html | Regency Lighting | 2020 | Yes
LED Lighting | Decorative | TCP | True |  | G25 | E26 (Medium) | E26 (Medium) | Home / Light Bulbs / LED / LED Globe / TCP - LFG256025KAD Damp Location 5W G25 LED Lamp - Universal - 500 Lumens - Warm White (2500K) - 80 CRI - 15000 Hours - E26 (Medium) - 120 to 130V - Amber TCP - LFG256025KAD | 2500 | 80 | 500 | 100 | 15000 | 5 | 1 | 12.77 | 12.77 | 15.0052 | 2020Q3 | https://shop.regencylighting.com/lamps/led/globe/lfg256025kad-tcp.html | Regency Lighting | 2020 | Yes
LED Lighting | Decorative | Archipelago | True |  | G25 | E26 (Medium) | E26 (Medium) | Home / Light Bulbs / LED / LED Globe / Archipelago - LTG25S35027MB Silver Tip; UL Listed; Suitable for Wet Location; Enclosed Rated 3.5W G25 LED Lamp - Universal - 350 Lumens - Warm White (2700K) - 83 CRI - 25000 hrs. - E26 (Medium) - 120 to 130V - Silver Bowl Archipelago - LTG25S35027MB | 2700 | 83 | 350 | 100 | 25000 | 3.5 | 1 | 8.79 | 8.79 | 10.3286 | 2020Q3 | https://shop.regencylighting.com/lamps/led/globe/ltg25s35027mb-acp.html | Regency Lighting | 2020 | Yes
LED Lighting | Decorative | Archipelago | True |  | G40 | E26 (Medium) | E26 (Medium) | Home / Light Bulbs / LED / LED Globe / Archipelago - LTG40C35027MB Energy Star Listed; UL Listed; Suitable for Wet Location; Enclosed Rated 3.5W G40 LED Lamp - Universal - 350 Lumens - Warm White (2700K) - 83 CRI - 25000 hrs. - E26 (Medium) - 120 to 130V - Clear Archipelago - LTG40C35027MB | 2700 | 83 | 350 | 100 | 25000 | 3.5 | 1 | 12.28 | 12.28 | 14.4295 | 2020Q3 | https://shop.regencylighting.com/lamps/led/globe/ltg40c35027mb-acp.html | Regency Lighting | 2020 | Yes
LED Lighting | Decorative | Archipelago | True |  | G40 | E26 (Medium) | E26 (Medium) | Home / Light Bulbs / LED / LED Globe / Archipelago - LTG40F50027MB Energy Star Listed; UL Listed; Suitable for Wet Location; Enclosed Rated 4.5W G40 LED Lamp - Universal - 500 Lumens - Warm White (2700K) - 83 CRI - 25000 hrs. - E26 (Medium) - 120 to 130V - Frost Archipelago - LTG40F50027MB | 2700 | 83 | 500 | 111.1111 | 25000 | 4.5 | 1 | 12.28 | 12.28 | 14.4295 | 2020Q3 | https://shop.regencylighting.com/lamps/led/globe/ltg40f50027mb-acp.html | Regency Lighting | 2020 | Yes
LED Lighting | Decorative | Maxlite | True |  | G30 | E26 (Medium) | E26 (Medium) | Home / Light Bulbs / LED / LED Globe / Maxlite - 76541 - V6.5G30DLED22 Saves More than 90 Percent on Energy 6.5W G30 LED Lamp - Universal - 620 Lumens - Warm White (2200K) - 80 CRI - 15000 Hours - E26 (Medium) - 120 to 130V Maxlite - 76541 - V6.5G30DLED22 | 2200 | 80 | 620 | 95.3846 | 15000 | 6.5 | 1 | 18.2 | 18.2 | 21.3857 | 2020Q3 | https://shop.regencylighting.com/lamps/led/globe/v6-5g30dled22-mxt.html | Regency Lighting | 2020 | Yes
LED Lighting | Decorative | Lunera | True |  | PL-L/FT_DL (Twin Tube) | 2G11 (4 Pin) | 2G11 (4 Pin) | Home / Light Bulbs / LED / Lunera - HN-PLL-D-22-22W-835-G1 Plug-and-Play Ballast Driven Installation; Delivers up to 2600 Lumens of Usable Light 22W PL-L LED Helen Lamp - Universal - 2600 Lumens - Neutral White (3500K) - 80 CRI - 50000 Hours - 2G11 (4 Pin) - White Lunera - HN-PLL-D-22-22W-835-G1 | 3500 | 80 | 2600 | 118.1818 | 50000 | 22 | 24 | 349.2 | 14.55 | 17.0968 | 2020Q3 | https://shop.regencylighting.com/lamps/led/hn-pll-d-22-22w-835-g1-lli.html | Regency Lighting | 2020 | No
LED Lighting | Decorative | Lunera | True |  | PL-L/FT_DL (Twin Tube) | 2G11 (4 Pin) | 2G11 (4 Pin) | Home / Light Bulbs / LED / Lunera - HN-PLL-D-22-22W-840-G1 Plug-and-Play Ballast Driven Installation; Delivers up to 2600 Lumens of Usable Light 22W PL-L LED Helen Lamp - Universal - 2600 Lumens - Cool White (4000K) - 80 CRI - 50000 Hours - 2G11 (4 Pin) - White Lunera - HN-PLL-D-22-22W-840-G1 | 4000 | 80 | 2600 | 118.1818 | 50000 | 22 | 24 | 174.72 | 7.28 | 8.5543 | 2020Q3 | https://shop.regencylighting.com/lamps/led/hn-pll-d-22-22w-840-g1-lli.html | Regency Lighting | 2020 | No
LED Lighting | Decorative | Lunera |  |  | PL-L/FT_DL (Twin Tube) | 2G11 (4 Pin) | 2G11 (4 Pin) | Home / Light Bulbs / LED / Lunera - HN-PLL-L-22-23W-835-G1 PL-L LED Helen Lamp 23W PL-L LED Helen Lamp - 2600 Lumens - Neutral White (3500K) - 80 CRI - 50000 Hours - 2G11 (4 Pin) Lunera - HN-PLL-L-22-23W-835-G1 | 3500 | 80 | 2600 | 113.0435 | 50000 | 23 | 1 | 7.02 | 7.02 | 8.2488 | 2020Q3 | https://shop.regencylighting.com/lamps/led/hn-pll-l-22-23w-835-g1-lli.html | Regency Lighting | 2020 | No
LED Lighting | A-Type | Brand Sylvania | True |  |  |  |  | Sylvania® LED 12 Watt A-19 Lamp Dimmable Frosted Medium Base CA Title 20 Compliant 92 CRI 25,000 Average Life Hours Mfg #LED12A19DIMO927UB Sylvania® LED 12 Watt A-19, 1,100 Lumen, 2700k, 92CRI, Case Of 6 | 2700 | 92 | 1100 | 91.6667 | 25000 | 12 | 1 | 136.45 | 136.45 | 160.334 | 2020Q3 | https://hdsupplysolutions.com/p/led-00-75-10-35/sylvania-led-12-watt-a-19-1-100-lumen-2700k-92cri-case-of-6-p923957 | HD Supply | 2020 | Yes
LED Lighting | Reflector | TCP | True |  | PAR38 | E26 (Medium) | E26 (Medium) | Home / Light Bulbs / LED / TCP - L120P38D2530KFL Shatter Resistant; Wet Location Rated; Smooth Outside Housing 13W PAR38 LED Lamp - Universal - 1200 Lumens - Warm White (3000K) - 80 CRI - 25000 Hours - E26 (Medium) - 120 to 130V TCP - L120P38D2530KFL | 3000 | 80 | 1200 | 92.3077 | 25000 | 13 | 1 | 11.66 | 11.66 | 13.701 | 2020Q3 | https://shop.regencylighting.com/lamps/led/l120p38d2530kfl-tcp.html | Regency Lighting | 2020 | Yes
LED Lighting | Reflector | TCP | True |  | PAR38 | E26 (Medium) | E26 (Medium) | Home / Light Bulbs / LED / TCP - L120P38D2530KNFL Shatter Resistant; Wet Location Rated; Smooth Outside Housing 13W PAR38 LED Lamp - Universal - 1200 Lumens - Warm White (3000K) - 80 CRI - 25000 Hours - E26 (Medium) - 120 to 130V TCP - L120P38D2530KNFL | 3000 | 80 | 1200 | 92.3077 | 25000 | 13 | 12 | 139.92 | 11.66 | 13.701 | 2020Q3 | https://shop.regencylighting.com/lamps/led/l120p38d2530knfl-tcp.html | Regency Lighting | 2020 | Yes
LED Lighting | A-Type | Philips | True |  | A19/21 | E26 (Medium) | E26 (Medium) | Home / Light Bulbs / LED / Philips - 479469 - 12.2A21/PER/927-22/P/E26/WG A21 LED Lamp 12W A21 LED Lamp - Universal - 1100 Lumens - Warm White (2200 to 2700K) - 82 CRI - 15000 Hours - E26 (Medium) - 120 to 130V - Frost Philips - 479469 - 12.2A21/PER/927-22/P/E26/WG | 2200 | 82 | 1100 | 91.6667 | 15000 | 12 | 1 | 9 | 9 | 10.5753 | 2020Q3 | https://shop.regencylighting.com/lamps/led/12a21-per-827-22-p-e26-wg-47946-9.html | Regency Lighting | 2020 | Yes
LED Lighting | A-Type | Philips | True |  | A19/21 | E26 (Medium) | E26 (Medium) | Home / Light Bulbs / LED / LED A-Line / Philips - 479469 - 12.2A21/PER/927-22/P/E26/WG A21 LED Lamp 12W A21 LED Lamp - Universal - 1100 Lumens - Warm White (2200 to 2700K) - 82 CRI - 15000 Hours - E26 (Medium) - 120 to 130V - Frost Philips - 479469 - 12.2A21/PER/927-22/P/E26/WG | 2200 | 82 | 1100 | 91.6667 | 15000 | 12 | 1 | 9 | 9 | 10.5753 | 2020Q3 | https://shop.regencylighting.com/lamps/led/a-line/12a21-per-827-22-p-e26-wg-47946-9.html | Regency Lighting | 2020 | Yes
LED Lighting | A-Type | Sylvania | False |  | A19/21 | E26 (Medium) | E26 (Medium) | Home / Light Bulbs / LED / LED A-Line / Sylvania - 74736 - LED12A19/F/830/10YV/RP Damp Location Rated; Not for Use in Totally Enclosed Fixtures 12W A19 LED Lamp - Universal - 1100 Lumens - Warm White (3000K) - 80 CRI - 11000 Hours - E26 (Medium) - 120 to 130V - Frost Sylvania - 74736 - LED12A19/F/830/10YV/RP | 3000 | 80 | 1100 | 91.6667 | 11000 | 12 | 1 | 5.52 | 5.52 | 6.4862 | 2020Q3 | https://shop.regencylighting.com/lamps/led/a-line/led12a19-f-830-10yv-rp-74736.html | Regency Lighting | 2020 | Yes
LED Lighting | A-Type | Sylvania | False |  | A19/21 | E26 (Medium) | E26 (Medium) | Home / Light Bulbs / LED / LED A-Line / Sylvania - 79291 - LED12A19F82710YVRP Damp Location Rated; Not for Use in Totally Enclosed Fixtures 12W A19 LED Lamp - Universal - 1100 Lumens - Warm White (2700K) - 80 CRI - 11000 Hours - E26 (Medium) - 120 to 130V - Frost Sylvania - 79291 - LED12A19F82710YVRP | 2700 | 80 | 1100 | 91.6667 | 11000 | 12 | 6 | 33.12 | 5.52 | 6.4862 | 2020Q3 | https://shop.regencylighting.com/lamps/led/a-line/led12a19f82710yvrp-79291.html | Regency Lighting | 2020 | Yes
LED Lighting | A-Type | Sylvania | False |  | A19/21 | E26 (Medium) | E26 (Medium) | Home / Light Bulbs / LED / LED A-Line / Sylvania - 78096 - LED12A19F83510YVRP Damp Location Rated; Not for Use in Totally Enclosed Fixtures 12W A19 LED Lamp - Universal - 1100 Lumens - Neutral White (3500K) - 80 CRI - 11000 Hours - E26 (Medium) - 120 to 130V - Frost Sylvania - 78096 - LED12A19F83510YVRP | 3500 | 80 | 1100 | 91.6667 | 11000 | 12 | 6 | 33.12 | 5.52 | 6.4862 | 2020Q3 | https://shop.regencylighting.com/lamps/led/a-line/led12a19f83510yvrp-78096.html | Regency Lighting | 2020 | Yes
LED Lighting | A-Type | Sylvania | False |  | A19/21 | E26 (Medium) | E26 (Medium) | Home / Light Bulbs / LED / LED A-Line / Sylvania - 78099 - LED12A19F83510YVRP4 Damp Location Rated; Not for Use in Totally Enclosed Fixtures 12W A19 LED Lamp - Universal - 1100 Lumens - Neutral White (3500K) - 80 CRI - 11000 Hours - E26 (Medium) - 120 to 130V - Frost Sylvania - 78099 - LED12A19F83510YVRP4 | 3500 | 80 | 1100 | 91.6667 | 11000 | 12 | 1 | 5.52 | 5.52 | 6.4862 | 2020Q3 | https://shop.regencylighting.com/lamps/led/a-line/led12a19f83510yvrp4-78099.html | Regency Lighting | 2020 | Yes
LED Lighting | A-Type | Sylvania | False | Daylighting/Photocell, | A19/21 | E26 (Medium) | E26 (Medium) | Home / Light Bulbs / LED / LED A-Line / Sylvania - 79293 - LED12A19F85010YVRP Damp Location Rated; Not for Use in Totally Enclosed Fixtures 12W A19 LED Lamp - Universal - 1100 Lumens - Daylight (5000K) - 80 CRI - 11000 Hours - E26 (Medium) - 120 to 130V - Frost Sylvania - 79293 - LED12A19F85010YVRP | 5000 | 80 | 1100 | 91.6667 | 11000 | 12 | 6 | 33.12 | 5.52 | 6.4862 | 2020Q3 | https://shop.regencylighting.com/lamps/led/a-line/led12a19f85010yvrp-79293.html | Regency Lighting | 2020 | Yes
LED Lighting | A-Type | Sylvania | False |  | A19/21 | E26 (Medium) | E26 (Medium) | Home / Light Bulbs / LED / Sylvania - 74736 - LED12A19/F/830/10YV/RP Damp Location Rated; Not for Use in Totally Enclosed Fixtures 12W A19 LED Lamp - Universal - 1100 Lumens - Warm White (3000K) - 80 CRI - 11000 Hours - E26 (Medium) - 120 to 130V - Frost Sylvania - 74736 - LED12A19/F/830/10YV/RP | 3000 | 80 | 1100 | 91.6667 | 11000 | 12 | 1 | 5.52 | 5.52 | 6.4862 | 2020Q3 | https://shop.regencylighting.com/lamps/led/led12a19-f-830-10yv-rp-74736.html | Regency Lighting | 2020 | Yes
LED Lighting | A-Type | Sylvania | False |  | A19/21 | E26 (Medium) | E26 (Medium) | Home / Light Bulbs / LED / Sylvania - 79291 - LED12A19F82710YVRP Damp Location Rated; Not for Use in Totally Enclosed Fixtures 12W A19 LED Lamp - Universal - 1100 Lumens - Warm White (2700K) - 80 CRI - 11000 Hours - E26 (Medium) - 120 to 130V - Frost Sylvania - 79291 - LED12A19F82710YVRP | 2700 | 80 | 1100 | 91.6667 | 11000 | 12 | 6 | 33.12 | 5.52 | 6.4862 | 2020Q3 | https://shop.regencylighting.com/lamps/led/led12a19f82710yvrp-79291.html | Regency Lighting | 2020 | Yes
LED Lighting | A-Type | Sylvania | False |  | A19/21 | E26 (Medium) | E26 (Medium) | Home / Light Bulbs / LED / Sylvania - 78096 - LED12A19F83510YVRP Damp Location Rated; Not for Use in Totally Enclosed Fixtures 12W A19 LED Lamp - Universal - 1100 Lumens - Neutral White (3500K) - 80 CRI - 11000 Hours - E26 (Medium) - 120 to 130V - Frost Sylvania - 78096 - LED12A19F83510YVRP | 3500 | 80 | 1100 | 91.6667 | 11000 | 12 | 6 | 33.12 | 5.52 | 6.4862 | 2020Q3 | https://shop.regencylighting.com/lamps/led/led12a19f83510yvrp-78096.html | Regency Lighting | 2020 | Yes
LED Lighting | Reflector | Solais | True |  | BR40 | E26 (Medium) | E26 (Medium) | Home / Light Bulbs / LED / Solais - LBR40/FL/27H Wet Location Rated; Recommended for Use in Open Fixtures 14W BR40 LED Reflector Lamp - 1100 Lumens - Warm White (2700K) - 90 CRI - 50000 hrs. - E26 (Medium) - 120 to 130V - White Solais - LBR40/FL/27H | 2700 | 90 | 1100 | 78.5714 | 50000 | 14 | 1 | 53.42 | 53.42 | 62.7706 | 2020Q3 | https://shop.regencylighting.com/lamps/led/lbr40-fl-27h-sla.html | Regency Lighting | 2020 | Yes
LED Lighting | Decorative | Satco | True |  | T4 | G9 (Bi-Pin) | G9 (Bi-Pin) | Home / Light Bulbs / LED / Satco - S9224 - LED 3.0W G9 220L 3000K DIM Solid State LED lighting; High Efficacy; Long Life; Omnidirectional; Replaces Halogen G9 Lamps; Dimmable; Use in Dry Locations; Not for use in Totally Enclosed Fixtures 3W T4 LED Lamp - Universal - 220 Lumens - Warm White (3000K) - 80 CRI - 15000 Hours - G9 (Bi-Pin) - 120 to 130V - White Satco - S9224 - LED 3.0W G9 220L 3000K DIM | 3000 | 80 | 220 | 73.3333 | 15000 | 3 | 200 | 2164 | 10.82 | 12.7139 | 2020Q3 | https://shop.regencylighting.com/lamps/led/led-3-0w-g9-220l-3000k-dim-s9224.html | Regency Lighting | 2020 | Yes
LED Lighting | Decorative | Satco | True |  | T4 | G9 (Bi-Pin) | G9 (Bi-Pin) | Home / Light Bulbs / LED / Satco - S29548 - LED 4W JCD/G9 120V 3000K Silicon LED Replacement for Halogen G9 Base Lamps; Damp Location Rated 4W G9 Base LED Lamp - 480 Lumens - Warm White (3000K) - 80 CRI - 25000 Hours - G9 (Bi-Pin) - 120 to 130V - Clear Satco - S29548 - LED 4W JCD/G9 120V 3000K | 3000 | 80 | 480 | 120 | 25000 | 4 | 20 | 216.4 | 10.82 | 12.7139 | 2020Q3 | https://shop.regencylighting.com/lamps/led/led-4w-jcd-g9-120v-3000k-s29548.html | Regency Lighting | 2020 | Yes
LED Lighting | Decorative | Satco | True | Daylighting/Photocell, | T4 | G9 (Bi-Pin) | G9 (Bi-Pin) | Home / Light Bulbs / LED / Satco - S29549 - LED 4W JCD/G9 120V 5000K Solid State LED Lighting Replacement for 40 Watt Halogen G9 Base Lamps; Enclosed Location Rated; Damp Location Rated 4W G9 Base LED Lamp - 480 Lumens - Daylight (5000K) - 80 CRI - 25000 hrs. - G9 (Bi-Pin) - 120 to 130V - Clear Satco - S29549 - LED 4W JCD/G9 120V 5000K | 5000 | 80 | 480 | 120 | 25000 | 4 | 1 | 10.82 | 10.82 | 12.7139 | 2020Q3 | https://shop.regencylighting.com/lamps/led/led-4w-jcd-g9-120v-5000k-s29549.html | Regency Lighting | 2020 | Yes
LED Lighting | Decorative | Satco | True |  | T4 | G9 (Bi-Pin) | G9 (Bi-Pin) | Home / Light Bulbs / LED / Satco - S28682 - LED/4W/JCD/G9/FR/3K/120V Silicon LED Replacement for Halogen G9 Base Lamps; Damp Location Rated 4W G9 Base LED Lamp - 460 Lumens - Warm White (3000K) - 80 CRI - 25000 Hours - G9 (Bi-Pin) - 120 to 130V - Frost Satco - S28682 - LED/4W/JCD/G9/FR/3K/120V | 3000 | 80 | 460 | 115 | 25000 | 4 | 20 | 216.4 | 10.82 | 12.7139 | 2020Q3 | https://shop.regencylighting.com/lamps/led/led-4w-jcd-g9-fr-3k-120v-s28682.html | Regency Lighting | 2020 | Yes
LED Lighting | Decorative | Satco | True |  | T6 | G9 (Bi-Pin) | G9 (Bi-Pin) | Home / Light Bulbs / LED / Satco - S8682 - LED/4W/JCD/G9/FR/3K/120V Silicon LED Replacement for Halogen G9 Base Lamps; Damp Location Rated 4W G9 Base LED Lamp - 460 Lumens - Warm White (3000K) - 80 CRI - 25000 Hours - G9 (Bi-Pin) - 120 to 130V - Frost Satco - S8682 - LED/4W/JCD/G9/FR/3K/120V | 3000 | 80 | 460 | 115 | 25000 | 4 | 1 | 11.82 | 11.82 | 13.889 | 2020Q3 | https://shop.regencylighting.com/lamps/led/led-4w-jcd-g9-fr-3k-120v-s8682.html | Regency Lighting | 2020 | Yes
LED Lighting | Decorative | Satco | False |  | T4 | G9 (Bi-Pin) | G9 (Bi-Pin) | Home / Light Bulbs / LED / Satco - S9226 - LED 5.0W G9 450L 3000K T4 Repl. LED Bulb 5W T4 Repl. LED Bulb - Warm White (3000K) - 80 CRI - G9 (Bi-Pin) Satco - S9226 - LED 5.0W G9 450L 3000K | 3000 | 80 | 450 | 90 |  | 5 | 1 | 11.82 | 11.82 | 13.889 | 2020Q3 | https://shop.regencylighting.com/lamps/led/led-5-0w-g9-450l-3000k-s9226.html | Regency Lighting | 2020 | Yes
LED Lighting | Reflector | Norman | False |  | MR16 | GX5.3 (Mini Bi-Pin) | GX5.3 (Mini Bi-Pin) | Home / Light Bulbs / LED / Norman - LED-5MR16-24V-3 Direct Replacement for 50MR16 24 Volt Halogen; Suitable for Damp Locations 5W MR16 LED Lamp - Universal - 420 Lumens - Warm White (3000K) - 25000 hrs. - GX5.3 (Mini Bi-Pin) - 24V Norman - LED-5MR16-24V-3 | 3000 |  | 420 | 84 | 25000 | 5 | 1 | 13.73 | 13.73 | 16.1333 | 2020Q3 | https://shop.regencylighting.com/lamps/led/led-5mr16-24v-3-nmn.html | Regency Lighting | 2020 | Yes
LED Lighting | A-Type | Sylvania | False |  | A19/21 | E26 (Medium) | E26 (Medium) | Home / Light Bulbs / LED / Sylvania - 78099 - LED12A19F83510YVRP4 Damp Location Rated; Not for Use in Totally Enclosed Fixtures 12W A19 LED Lamp - Universal - 1100 Lumens - Neutral White (3500K) - 80 CRI - 11000 Hours - E26 (Medium) - 120 to 130V - Frost Sylvania - 78099 - LED12A19F83510YVRP4 | 3500 | 80 | 1100 | 91.6667 | 11000 | 12 | 1 | 5.52 | 5.52 | 6.4862 | 2020Q3 | https://shop.regencylighting.com/lamps/led/led12a19f83510yvrp4-78099.html | Regency Lighting | 2020 | Yes
LED Lighting | Decorative | Norman |  |  |  | G9 (Bi-Pin) | G9 (Bi-Pin) | Home / Light Bulbs / LED / Norman - LED-G9-120-4W-3K G9 Base LED Lamp 3W G9 Base LED Lamp - 250 Lumens - Warm White (3000K) - 50000 hrs. - G9 (Bi-Pin) - 120 to 130V Norman - LED-G9-120-4W-3K | 3000 |  | 250 | 83.3333 | 50000 | 3 | 1 | 10.79 | 10.79 | 12.6787 | 2020Q3 | https://shop.regencylighting.com/lamps/led/led-g9-120-4w-3k-nmn.html | Regency Lighting | 2020 | Yes
LED Lighting | A-Type | Sylvania | False | Daylighting/Photocell, | A19/21 | E26 (Medium) | E26 (Medium) | Home / Light Bulbs / LED / Sylvania - 79293 - LED12A19F85010YVRP Damp Location Rated; Not for Use in Totally Enclosed Fixtures 12W A19 LED Lamp - Universal - 1100 Lumens - Daylight (5000K) - 80 CRI - 11000 Hours - E26 (Medium) - 120 to 130V - Frost Sylvania - 79293 - LED12A19F85010YVRP | 5000 | 80 | 1100 | 91.6667 | 11000 | 12 | 6 | 33.12 | 5.52 | 6.4862 | 2020Q3 | https://shop.regencylighting.com/lamps/led/led12a19f85010yvrp-79293.html | Regency Lighting | 2020 | Yes
LED Lighting | Reflector | Sylvania |  |  | PAR30 | E26 (Medium) | E26 (Medium) | Home / Light Bulbs / LED / Sylvania - 75566 - LED10.5BR30WBLES Sylvania Smart + Bluetooth; Suitable for Damp Locations; Not Intended for Totally Enclosed Fixtures 10.5W BR30 LED Lamp - Universal - 800 Lumens - Warm White (2700K) - 90 CRI - 15000 hrs. - E26 (Medium) - 120 to 130V Sylvania - 75566 - LED10.5BR30WBLES | 2700 | 90 | 800 | 76.1905 | 15000 | 10.5 | 1 | 172.48 | 172.48 | 202.6707 | 2020Q3 | https://shop.regencylighting.com/lamps/led/led10-5br30wbles-75566.html | Regency Lighting | 2020 | No
LED Lighting | A-Type | Philips Lighting | True | Daylighting/Photocell, | General Purpose Replacement | A21 | E26 (Medium) | Damp Location Rated,Use With Timers,Dim to Warm,Use With Photo and/or Motion Sensors Damp Location Rated,Use With Timers,Dim to Warm,Use With Photo and/or Motion Sensors LED A-Style Light Bulbs Philips dimmable 12.2 watt 5000K A21 LED bulb generates as much light as many 75 watt incandescent bulbs. Suitable for use in enclosed fixtures Title 20 compliant No lead or mercury means easy and environmentally safe disposal Saves 62.8 watts in electricity compared to a 75 watt incandescent Very long life - Rated to still put out 70% as much light after 15,000 hours of operation as it does when brand new Compatible with Lutron #DV-600P, a maximum of 12 bulbs per circuit, and # DVELV-300P, a maximum of 6 bulbs per circuit Do not “hot swap” this bulb. Turn off fixture before replacing existing bulb. Suitable for use in enclosed fixtures Title 20 compliant No lead or mercury means easy and environmentally safe disposal Saves 62.8 watts in electricity compared to a 75 watt incandescent Very long life - Rated to still put out 70% as much light after 15,000 hours of operation as it does when brand new Compatible with Lutron #DV-600P, a maximum of 12 bulbs per circuit, and # DVELV-300P, a maximum of 6 bulbs per circuit Philips Dimmable 12.2W 5000K 90 CRI A21 LED Bulb, Enclosed Fixture Rated, Title 20 Compliant | 5000 | 82 | 1100 | 91.6667 | 15000 | 12 | 6 | 3.99 | 0.665 | 0.7814 | 2020Q3 | https://www.bulbs.com/product/12-2A21-PER-950-P-E26-DIM-6-1FB-T20 | Bulbs.com | 2020 | Yes
LED Lighting | A-Type | Philips Lighting | True |  | A21 | Arbitrary | E26 Medium | Philips Lighting High-performance A-shape LED lamp has A21 arbitrary shape frosted glass lamp and E26 medium screw-in base for connection. This 12-Watt lamp with 15000-Hour average life, delivers an omni-directional 1100-Lumen warm white light output with 2200K to 2700K color temperature and 80 CRI. An instant ON, smooth dimming lamp has an incandescent equivalent power rating of 75-Watts and voltage rating of 120-Volts. The 5.125-Inch LED lamp has a diameter of 3-inches. This LED lamp is suitable for decorative and ambient lighting in damp locations, retail outlets, hotels, restaurants, government buildings, offices and multi-unit residences. It is ideal for use in enclosed fixtures. The LED lamp meets UL and Energy Star standards. Philips Lighting 479469 Dimmable A21 High Performance A-Shape LED Lamp E26 Medium 12-Watt 1100-Lumens 2200K - 2700K 80 CRI Warm White | 2200 | 80 | 1100 | 91.6667 |  | 12 | 6 | 11.1 | 1.85 | 2.1738 | 2020Q3 | https://www.ew-ne.com/lighting-1600000000/philips-lighting-479469-dimmable-a21-high-performance-a-shape-led-lamp-e26-medium-12-watt-1100-lumens-2200k-2700k-80-cri-warm-white-735267 | Electrical Wholesalers Inc | 2020 | Yes
LED Lighting | A-Type | Philips Lighting | True |  |  | A21 (Arbitrary) | E26 (Medium Screw) | Home Lamps, Bulbs, Ballasts Bulbs - LED LED - Traditional Lamps - A-Type 12A21/LED/822-27/E26/DIM-120V-FB-1PK Dimmable LED Lamp, 12W, 120V, Bulb: A-Type (A21), Base: Medium Screw (E26), Lumens: 1100, CRI: 80, Color Temperature: 2700K-2200K WARM-GLOW, Rated Average Life: 25,000 Hrs. *Philips Part # 47252-2, Mdl# 9290012606* 75W Equivalent. This lamp is ENERGY STAR® Certified. *** Not for Sale in California *** Dimmable LED Lamp Philips Lighting 12A21/LED/822-27/E26/DIM-120V-FB-1PK Dimmable LED Lamp | 2200 | 80 | 1100 | 91.6667 |  | 12 | 1 | 12.38 | 12.38 | 14.547 | 2020Q3 | https://www.rexelusa.com/usr/Root-Category/Lamps,-Bulbs,-Ballasts/Bulbs---LED/LED---Traditional/Lamps---A-Type/Philips-Lighting-12A21-LED-822-27-E26-DIM-120V-FB-1PK-Dimmable-LED-Lamp/p/1235002?prevPageNumber=34 | Rexel Energy Solutions | 2020 | Yes
LED Lighting | A-Type | SYLVANIA | True |  |  | A19 (Arbitrary) | Medium Screw (E26) | Home Lamps, Bulbs, Ballasts Bulbs - LED LED - Traditional Lamps - A-Type LED12A19/DIM/O/827/U LED Lamp, 12 Watt, 120 Volt, Bulb: A19, Base: Medium Screw (E26), Lumens: 1100, CRI: 80, Color Temperature: 2700K, Lamp Finish: Frosted, Rated Hours: 15000, Dimmable, Standard Case Qty: 6 Sylvania Part # 74437 *** Discontinued *** LED Lamp, A19, 12W, 120V, Frosted *** Discontinued *** SYLVANIA LED12A19/DIM/O/827/U LED Lamp, A19, 12W, 120V, Frosted *** Discontinued *** | 2700 | 80 | 1100 | 91.6667 |  | 12 | 1 | 16.46 | 16.46 | 19.3411 | 2020Q3 | https://www.rexelusa.com/usr/Root-Category/Lamps,-Bulbs,-Ballasts/Bulbs---LED/LED---Traditional/Lamps---A-Type/SYLVANIA-LED12A19-DIM-O-827-U-LED-Lamp,-A19,-12W,-120V,-Frosted-Discontinued-/p/1050882?prevPageNumber=12 | Rexel Energy Solutions | 2020 | Yes
LED Lighting | A-Type | SYLVANIA | True |  |  | A19 (Arbitrary) | Medium Screw (E26) | Home Lamps, Bulbs, Ballasts Bulbs - LED LED - Traditional Lamps - A-Type LED12A19DIMO827UB LED Lamp, 12 Watt, 120 Volt, Bulb: A19, Base: Medium Screw (E26), Lumens: 1100, CRI: 80, Color Temperature: 2700K, Lamp Finish: Frosted, Rated Hours: 15000, Dimmable, Standard Case Qty: 6 *Sylvania Part # 74685* LED Lamp, A19, 12W, 1100L, 120V, 2700K, Frosted SYLVANIA LED12A19DIMO827UB LED Lamp, A19, 12W, 1100L, 120V, 2700K, Frosted | 2700 | 80 | 1100 | 91.6667 |  | 12 | 1 | 11.98 | 11.98 | 14.077 | 2020Q3 | https://www.rexelusa.com/usr/Root-Category/Lamps,-Bulbs,-Ballasts/Bulbs---LED/LED---Traditional/Lamps---A-Type/SYLVANIA-LED12A19DIMO827UB-LED-Lamp,-A19,-12W,-1100L,-120V,-2700K,-Frosted/p/1235481?prevPageNumber=12 | Rexel Energy Solutions | 2020 | Yes
LED Lighting | Reflector | Sylvania | True |  | PAR30 | E26 (Medium) | E26 (Medium) | Home / Light Bulbs / LED / Sylvania - 75577 - LED10BR30CBLES Sylvania Smart + Bluetooth; Full Color and Adjustable White; 2700-6500K 10W BR30 LED Lamp - Universal - 800 Lumens - Warm White (2700K) - 80 CRI - 15000 hrs. - E26 (Medium) - 120 to 130V Sylvania - 75577 - LED10BR30CBLES | 2700 | 80 | 800 | 80 | 15000 | 10 | 1 | 261.08 | 261.08 | 306.7791 | 2020Q3 | https://shop.regencylighting.com/lamps/led/led10br30cbles-75577.html | Regency Lighting | 2020 | No
LED Lighting | Reflector | Sylvania | True | Scene Controls, | PAR30 | E26 (Medium) | E26 (Medium) | Home / Light Bulbs / LED / Sylvania - 74988 - LED10BR30CHOMEKITBLES+ Smart + LED BR30 Homekit BLE Connected Lamp; Dimmable; Color Temperature Tunable between 2700-6500 Kelvin; Indoor Use Only; Suitable for Use in Damp Locations 10W BR30 LED Lamp - 800 Lumens - Warm White (2700K) - 80 CRI - 15000 hrs. - E26 (Medium) Sylvania - 74988 - LED10BR30CHOMEKITBLES+ | 2700 | 80 | 800 | 80 | 15000 | 10 | 1 | 63.32 | 63.32 | 74.4034 | 2020Q3 | https://shop.regencylighting.com/lamps/led/led10br30chomekitbles-74988.html | Regency Lighting | 2020 | Yes
LED Lighting | Reflector | TCP | True |  | PAR20 | E26 (Medium) | E26 (Medium) | Home / Light Bulbs / LED / TCP - LED10P20D27KFL95 Damp Location 10W PAR20 LED Lamp - Universal - 500 Lumens - Warm White (2700K) - 90 CRI - 25000 Hours - E26 (Medium) - 120 to 130V - White TCP - LED10P20D27KFL95 | 2700 | 90 | 500 | 50 | 25000 | 10 | 1 | 16.85 | 16.85 | 19.7994 | 2020Q3 | https://shop.regencylighting.com/lamps/led/led10p20d27kfl95-tcp.html | Regency Lighting | 2020 | Yes
LED Lighting | Reflector | TCP | True |  | PAR20 | E26 (Medium) | E26 (Medium) | Home / Light Bulbs / LED / TCP - LED10P20D27KNFL Damp Location 10W PAR20 LED Lamp - Universal - 600 Lumens - Warm White (2700K) - 82 CRI - 25000 Hours - E26 (Medium) - 120 to 130V - White TCP - LED10P20D27KNFL | 2700 | 82 | 600 | 60 | 25000 | 10 | 48 | 735.36 | 15.32 | 18.0016 | 2020Q3 | https://shop.regencylighting.com/lamps/led/led10p20d27knfl-tcp.html | Regency Lighting | 2020 | Yes
LED Lighting | Reflector | TCP | True |  | PAR30 | E26 (Medium) | E26 (Medium) | Home / Light Bulbs / LED / TCP - LED10P30SD27KNFL Damp Location 10W PAR30 LED Lamp - Universal - 700 Lumens - Warm White (2700K) - 82 CRI - 25000 Hours - E26 (Medium) - 120 to 130V - White TCP - LED10P30SD27KNFL | 2700 | 82 | 700 | 70 | 25000 | 10 | 12 | 197.4 | 16.45 | 19.3294 | 2020Q3 | https://shop.regencylighting.com/lamps/led/led10p30sd27knfl-tcp.html | Regency Lighting | 2020 | Yes
LED Lighting | Reflector | TCP | True |  | PAR30 | E26 (Medium) | E26 (Medium) | Home / Light Bulbs / LED / TCP - LED10P30SD30KFL Damp Location 10W PAR30 LED Lamp - Universal - 725 Lumens - Warm White (3000K) - 82 CRI - 25000 Hours - E26 (Medium) - 120 to 130V - White TCP - LED10P30SD30KFL | 3000 | 82 | 725 | 72.5 | 25000 | 10 | 12 | 197.4 | 16.45 | 19.3294 | 2020Q3 | https://shop.regencylighting.com/lamps/led/led10p30sd30kfl-tcp.html | Regency Lighting | 2020 | Yes
LED Lighting | Reflector | TCP | True |  | PAR30 | E26 (Medium) | E26 (Medium) | Home / Light Bulbs / LED / TCP - LED10P30SD41KNFL Damp Location 10W PAR30 LED Lamp - Universal - 700 Lumens - Cool White (4100K) - 82 CRI - 25000 Hours - E26 (Medium) - 120 to 130V - white TCP - LED10P30SD41KNFL | 4100 | 82 | 700 | 70 | 25000 | 10 | 1 | 16.45 | 16.45 | 19.3294 | 2020Q3 | https://shop.regencylighting.com/lamps/led/led10p30sd41knfl-tcp.html | Regency Lighting | 2020 | Yes
LED Lighting | Reflector | TCP | False |  | PAR30 | E26 (Medium) | E26 (Medium) | Home / Light Bulbs / LED / TCP - LED10P30SV27KFL Damp Location 10W PAR30 Short Neck LED Lamp - Universal - 600 Lumens - Warm White (2700K) - 82 CRI - 25000 Hours - E26 (Medium) - 120 to 130V TCP - LED10P30SV27KFL | 2700 | 82 | 600 | 60 | 25000 | 10 | 1 | 14.81 | 14.81 | 17.4023 | 2020Q3 | https://shop.regencylighting.com/lamps/led/led10p30sv27kfl-tcp.html | Regency Lighting | 2020 | Yes
LED Lighting | Reflector | TCP | False |  | PAR20 | E26 (Medium) | E26 (Medium) | Home / Light Bulbs / LED / TCP - LED10R2024K Damp Location Rated; Enclosed Applications May Reduce Life 10W R20 LED Reflector Lamp - Universal - 650 Lumens - Warm White (2400K) - 80 CRI - 25000 hrs. - E26 (Medium) - 120 to 130V TCP - LED10R2024K | 2400 | 80 | 650 | 65 | 25000 | 10 | 1 | 8.8 | 8.8 | 10.3403 | 2020Q3 | https://shop.regencylighting.com/lamps/led/led10r2024k-tcp.html | Regency Lighting | 2020 | Yes
LED Lighting | A-Type | SYLVANIA | True |  |  | A19 (Arbitrary) | Medium Screw (E26) | Home Lamps, Bulbs, Ballasts Bulbs - LED LED - Traditional Lamps - A-Type LED12A19DIMO835URP LED Lamp, 12 Watt, 120 Volt, Bulb: A19, Base: Medium Screw (E26), Lumens: 1100, CRI: 80, Color Temperature: 3500K, Lamp Finish: Frosted, Rated Hours: 15000, Dimmable, Standard Case Qty: 6 *Sylvania Part # 74426* LED Lamp, A19, 12W, 120V, Frosted SYLVANIA LED12A19DIMO835URP LED Lamp, A19, 12W, 120V, Frosted | 3500 | 80 | 1100 | 91.6667 |  | 12 | 1 | 15.77 | 15.77 | 18.5304 | 2020Q3 | https://www.rexelusa.com/usr/Root-Category/Lamps,-Bulbs,-Ballasts/Bulbs---LED/LED---Traditional/Lamps---A-Type/SYLVANIA-LED12A19DIMO835URP-LED-Lamp,-A19,-12W,-120V,-Frosted/p/1063982?prevPageNumber=64 | Rexel Energy Solutions | 2020 | Yes
LED Lighting | A-Type | SYLVANIA | True |  |  | A19 (Arbitrary) | Medium Screw (E26) | Home Lamps, Bulbs, Ballasts Bulbs - LED LED - Traditional Lamps - A-Type LED12A19DIMO850U LED Lamp, 12 Watt, 120 Volt, Bulb: A19, Base: Medium Screw (E26), Lumens: 1100, CRI: 80, Color Temperature: 5000K, Lamp Finish: Frosted, Rated Hours: 15000, Dimmable, Standard Case Qty: 6 *Sylvania Part # 74690* LED Lamp, A19, 12W, 1100L, 120V, 5000K, Frosted SYLVANIA LED12A19DIMO850U LED Lamp, A19, 12W, 1100L, 120V, 5000K, Frosted | 5000 | 80 | 1100 | 91.6667 |  | 12 | 1 | 11.98 | 11.98 | 14.077 | 2020Q3 | https://www.rexelusa.com/usr/Root-Category/Lamps,-Bulbs,-Ballasts/Bulbs---LED/LED---Traditional/Lamps---A-Type/SYLVANIA-LED12A19DIMO850U-LED-Lamp,-A19,-12W,-1100L,-120V,-5000K,-Frosted/p/1309297?prevPageNumber=68 | Rexel Energy Solutions | 2020 | Yes
LED Lighting | Reflector | Sylvania | True | Scene Controls, | PAR30 | E26 (Medium) | E26 (Medium) | Home / Light Bulbs / LED / Sylvania - 73739 - LED11BR30DIMRGBWLFY Smart + LED BR30 RGBW Lamp; Dimmable; Color Temperature Tunable between 2700-6500 Kelvin; Indoor Use Only; Suitable for Use in Damp Locations 11W BR30 LED Lamp - 800 Lumens - Warm White (2700K) - 90 CRI - 20000 hrs. - E26 (Medium) Sylvania - 73739 - LED11BR30DIMRGBWLFY | 2700 | 90 | 800 | 72.7273 | 20000 | 11 | 1 | 57.88 | 57.88 | 68.0112 | 2020Q3 | https://shop.regencylighting.com/lamps/led/led11br30dimrgbwlfy-73739.html | Regency Lighting | 2020 | Yes
LED Lighting | A-Type | SYLVANIA | True |  |  | A19 (Arbitrary) | Medium Screw (E26) | Home Lamps, Bulbs, Ballasts Bulbs - LED LED - Traditional Lamps - A-Type LED12A19DIMO850URP LED Lamp, 12 Watt, 120 Volt, Bulb: A19, Base: Medium Screw (E26), Lumens: 1100, CRI: 80, Color Temperature: 5000K, Lamp Finish: Frosted, Rated Hours: 15000, Dimmable, Standard Case Qty: 6 Sylvania Part # 74428 *** Discontinued *** LED Lamp, A19, 12W, 120V, Frosted *** Discontinued *** SYLVANIA LED12A19DIMO850URP LED Lamp, A19, 12W, 120V, Frosted *** Discontinued *** | 5000 | 80 | 1100 | 91.6667 |  | 12 | 1 | 15.77 | 15.77 | 18.5304 | 2020Q3 | https://www.rexelusa.com/usr/Root-Category/Lamps,-Bulbs,-Ballasts/Bulbs---LED/LED---Traditional/Lamps---A-Type/SYLVANIA-LED12A19DIMO850URP-LED-Lamp,-A19,-12W,-120V,-Frosted-Discontinued-/p/1051201?prevPageNumber=27 | Rexel Energy Solutions | 2020 | Yes
LED Lighting | Reflector | Sylvania | True | Daylighting/Photocell, | PAR30LN | E26 (Medium) | E26 (Medium) | Home / Light Bulbs / LED / Sylvania - 74603 - LED11PAR30LNDIM850FL4013YGLWRP PAR30LN LED Lamp 11W PAR30 Long Neck LED Lamp - Universal - 850 Lumens - Daylight (5000K) - 82 CRI - 15000 Hours - E26 (Medium) - 120 to 130V Sylvania - 74603 - LED11PAR30LNDIM850FL4013YGLWRP | 5000 | 82 | 850 | 77.2727 | 15000 | 11 | 1 | 17.24 | 17.24 | 20.2577 | 2020Q3 | https://shop.regencylighting.com/lamps/led/led11par30lndim850fl4013yglwrp-74603.html | Regency Lighting | 2020 | Yes
LED Lighting | Reflector | Sylvania | True |  | PAR38 | E26 (Medium) | E26 (Medium) | Home / Light Bulbs / LED / Sylvania - 79259 - LED11PAR38/DIM/830/FL30/G2/RP Indoor/Outdoor Damp Rated; Energy Star Rated 11W PAR38 LED Lamp - Universal - 850 Lumens - Warm White (3000K) - 82 CRI - 25000 Hours - E26 (Medium) - 120 to 130V Sylvania - 79259 - LED11PAR38/DIM/830/FL30/G2/RP | 3000 | 82 | 850 | 77.2727 | 25000 | 11 | 1 | 23.55 | 23.55 | 27.6722 | 2020Q3 | https://shop.regencylighting.com/lamps/led/led11par38-dim-830-fl30-g2-rp-79259.html | Regency Lighting | 2020 | Yes
LED Lighting | A-Type | GE Lighting | False |  | LED | A19 | E26 (Medium) | Topbulb » LED Bulbs » LED Standard Shape » 75W Equal » GE 75590 ¦ 12W LED Bright Stik - 75W Equal - 1100 Lumens - 2700K - 2 Pack Use this GE 12 watt, medium base LED as a direct replacement for 75 watt incandescent / halogen equivalent light sources where warm white light is desired. Especially useful in applications requiring short bulb length. Priced and shipped as a 2-Pack. LED Technology Notice Due to constantly evolving nature of LED technology, manufacturers will reserve the right to replace this product with next generation technology. We appreciate your understanding and acceptance of this policy. Utility/Government Incentives Documents GE 75590 Spec Sheet About GE Lighting Started over 130 years ago, General Electric began with Thomas Edison's invention of the world's first affordable incandescent light bulb. More than a century later, the company still brings light to the world through its products. Its modern new light technologies, such as fluorescent and LED light bulbs, cost less and are more energy efficient and environmentally friendly. GE currently works to make nearly all of their lighting products Energy Star certified. 15,000 Hours • Length 5.24" • Not Dimmable GE 75590 ¦ 12W LED Bright Stik - 75W Equal - 1100 Lumens - 2700K - 2 Pack | 2700 | 80 | 1100 | 91.6667 | 15000 | 12 | 1 | 13.95 | 13.95 | 16.3918 | 2020Q3 | https://www.topbulb.com/ge-75590-12w-led-a19-2700k | Top Bulb | 2020 | Yes
LED Lighting | A-Type | Green Creative | True |  | LED | A19 | E26 (Medium) | Topbulb » LED Bulbs » LED Standard Shape » 75W Equal » Green Creative 16175 - 12W A19 LED - 75W Equal - Warm White This Green Creative 12 watt LED A19 replaces a 75 watt equivalent incandescent, halogen or CFL without sacrificing lumen output or light quality and with a dramatic increase in rated life at 25,000 hours reducing maintenance costs. Designed and engineered for demanding commercial applications, this lamp meets the Energy Star V1.1 requirements for omnidirectional lamps by emitting 330° of evenly diffused light. This lamp features smooth dimming with most existing dimmers and compatibility with motion sensors. Suitable for use in totally enclosed fixtures. See the document below for additional information and specifications. LED Technology Notice Due to constantly evolving nature of LED technology, manufacturers will reserve the right to replace this product with next generation technology. We appreciate your understanding and acceptance of this policy. Utility/Government Incentives Documents Green Creative 12A19G4DIM/827 Specification Sheet About Green Creative Green Creative, founded in 2010, is a solid state lighting development and manufacturing company based in Silicon Valley, CA. The company offers a comprehensive line of high-performance LED solutions that have been adopted by some of the largest companies in the world. Green Creative focuses on professional-grade LED lamps and fixtures that meet the high standards of commercial, institutional and industrial installations. Anchored by strongly integrated R&D capabilities and patented technology, Green Creative's innovation, performance and reliability have been recognized year after year by the Illuminating Engineering Society Progress Report, the LEDs Magazine Sapphire Awards and Lighting for Tomorrow. 25000 Hours • Enclosed Fixture Compatible • Specification Grade Green Creative 16175 - 12W A19 LED - 75W Equal - Warm White | 2700 | 80 | 1100 | 91.6667 | 25000 | 12 | 1 | 11.98 | 11.98 | 14.077 | 2020Q3 | https://www.topbulb.com/green-creative-16175-12w-a19-led-75w-equal-warm-white | Top Bulb | 2020 | Yes
LED Lighting | A-Type | Sylvania | False |  | LED | A19 | E26 (Medium) | Topbulb » LED Bulbs » LED Standard Shape » 75W Equal » Sylvania 78096 ¦ 12W LED - 75W Equal - 3500K This Sylvania 78096 LED12A19F83510YVRP is a non-dimmable 12 watt LED that replaces a 75 watt incandescent and provides white illumination similar to a halogen bulb. See this same bulb in 4-Pack pricing under Related Products on this page. LED Technology Notice Due to constantly evolving nature of LED technology, manufacturers will reserve the right to replace this product with next generation technology. We appreciate your understanding and acceptance of this policy. 11,000 Hours • Halogen White Light • Not Dimmable Sylvania 78096 ¦ 12W LED - 75W Equal - 3500K | 3500 | 80 | 1100 | 91.6667 | 11000 | 12 | 1 | 4.95 | 4.95 | 5.8164 | 2020Q3 | https://www.topbulb.com/sylvania-78096-led12a19f83510yvrp-led | Top Bulb | 2020 | Yes
LED Lighting | A-Type | Sylvania | False |  | LED | A19 | E26 (Medium) | Topbulb » LED Bulbs » LED Standard Shape » 75W Equal » Sylvania 79291 ¦ 12W LED - 75W Equal - 2700K This Sylvania 79291 LED12A19F82710YVRP is a non-dimmable 12 watt LED that replaces a 75 watt incandescent and provides warm white illumination. See this same bulb in 4-Pack pricing under Related Products on this page. LED Technology Notice Due to constantly evolving nature of LED technology, manufacturers will reserve the right to replace this product with next generation technology. We appreciate your understanding and acceptance of this policy. Documents Sylvana 79291 Spec Sheet 11,000 Hours • Warm White Light • Not Dimmable Sylvania 79291 ¦ 12W LED - 75W Equal - 2700K | 2700 | 80 | 1100 | 91.6667 | 11000 | 12 | 1 | 4.95 | 4.95 | 5.8164 | 2020Q3 | https://www.topbulb.com/sylvania-79291-led12a19f82710yvrp-led | Top Bulb | 2020 | Yes
LED Lighting | A-Type | Sylvania | False |  | LED | A19 | E26 (Medium) | Topbulb » LED Bulbs » LED Standard Shape » 75W Equal » Sylvania 79293 ¦ 12W LED - 75W Equal - 5000K This Sylvania 79293 LED12A19F85010YVRP is a non-dimmable 12 watt LED that replaces a 75 watt incandescent and provides very cool white illumination. See this same bulb in 4-Pack pricing under Related Products on this page. LED Technology Notice Due to constantly evolving nature of LED technology, manufacturers will reserve the right to replace this product with next generation technology. We appreciate your understanding and acceptance of this policy. Documents Sylvana 79293 Spec Sheet 11,000 Hours • Very Cool White Light • Not Dimmable Sylvania 79293 ¦ 12W LED - 75W Equal - 5000K | 5000 | 80 | 1100 | 91.6667 | 11000 | 12 | 1 | 4.95 | 4.95 | 5.8164 | 2020Q3 | https://www.topbulb.com/sylvania-79293-led12a19f85010yvrp-led | Top Bulb | 2020 | Yes
LED Lighting | Reflector | TCP | False |  | PAR30 | E26 (Medium) | E26 (Medium) | Home / Light Bulbs / LED / TCP - LED12BR3024K Indoor/Outdoor; Enclosed Fixtures May Reduce Lamp Life; Damp Location 12W BR30 LED Reflector Lamp - Universal - 850 Lumens - Warm White (2400K) - 80 CRI - 25000 hrs. - E26 (Medium) - 120 to 130V TCP - LED12BR3024K | 2400 | 80 | 850 | 70.8333 | 25000 | 12 | 1 | 8.95 | 8.95 | 10.5166 | 2020Q3 | https://shop.regencylighting.com/lamps/led/led12br3024k-tcp.html | Regency Lighting | 2020 | Yes
LED Lighting | Reflector | TCP | False |  | PAR30 | E26 (Medium) | E26 (Medium) | Home / Light Bulbs / LED / TCP - LED12BR3030K Indoor/Outdoor; Rated for Enclosed Fixtures; Damp Location 12W BR30 LED Lamp - Universal - 875 Lumens - Warm White (3000K) - 80 CRI - 25000 Hours - E26 (Medium) - 120 to 130V TCP - LED12BR3030K | 3000 | 80 | 875 | 72.9167 | 25000 | 12 | 1 | 8.95 | 8.95 | 10.5166 | 2020Q3 | https://shop.regencylighting.com/lamps/led/led12br3030k-tcp.html | Regency Lighting | 2020 | Yes
LED Lighting | Reflector | TCP | True | Daylighting/Photocell, | PAR30 | E26 (Medium) | E26 (Medium) | Home / Light Bulbs / LED / TCP - LED12E26P30S50KFL PAR30 LED Lamp 12W PAR30 Short LED Light Bulb - Universal - 650 Lumens - Daylight (5000K) - 80 CRI - 25000 Hours - E26 (Medium) - 120 to 130V TCP - LED12E26P30S50KFL | 5000 | 80 | 650 | 54.1667 | 25000 | 12 | 1 | 47.93 | 47.93 | 56.3196 | 2020Q3 | https://shop.regencylighting.com/lamps/led/led12e26p30s50kfl-tcp.html | Regency Lighting | 2020 | Yes
LED Lighting | Reflector | TCP | False |  | PAR30LN | E26 (Medium) | E26 (Medium) | Home / Light Bulbs / LED / TCP - LED12P3035KFL Shatter Resistant; UL Approved for Damp Locations 12W PAR30 Long Neck LED Lamp - Universal - 850 Lumens - Neutral White (3500K) - 82 CRI - 25000 hrs. - E26 (Medium) - 120 to 130V - White TCP - LED12P3035KFL | 3500 | 82 | 850 | 70.8333 | 25000 | 12 | 1 | 24.33 | 24.33 | 28.5887 | 2020Q3 | https://shop.regencylighting.com/lamps/led/led12p3035kfl-tcp.html | Regency Lighting | 2020 | Yes
LED Lighting | Reflector | TCP | False |  | PAR30LN | E26 (Medium) | E26 (Medium) | Home / Light Bulbs / LED / TCP - LED12P3041KFL Damp Location; Energy Star Certified 12W PAR30 Long Neck LED Lamp - Universal - 875 Lumens - Cool White (4100K) - 82 CRI - 25000 Hours - E26 (Medium) - 120 to 130V TCP - LED12P3041KFL | 4100 | 82 | 875 | 72.9167 | 25000 | 12 | 1 | 24.33 | 24.33 | 28.5887 | 2020Q3 | https://shop.regencylighting.com/lamps/led/led12p3041kfl-tcp.html | Regency Lighting | 2020 | Yes
LED Lighting | Reflector | TCP | True |  | PAR30 | E26 (Medium) | E26 (Medium) | Home / Light Bulbs / LED / TCP - LED12P30SD27KFL Damp Location 12W PAR30 LED Lamp - Universal - 850 Lumens - Warm White (2700K) - 82 CRI - 25000 Hours - E26 (Medium) - 120 to 130V - White TCP - LED12P30SD27KFL | 2700 | 82 | 850 | 70.8333 | 25000 | 12 | 12 | 202.92 | 16.91 | 19.8699 | 2020Q3 | https://shop.regencylighting.com/lamps/led/led12p30sd27kfl-tcp.html | Regency Lighting | 2020 | Yes
LED Lighting | Reflector | TCP | True |  | PAR30 | E26 (Medium) | E26 (Medium) | Home / Light Bulbs / LED / TCP - LED12P30SD27KNFL Damp Location 12W PAR30 LED Lamp - Universal - 850 Lumens - Warm White (2700K) - 82 CRI - 25000 Hours - E26 (Medium) - 120 to 130V - White TCP - LED12P30SD27KNFL | 2700 | 82 | 850 | 70.8333 | 25000 | 12 | 12 | 202.92 | 16.91 | 19.8699 | 2020Q3 | https://shop.regencylighting.com/lamps/led/led12p30sd27knfl-tcp.html | Regency Lighting | 2020 | Yes
LED Lighting | Reflector | TCP | True |  | PAR30 | E26 (Medium) | E26 (Medium) | Home / Light Bulbs / LED / TCP - LED12P30SD30KFL Damp Location 12W PAR30 LED Lamp - Universal - 875 Lumens - Warm White (3000K) - 82 CRI - 25000 Hours - E26 (Medium) - 120 to 130V - White TCP - LED12P30SD30KFL | 3000 | 82 | 875 | 72.9167 | 25000 | 12 | 12 | 202.92 | 16.91 | 19.8699 | 2020Q3 | https://shop.regencylighting.com/lamps/led/led12p30sd30kfl-tcp.html | Regency Lighting | 2020 | Yes
LED Lighting | Reflector | TCP | True |  | PAR30 | E26 (Medium) | E26 (Medium) | Home / Light Bulbs / LED / TCP - LED12P30SD30KNFL PAR30 LED Dimmable PAR Lamp 12W PAR30 LED Dimmable PAR Lamp - Universal - 875 Lumens - Warm White (3000K) - 82 CRI - 25000 Hours - E26 (Medium) - 120 to 130V TCP - LED12P30SD30KNFL | 3000 | 82 | 875 | 72.9167 | 25000 | 12 | 1 | 16.91 | 16.91 | 19.8699 | 2020Q3 | https://shop.regencylighting.com/lamps/led/led12p30sd30knfl-tcp.html | Regency Lighting | 2020 | Yes
LED Lighting | Reflector | TCP | True |  | PAR30 | E26 (Medium) | E26 (Medium) | Home / Light Bulbs / LED / TCP - LED12P30SD30KNFL95 Damp Location 12W PAR30 LED Lamp - Universal - 750 Lumens - Warm White (3000K) - 90 CRI - 25000 Hours - E26 (Medium) - 120 to 130V - White TCP - LED12P30SD30KNFL95 | 3000 | 90 | 750 | 62.5 | 25000 | 12 | 12 | 226.32 | 18.86 | 22.1612 | 2020Q3 | https://shop.regencylighting.com/lamps/led/led12p30sd30knfl95-tcp.html | Regency Lighting | 2020 | Yes
LED Lighting | Reflector | TCP | True |  | PAR30 | E26 (Medium) | E26 (Medium) | Home / Light Bulbs / LED / TCP - LED12P30SD30KSP PAR30 LED Dimmable PAR Lamp 12W PAR30 LED Dimmable PAR Lamp - Universal - 850 Lumens - Warm White (3000K) - 82 CRI - 25000 Hours - E26 (Medium) - 120 to 130V TCP - LED12P30SD30KSP | 3000 | 82 | 850 | 70.8333 | 25000 | 12 | 1 | 16.91 | 16.91 | 19.8699 | 2020Q3 | https://shop.regencylighting.com/lamps/led/led12p30sd30ksp-tcp.html | Regency Lighting | 2020 | Yes
LED Lighting | Reflector | TCP | True |  | PAR30 | E26 (Medium) | E26 (Medium) | Home / Light Bulbs / LED / TCP - LED12P30SD30KSP95 Damp Location 12W PAR30 LED Lamp - Universal - 693 Lumens - Warm White (3000K) - 90 CRI - 25000 Hours - E26 (Medium) - 120 to 130V - White TCP - LED12P30SD30KSP95 | 3000 | 90 | 693 | 57.75 | 25000 | 12 | 1 | 18.86 | 18.86 | 22.1612 | 2020Q3 | https://shop.regencylighting.com/lamps/led/led12p30sd30ksp95-tcp.html | Regency Lighting | 2020 | Yes
LED Lighting | Reflector | TCP | True |  | PAR30 | E26 (Medium) | E26 (Medium) | Home / Light Bulbs / LED / TCP - LED12P30SD30KSPB Approved for Use in Damp Locations; Black Housing; Energy Star Qualified 12W PAR30 Long Neck LED Lamp - Universal - 875 Lumens - Warm White (3000K) - 80 CRI - 25000 hrs. - E26 (Medium) - 120 to 130V - Black TCP - LED12P30SD30KSPB | 3000 | 80 | 875 | 72.9167 | 25000 | 12 | 1 | 18.86 | 18.86 | 22.1612 | 2020Q3 | https://shop.regencylighting.com/lamps/led/led12p30sd30kspb-tcp.html | Regency Lighting | 2020 | Yes
LED Lighting | Reflector | TCP | True |  | PAR30 | E26 (Medium) | E26 (Medium) | Home / Light Bulbs / LED / TCP - LED12P30SD35KFL Shatter Resistant; UL Approved for Damp Locations 12W PAR30 LED Lamp - Universal - 675 Lumens - Neutral White (3500K) - 82 CRI - 25000 hrs. - E26 (Medium) - 120 to 130V - White TCP - LED12P30SD35KFL | 3500 | 82 | 675 | 56.25 | 25000 | 12 | 1 | 16.91 | 16.91 | 19.8699 | 2020Q3 | https://shop.regencylighting.com/lamps/led/led12p30sd35kfl-tcp.html | Regency Lighting | 2020 | Yes
LED Lighting | Reflector | TCP | True |  | PAR30 | E26 (Medium) | E26 (Medium) | Home / Light Bulbs / LED / TCP - LED12P30SD35KNFL Damp Location 12W PAR30 LED Lamp - Universal - 900 Lumens - Neutral White (3500K) - 82 CRI - 25000 Hours - E26 (Medium) - 120 to 130V - White TCP - LED12P30SD35KNFL | 3500 | 82 | 900 | 75 | 25000 | 12 | 12 | 202.92 | 16.91 | 19.8699 | 2020Q3 | https://shop.regencylighting.com/lamps/led/led12p30sd35knfl-tcp.html | Regency Lighting | 2020 | Yes
LED Lighting | Reflector | TCP | True |  | PAR30 | E26 (Medium) | E26 (Medium) | Home / Light Bulbs / LED / TCP - LED12P30SD41KFL Damp Location 12W PAR30 LED Lamp - Universal - 925 Lumens - Cool White (4100K) - 82 CRI - 25000 Hours - E26 (Medium) - 120 to 130V - White TCP - LED12P30SD41KFL | 4100 | 82 | 925 | 77.0833 | 25000 | 12 | 12 | 202.92 | 16.91 | 19.8699 | 2020Q3 | https://shop.regencylighting.com/lamps/led/led12p30sd41kfl-tcp.html | Regency Lighting | 2020 | Yes
LED Lighting | Reflector | TCP | True | Daylighting/Photocell, | PAR30 | E26 (Medium) | E26 (Medium) | Home / Light Bulbs / LED / TCP - LED12P30SD50KFL Damp Location 12W PAR30 LED Dimmable PAR Lamp - Universal - 850 Lumens - Daylight (5000K) - 80 CRI - 25000 Hours - E26 (Medium) - 120 to 130V TCP - LED12P30SD50KFL | 5000 | 80 | 850 | 70.8333 | 25000 | 12 | 1 | 16.91 | 16.91 | 19.8699 | 2020Q3 | https://shop.regencylighting.com/lamps/led/led12p30sd50kfl-tcp.html | Regency Lighting | 2020 | Yes
LED Lighting | Reflector | TCP | True | Daylighting/Photocell, | PAR30 | E26 (Medium) | E26 (Medium) | Home / Light Bulbs / LED / TCP - LED12P30SD50KNFL Damp Location Rated 12W PAR30 LED Lamp - Universal - 875 Lumens - Daylight (5000K) - 82 CRI - 25000 Hours - E26 (Medium) - 120 to 130V TCP - LED12P30SD50KNFL | 5000 | 82 | 875 | 72.9167 | 25000 | 12 | 1 | 16.91 | 16.91 | 19.8699 | 2020Q3 | https://shop.regencylighting.com/lamps/led/led12p30sd50knfl-tcp.html | Regency Lighting | 2020 | Yes
LED Lighting | A-Type | Brand Sylvania | True |  | General Purpose Replacement | A19 | E26 (Medium) | None Sylvania Ultra A19 LED Light Bulb 12 Watt Dimmable 80 CRI 1,100 Lumens E26 Medium Base Frosted 120 Volt 3500K 15,000 Hours Average Rated Life. Mfg #74427 Sylvania 12 Watt 3500K 80 CRI A19 LED Light Bulb 24-Pack | 3500 | 85 | 1100 | 91.6667 | 15000 | 12 | 1 | 194.85 | 194.85 | 228.9563 | 2020Q2 | https://hdsupplysolutions.com/p/led-00-75-10-35/sylvania-12-watt-3500k-80-cri-a19-led-light-bulb-24-pack-p205654 | HD Supply | 2020 | No
LED Lighting | A-Type | Cree | True |  | General Purpose Replacement | A19 | E26 (Medium) | Damp Location Rated Home / Light Bulbs / LED / LED A-Line / Cree - A19-75W-P1-27K-E26-U1 Energy Star; Instant On; Approved for Totally Enclosed Fixtures 12W A19 LED Lamp - Universal - 1100 Lumens - Warm White (2700K) - 90 CRI - 25000 Hours - E26 (Medium) - 120 to 130V - Frost Cree - A19-75W-P1-27K-E26-U1 | 2700 | 92 | 1100 | 91.6667 | 25000 | 12 | 1 | 13.21 | 13.21 | 15.5223 | 2020Q2 | https://shop.regencylighting.com/lamps/led/a-line/a19-75w-p1-27k-e26-u1-cre.html | Regency Lighting | 2020 | Yes
LED Lighting | A-Type | Cree | True |  | General Purpose Replacement | A19 | E26 (Medium) | Damp Location Rated Home / Light Bulbs / LED / LED A-Line / Cree - A19-75W-P1-30K-E26-U1 Energy Star; Instant On; Approved for Totally Enclosed Fixtures 12W A19 LED Lamp - Universal - 1100 Lumens - Warm White (3000K) - 90 CRI - 25000 Hours - E26 (Medium) - 120 to 130V - Frost Cree - A19-75W-P1-30K-E26-U1 | 3000 | 93 | 1100 | 91.6667 | 25000 | 12 | 1 | 13.21 | 13.21 | 15.5223 | 2020Q2 | https://shop.regencylighting.com/lamps/led/a-line/a19-75w-p1-30k-e26-u1-cre.html | Regency Lighting | 2020 | Yes
LED Lighting | Reflector | Sylvania | True |  | BR40 | E26 (Medium) | E26 (Medium) | Home / Light Bulbs / LED / Sylvania - 79498 - LED13BR40/DIM/827/10YV/RP2 Indoor/Outdoor Damp Rated 13W BR40 LED Lamp - Universal - 900 Lumens - Warm White (2700K) - 80 CRI - 11000 Hours - E26 (Medium) - 120 to 130V Sylvania - 79498 - LED13BR40/DIM/827/10YV/RP2 | 2700 | 80 | 900 | 69.2308 | 11000 | 13 | 12 | 107.76 | 8.98 | 10.5518 | 2020Q3 | https://shop.regencylighting.com/lamps/led/led13br40-dim-827-10yv-rp2-79498.html | Regency Lighting | 2020 | Yes
LED Lighting | Reflector | Sylvania | True | Daylighting/Photocell, | BR40 | E26 (Medium) | E26 (Medium) | Home / Light Bulbs / LED / Sylvania - 79624 - LED13BR40DIM85010YVRP2 Indoor/Outdoor Damp Rated 13W BR40 LED Lamp - Universal - 1050 Lumens - Daylight (5000K) - 80 CRI - 11000 Hours - E26 (Medium) - 120 to 130V Sylvania - 79624 - LED13BR40DIM85010YVRP2 | 5000 | 80 | 1050 | 80.7692 | 11000 | 13 | 12 | 107.88 | 8.99 | 10.5636 | 2020Q3 | https://shop.regencylighting.com/lamps/led/led13br40dim85010yvrp2-79624.html | Regency Lighting | 2020 | Yes
LED Lighting | Reflector | Sylvania | True |  | BR40 | E26 (Medium) | E26 (Medium) | Home / Light Bulbs / LED / LEDVANCE - 79620 - LED13BR40DIMSE830G5RP Sylvania offers DULUX EL self ballasted medium and candelabra base compact fluorescent lamps in a variety of covered designs including: classic, globe, decor and reflector types. with excellent color rendition and a broad range of color temperature options, these CFLs provide a brilliant alternative to traditional incandescent and halogen light sources and are suitable for many different types of luminaires. they complement the DULUX EL twist family of CFLs described in companion product information Bulletin CF048. 13W BR40 LED Lamp - 1100 Lumens - Warm White (3000K) - 25000 Hours - E26 (Medium) - 120 to 130V - Frost LEDVANCE - 79620 - LED13BR40DIMSE830G5RP | 3000 |  | 1100 | 84.6154 | 25000 | 13 | 1 | 231.68 | 231.68 | 272.233 | 2020Q3 | https://shop.regencylighting.com/lamps/led/led13br40dimse830g5rp-79620.html | Regency Lighting | 2020 | No
LED Lighting | Reflector | Sylvania | True |  | PAR30LN | E26 (Medium) | E26 (Medium) | Home / Light Bulbs / LED / Sylvania - 78228 - LED13PAR30LNDIM830FL40GL1W Indoor/Outdoor Wet Rated; Energy Star Rated 13W PAR30 Long Neck LED Lamp - Universal - 825 Lumens - Warm White (3000K) - 82 CRI - 25000 Hours - E26 (Medium) - 120 to 130V Sylvania - 78228 - LED13PAR30LNDIM830FL40GL1W | 3000 | 82 | 825 | 63.4615 | 25000 | 13 | 6 | 1822.98 | 303.83 | 357.012 | 2020Q3 | https://shop.regencylighting.com/lamps/led/led13par30lndim830fl40gl1w-78228.html | Regency Lighting | 2020 | No
LED Lighting | Reflector | Sylvania | False |  | PAR38 | E26 (Medium) | E26 (Medium) | Home / Light Bulbs / LED / Sylvania - 79276 - LED13PAR38830FL4510YVRP2 Indoor/Outdoor Damp Rated 13W PAR38 LED Lamp - Universal - 1050 Lumens - Warm White (3000K) - 82 CRI - 11000 Hours - E26 (Medium) - 120 to 130V Sylvania - 79276 - LED13PAR38830FL4510YVRP2 | 3000 | 82 | 1050 | 80.7692 | 11000 | 13 | 12 | 119.16 | 9.93 | 11.6681 | 2020Q3 | https://shop.regencylighting.com/lamps/led/led13par38830fl4510yvrp2-79276.html | Regency Lighting | 2020 | Yes
LED Lighting | Reflector | Sylvania | False | Daylighting/Photocell, | PAR38 | E26 (Medium) | E26 (Medium) | Home / Light Bulbs / LED / Sylvania - 79736 - LED13PAR38850FL4510YVRP2 Universal Input 13W PAR38 LED Lamp - Universal - 1200 Lumens - Daylight (5000K) - 82 CRI - 11000 Hours - E26 (Medium) - 120 to 130V Sylvania - 79736 - LED13PAR38850FL4510YVRP2 | 5000 | 82 | 1200 | 92.3077 | 11000 | 13 | 6 | 59.58 | 9.93 | 11.6681 | 2020Q3 | https://shop.regencylighting.com/lamps/led/led13par38850fl4510yvrp2-79736.html | Regency Lighting | 2020 | Yes
LED Lighting | A-Type | Feit | True |  | General Purpose Replacement | A19 | E26 (Medium) | Damp Location Rated Home / Light Bulbs / LED / LED A-Line / Feit - A1975/927CA/FIL/2 2 Pack / Priced per Lamp; Damp Location Rated; Energy Star Approved 12W A19 LED Lamp - Universal - 1100 Lumens - Warm White (2700K) - 90 CRI - 15000 hrs. - E26 (Medium) - 120 to 130V - Soft White Feit - A1975/927CA/FIL/2 | 2700 | 94 | 1100 | 91.6667 | 15000 | 12 | 1 | 21.29 | 21.29 | 25.0166 | 2020Q2 | https://shop.regencylighting.com/lamps/led/a-line/a1975-927ca-fil-2-fet.html | Regency Lighting | 2020 | Yes
LED Lighting | A-Type | Maxlite | True |  | General Purpose Replacement | A19 | E26 (Medium) | Damp Location Rated Home / Light Bulbs / LED / LED A-Line / Maxlite - 14099802 - E12A19D927/JA8 Energy Star Certified; Enclosed Rated; Damp Location Rated 12W A19 LED Lamp - 1100 Lumens - Warm White (2700K) - 90 CRI - 25000 hrs. - E26 (Medium) - 120 to 130V Maxlite - 14099802 - E12A19D927/JA8 | 2700 | 91 | 1100 | 91.6667 | 25000 | 12 | 1 | 5.97 | 5.97 | 7.015 | 2020Q2 | https://shop.regencylighting.com/lamps/led/a-line/e12a19d927-ja8-mxt.html | Regency Lighting | 2020 | Yes
LED Lighting | A-Type | Maxlite | True | Daylighting/Photocell, | General Purpose Replacement | A19 | E26 (Medium) | Damp Location Rated,Use With Timers,Use With Photo and/or Motion Sensors,Recessed Fixtures Home / Light Bulbs / LED / LED A-Line / Maxlite - 1408671 - E12A19DLED927/JA8 Energy Star Rated; Damp Location Rated; Enclosed Fixture Rated 12W A19 LED Lamp - Universal - 1100 Lumens - Warm White (2700K) - 92 CRI - 25000 Hours - E26 (Medium) - 120 to 130V Maxlite - 1408671 - E12A19DLED927/JA8 | 2700 | 92 | 1100 | 91.6667 | 25000 | 12 | 1 | 7.11 | 7.11 | 8.3545 | 2020Q2 | https://shop.regencylighting.com/lamps/led/a-line/e12a19dled927-ja8-mxt.html | Regency Lighting | 2020 | Yes
LED Lighting | A-Type | Sylvania | True |  | General Purpose Replacement | A19 | E26 (Medium) | None Home / Light Bulbs / LED / LED A-Line / Sylvania - 74437 - LED12A19/DIM/O/827/U Dimmable 12W A19 LED Lamp - Universal - 1100 Lumens - Warm White (2700K) - 80 CRI - 15000 Hours - E26 (Medium) - 120 to 130V - Frost Sylvania - 74437 - LED12A19/DIM/O/827/U | 2700 | 83 | 1100 | 91.6667 | 15000 | 12 | 6 | 1005.48 | 167.58 | 196.913 | 2020Q2 | https://shop.regencylighting.com/lamps/led/a-line/led12a19-dim-o-827-u-74437.html | Regency Lighting | 2020 | Yes
LED Lighting | A-Type | Sylvania | True |  | General Purpose Replacement | A19 | E26 (Medium) | Damp Location Rated Home / Light Bulbs / LED / LED A-Line / Sylvania - 78114 - LED12A19/DIM/O/927/U/B Approved for Totally Enclosed Fixtures; Frosted Plastic; Indoor/Outdoor Damp Rated; Omnidirectional; CEC and JA8 Compliant 12W A19 LED Lamp - Universal - 1100 Lumens - Warm White (2700K) - 92 CRI - 25000 Hours - E26 (Medium) - 120 to 130V - Frost Sylvania - 78114 - LED12A19/DIM/O/927/U/B | 2700 | 91 | 1100 | 91.6667 | 25000 | 12 | 1 | 7.72 | 7.72 | 9.0713 | 2020Q2 | https://shop.regencylighting.com/lamps/led/a-line/led12a19-dim-o-927-u-b-78114.html | Regency Lighting | 2020 | Yes
LED Lighting | A-Type | Sylvania | True |  | General Purpose Replacement | A19 | E26 (Medium) | Damp Location Rated Home / Light Bulbs / LED / LED A-Line / Sylvania - 78115 - LED12A19/DIM/O/930/U/B Approved for Totally Enclosed Fixtures; Frosted Plastic; Indoor/Outdoor Damp Rated; Omnidirectional; CEC and JA8 Compliant 12W A19 LED Lamp - Universal - 1100 Lumens - Warm White (3000K) - 92 CRI - 25000 Hours - E26 (Medium) - 120 to 130V - Frost Sylvania - 78115 - LED12A19/DIM/O/930/U/B | 3000 | 93 | 1100 | 91.6667 | 25000 | 12 | 1 | 7.72 | 7.72 | 9.0713 | 2020Q2 | https://shop.regencylighting.com/lamps/led/a-line/led12a19-dim-o-930-u-b-78115.html | Regency Lighting | 2020 | Yes
LED Lighting | Reflector | TCP | True |  | PAR38 | E26 (Medium) | E26 (Medium) | Home / Light Bulbs / LED / TCP - LED14E26P3827KFL PAR38 Flood LED Bulb 14W PAR38 LED Lamp - Universal - 850 Lumens - Warm White (2700K) - 85 CRI - 25000 Hours - E26 (Medium) - 120 to 130V TCP - LED14E26P3827KFL | 2700 | 85 | 850 | 60.7143 | 25000 | 14 | 1 | 41.13 | 41.13 | 48.3293 | 2020Q3 | https://shop.regencylighting.com/lamps/led/led14e26p3827kfl-tcp.html | Regency Lighting | 2020 | Yes
LED Lighting | Reflector | TCP | True |  | PAR30LN | E26 (Medium) | E26 (Medium) | Home / Light Bulbs / LED / TCP - LED14P30D27KFL Damp Location 14W PAR30 Long Neck LED Lamp - Universal - 1050 Lumens - Warm White (2700K) - 82 CRI - 25000 Hours - E26 (Medium) - 120 to 130V - White TCP - LED14P30D27KFL | 2700 | 82 | 1050 | 75 | 25000 | 14 | 12 | 213.24 | 17.77 | 20.8804 | 2020Q3 | https://shop.regencylighting.com/lamps/led/led14p30d27kfl-tcp.html | Regency Lighting | 2020 | Yes
LED Lighting | Reflector | TCP | True |  | PAR30LN | E26 (Medium) | E26 (Medium) | Home / Light Bulbs / LED / TCP - LED14P30D27KFL95 Damp Location 14W PAR30 Long Neck LED Lamp - Universal - 850 Lumens - Warm White (2700K) - 90 CRI - 25000 Hours - E26 (Medium) - 120 to 130V - White TCP - LED14P30D27KFL95 | 2700 | 90 | 850 | 60.7143 | 25000 | 14 | 1 | 19.73 | 19.73 | 23.1835 | 2020Q3 | https://shop.regencylighting.com/lamps/led/led14p30d27kfl95-tcp.html | Regency Lighting | 2020 | Yes
LED Lighting | Reflector | TCP | True |  | PAR30LN | E26 (Medium) | E26 (Medium) | Home / Light Bulbs / LED / TCP - LED14P30D27KFLB Black Housing; Damp Location Rated 14W PAR30 Long Neck LED Lamp - Universal - 1050 Lumens - Warm White (2700K) - 82 CRI - 25000 Hours - E26 (Medium) - 120 to 130V TCP - LED14P30D27KFLB | 2700 | 82 | 1050 | 75 | 25000 | 14 | 1 | 19.73 | 19.73 | 23.1835 | 2020Q3 | https://shop.regencylighting.com/lamps/led/led14p30d27kflb-tcp.html | Regency Lighting | 2020 | Yes
LED Lighting | Reflector | TCP | True |  | PAR30LN | E26 (Medium) | E26 (Medium) | Home / Light Bulbs / LED / TCP - LED14P30D27KNFL Damp Location 14W PAR30 Long Neck LED Lamp - Universal - 1050 Lumens - Warm White (2700K) - 82 CRI - 25000 Hours - E26 (Medium) - 120 to 130V - White TCP - LED14P30D27KNFL | 2700 | 82 | 1050 | 75 | 25000 | 14 | 12 | 213.24 | 17.77 | 20.8804 | 2020Q3 | https://shop.regencylighting.com/lamps/led/led14p30d27knfl-tcp.html | Regency Lighting | 2020 | Yes
LED Lighting | Reflector | TCP | True |  | PAR30LN | E26 (Medium) | E26 (Medium) | Home / Light Bulbs / LED / TCP - LED14P30D27KSP Damp Location 14W PAR30 Long Neck LED Lamp - Universal - 1050 Lumens - Warm White (2700K) - 82 CRI - 25000 Hours - E26 (Medium) - 120 to 130V - White TCP - LED14P30D27KSP | 2700 | 82 | 1050 | 75 | 25000 | 14 | 1 | 17.77 | 17.77 | 20.8804 | 2020Q3 | https://shop.regencylighting.com/lamps/led/led14p30d27ksp-tcp.html | Regency Lighting | 2020 | Yes
LED Lighting | Reflector | TCP | True |  | PAR30LN | E26 (Medium) | E26 (Medium) | Home / Light Bulbs / LED / TCP - LED14P30D30KFL Damp Location 14W PAR30 Long Neck LED Lamp - Universal - 1100 Lumens - Warm White (3000K) - 82 CRI - 25000 Hours - E26 (Medium) - 120 to 130V - White TCP - LED14P30D30KFL | 3000 | 82 | 1100 | 78.5714 | 25000 | 14 | 12 | 182.16 | 15.18 | 17.8371 | 2020Q3 | https://shop.regencylighting.com/lamps/led/led14p30d30kfl-tcp.html | Regency Lighting | 2020 | Yes
LED Lighting | Reflector | TCP | True |  | PAR30LN | E26 (Medium) | E26 (Medium) | Home / Light Bulbs / LED / TCP - LED14P30D30KFL95 Damp Location; Energy Star Certified 14W PAR30 Long Neck LED Lamp - Universal - 1000 Lumens - Warm White (3000K) - 90 CRI - 25000 Hours - E26 (Medium) - 120 to 130V TCP - LED14P30D30KFL95 | 3000 | 90 | 1000 | 71.4286 | 25000 | 14 | 1 | 21.74 | 21.74 | 25.5453 | 2020Q3 | https://shop.regencylighting.com/lamps/led/led14p30d30kfl95-tcp.html | Regency Lighting | 2020 | Yes
LED Lighting | Reflector | TCP | True |  | PAR30LN | E26 (Medium) | E26 (Medium) | Home / Light Bulbs / LED / TCP - LED14P30D30KNFL Damp Location 14W PAR30 Long Neck LED Lamp - Universal - 1100 Lumens - Warm White (3000K) - 82 CRI - 25000 Hours - E26 (Medium) - 120 to 130V - White TCP - LED14P30D30KNFL | 3000 | 82 | 1100 | 78.5714 | 25000 | 14 | 12 | 213.24 | 17.77 | 20.8804 | 2020Q3 | https://shop.regencylighting.com/lamps/led/led14p30d30knfl-tcp.html | Regency Lighting | 2020 | Yes
LED Lighting | Reflector | TCP | True |  | PAR30LN | E26 (Medium) | E26 (Medium) | Home / Light Bulbs / LED / TCP - LED14P30D30KSP Damp Location; Energy Star Certified 14W PAR30 Long Neck LED Lamp - Universal - 1100 Lumens - Warm White (3000K) - 80 CRI - 25000 Hours - E26 (Medium) - 120 to 130V TCP - LED14P30D30KSP | 3000 | 80 | 1100 | 78.5714 | 25000 | 14 | 1 | 17.77 | 17.77 | 20.8804 | 2020Q3 | https://shop.regencylighting.com/lamps/led/led14p30d30ksp-tcp.html | Regency Lighting | 2020 | Yes
LED Lighting | Reflector | TCP | True |  | PAR30LN | E26 (Medium) | E26 (Medium) | Home / Light Bulbs / LED / TCP - LED14P30D35KFL Damp Location 14W PAR30 Long Neck LED Lamp - Universal - 1125 Lumens - Neutral White (3500K) - 82 CRI - 25000 Hours - E26 (Medium) - 120 to 130V TCP - LED14P30D35KFL | 3500 | 82 | 1125 | 80.3571 | 25000 | 14 | 1 | 17.77 | 17.77 | 20.8804 | 2020Q3 | https://shop.regencylighting.com/lamps/led/led14p30d35kfl-tcp.html | Regency Lighting | 2020 | Yes
LED Lighting | Reflector | TCP | True |  | PAR30LN | E26 (Medium) | E26 (Medium) | Home / Light Bulbs / LED / TCP - LED14P30D35KNFL Shatter Resistant; Damp Location Rated; Smooth Outside Housing 14W PAR30 Long Neck LED Lamp - Universal - 1125 Lumens - Neutral White (3500K) - 82 CRI - 25000 Hours - E26 (Medium) - 120 to 130V TCP - LED14P30D35KNFL | 3500 | 82 | 1125 | 80.3571 | 25000 | 14 | 1 | 17.77 | 17.77 | 20.8804 | 2020Q3 | https://shop.regencylighting.com/lamps/led/led14p30d35knfl-tcp.html | Regency Lighting | 2020 | Yes
LED Lighting | Reflector | TCP | True |  | PAR30LN | E26 (Medium) | E26 (Medium) | Home / Light Bulbs / LED / TCP - LED14P30D41KFL Damp Location 14W PAR30 Long Neck LED Lamp - Universal - 1150 Lumens - Cool White (4100K) - 82 CRI - 25000 Hours - E26 (Medium) - 120 to 130V - White TCP - LED14P30D41KFL | 4100 | 82 | 1150 | 82.1429 | 25000 | 14 | 12 | 213.24 | 17.77 | 20.8804 | 2020Q3 | https://shop.regencylighting.com/lamps/led/led14p30d41kfl-tcp.html | Regency Lighting | 2020 | Yes
LED Lighting | Reflector | TCP | True |  | PAR30LN | E26 (Medium) | E26 (Medium) | Home / Light Bulbs / LED / TCP - LED14P30D41KNFL Damp Location 14W PAR30 Long Neck LED Lamp - Universal - 1150 Lumens - Cool White (4100K) - 82 CRI - 25000 Hours - E26 (Medium) - 120 to 130V TCP - LED14P30D41KNFL | 4100 | 82 | 1150 | 82.1429 | 25000 | 14 | 1 | 17.77 | 17.77 | 20.8804 | 2020Q3 | https://shop.regencylighting.com/lamps/led/led14p30d41knfl-tcp.html | Regency Lighting | 2020 | Yes
LED Lighting | Reflector | TCP | True |  | PAR30LN | E26 (Medium) | E26 (Medium) | Home / Light Bulbs / LED / TCP - LED14P30D41KNFLB Black Housing; Damp Location Rated; Energy Star Certified 14W PAR30 Long Neck LED Lamp - Universal - 1150 Lumens - Cool White (4100K) - 80 CRI - 25000 Hours - E26 (Medium) - 120 to 130V TCP - LED14P30D41KNFLB | 4100 | 80 | 1150 | 82.1429 | 25000 | 14 | 1 | 18.57 | 18.57 | 21.8205 | 2020Q3 | https://shop.regencylighting.com/lamps/led/led14p30d41knflb-tcp.html | Regency Lighting | 2020 | Yes
LED Lighting | Reflector | TCP | True | Daylighting/Photocell, | PAR30LN | E26 (Medium) | E26 (Medium) | Home / Light Bulbs / LED / TCP - LED14P30D50KFL Damp Location 14W PAR30 Long Neck LED Lamp - Universal - 1150 Lumens - Daylight (5000K) - 82 CRI - 25000 Hours - E26 (Medium) - 120 to 130V TCP - LED14P30D50KFL | 5000 | 82 | 1150 | 82.1429 | 25000 | 14 | 1 | 17.77 | 17.77 | 20.8804 | 2020Q3 | https://shop.regencylighting.com/lamps/led/led14p30d50kfl-tcp.html | Regency Lighting | 2020 | Yes
LED Lighting | Reflector | TCP | True |  | PAR38 | E26 (Medium) | E26 (Medium) | Home / Light Bulbs / LED / TCP - LED14P38D30KWFL Damp Location 14W PAR38 LED Lamp - Universal - 1200 Lumens - Warm White (3000K) - 82 CRI - 25000 Hours - E26 (Medium) - 120 to 130V - White TCP - LED14P38D30KWFL | 3000 | 82 | 1200 | 85.7143 | 25000 | 14 | 1 | 16.72 | 16.72 | 19.6466 | 2020Q3 | https://shop.regencylighting.com/lamps/led/led14p38d30kwfl-tcp.html | Regency Lighting | 2020 | Yes
LED Lighting | Reflector | Sylvania | True |  | PAR38 | E26 (Medium) | E26 (Medium) | Home / Light Bulbs / LED / Sylvania - 74034 - LED14PAR38/DIM/830/FL40/GL1/W Indoor/Outdoor Wet Rated; Energy Star Rated 14W PAR38 LED Lamp - Universal - 1050 Lumens - Warm White (3000K) - 82 CRI - 25000 Hours - E26 (Medium) - 120 to 130V Sylvania - 74034 - LED14PAR38/DIM/830/FL40/GL1/W | 3000 | 82 | 1050 | 75 | 25000 | 14 | 6 | 55.08 | 9.18 | 10.7869 | 2020Q3 | https://shop.regencylighting.com/lamps/led/led14par38-dim-830-fl40-gl1-w-74034.html | Regency Lighting | 2020 | Yes
LED Lighting | Reflector | Sylvania | True |  | PAR38 | E26 (Medium) | E26 (Medium) | Home / Light Bulbs / LED / Sylvania - 74036 - LED14PAR38/DIM/830/SP12/GL1/W Glass PAR38 LED Lamp 14W PAR38 LED Lamp - Universal - 1050 Lumens - Warm White (3000K) - 82 CRI - 25000 Hours - E26 (Medium) - 120 to 130V - Anodized Aluminum Sylvania - 74036 - LED14PAR38/DIM/830/SP12/GL1/W | 3000 | 82 | 1050 | 75 | 25000 | 14 | 6 | 1822.98 | 303.83 | 357.012 | 2020Q3 | https://shop.regencylighting.com/lamps/led/led14par38-dim-830-sp12-gl1-w-74036.html | Regency Lighting | 2020 | No
LED Lighting | Reflector | Sylvania | True |  | BR40 | E26 (Medium) | E26 (Medium) | Home / Light Bulbs / LED / LEDVANCE - 79512 - LED15BR40DIMHO835G4RP BR40 LED Lamp 15W BR40 LED Lamp - Universal - 1100 Lumens - Neutral White (3500K) - 82 CRI - 25000 Hours - E26 (Medium) - 120 to 130V LEDVANCE - 79512 - LED15BR40DIMHO835G4RP | 3500 | 82 | 1100 | 73.3333 | 25000 | 15 | 1 | 123.44 | 123.44 | 145.0468 | 2020Q3 | https://shop.regencylighting.com/lamps/led/led15br40dimho835g4rp-79512.html | Regency Lighting | 2020 | No
LED Lighting | Reflector | TCP | True |  | PAR38 | E26 (Medium) | E26 (Medium) | Home / Light Bulbs / LED / TCP - LED15P38DA PAR38 LED Dimmable Lamp 15W PAR38 LED Lamp - Universal - 975 Lumens - Warm White (3000K) - 82 CRI - 25000 Hours - E26 (Medium) - 120 to 130V TCP - LED15P38DA | 3000 | 82 | 975 | 65 | 25000 | 15 | 1 | 20.33 | 20.33 | 23.8885 | 2020Q3 | https://shop.regencylighting.com/lamps/led/led15p38da-tcp.html | Regency Lighting | 2020 | Yes
LED Lighting | A-Type | Sylvania | True | Daylighting/Photocell, | General Purpose Replacement | A19 | E26 (Medium) | Damp Location Rated Home / Light Bulbs / LED / LED A-Line / Sylvania - 78116 - LED12A19/DIM/O/950/U/B Approved for Totally Enclosed Fixtures; Frosted Plastic; Indoor/Outdoor Damp Rated; Omnidirectional; CEC and JA8 Compliant 12W A19 LED Lamp - Universal - 1100 Lumens - Daylight (5000K) - 92 CRI - 25000 Hours - E26 (Medium) - 120 to 130V - Frost Sylvania - 78116 - LED12A19/DIM/O/950/U/B | 5000 | 96 | 1100 | 91.6667 | 25000 | 12 | 1 | 7.72 | 7.72 | 9.0713 | 2020Q2 | https://shop.regencylighting.com/lamps/led/a-line/led12a19-dim-o-950-u-b-78116.html | Regency Lighting | 2020 | Yes
LED Lighting | A-Type | Sylvania | True | Daylighting/Photocell, | General Purpose Replacement | A19 | E26 (Medium) | Use With Timers,Use With Photo and/or Motion Sensors,Recessed Fixtures,Damp Location Rated,Dim to Warm Home / Light Bulbs / LED / LED A-Line / Sylvania - 74685 - LED12A19DIMO827UB Suitable for Rough Service; Suitable for Indoor or Outdoor Environments; Damp Location Rated; Approved for Totally Enclosed Fixtures 12W A19 LED Lamp - Universal - 1100 Lumens - Warm White (2700K) - 80 CRI - 15000 Hours - E26 (Medium) - 120 to 130V - Frost Sylvania - 74685 - LED12A19DIMO827UB | 2700 | 83 | 1100 | 91.6667 | 15000 | 12 | 1 | 7.41 | 7.41 | 8.707 | 2020Q2 | https://shop.regencylighting.com/lamps/led/a-line/led12a19dimo827ub-74685.html | Regency Lighting | 2020 | Yes
LED Lighting | A-Type | Sylvania | True | Daylighting/Photocell, | General Purpose Replacement | A19 | E26 (Medium) | Use With Timers,Use With Photo and/or Motion Sensors,Recessed Fixtures,Damp Location Rated,Dim to Warm Home / Light Bulbs / LED / LED A-Line / Sylvania - 71190 - LED12A19DIMO835UB Suitable for Rough Locations; Damp Location Rated; Approved for Totally Enclosed Fixtures; 12W A19 LED Lamp - 1100 Lumens - Neutral White (3500K) - 80 CRI - 15000 hrs. - E26 (Medium) - 120 to 130V - Frosted Sylvania - 71190 - LED12A19DIMO835UB | 3500 | 84 | 1100 | 91.6667 | 15000 | 12 | 1 | 6.35 | 6.35 | 7.4615 | 2020Q2 | https://shop.regencylighting.com/lamps/led/a-line/led12a19dimo835ub-71190.html | Regency Lighting | 2020 | Yes
LED Lighting | A-Type | Sylvania | True | Daylighting/Photocell, | General Purpose Replacement | A19 | E26 (Medium) | Use With Timers,Use With Photo and/or Motion Sensors,Recessed Fixtures,Damp Location Rated,Dim to Warm Home / Light Bulbs / LED / LED A-Line / Sylvania - 74690 - LED12A19DIMO850URP Suitable for Indoor or Outdoor Environments; Suitable for Rough Service; Suitable for Damp Locations; Suitable for Totally Enclosed Fixtures; Energy Star Rated 12W A19 LED Lamp - Universal - 1100 Lumens - Daylight (5000K) - 80 CRI - 15000 hrs. - E26 (Medium) - 120 to 130V - Frosted Sylvania - 74690 - LED12A19DIMO850URP | 5000 | 86 | 1100 | 91.6667 | 15000 | 12 | 1 | 6.35 | 6.35 | 7.4615 | 2020Q2 | https://shop.regencylighting.com/lamps/led/a-line/led12a19dimo850urp-74690.html | Regency Lighting | 2020 | Yes
LED Lighting | Decorative | GE | False |  | PL-L/FT_DL (Twin Tube) | 2G11 (4 Pin) | 2G11 (4 Pin) | Home / Light Bulbs / LED / GE - 39075 - LED172G11/840/10 PL-L LED Replacement; Damp Location Rated; Suitable for Enclosed Fixtures; Indoor Only 17W LED Replacement for Compact Fluorescent Lamp - 2200 Lumens - Cool White (4000K) - 80 CRI - 40000 Hours - 2G11 (4 Pin) - White GE - 39075 - LED172G11/840/10 | 4000 | 80 | 2200 | 129.4118 | 40000 | 17 | 1 | 29.22 | 29.22 | 34.3346 | 2020Q3 | https://shop.regencylighting.com/lamps/led/led172g11-840-10-gem.html | Regency Lighting | 2020 | No
LED Lighting | A-Type | Cree | True |  | General Purpose Replacement | A19 | E26 (Medium) | Damp Location Rated Home / Light Bulbs / LED / Cree - A19-75W-P1-27K-E26-U1 Energy Star; Instant On; Approved for Totally Enclosed Fixtures 12W A19 LED Lamp - Universal - 1100 Lumens - Warm White (2700K) - 90 CRI - 25000 Hours - E26 (Medium) - 120 to 130V - Frost Cree - A19-75W-P1-27K-E26-U1 | 2700 | 92 | 1100 | 91.6667 | 25000 | 12 | 1 | 13.21 | 13.21 | 15.5223 | 2020Q2 | https://shop.regencylighting.com/lamps/led/a19-75w-p1-27k-e26-u1-cre.html | Regency Lighting | 2020 | Yes
LED Lighting | Reflector | TCP | True |  | PAR38 | E26 (Medium) | E26 (Medium) | Home / Light Bulbs / LED / TCP - LED17E26P3830KNFL PAR38 Dimmable LED Lamp 17W PAR38 LED Lamp - Universal - 1050 Lumens - Warm White (3000K) - 85 CRI - 50000 Hours - E26 (Medium) - 120 to 130V TCP - LED17E26P3830KNFL | 3000 | 85 | 1050 | 61.7647 | 50000 | 17 | 1 | 26.44 | 26.44 | 31.068 | 2020Q3 | https://shop.regencylighting.com/lamps/led/led17e26p3830knfl-tcp.html | Regency Lighting | 2020 | Yes
LED Lighting | Reflector | TCP | False |  | PAR38 | E26 (Medium) | E26 (Medium) | Home / Light Bulbs / LED / TCP - LED17P38277V30KFL PAR38 LED Lamp 17W PAR38 LED Lamp - Universal - 1250 Lumens - Warm White (3000K) - 82 CRI - 25000 Hours - E26 (Medium) - 277V TCP - LED17P38277V30KFL | 3000 | 82 | 1250 | 73.5294 | 25000 | 17 | 1 | 26.78 | 26.78 | 31.4675 | 2020Q3 | https://shop.regencylighting.com/lamps/led/led17p38277v30kfl-tcp.html | Regency Lighting | 2020 | Yes
LED Lighting | Reflector | TCP | False |  | PAR38 | E26 (Medium) | E26 (Medium) | Home / Light Bulbs / LED / TCP - LED17P38277V41KFL PAR38 LED Lamp 17W PAR38 LED Lamp - Universal - 1300 Lumens - Cool White (4100K) - 82 CRI - 25000 Hours - E26 (Medium) - 277V TCP - LED17P38277V41KFL | 4100 | 82 | 1300 | 76.4706 | 25000 | 17 | 1 | 26.78 | 26.78 | 31.4675 | 2020Q3 | https://shop.regencylighting.com/lamps/led/led17p38277v41kfl-tcp.html | Regency Lighting | 2020 | Yes
LED Lighting | Decorative | Sylvania | False |  | PL-L/FT_DL (Twin Tube) | 2G11 (4 Pin) | 2G11 (4 Pin) | Home / Light Bulbs / LED / Sylvania - 71182 - LED17TT5/DL/FG/841/SUB/G6 Compatible with Instant Start Electronic DL40 Ballasts; Damp Location Rated 17W LED Replacement for Compact Fluorescent Lamp - Universal - 2100 Lumens - Cool White (4100K) - 82 CRI - 50000 Hours - 2G11 (4 Pin) - 120 to 130V - Frost Sylvania - 71182 - LED17TT5/DL/FG/841/SUB/G6 | 4100 | 82 | 2100 | 123.5294 | 50000 | 17 | 10 | 162.8 | 16.28 | 19.1296 | 2020Q3 | https://shop.regencylighting.com/lamps/led/led17tt5-dl-fg-841-sub-g6-71182.html | Regency Lighting | 2020 | No
LED Lighting | Decorative | Sylvania | False |  | PL-L/FT_DL (Twin Tube) | 2G11 (4 Pin) | 2G11 (4 Pin) | Home / Light Bulbs / LED / Sylvania - 71181 - LED17TT5DLFG835SUBG6 Compatible with Instant Start Electronic DL40 Ballasts; Damp Location Rated 17W LED Replacement for Compact Fluorescent Lamp - Universal - 2100 Lumens - Neutral White (3500K) - 82 CRI - 50000 Hours - 2G11 (4 Pin) - 120 to 130V - Frost Sylvania - 71181 - LED17TT5DLFG835SUBG6 | 3500 | 82 | 2100 | 123.5294 | 50000 | 17 | 10 | 162.8 | 16.28 | 19.1296 | 2020Q3 | https://shop.regencylighting.com/lamps/led/led17tt5dlfg835subg6-71181.html | Regency Lighting | 2020 | No
LED Lighting | A-Type | Cree | True |  | General Purpose Replacement | A19 | E26 (Medium) | Damp Location Rated Home / Light Bulbs / LED / Cree - A19-75W-P1-30K-E26-U1 Energy Star; Instant On; Approved for Totally Enclosed Fixtures 12W A19 LED Lamp - Universal - 1100 Lumens - Warm White (3000K) - 90 CRI - 25000 Hours - E26 (Medium) - 120 to 130V - Frost Cree - A19-75W-P1-30K-E26-U1 | 3000 | 93 | 1100 | 91.6667 | 25000 | 12 | 1 | 13.21 | 13.21 | 15.5223 | 2020Q2 | https://shop.regencylighting.com/lamps/led/a19-75w-p1-30k-e26-u1-cre.html | Regency Lighting | 2020 | Yes
LED Lighting | Reflector | TCP | False |  | PAR38 | E26 (Medium) | E26 (Medium) | Home / Light Bulbs / LED / TCP - LED23E26P3827KNFLND PAR38 Non-Dimmable LED Lamp 23W PAR38 LED Lamp - Universal - 1550 Lumens - Warm White (2700K) - 82 CRI - 50000 Hours - E26 (Medium) - 120 to 130V TCP - LED23E26P3827KNFLND | 2700 | 82 | 1550 | 67.3913 | 50000 | 23 | 1 | 15.65 | 15.65 | 18.3894 | 2020Q3 | https://shop.regencylighting.com/lamps/led/led23e26p3827knflnd-tcp.html | Regency Lighting | 2020 | Yes
LED Lighting | Reflector | Sylvania | True |  | PAR38 | E26 (Medium) | E26 (Medium) | Home / Light Bulbs / LED / Sylvania - 74796 - LED25PAR38HODIM830FL40W PAR38 LED Lamp 25W PAR38 LED Lamp - Universal - 2650 Lumens - Warm White (3000K) - 82 CRI - 25000 Hours - E26 (Medium) - 120 to 130V Sylvania - 74796 - LED25PAR38HODIM830FL40W | 3000 | 82 | 2650 | 106 | 25000 | 25 | 1 | 40.86 | 40.86 | 48.0121 | 2020Q3 | https://shop.regencylighting.com/lamps/led/led25par38hodim830fl40w-74796.html | Regency Lighting | 2020 | Yes
LED Lighting | Reflector | Sylvania | True |  | PAR38 | E26 (Medium) | E26 (Medium) | Home / Light Bulbs / LED / Sylvania - 79363 - LED26PAR38HO/DIM/830/SP15/W/120 Indoor/Outdoor Wet Rated; Energy Star Rated 26W PAR38 LED Lamp - Universal - 2300 Lumens - Warm White (3000K) - 81 CRI - 25000 Hours - E26 (Medium) - 120 to 130V Sylvania - 79363 - LED26PAR38HO/DIM/830/SP15/W/120 | 3000 | 81 | 2300 | 88.4615 | 25000 | 26 | 6 | 245.16 | 40.86 | 48.0121 | 2020Q3 | https://shop.regencylighting.com/lamps/led/led26par38ho-dim-830-sp15-w-120-79363.html | Regency Lighting | 2020 | Yes
LED Lighting | Decorative | Sylvania | True |  | G16 | E12 (Candelabra) | E12 (Candelabra) | Home / Light Bulbs / LED / Sylvania - 75019 - LED3.5G16.5CDIM827FILBL Filament Design; Full Glass; Suitable for Damp Locations; Suitable for Totally Enclosed Fixtures 3.5W G16.5 LED Lamp - Warm White (2700K) - E12 (Candelabra) - 120 to 130V Sylvania - 75019 - LED3.5G16.5CDIM827FILBL | 2700 | 80 | 350 | 100 | 15000 | 3.5 | 1 | 5.79 | 5.79 | 6.8035 | 2020Q3 | https://shop.regencylighting.com/lamps/led/led3-5g16-5cdim827filbl-75019.html | Regency Lighting | 2020 | Yes
LED Lighting | Decorative | TCP | False |  | G40 | E26 (Medium) | E26 (Medium) | Home / Light Bulbs / LED / TCP - LED31E26G40277V27K Damp Location 31W G40 LED Lamp - Universal - 2300 Lumens - Warm White (2700K) - 80 CRI - 25000 Hours - E26 (Medium) - 277V - Frost TCP - LED31E26G40277V27K | 2700 | 80 | 2300 | 74.1935 | 25000 | 31 | 1 | 33.43 | 33.43 | 39.2815 | 2020Q3 | https://shop.regencylighting.com/lamps/led/led31e26g40277v27k-tcp.html | Regency Lighting | 2020 | Yes
LED Lighting | Decorative | TCP | False | Daylighting/Photocell, | G40 | E26 (Medium) | E26 (Medium) | Home / Light Bulbs / LED / TCP - LED31E26G40277V50K Damp Location 31W G40 LED Lamp - Universal - 2600 Lumens - Daylight (5000K) - 80 CRI - 25000 Hours - E26 (Medium) - 277V - Frost TCP - LED31E26G40277V50K | 5000 | 80 | 2600 | 83.871 | 25000 | 31 | 12 | 493.56 | 41.13 | 48.3293 | 2020Q3 | https://shop.regencylighting.com/lamps/led/led31e26g40277v50k-tcp.html | Regency Lighting | 2020 | Yes
LED Lighting | Decorative | Sylvania | False |  | G25 | E26 (Medium) | E26 (Medium) | Home / Light Bulbs / LED / Sylvania - 40214 - LED3G25F82710YVGLUSARP2 G25 LED Lamp 3W G25 LED Lamp - Universal - 300 Lumens - Warm White (2700K) - 80 CRI - 11000 Hours - E26 (Medium) - 120 to 130V - Frost Sylvania - 40214 - LED3G25F82710YVGLUSARP2 | 2700 | 80 | 300 | 100 | 11000 | 3 | 1 | 4.63 | 4.63 | 5.4404 | 2020Q3 | https://shop.regencylighting.com/lamps/led/led3g25f82710yvglusarp2-40214.html | Regency Lighting | 2020 | Yes
LED Lighting | Decorative | Sylvania | True | Daylighting/Photocell, | G25 | E26 (Medium) | E26 (Medium) | Home / Light Bulbs / LED / Sylvania - 40218 - LED3G25F85010YVGLUSARP2 Decorative Globe Lamp 3W G25 LED Lamp - Universal - 300 Lumens - Daylight (5000K) - 82 CRI - 11000 Hours - E26 (Medium) - 120 to 130V - White Sylvania - 40218 - LED3G25F85010YVGLUSARP2 | 5000 | 82 | 300 | 100 | 11000 | 3 | 1 | 4.63 | 4.63 | 5.4404 | 2020Q3 | https://shop.regencylighting.com/lamps/led/led3g25f85010yvglusarp2-40218.html | Regency Lighting | 2020 | Yes
LED Lighting | Decorative | Bulbrite | False |  | T4 | G9 (Bi-Pin) | G9 (Bi-Pin) | Home / Light Bulbs / LED / Bulbrite - 770577 - LED3G9/30K/120 True Retrofit for Halogen and Xenon Lamps; Not Title 24 Compliant; Not Rated for Enclosed Fixtures; Damp Location Rated 3.5W G9 Base LED Lamp - 330 Lumens - Warm White (3000K) - 80 CRI - 25000 Hours - G9 (Bi-Pin) - 120 to 130V Bulbrite - 770577 - LED3G9/30K/120 | 3000 | 80 | 330 | 94.2857 | 25000 | 3.5 | 1 | 8.19 | 8.19 | 9.6236 | 2020Q3 | https://shop.regencylighting.com/lamps/led/led3g9-30k-120-770577.html | Regency Lighting | 2020 | Yes
LED Lighting | A-Type | Feit | True |  | General Purpose Replacement | A19 | E26 (Medium) | Damp Location Rated Home / Light Bulbs / LED / Feit - A1975/927CA/FIL/2 2 Pack / Priced per Lamp; Damp Location Rated; Energy Star Approved 12W A19 LED Lamp - Universal - 1100 Lumens - Warm White (2700K) - 90 CRI - 15000 hrs. - E26 (Medium) - 120 to 130V - Soft White Feit - A1975/927CA/FIL/2 | 2700 | 94 | 1100 | 91.6667 | 15000 | 12 | 1 | 21.29 | 21.29 | 25.0166 | 2020Q2 | https://shop.regencylighting.com/lamps/led/a1975-927ca-fil-2-fet.html | Regency Lighting | 2020 | Yes
LED Lighting | Decorative | Sylvania | True |  | G25 | E26 (Medium) | E26 (Medium) | Home / Light Bulbs / LED / Sylvania - 79586 - LED4.5G25DIM822VING2RP Vintage; G25 LED Decorative Lamp; Approved for Damp Location; Suitable for Totally Enclosed Fixtures 4.5W G25 LED Lamp - Universal - 380 Lumens - Warm White (2200K) - 80 CRI - 15000 hrs. - E26 (Medium) - 120 to 130V - Amber Sylvania - 79586 - LED4.5G25DIM822VING2RP | 2200 | 80 | 380 | 84.4444 | 15000 | 4.5 | 1 | 189.9 | 189.9 | 223.1398 | 2020Q3 | https://shop.regencylighting.com/lamps/led/led4-5g25dim822ving2rp-79586.html | Regency Lighting | 2020 | No
LED Lighting | A-Type | Maxlite | True |  | General Purpose Replacement | A19 | E26 (Medium) | Damp Location Rated Home / Light Bulbs / LED / Maxlite - 14099802 - E12A19D927/JA8 Energy Star Certified; Enclosed Rated; Damp Location Rated 12W A19 LED Lamp - 1100 Lumens - Warm White (2700K) - 90 CRI - 25000 hrs. - E26 (Medium) - 120 to 130V Maxlite - 14099802 - E12A19D927/JA8 | 2700 | 91 | 1100 | 91.6667 | 25000 | 12 | 1 | 5.97 | 5.97 | 7.015 | 2020Q2 | https://shop.regencylighting.com/lamps/led/e12a19d927-ja8-mxt.html | Regency Lighting | 2020 | Yes
LED Lighting | Reflector | TCP | True |  | PAR20 | E26 (Medium) | E26 (Medium) | Home / Light Bulbs / LED / TCP - LED4E26P2027KCHIP PAR20 LED Lamp 4W PAR20 LED Lamp - 250 Lumens - Warm White (2700K) - 81 CRI - 25000 Hours - E26 (Medium) TCP - LED4E26P2027KCHIP | 2700 | 81 | 250 | 62.5 | 25000 | 4 | 1 | 15.97 | 15.97 | 18.7654 | 2020Q3 | https://shop.regencylighting.com/lamps/led/led4e26p2027kchip-tcp.html | Regency Lighting | 2020 | Yes
LED Lighting | Decorative | Bulbrite | True |  | G25 | E26 (Medium) | E26 (Medium) | Home / Light Bulbs / LED / Bulbrite - 776512 - LED4G25/22K/FIL-NOS Nostalgic Spiral/Curved Filament; Not Suitable for Enclosed Fixtures; Damp Location Rated; Fully Compatible with All Dimmer Types 4W G25 LED Globe Lamp - Universal - 230 Lumens - Warm White (2200K) - 95 CRI - 15000 hrs. - E26 (Medium) - 120 to 130V - Antique / Amber Bulbrite - 776512 - LED4G25/22K/FIL-NOS | 2200 | 95 | 230 | 57.5 | 15000 | 4 | 1 | 13.63 | 13.63 | 16.0158 | 2020Q3 | https://shop.regencylighting.com/lamps/led/led4g25-22k-fil-nos-776512.html | Regency Lighting | 2020 | Yes
LED Lighting | Decorative | Bulbrite | True |  | T4 | G9 (Bi-Pin) | G9 (Bi-Pin) | Home / Light Bulbs / LED / Bulbrite - 770590 - LED4G9/27K/120/D True Retrofit for Halogen and Xenon Lamps; Not Title 24 Compliant; Rated for Enclosed Fixtures; Damp Location Rated 4.5W G9 Base LED Lamp - 400 Lumens - Warm White (2700K) - 80 CRI - 25000 Hours - G9 (Bi-Pin) - 120 to 130V Bulbrite - 770590 - LED4G9/27K/120/D | 2700 | 80 | 400 | 88.8889 | 25000 | 4.5 | 1 | 11.93 | 11.93 | 14.0182 | 2020Q3 | https://shop.regencylighting.com/lamps/led/led4g9-27k-120-d-770590.html | Regency Lighting | 2020 | Yes
LED Lighting | Decorative | Bulbrite | True |  | T4 | G9 (Bi-Pin) | G9 (Bi-Pin) | Home / Light Bulbs / LED / Bulbrite - 770579 - LED4G9/30K/120/D True Retrofit for Halogen and Xenon Lamps; Not Title 24 Compliant; Rated for Enclosed Fixtures; Damp Location Rated 4.5W G9 Base LED Lamp - 400 Lumens - Warm White (3000K) - 80 CRI - 25000 Hours - G9 (Bi-Pin) - 120 to 130V Bulbrite - 770579 - LED4G9/30K/120/D | 3000 | 80 | 400 | 88.8889 | 25000 | 4.5 | 1 | 11.93 | 11.93 | 14.0182 | 2020Q3 | https://shop.regencylighting.com/lamps/led/led4g9-30k-120-d-770579.html | Regency Lighting | 2020 | Yes
LED Lighting | Decorative | Satco | True |  | T4 | G9 (Bi-Pin) | G9 (Bi-Pin) | Home / Light Bulbs / LED / Satco - S9228 - LED5.0WG9360L3000KDIM T4 Repl. LED Bulb 5W T4 Repl. LED Bulb - Warm White (3000K) - 80 CRI - G9 (Bi-Pin) Satco - S9228 - LED5.0WG9360L3000KDIM | 3000 | 80 | 360 | 72 |  | 5 | 1 | 10 | 10 | 11.7504 | 2020Q3 | https://shop.regencylighting.com/lamps/led/led5-0wg9360l3000kdim-s9228.html | Regency Lighting | 2020 | Yes
LED Lighting | A-Type | Maxlite | True | Daylighting/Photocell, | General Purpose Replacement | A19 | E26 (Medium) | Damp Location Rated,Use With Timers,Use With Photo and/or Motion Sensors,Recessed Fixtures Home / Light Bulbs / LED / Maxlite - 1408671 - E12A19DLED927/JA8 Energy Star Rated; Damp Location Rated; Enclosed Fixture Rated 12W A19 LED Lamp - Universal - 1100 Lumens - Warm White (2700K) - 92 CRI - 25000 Hours - E26 (Medium) - 120 to 130V Maxlite - 1408671 - E12A19DLED927/JA8 | 2700 | 92 | 1100 | 91.6667 | 25000 | 12 | 1 | 7.11 | 7.11 | 8.3545 | 2020Q2 | https://shop.regencylighting.com/lamps/led/e12a19dled927-ja8-mxt.html | Regency Lighting | 2020 | Yes
LED Lighting | A-Type | Sylvania | True |  | General Purpose Replacement | A19 | E26 (Medium) | None Home / Light Bulbs / LED / Sylvania - 74437 - LED12A19/DIM/O/827/U Dimmable 12W A19 LED Lamp - Universal - 1100 Lumens - Warm White (2700K) - 80 CRI - 15000 Hours - E26 (Medium) - 120 to 130V - Frost Sylvania - 74437 - LED12A19/DIM/O/827/U | 2700 | 83 | 1100 | 91.6667 | 15000 | 12 | 6 | 1005.48 | 167.58 | 196.913 | 2020Q2 | https://shop.regencylighting.com/lamps/led/led12a19-dim-o-827-u-74437.html | Regency Lighting | 2020 | Yes
LED Lighting | A-Type | Sylvania | True |  | General Purpose Replacement | A19 | E26 (Medium) | Damp Location Rated Home / Light Bulbs / LED / Sylvania - 78114 - LED12A19/DIM/O/927/U/B Approved for Totally Enclosed Fixtures; Frosted Plastic; Indoor/Outdoor Damp Rated; Omnidirectional; CEC and JA8 Compliant 12W A19 LED Lamp - Universal - 1100 Lumens - Warm White (2700K) - 92 CRI - 25000 Hours - E26 (Medium) - 120 to 130V - Frost Sylvania - 78114 - LED12A19/DIM/O/927/U/B | 2700 | 91 | 1100 | 91.6667 | 25000 | 12 | 1 | 7.72 | 7.72 | 9.0713 | 2020Q2 | https://shop.regencylighting.com/lamps/led/led12a19-dim-o-927-u-b-78114.html | Regency Lighting | 2020 | Yes
LED Lighting | A-Type | Sylvania | True |  | General Purpose Replacement | A19 | E26 (Medium) | Damp Location Rated Home / Light Bulbs / LED / Sylvania - 78115 - LED12A19/DIM/O/930/U/B Approved for Totally Enclosed Fixtures; Frosted Plastic; Indoor/Outdoor Damp Rated; Omnidirectional; CEC and JA8 Compliant 12W A19 LED Lamp - Universal - 1100 Lumens - Warm White (3000K) - 92 CRI - 25000 Hours - E26 (Medium) - 120 to 130V - Frost Sylvania - 78115 - LED12A19/DIM/O/930/U/B | 3000 | 93 | 1100 | 91.6667 | 25000 | 12 | 1 | 7.72 | 7.72 | 9.0713 | 2020Q2 | https://shop.regencylighting.com/lamps/led/led12a19-dim-o-930-u-b-78115.html | Regency Lighting | 2020 | Yes
LED Lighting | A-Type | Sylvania | True | Daylighting/Photocell, | General Purpose Replacement | A19 | E26 (Medium) | Damp Location Rated Home / Light Bulbs / LED / Sylvania - 78116 - LED12A19/DIM/O/950/U/B Approved for Totally Enclosed Fixtures; Frosted Plastic; Indoor/Outdoor Damp Rated; Omnidirectional; CEC and JA8 Compliant 12W A19 LED Lamp - Universal - 1100 Lumens - Daylight (5000K) - 92 CRI - 25000 Hours - E26 (Medium) - 120 to 130V - Frost Sylvania - 78116 - LED12A19/DIM/O/950/U/B | 5000 | 96 | 1100 | 91.6667 | 25000 | 12 | 1 | 7.72 | 7.72 | 9.0713 | 2020Q2 | https://shop.regencylighting.com/lamps/led/led12a19-dim-o-950-u-b-78116.html | Regency Lighting | 2020 | Yes
LED Lighting | Decorative | Sylvania | False |  | G25 | E26 (Medium) | E26 (Medium) | Home / Light Bulbs / LED / Sylvania - 79699 - LED5.5G25/827/10YV/RP2 Lamp Finish Frosted 5.5W G25 LED Lamp - Universal - 465 Lumens - Warm White (2700K) - 82 CRI - 11000 Hours - E26 (Medium) - 120 to 130V - Frost Sylvania - 79699 - LED5.5G25/827/10YV/RP2 | 2700 | 82 | 465 | 84.5455 | 11000 | 5.5 | 1 | 91.15 | 91.15 | 107.1048 | 2020Q3 | https://shop.regencylighting.com/lamps/led/led5-5g25-827-10yv-rp2-79699.html | Regency Lighting | 2020 | No
LED Lighting | Decorative | Sylvania | False | Daylighting/Photocell, | G25 | E26 (Medium) | E26 (Medium) | Home / Light Bulbs / LED / Sylvania - 79700 - LED5.5G25/850/10YV/RP2 Lamp Finish Frosted 5.5W G25 LED Lamp - Universal - 465 Lumens - Daylight (5000K) - 83 CRI - 11000 Hours - E26 (Medium) - 120 to 130V - Frost Sylvania - 79700 - LED5.5G25/850/10YV/RP2 | 5000 | 83 | 465 | 84.5455 | 11000 | 5.5 | 12 | 27.84 | 2.32 | 2.7261 | 2020Q3 | https://shop.regencylighting.com/lamps/led/led5-5g25-850-10yv-rp2-79700.html | Regency Lighting | 2020 | Yes
LED Lighting | Reflector | Sylvania | True |  | PAR20 | E26 (Medium) | E26 (Medium) | Home / Light Bulbs / LED / Sylvania - 40000 - LED5.5PAR20HD/DIM/930/FL40/22Y CEC Title 20 Compliant; Indoor/Outdoor Damp Rated 5.5W PAR20 LED Lamp - Universal - 500 Lumens - Warm White (3000K) - 91 CRI - 25000 Hours - E26 (Medium) - 120 to 130V Sylvania - 40000 - LED5.5PAR20HD/DIM/930/FL40/22Y | 3000 | 91 | 500 | 90.9091 | 25000 | 5.5 | 1 | 13.28 | 13.28 | 15.6045 | 2020Q3 | https://shop.regencylighting.com/lamps/led/led5-5par20hd-dim-930-fl40-22y-40000.html | Regency Lighting | 2020 | Yes
LED Lighting | Reflector | TCP | True |  | MR16 | GU5.3 (Bi-Pin) | GU5.3 (Bi-Pin) | Home / Light Bulbs / LED / TCP - LED512VMR1627KNFL Damp Location 5W MR16 LED Lamp - Universal - 350 Lumens - Warm White (2700K) - 82 CRI - 25000 Hours - GU5.3 (Bi-Pin) - 12V - White TCP - LED512VMR1627KNFL | 2700 | 82 | 350 | 70 | 25000 | 5 | 1 | 7.23 | 7.23 | 8.4955 | 2020Q3 | https://shop.regencylighting.com/lamps/led/led512vmr1627knfl-tcp.html | Regency Lighting | 2020 | Yes
LED Lighting | Reflector | TCP | True |  | MR16 | GU5.3 (Bi-Pin) | GU5.3 (Bi-Pin) | Home / Light Bulbs / LED / TCP - LED512VMR1630KNFL Damp Location 5W MR16 LED Lamp - Universal - 350 Lumens - Warm White (3000K) - 82 CRI - 25000 Hours - GU5.3 (Bi-Pin) - 12V TCP - LED512VMR1630KNFL | 3000 | 82 | 350 | 70 | 25000 | 5 | 1 | 7.23 | 7.23 | 8.4955 | 2020Q3 | https://shop.regencylighting.com/lamps/led/led512vmr1630knfl-tcp.html | Regency Lighting | 2020 | Yes
LED Lighting | Decorative | TCP | True |  | G16 | E12 (Candelabra) | E12 (Candelabra) | Home / Light Bulbs / LED / TCP - LED5E12G1627K Damp Location 5W G16 LED Lamp - Universal - 350 Lumens - Warm White (2700K) - 80 CRI - 25000 Hours - E12 (Candelabra) - 120 to 130V - Clear TCP - LED5E12G1627K | 2700 | 80 | 350 | 70 | 25000 | 5 | 48 | 324.48 | 6.76 | 7.9433 | 2020Q3 | https://shop.regencylighting.com/lamps/led/led5e12g1627k-tcp.html | Regency Lighting | 2020 | Yes
LED Lighting | Decorative | TCP | True |  | G16 | E12 (Candelabra) | E12 (Candelabra) | Home / Light Bulbs / LED / TCP - LED5E12G1627KF Damp Location 5W G16 LED Lamp - Universal - 350 Lumens - Warm White (2700K) - 80 CRI - 25000 Hours - E12 (Candelabra) - 120 to 130V - Frost TCP - LED5E12G1627KF | 2700 | 80 | 350 | 70 | 25000 | 5 | 48 | 305.28 | 6.36 | 7.4732 | 2020Q3 | https://shop.regencylighting.com/lamps/led/led5e12g1627kf-tcp.html | Regency Lighting | 2020 | Yes
LED Lighting | Decorative | TCP | True |  | G16 | E26 (Medium) | E26 (Medium) | Home / Light Bulbs / LED / TCP - LED5E26G1627K Damp Location 5W G16 LED Lamp - Universal - 350 Lumens - Warm White (2700K) - 80 CRI - 25000 Hours - E26 (Medium) - 120 to 130V - Clear TCP - LED5E26G1627K | 2700 | 80 | 350 | 70 | 25000 | 5 | 48 | 324.48 | 6.76 | 7.9433 | 2020Q3 | https://shop.regencylighting.com/lamps/led/led5e26g1627k-tcp.html | Regency Lighting | 2020 | Yes
LED Lighting | Decorative | TCP | False |  | S14 | E26 (Medium) | E26 (Medium) | Home / Light Bulbs / LED / TCP - LED5E26S1427K Wet Location 5W S14 LED Lamp - Universal - 300 Lumens - Warm White (2700K) - 80 CRI - 25000 Hours - E26 (Medium) - 120 to 130V - Clear TCP - LED5E26S1427K | 2700 | 80 | 300 | 60 | 25000 | 5 | 1 | 6.76 | 6.76 | 7.9433 | 2020Q3 | https://shop.regencylighting.com/lamps/led/led5e26s1427k-tcp.html | Regency Lighting | 2020 | Yes
LED Lighting | Decorative | TCP | False |  | S14 | E26 (Medium) | E26 (Medium) | Home / Light Bulbs / LED / TCP - LED5E26S1427KF Wet Location 5W S14 LED Lamp - Universal - 300 Lumens - Warm White (2700K) - 80 CRI - 25000 Hours - E26 (Medium) - 120 to 130V - Frost TCP - LED5E26S1427KF | 2700 | 80 | 300 | 60 | 25000 | 5 | 48 | 324.48 | 6.76 | 7.9433 | 2020Q3 | https://shop.regencylighting.com/lamps/led/led5e26s1427kf-tcp.html | Regency Lighting | 2020 | Yes
LED Lighting | Decorative | Bulbrite | True |  | G25 | E26 (Medium) | E26 (Medium) | Home / Light Bulbs / LED / Bulbrite - 776670 - LED5G25/27K/FIL/HM/2 Half Mirror; Suitable for Enclosed Fixtures; Wet Location Rated; Fully Compatible Dimming 5W G25 LED Globe Lamp - Universal - 360 Lumens - Warm White (2700K) - 80 CRI - 15000 hrs. - E26 (Medium) - 120 to 130V - Half Chrome Bulbrite - 776670 - LED5G25/27K/FIL/HM/2 | 2700 | 80 | 360 | 72 | 15000 | 5 | 1 | 12.64 | 12.64 | 14.8525 | 2020Q3 | https://shop.regencylighting.com/lamps/led/led5g25-27k-fil-hm-2-776670.html | Regency Lighting | 2020 | Yes
LED Lighting | Decorative | Sylvania | False |  | G25 | E26 (Medium) | E26 (Medium) | Home / Light Bulbs / LED / Sylvania - 40215 - LED5G25F82710YVGLUSARP2 G25 LED Lamp 5W G25 LED Lamp - Universal - 550 Lumens - Warm White (2700K) - 80 CRI - 11000 Hours - E26 (Medium) - 120 to 130V - Frost Sylvania - 40215 - LED5G25F82710YVGLUSARP2 | 2700 | 80 | 550 | 110 | 11000 | 5 | 1 | 5.27 | 5.27 | 6.1925 | 2020Q3 | https://shop.regencylighting.com/lamps/led/led5g25f82710yvglusarp2-40215.html | Regency Lighting | 2020 | Yes
LED Lighting | Decorative | Sylvania | False |  | G25 | E26 (Medium) | E26 (Medium) | Home / Light Bulbs / LED / LED5G25F85010YVGLUSARP2 [40219] G25 LED Lamp 5W G25 LED Lamp - Universal - 550 Lumens - Warm White (2700K) - 80 CRI - 11000 Hours - E26 (Medium) - 120 to 130V - Frost LED5G25F85010YVGLUSARP2 [40219] | 2700 | 80 | 550 | 110 | 11000 | 5 | 1 | 5.27 | 5.27 | 6.1925 | 2020Q3 | https://shop.regencylighting.com/lamps/led/led5g25f85010yvglusarp2-40219.html | Regency Lighting | 2020 | Yes
LED Lighting | Reflector | Sylvania | False |  | MR16 | GU5.3 (Bi-Pin) | GU5.3 (Bi-Pin) | Home / Light Bulbs / LED / Sylvania - 79129 - LED5MR16830FL3510YVBL UV and IR Free; Mercury and Lead Free 5W MR16 LED Lamp - Universal - 350 Lumens - Warm White (3000K) - 81 CRI - 11000 Hours - GU5.3 (Bi-Pin) - 12V Sylvania - 79129 - LED5MR16830FL3510YVBL | 3000 | 81 | 350 | 70 | 11000 | 5 | 18 | 59.58 | 3.31 | 3.8894 | 2020Q3 | https://shop.regencylighting.com/lamps/led/led5mr16830fl3510yvbl-79129.html | Regency Lighting | 2020 | Yes
LED Lighting | Reflector | Sylvania | True |  | PAR16 | GU10 (Bi-Pin / Twist & Lock) | GU10 (Bi-Pin / Twist & Lock) | Home / Light Bulbs / LED / Sylvania - 78560 - LED5PAR16GU10/830/FL35/10YV/RP Dimmable 4W PAR16 LED Lamp - Universal - 350 Lumens - Warm White (3000K) - 81 CRI - 11000 Hours - GU10 (Bi-Pin / Twist & Lock) - 120 to 130V Sylvania - 78560 - LED5PAR16GU10/830/FL35/10YV/RP | 3000 | 81 | 350 | 87.5 | 11000 | 4 | 18 | 99.72 | 5.54 | 6.5097 | 2020Q3 | https://shop.regencylighting.com/lamps/led/led5par16gu10-830-fl35-10yv-rp-78560.html | Regency Lighting | 2020 | Yes
LED Lighting | Reflector | Sylvania | True |  | PAR16 | GU10 (Bi-Pin / Twist & Lock) | GU10 (Bi-Pin / Twist & Lock) | Home / Light Bulbs / LED / LEDVANCE - 40002 - LED5PAR16GU10DIM930FL4022YRP CEC Title 20 Compliant; Indoor/Outdoor Damp Rated 5W PAR16 LED Lamp - Universal - 400 Lumens - Warm White (3000K) - 91 CRI - 25000 Hours - GU10 (Bi-Pin / Twist & Lock) - 120 to 130V LEDVANCE - 40002 - LED5PAR16GU10DIM930FL4022YRP | 3000 | 91 | 400 | 80 | 25000 | 5 | 1 | 5.54 | 5.54 | 6.5097 | 2020Q3 | https://shop.regencylighting.com/lamps/led/led5par16gu10dim930fl4022yrp-40002.html | Regency Lighting | 2020 | Yes
LED Lighting | Reflector | Sylvania | True |  | PAR20 | E26 (Medium) | E26 (Medium) | Home / Light Bulbs / LED / Sylvania - 73993 - LED5R20/DIM/827/10YVRP2 Indoor/Outdoor Damp Rated; Energy Star Rated 5W R20 LED Lamp - Universal - 325 Lumens - Warm White (2700K) - 80 CRI - 11000 Hours - E26 (Medium) - 120 to 130V Sylvania - 73993 - LED5R20/DIM/827/10YVRP2 | 2700 | 80 | 325 | 65 | 11000 | 5 | 12 | 56.88 | 4.74 | 5.5697 | 2020Q3 | https://shop.regencylighting.com/lamps/led/led5r20-dim-827-10yvrp2-73993.html | Regency Lighting | 2020 | Yes
LED Lighting | Reflector | Sylvania | True |  | PAR20 | E26 (Medium) | E26 (Medium) | Home / Light Bulbs / LED / Sylvania - 78030 - LED5R20/DIM/835/10Y/RP2 Dimmable 5W R20 LED Lamp - Universal - 325 Lumens - Neutral White (3500K) - 80 CRI - 11000 Hours - E26 (Medium) - 120 to 130V Sylvania - 78030 - LED5R20/DIM/835/10Y/RP2 | 3500 | 80 | 325 | 65 | 11000 | 5 | 12 | 57.12 | 4.76 | 5.5932 | 2020Q3 | https://shop.regencylighting.com/lamps/led/led5r20-dim-835-10y-rp2-78030.html | Regency Lighting | 2020 | Yes
LED Lighting | Reflector | Sylvania | True | Daylighting/Photocell, | PAR20 | E26 (Medium) | E26 (Medium) | Home / Light Bulbs / LED / Sylvania - 73991 - LED5R20DIM85010YVRP2 12/CS 2/SKU Indoor/Outdoor Damp Rated; Energy Star Rated 5W R20 LED Lamp - Universal - 325 Lumens - Daylight (5000K) - 80 CRI - 11000 Hours - E26 (Medium) - 120 to 130V Sylvania - 73991 - LED5R20DIM85010YVRP2 12/CS 2/SKU | 5000 | 80 | 325 | 65 | 11000 | 5 | 1 | 4.74 | 4.74 | 5.5697 | 2020Q3 | https://shop.regencylighting.com/lamps/led/led5r20dim85010yvrp2-12-cs-2-sku-73991.html | Regency Lighting | 2020 | Yes
LED Lighting | A-Type | Sylvania | True | Daylighting/Photocell, | General Purpose Replacement | A19 | E26 (Medium) | Use With Timers,Use With Photo and/or Motion Sensors,Recessed Fixtures,Damp Location Rated,Dim to Warm Home / Light Bulbs / LED / Sylvania - 74685 - LED12A19DIMO827UB Suitable for Rough Service; Suitable for Indoor or Outdoor Environments; Damp Location Rated; Approved for Totally Enclosed Fixtures 12W A19 LED Lamp - Universal - 1100 Lumens - Warm White (2700K) - 80 CRI - 15000 Hours - E26 (Medium) - 120 to 130V - Frost Sylvania - 74685 - LED12A19DIMO827UB | 2700 | 83 | 1100 | 91.6667 | 15000 | 12 | 1 | 7.41 | 7.41 | 8.707 | 2020Q2 | https://shop.regencylighting.com/lamps/led/led12a19dimo827ub-74685.html | Regency Lighting | 2020 | Yes
LED Lighting | A-Type | Sylvania | True | Daylighting/Photocell, | General Purpose Replacement | A19 | E26 (Medium) | Use With Timers,Use With Photo and/or Motion Sensors,Recessed Fixtures,Damp Location Rated,Dim to Warm Home / Light Bulbs / LED / Sylvania - 71190 - LED12A19DIMO835UB Suitable for Rough Locations; Damp Location Rated; Approved for Totally Enclosed Fixtures; 12W A19 LED Lamp - 1100 Lumens - Neutral White (3500K) - 80 CRI - 15000 hrs. - E26 (Medium) - 120 to 130V - Frosted Sylvania - 71190 - LED12A19DIMO835UB | 3500 | 84 | 1100 | 91.6667 | 15000 | 12 | 1 | 6.35 | 6.35 | 7.4615 | 2020Q2 | https://shop.regencylighting.com/lamps/led/led12a19dimo835ub-71190.html | Regency Lighting | 2020 | Yes
LED Lighting | Reflector | Sylvania | True |  | PAR20 | E26 (Medium) | E26 (Medium) | Home / Light Bulbs / LED / Sylvania - 40920 - LED6.5PAR20DIM930TLFL40GLRP TruWave Technology; Energy Star Rated; CEC Title 24 JA8 Listed 6.5W PAR20 LED Lamp - Universal - 550 Lumens - Warm White (3000K) - 90 CRI - 25000 hrs. - E26 (Medium) - 120 to 130V Sylvania - 40920 - LED6.5PAR20DIM930TLFL40GLRP | 3000 | 90 | 550 | 84.6154 | 25000 | 6.5 | 1 | 12.72 | 12.72 | 14.9465 | 2020Q3 | https://shop.regencylighting.com/lamps/led/led6-5par20dim930tlfl40glrp-40920.html | Regency Lighting | 2020 | Yes
LED Lighting | Reflector | Sylvania | True |  | PAR20 | E26 (Medium) | E26 (Medium) | Home / Light Bulbs / LED / Sylvania - 79618 - LED6.5R20DIMSE830G5RP Reflector LED Lamp 6.5W R20 LED Lamp - Warm White (3000K) - E26 (Medium) Sylvania - 79618 - LED6.5R20DIMSE830G5RP | 3000 | 80 | 525 | 80.7692 | 25000 | 6.5 | 6 | 21.78 | 3.63 | 4.2654 | 2020Q3 | https://shop.regencylighting.com/lamps/led/led6-5r20dimse830g5rp-79618.html | Regency Lighting | 2020 | Yes
LED Lighting | A-Type | Sylvania | True | Daylighting/Photocell, | General Purpose Replacement | A19 | E26 (Medium) | Use With Timers,Use With Photo and/or Motion Sensors,Recessed Fixtures,Damp Location Rated,Dim to Warm Home / Light Bulbs / LED / Sylvania - 74690 - LED12A19DIMO850URP Suitable for Indoor or Outdoor Environments; Suitable for Rough Service; Suitable for Damp Locations; Suitable for Totally Enclosed Fixtures; Energy Star Rated 12W A19 LED Lamp - Universal - 1100 Lumens - Daylight (5000K) - 80 CRI - 15000 hrs. - E26 (Medium) - 120 to 130V - Frosted Sylvania - 74690 - LED12A19DIMO850URP | 5000 | 86 | 1100 | 91.6667 | 15000 | 12 | 1 | 6.35 | 6.35 | 7.4615 | 2020Q2 | https://shop.regencylighting.com/lamps/led/led12a19dimo850urp-74690.html | Regency Lighting | 2020 | Yes
LED Lighting | A-Type | Manufacturer: Keystone Technologies | True |  | General Purpose Replacement | A19 | E26 (Medium) | Recessed Fixtures,Damp Location Rated Home > LED Light Bulbs > LED A19 Bulbs > 1000-1500 Lumens (75W Equal) > 2700K Warm White > 12 Watt Essential Series LED General Purpose A19 Light Bulb Dimmable 1100 Lumens 90 CRI 120V 2700K Product Specifications - Quick Reference Lamp Wattage: Working Voltage: 12 Watts 120 Volt Dimensions: Dimmability: 2.36" W x 4.33" (MOL) YES - Dimmable CRI: Delivered Lumens: 90 CRI 1100 Lumens Replaces: Certifications: 75 Watt Incandescent ENERGY STAR, UL, RoHS Light Color: 2700K Warm White Warranty: 2 Year Limited Keystone’s Essential Series A Shape Bulbs are designed for general purpose lighting needs. They’re suitable for new construction applications or replacing incandescent and halogen bulbs. Offering substantially longer lifespans and higher efficiencies, our A Shape Bulbs minimize energy and replacement costs. Keystone’s extensive line of Essential Series omnidirectional LED bulbs provide solutions for a variety of application needs. There is a wide range of wattage and lumen outputs available, as well as both 80 and 90 CRI options for a majority of the line. Color temperature choices include 2700K, 3000K, and 5000K, offering more aesthetic flexibility over incandescent bulbs. This Keystone Technologies KT-LED12A19-O-927 Essential Series Dimmable LED A19 Light Bulb produces a color temperature of 2700K warm white, operates on your existing 120V circuit and consumes just 12 watts of energy. These LED A19 A lamps 75 watt incandescent equivalent retrofit lights generate 1100 lumens and have a Color Rendering Index (CRI) of 90. These 120 volt LED light bulbs fit fixtures with an E26 medium base. These LED A19 bulbs are dimmable and CEC Title 20 Compliant. For Non-Dimmable versions, or Non-CEC compliant versions, please refer to the related products below. Can't find what you are looking for or need a quote for a large job? Give our customer service a call at 248-276-9640. The bulb's dimensions are 2.36 inches wide by 4.33 inches MOL. The lens conceals the LEDs from sight and evenly distributes the light and with a durable plastic housing that lowers the risk for breakage. They can be used with LED compatible controls and dimmers and are also rated for use in enclosed fixtures. Click here to see the complete Keystone 12 Watt 90CRI General Purpose Dimmable A19 Specification Sheet. These bulbs are damp location rated, Energy Star qualified, and have a rated life of 15,000 hours or a 2 Year limited warranty. Typical Applications Typical applications for these omni-directional LED A19 lamps include table and floor lamps, chandeliers, pendants, corridor light and sconce fixtures and general decorative outdoor lighting in residential, office, retail, restaurant, school, hospital and hotel/motel locations. Keystone Technologies 12 Watt Essential Series LED General Purpose A19 Light Bulb Dimmable 1100 Lumens 90 CRI 120V 2700K | 2700 | 94 | 1100 | 91.6667 | 15000 | 12 | 1 | 6.07 | 6.07 | 7.1325 | 2020Q2 | https://www.greenelectricalsupply.com/12-watt-essential-series-led-general-purpose-a19-light-bulb-dimmable-1100-lumens-90-cri-120v-2700k.aspx | Green Electrical Supply | 2020 | Yes
LED Lighting | A-Type | Manufacturer: Keystone Technologies | True |  | General Purpose Replacement | A19 | E26 (Medium) | Recessed Fixtures,Damp Location Rated Home > LED Light Bulbs > LED A19 Bulbs > 1000-1500 Lumens (75W Equal) > 3000K Warm White > 12 Watt Essential Series LED General Purpose A19 Light Bulb Dimmable 1100 Lumens 90 CRI 120V 3000K Product Specifications - Quick Reference Lamp Wattage: Working Voltage: 12 Watts 120 Volt Dimensions: Dimmability: 2.36" W x 4.33" (MOL) YES - Dimmable CRI: Delivered Lumens: 90 CRI 1100 Lumens Replaces: Certifications: 75 Watt Incandescent ENERGY STAR, UL, RoHS Light Color: 3000K Warm White Warranty: 2 Year Limited Keystone’s Essential Series A Shape Bulbs are designed for general purpose lighting needs. They’re suitable for new construction applications or replacing incandescent and halogen bulbs. Offering substantially longer lifespans and higher efficiencies, our A Shape Bulbs minimize energy and replacement costs. Keystone’s extensive line of Essential Series omnidirectional LED bulbs provide solutions for a variety of application needs. There is a wide range of wattage and lumen outputs available, as well as both 80 and 90 CRI options for a majority of the line. Color temperature choices include 2700K, 3000K, and 5000K, offering more aesthetic flexibility over incandescent bulbs. This Keystone Technologies KT-LED12A19-O-930 Essential Series Dimmable LED A19 Light Bulb produces a color temperature of 3000K warm white, operates on your existing 120V circuit and consumes just 12 watts of energy. These LED A19 A lamps 75 watt incandescent equivalent retrofit lights generate 1100 lumens and have a Color Rendering Index (CRI) of 90. These 120 volt LED light bulbs fit fixtures with an E26 medium base. These LED A19 bulbs are dimmable and CEC Title 20 Compliant. For Non-Dimmable versions, or Non-CEC compliant versions, please refer to the related products below. Can't find what you are looking for or need a quote for a large job? Give our customer service a call at 248-276-9640. The bulb's dimensions are 2.36 inches wide by 4.33 inches MOL. The lens conceals the LEDs from sight and evenly distributes the light and with a durable plastic housing that lowers the risk for breakage. They can be used with LED compatible controls and dimmers and are also rated for use in enclosed fixtures. Click here to see the complete Keystone 12 Watt 90CRI General Purpose Dimmable A19 Specification Sheet. These bulbs are damp location rated, Energy Star qualified, and have a rated life of 15,000 hours or a 2 Year limited warranty. Typical Applications Typical applications for these omni-directional LED A19 lamps include table and floor lamps, chandeliers, pendants, corridor light and sconce fixtures and general decorative outdoor lighting in residential, office, retail, restaurant, school, hospital and hotel/motel locations. Keystone Technologies 12 Watt Essential Series LED General Purpose A19 Light Bulb Dimmable 1100 Lumens 90 CRI 120V 3000K | 3000 | 94 | 1100 | 91.6667 | 15000 | 12 | 1 | 6.07 | 6.07 | 7.1325 | 2020Q2 | https://www.greenelectricalsupply.com/12-watt-essential-series-led-general-purpose-a19-light-bulb-dimmable-1100-lumens-90-cri-120v-3000k.aspx | Green Electrical Supply | 2020 | Yes
LED Lighting | A-Type | Manufacturer: Keystone Technologies | True | Daylighting/Photocell, | General Purpose Replacement | A19 | E26 (Medium) | Recessed Fixtures,Damp Location Rated Home > LED Light Bulbs > LED A19 Bulbs > 1000-1500 Lumens (75W Equal) > 5000K Daylight > 12 Watt Essential Series LED General Purpose A19 Light Bulb Dimmable 1100 Lumens 90 CRI 120V 5000K Product Specifications - Quick Reference Lamp Wattage: Working Voltage: 12 Watts 120 Volt Dimensions: Dimmability: 2.36" W x 4.33" (MOL) YES - Dimmable CRI: Delivered Lumens: 90 CRI 1100 Lumens Replaces: Certifications: 75 Watt Incandescent ENERGY STAR, UL, RoHS Light Color: 5000K Daylight Warranty: 2 Year Limited Keystone’s Essential Series A Shape Bulbs are designed for general purpose lighting needs. They’re suitable for new construction applications or replacing incandescent and halogen bulbs. Offering substantially longer lifespans and higher efficiencies, our A Shape Bulbs minimize energy and replacement costs. Keystone’s extensive line of Essential Series omnidirectional LED bulbs provide solutions for a variety of application needs. There is a wide range of wattage and lumen outputs available, as well as both 80 and 90 CRI options for a majority of the line. Color temperature choices include 2700K, 3000K, and 5000K, offering more aesthetic flexibility over incandescent bulbs. This Keystone Technologies KT-LED12A19-O-950 Essential Series Dimmable LED A19 Light Bulb produces a color temperature of 5000K daylight, operates on your existing 120V circuit and consumes just 12 watts of energy. These LED A19 A lamps 75 watt incandescent equivalent retrofit lights generate 1100 lumens and have a Color Rendering Index (CRI) of 90. These 120 volt LED light bulbs fit fixtures with an E26 medium base. These LED A19 bulbs are dimmable and CEC Title 20 Compliant. For Non-Dimmable versions, or Non-CEC compliant versions, please refer to the related products below. Can't find what you are looking for or need a quote for a large job? Give our customer service a call at 248-276-9640. The bulb's dimensions are 2.36 inches wide by 4.33 inches MOL. The lens conceals the LEDs from sight and evenly distributes the light and with a durable plastic housing that lowers the risk for breakage. They can be used with LED compatible controls and dimmers and are also rated for use in enclosed fixtures. Click here to see the complete Keystone 12 Watt 90CRI General Purpose Dimmable A19 Specification Sheet. These bulbs are damp location rated, Energy Star qualified, and have a rated life of 15,000 hours or a 2 Year limited warranty. Typical Applications Typical applications for these omni-directional LED A19 lamps include table and floor lamps, chandeliers, pendants, corridor light and sconce fixtures and general decorative outdoor lighting in residential, office, retail, restaurant, school, hospital and hotel/motel locations. Keystone Technologies 12 Watt Essential Series LED General Purpose A19 Light Bulb Dimmable 1100 Lumens 90 CRI 120V 5000K | 5000 | 96 | 1100 | 91.6667 | 15000 | 12 | 1 | 6.07 | 6.07 | 7.1325 | 2020Q2 | https://www.greenelectricalsupply.com/12-watt-essential-series-led-general-purpose-a19-light-bulb-dimmable-1100-lumens-90-cri-120v-5000k.aspx | Green Electrical Supply | 2020 | Yes
LED Lighting | A-Type | Cree Lighting | True |  | General Purpose Replacement | A19 | E26 (Medium) | Damp Location Rated HomeLamps, Bulbs, BallastsBulbs - LEDLED - TraditionalLamps - A-Type Dimmable LED Lamp, 12W, 120V, A19, E26, Lumens: 1100, CRI: 90, 2700K Cree Lighting A19-75W-P1-27K-E26-U1 Dimmable LED Lamp, 12W, 120V | 2700 | 92 | 1100 | 91.6667 | 25000 | 12 | 1 | 10.72 | 10.72 | 12.5964 | 2020Q2 | https://www.platt.com/platt-electric-supply/LED-Traditional-Lamps-A-Type/Cree-Lighting/A19-75W-P1-27K-E26-U1/product.aspx?zpid=1233071 | Platt | 2020 | Yes
LED Lighting | A-Type | TCP | True |  | General Purpose Replacement | A19 | E26 (Medium) | Damp Location Rated,Recessed Fixtures HomeLamps, Bulbs, BallastsBulbs - LEDLED - TraditionalLamps - A-Type LED A-Lamp, 12 Watt, 120V, 1100 Lumens, CRI 90, E26 Base, 2700K TCP L12A19D1527KCQ LED A-Lamp | 2700 | 91 | 1100 | 91.6667 | 15000 | 12 | 1 | 7.8 | 7.8 | 9.1653 | 2020Q2 | https://www.platt.com/platt-electric-supply/LED-Traditional-Lamps-A-Type/TCP/L12A19D1527KCQ/product.aspx?zpid=1275466 | Platt | 2020 | Yes
LED Lighting | A-Type | TCP | True |  | General Purpose Replacement | A19 | E26 (Medium) | Damp Location Rated,Recessed Fixtures HomeLamps, Bulbs, BallastsBulbs - LEDLED - TraditionalLamps - A-Type LED A-Lamp, 12 Watt, 120V, 1100 Lumens, CRI 90, E26 Base, 3000K TCP L12A19D1530KCQ LED A-Lamp | 3000 | 91 | 1100 | 91.6667 | 15000 | 12 | 1 | 7.8 | 7.8 | 9.1653 | 2020Q2 | https://www.platt.com/platt-electric-supply/LED-Traditional-Lamps-A-Type/TCP/L12A19D1530KCQ/product.aspx?zpid=1165858 | Platt | 2020 | Yes
LED Lighting | Reflector | Sylvania | False |  | PAR20 | E26 (Medium) | E26 (Medium) | Home / Light Bulbs / LED / Sylvania - 79279 - LED6PAR20830FL4510YVRP2 Indoor/Outdoor Damp Rated 6W PAR20 LED Lamp - Universal - 425 Lumens - Warm White (3000K) - 82 CRI - 11000 Hours - E26 (Medium) - 120 to 130V Sylvania - 79279 - LED6PAR20830FL4510YVRP2 | 3000 | 82 | 425 | 70.8333 | 11000 | 6 | 12 | 72.96 | 6.08 | 7.1442 | 2020Q3 | https://shop.regencylighting.com/lamps/led/led6par20830fl4510yvrp2-79279.html | Regency Lighting | 2020 | Yes
LED Lighting | Reflector | Sylvania | True |  | PAR20 | E26 (Medium) | E26 (Medium) | Home / Light Bulbs / LED / Sylvania - 74756 - LED6R20DIM827G4B Not for Use in Totally Enclosed Fixtures; Suitable for Damp Locations 6W R20 LED Lamp - Universal - 450 Lumens - Warm White (2700K) - 80 CRI - 15000 Hours - E26 (Medium) - 120 to 130V Sylvania - 74756 - LED6R20DIM827G4B | 2700 | 80 | 450 | 75 | 15000 | 6 | 6 | 33.24 | 5.54 | 6.5097 | 2020Q3 | https://shop.regencylighting.com/lamps/led/led6r20dim827g4b-74756.html | Regency Lighting | 2020 | Yes
LED Lighting | Reflector | Sylvania | True |  | PAR20 | E26 (Medium) | E26 (Medium) | Home / Light Bulbs / LED / Sylvania - 74784 - LED6R20DIM830G4B Not for Use in Totally Enclosed Fixtures; Suitable for Damp Locations 6W R20 LED Lamp - 450 Lumens - Warm White (3000K) - 15000 Hours - E26 (Medium) - 120 to 130V - Frost Sylvania - 74784 - LED6R20DIM830G4B | 3000 |  | 450 | 75 | 15000 | 6 | 1 | 5.54 | 5.54 | 6.5097 | 2020Q3 | https://shop.regencylighting.com/lamps/led/led6r20dim830g4b-74784.html | Regency Lighting | 2020 | Yes
LED Lighting | Decorative | Sylvania | False |  | G25 | E26 (Medium) | E26 (Medium) | Home / Light Bulbs / LED / Sylvania - 79697 - LED7.5G25/827/10YV/RP2 Lamp Finish Frosted 7.5W G25 LED Lamp - Universal - 650 Lumens - Warm White (2700K) - 82 CRI - 11000 Hours - E26 (Medium) - 120 to 130V - Frost Sylvania - 79697 - LED7.5G25/827/10YV/RP2 | 2700 | 82 | 650 | 86.6667 | 11000 | 7.5 | 12 | 36.6 | 3.05 | 3.5839 | 2020Q3 | https://shop.regencylighting.com/lamps/led/led7-5g25-827-10yv-rp2-79697.html | Regency Lighting | 2020 | Yes
LED Lighting | Decorative | Sylvania | False | Daylighting/Photocell, | G25 | E26 (Medium) | E26 (Medium) | Home / Light Bulbs / LED / Sylvania - 79698 - LED7.5G25/850/10YV/RP2 Lamp Finish Frosted 7.5W G25 LED Lamp - Universal - 650 Lumens - Daylight (5000K) - 83 CRI - 11000 Hours - E26 (Medium) - 120 to 130V - Frost Sylvania - 79698 - LED7.5G25/850/10YV/RP2 | 5000 | 83 | 650 | 86.6667 | 11000 | 7.5 | 12 | 1093.8 | 91.15 | 107.1048 | 2020Q3 | https://shop.regencylighting.com/lamps/led/led7-5g25-850-10yv-rp2-79698.html | Regency Lighting | 2020 | No
LED Lighting | Reflector | TCP | True |  | MR16 | GU5.3 (Bi-Pin) | GU5.3 (Bi-Pin) | Home / Light Bulbs / LED / TCP - LED712VMR16827KFL Damp Location 7W MR16 LED Lamp - Universal - 500 Lumens - Warm White (2700K) - 80 CRI - 25000 Hours - GU5.3 (Bi-Pin) - 12V - White TCP - LED712VMR16827KFL | 2700 | 80 | 500 | 71.4286 | 25000 | 7 | 1 | 16.63 | 16.63 | 19.5409 | 2020Q3 | https://shop.regencylighting.com/lamps/led/led712vmr16827kfl-tcp.html | Regency Lighting | 2020 | Yes
LED Lighting | Reflector | TCP | True |  | MR16 | GU5.3 (Bi-Pin) | GU5.3 (Bi-Pin) | Home / Light Bulbs / LED / TCP - LED712VMR16827KNFL Damp Location 7W MR16 LED Lamp - Universal - 500 Lumens - Warm White (2700K) - 80 CRI - 25000 Hours - GU5.3 (Bi-Pin) - 12V - White TCP - LED712VMR16827KNFL | 2700 | 80 | 500 | 71.4286 | 25000 | 7 | 1 | 16.63 | 16.63 | 19.5409 | 2020Q3 | https://shop.regencylighting.com/lamps/led/led712vmr16827knfl-tcp.html | Regency Lighting | 2020 | Yes
LED Lighting | Reflector | TCP | True |  | MR16 | GU5.3 (Bi-Pin) | GU5.3 (Bi-Pin) | Home / Light Bulbs / LED / TCP - LED712VMR16927KFL Damp Location 7W MR16 LED Lamp - Universal - 425 Lumens - Warm White (2700K) - 90 CRI - 25000 Hours - GU5.3 (Bi-Pin) - 12V - White TCP - LED712VMR16927KFL | 2700 | 90 | 425 | 60.7143 | 25000 | 7 | 48 | 886.56 | 18.47 | 21.703 | 2020Q3 | https://shop.regencylighting.com/lamps/led/led712vmr16927kfl-tcp.html | Regency Lighting | 2020 | Yes
LED Lighting | Reflector | TCP | True |  | MR16 | GU5.3 (Bi-Pin) | GU5.3 (Bi-Pin) | Home / Light Bulbs / LED / TCP - LED712VMR16927KNFL Damp Location 7W MR16 LED Lamp - Universal - 425 Lumens - Warm White (2700K) - 90 CRI - 25000 Hours - GU5.3 (Bi-Pin) - 12V - White TCP - LED712VMR16927KNFL | 2700 | 90 | 425 | 60.7143 | 25000 | 7 | 1 | 18.47 | 18.47 | 21.703 | 2020Q3 | https://shop.regencylighting.com/lamps/led/led712vmr16927knfl-tcp.html | Regency Lighting | 2020 | Yes
LED Lighting | A-Type | Sylvania | True |  | General Purpose Replacement | A19 | E26 (Medium) | None Topbulb » LED Bulbs » LED Standard Shape » 75W Equal » Sylvania 74426 ¦ 12W LED - 75W Equal - 3500K This Sylvania 74426 LED12A19/DIM/O/835/URP is a dimmable 12 watt LED that replaces a 75 watt incandescent and provides white illumination similar to a halogen bulb. Energy Star qualified. See this same bulb in 4-Pack pricing under Related Products on this page. LED Technology Notice Due to constantly evolving nature of LED technology, manufacturers will reserve the right to replace this product with next generation technology. We appreciate your understanding and acceptance of this policy. Utility/Government Incentives 15,000 Hours • Halogen White Light • Dimmable Sylvania 74426 ¦ 12W LED - 75W Equal - 3500K | 3500 | 85 | 1100 | 91.6667 | 15000 | 12 | 1 | 6.95 | 6.95 | 8.1665 | 2020Q2 | https://www.topbulb.com/sylvania-74426-led12a19dimo835urp-led | Top Bulb | 2020 | Yes
LED Lighting | A-Type | Sylvania | True |  | General Purpose Replacement | A19 | E26 (Medium) | None Topbulb » LED Bulbs » LED Standard Shape » 75W Equal » Sylvania 74428 ¦ 12W LED - 75W Equal - 5000K This Sylvania 74428 LED12A19/DIM/O/850/URP is a dimmable 12 watt LED that replaces a 75 watt incandescent and provides very cool white illumination. Energy Star qualified. See this same bulb in 4-Pack pricing under Related Products on this page. LED Technology Notice Due to constantly evolving nature of LED technology, manufacturers will reserve the right to replace this product with next generation technology. We appreciate your understanding and acceptance of this policy. Utility/Government Incentives Documents Sylvana 74428 Spec Sheet 15,000 Hours • Very Cool White Light • Dimmable Sylvania 74428 ¦ 12W LED - 75W Equal - 5000K | 5000 | 85 | 1100 | 91.6667 | 15000 | 12 | 1 | 6.95 | 6.95 | 8.1665 | 2020Q2 | https://www.topbulb.com/sylvania-74428-led12a19dimo850urp-led | Top Bulb | 2020 | Yes
LED Lighting | A-Type | Green Creative | True |  |  | A19 |  | Suitable to replace 75W Incandescent Suitable for use in totally enclosed fixtures 50% more energy savings than CFL Comfortable warm diffused light More Information 12W Dimmable LED Bulb - E26 Base, 120V Features: Wattage: 12W LED Bulb Base: E26 Base Bulb Shape: A19 Voltage: 120V Rated Life: 25,000 hours Color Temperature: 2700K, 3000K CRI: 80 Lumens: 1100-1180 Beam Angle: 330° Suitable to replace 75W Incandescent Suitable for use in totally enclosed fixtures 50% more energy savings than CFL Comfortable warm diffused light Models: 16175 , 16176 *MFG Part Number*: 16175 , 16176 12W Dimmable LED Bulb - E26 Base, 120V Green Creative 12W Dimmable LED Bulb - E26 Base, 120V | 2700 | 80 | 1100 | 91.6667 | 25000 | 12 | 1 | 8.37 | 8.37 | 9.8351 | 2020Q2 | https://www.lbclighting.com/led/light-bulb-led/grnc-16175.html | LBC Lighting | 2020 | Yes
LED Lighting | A-Type | TCP | True |  |  | A19 |  | Replaces 75W Incandescent Dimmable Rated for 15,000 hours More Information California Quality LED Lamp Series Features: Wattage: 12W Type: LED Bulb Shape: A19 Bulb Base: E26 Medium Voltage: 120V Color Temperature: 2700K, 3000K Lumens: 1100 CRI: 90 Beam Spread: 270° Replaces 75W Incandescent Dimmable Rated for 15,000 hours *MFG Part Number*: L12A19D1527KCQ , L12A19D1530KCQ California Quality LED Lamp Series TCP L12A19D15 12W A19 LED Bulb | 2700 | 90 | 1100 | 91.6667 | 15000 | 12 | 1 | 5.23 | 5.23 | 6.1455 | 2020Q2 | https://www.lbclighting.com/led/light-bulb-led/tcp-l12a19d15.html | LBC Lighting | 2020 | Yes
LED Lighting | Reflector | TCP | True |  | MR16 | GU10 (Bi-Pin / Twist & Lock) | GU10 (Bi-Pin / Twist & Lock) | Home / Light Bulbs / LED / TCP - LED7GU10MR1627KFL Damp Location 7W MR16 LED Lamp - Universal - 350 Lumens - Warm White (2700K) - 82 CRI - 25000 Hours - GU10 (Bi-Pin / Twist & Lock) - 120 to 130V - White TCP - LED7GU10MR1627KFL | 2700 | 82 | 350 | 50 | 25000 | 7 | 12 | 126.24 | 10.52 | 12.3614 | 2020Q3 | https://shop.regencylighting.com/lamps/led/led7gu10mr1627kfl-tcp.html | Regency Lighting | 2020 | Yes
LED Lighting | Reflector | TCP | True |  | MR16 | GU10 (Bi-Pin / Twist & Lock) | GU10 (Bi-Pin / Twist & Lock) | Home / Light Bulbs / LED / TCP - LED7MR16GU1027KFL Damp Location 7W MR16 LED Lamp - Universal - 500 Lumens - Warm White (2700K) - 82 CRI - 25000 Hours - GU10 (Bi-Pin / Twist & Lock) - 120 to 130V - White TCP - LED7MR16GU1027KFL | 2700 | 82 | 500 | 71.4286 | 25000 | 7 | 48 | 219.36 | 4.57 | 5.3699 | 2020Q3 | https://shop.regencylighting.com/lamps/led/led7mr16gu1027kfl-tcp.html | Regency Lighting | 2020 | Yes
LED Lighting | Reflector | TCP | True |  | MR16 | GU10 (Bi-Pin / Twist & Lock) | GU10 (Bi-Pin / Twist & Lock) | Home / Light Bulbs / LED / TCP - LED7MR16GU1027KNFL Damp Location 7W MR16 LED Lamp - Universal - 500 Lumens - Warm White (2700K) - 82 CRI - 25000 Hours - GU10 (Bi-Pin / Twist & Lock) - 120 to 130V - White TCP - LED7MR16GU1027KNFL | 2700 | 82 | 500 | 71.4286 | 25000 | 7 | 48 | 219.36 | 4.57 | 5.3699 | 2020Q3 | https://shop.regencylighting.com/lamps/led/led7mr16gu1027knfl-tcp.html | Regency Lighting | 2020 | Yes
LED Lighting | Reflector | TCP | True |  | MR16 | GU10 (Bi-Pin / Twist & Lock) | GU10 (Bi-Pin / Twist & Lock) | Home / Light Bulbs / LED / TCP - LED7MR16GU1030KFL Damp Location 7W MR16 LED Lamp - Universal - 525 Lumens - Warm White (3000K) - 82 CRI - 25000 Hours - GU10 (Bi-Pin / Twist & Lock) - 120 to 130V - White TCP - LED7MR16GU1030KFL | 3000 | 82 | 525 | 75 | 25000 | 7 | 12 | 54.84 | 4.57 | 5.3699 | 2020Q3 | https://shop.regencylighting.com/lamps/led/led7mr16gu1030kfl-tcp.html | Regency Lighting | 2020 | Yes
LED Lighting | Reflector | TCP | True |  | MR16 | GU10 (Bi-Pin / Twist & Lock) | GU10 (Bi-Pin / Twist & Lock) | Home / Light Bulbs / LED / TCP - LED7MR16GU1030KNFL Damp Location 7W MR16 LED Lamp - Universal - 525 Lumens - Warm White (3000K) - 82 CRI - 25000 Hours - GU10 (Bi-Pin / Twist & Lock) - 120 to 130V - White TCP - LED7MR16GU1030KNFL | 3000 | 82 | 525 | 75 | 25000 | 7 | 12 | 54.84 | 4.57 | 5.3699 | 2020Q3 | https://shop.regencylighting.com/lamps/led/led7mr16gu1030knfl-tcp.html | Regency Lighting | 2020 | Yes
LED Lighting | Reflector | TCP | True |  | MR16 | GU10 (Bi-Pin / Twist & Lock) | GU10 (Bi-Pin / Twist & Lock) | Home / Light Bulbs / LED / TCP - LED7MR16GU1041KFL Damp Location 7W MR16 LED Lamp - Universal - 550 Lumens - Cool White (4100K) - 82 CRI - 25000 Hours - GU10 (Bi-Pin / Twist & Lock) - 120 to 130V - White TCP - LED7MR16GU1041KFL | 4100 | 82 | 550 | 78.5714 | 25000 | 7 | 12 | 54.84 | 4.57 | 5.3699 | 2020Q3 | https://shop.regencylighting.com/lamps/led/led7mr16gu1041kfl-tcp.html | Regency Lighting | 2020 | Yes
LED Lighting | Reflector | TCP | True |  | PAR16 | E26 (Medium) | E26 (Medium) | Home / Light Bulbs / LED / TCP - LED7P1630KNFL Damp Location 7W PAR16 LED Lamp - Universal - 525 Lumens - Warm White (3000K) - 82 CRI - 25000 Hours - E26 (Medium) - 120 to 130V - White TCP - LED7P1630KNFL | 3000 | 82 | 525 | 75 | 25000 | 7 | 48 | 636.48 | 13.26 | 15.581 | 2020Q3 | https://shop.regencylighting.com/lamps/led/led7p1630knfl-tcp.html | Regency Lighting | 2020 | Yes
LED Lighting | Reflector | TCP | True |  | PAR16 | E26 (Medium) | E26 (Medium) | Home / Light Bulbs / LED / TCP - LED7P1641KNFL PAR16 LED Dimmable Lamp 7W PAR16 LED Lamp - Universal - 550 Lumens - Cool White (4100K) - 82 CRI - 25000 Hours - E26 (Medium) - 120 to 130V TCP - LED7P1641KNFL | 4100 | 82 | 550 | 78.5714 | 25000 | 7 | 1 | 13.26 | 13.26 | 15.581 | 2020Q3 | https://shop.regencylighting.com/lamps/led/led7p1641knfl-tcp.html | Regency Lighting | 2020 | Yes
LED Lighting | Reflector | Sylvania | True |  | PAR20 | E26 (Medium) | E26 (Medium) | Home / Light Bulbs / LED / LEDVANCE - 79068 - LED7PAR20/PRO/930/FL40/P3 Energy Star Certified; Damp Location Rated 7W PAR20 LED Lamp - Universal - 470 Lumens - Warm White (3000K) - 94 CRI - 25000 Hours - E26 (Medium) - 120 to 130V LEDVANCE - 79068 - LED7PAR20/PRO/930/FL40/P3 | 3000 | 94 | 470 | 67.1429 | 25000 | 7 | 1 | 341.81 | 341.81 | 401.64 | 2020Q3 | https://shop.regencylighting.com/lamps/led/led7par20-pro-930-fl40-p3-79068.html | Regency Lighting | 2020 | No
LED Lighting | Reflector | Sylvania | False |  | PAR38 | E26 (Medium) | E26 (Medium) | Home / Light Bulbs / LED / Sylvania - 74771 - LED7PAR38/830/FL30/10YV/GL/RP2 PAR38 LED Lamp 7W PAR38 LED Lamp - Universal - 550 Lumens - Warm White (3000K) - 80 CRI - 11000 Hours - E26 (Medium) - 120 to 130V Sylvania - 74771 - LED7PAR38/830/FL30/10YV/GL/RP2 | 3000 | 80 | 550 | 78.5714 | 11000 | 7 | 1 | 9.52 | 9.52 | 11.1864 | 2020Q3 | https://shop.regencylighting.com/lamps/led/led7par38-830-fl30-10yv-gl-rp2-74771.html | Regency Lighting | 2020 | Yes
LED Lighting | A-Type | Brand Sylvania | True |  |  |  |  | Sylvania E26 LED A19 Light Bulb 12 Watt No Dimmable 80 CRI 1,100 Lumen 3500K Color Temperature 11000 Hours Average Rated Life. Mfg #78096 Sylvania 12 Watt 3500K 80 CRI A19 LED Light Bulb 6-Pack | 3500 | 80 | 1100 | 91.6667 | 11000 | 12 | 1 | 36.67 | 36.67 | 43.0887 | 2020Q2 | https://hdsupplysolutions.com/p/led-00-75-10-35/sylvania-12-watt-3500k-80-cri-a19-led-light-bulb-6-pack-p205713 | HD Supply | 2020 | Yes
LED Lighting | A-Type | Brand Sylvania | True |  |  |  |  | Sylvania E26 LED A19 Light Bulb 12 Watt No Dimmable 80 CRI 1,100 Lumen 3500K Color Temperature 11000 Hours Average Rated Life. Mfg #78099 Sylvania 12 Watt 3500K A19 LED Light Bulb 24-Pack | 3500 | 80 | 1100 | 91.6667 | 11000 | 12 | 1 | 126.98 | 126.98 | 149.2064 | 2020Q2 | https://hdsupplysolutions.com/p/led-00-75-10-35/sylvania-12-watt-3500k-a19-led-light-bulb-24-pack-p205714 | HD Supply | 2020 | Yes
LED Lighting | A-Type | Brand Sylvania | True |  |  |  |  | Sylvania E26 LED A19 Light Bulb 12 Watt No Dimmable 80 CRI 1,100 Lumen 5000K Color Temperature 11000 Hours Average Rated Life. Mfg #78100 Sylvania 12 Watt 5000K A19 LED Light Bulb 24-Pack | 5000 | 80 | 1100 | 91.6667 | 11000 | 12 | 1 | 144.9 | 144.9 | 170.2631 | 2020Q2 | https://hdsupplysolutions.com/p/led-00-75-10-35/sylvania-12-watt-5000k-a19-led-light-bulb-24-pack-p205715 | HD Supply | 2020 | Yes
LED Lighting | A-Type | Brand Sylvania | True |  |  |  | A19 | Sylvania® A-19 LED Bulb Medium Base 12 Watt 5,000 Kelvin 15,000 Average Hour Life 1,100 Lumens 120 Volt 80 CRI Dimmable Mfg #LED12A19DIMO850UB Sylvania® A-19 LED Bulb,12 Watt, 120 Volt, 5,000K, Medium Base, Package Of 6 | 5000 | 80 | 1100 | 91.6667 | 15000 | 12 | 6 | 43.74 | 7.29 | 8.566 | 2020Q2 | https://hdsupplysolutions.com/p/led-00-75-10-35/sylvania-a-19-led-bulb-12-watt-120-volt-5-000k-medium-base-package-of-6-p112788 | HD Supply | 2020 | Yes
LED Lighting | A-Type | Brand Sylvania | True |  |  |  |  | Sylvania® LED 12 Watt A-19 Lamp Dimmable Frosted Medium Base Not CA Title 20 Compliant 80 CRI 15,000 Average Life Hours Mfg #LED12A19DIMO827UB Sylvania® LED 12 Watt A-19, 1,100 Lumen, 2700k, 80CRI, Case Of 6 | 3500 | 83 | 1100 | 91.6667 | 15000 | 12 | 1 | 142 | 142 | 166.8555 | 2020Q2 | https://hdsupplysolutions.com/p/led-00-75-10-35/sylvania-led-12-watt-a-19-1-100-lumen-2700k-80cri-case-of-6-p923954 | HD Supply | 2020 | Yes
LED Lighting | A-Type | Philips Lighting | True |  | A21 (Arbitrary) |  | E26 (Medium Screw) | HomeLamps, Bulbs, BallastsBulbs - LEDLED - TraditionalLamps - A-Type Dimmable LED Lamp, 12W, 120V, Bulb: A-Type (A21), Base: Medium Screw (E26), Lumens: 1100, CRI: 80, Color Temperature: 2700K-2200K WARM-GLOW, Rated Average Life: 25,000 Hrs. *Philips Part # 47252-2, Mdl# 9290012606* 75W Equivalent. This lamp is ENERGY STAR® Certified. *** Not for Sale in California *** Philips Lighting 457522 Dimmable LED Lamp | 2200 | 80 | 1100 | 91.6667 |  | 12 | 1 | 8 | 8 | 9.4003 | 2020Q2 | https://www.platt.com/platt-electric-supply/LED-Traditional-Lamps-A-Type/Philips-Lighting/457522/product.aspx?zpid=598477 | Platt | 2020 | Yes
LED Lighting | A-Type | Philips | True |  | A19/21 | E26 (Medium) | E26 (Medium) | Home / Light Bulbs / LED / Philips - 479469 - 12.2A21/PER/927-22/P/E26/WG A21 LED Lamp 12W A21 LED Lamp - Universal - 1100 Lumens - Warm White (2200 to 2700K) - 82 CRI - 15000 Hours - E26 (Medium) - 120 to 130V - Frost Philips - 479469 - 12.2A21/PER/927-22/P/E26/WG | 2200 | 82 | 1100 | 91.6667 | 15000 | 12 | 1 | 8.66 | 8.66 | 10.1758 | 2020Q2 | https://shop.regencylighting.com/lamps/led/12a21-per-827-22-p-e26-wg-47946-9.html | Regency Lighting | 2020 | Yes
LED Lighting | A-Type | Philips | True |  | A19/21 | E26 (Medium) | E26 (Medium) | Home / Light Bulbs / LED / LED A-Line / Philips - 479469 - 12.2A21/PER/927-22/P/E26/WG A21 LED Lamp 12W A21 LED Lamp - Universal - 1100 Lumens - Warm White (2200 to 2700K) - 82 CRI - 15000 Hours - E26 (Medium) - 120 to 130V - Frost Philips - 479469 - 12.2A21/PER/927-22/P/E26/WG | 2200 | 82 | 1100 | 91.6667 | 15000 | 12 | 1 | 8.66 | 8.66 | 10.1758 | 2020Q2 | https://shop.regencylighting.com/lamps/led/a-line/12a21-per-827-22-p-e26-wg-47946-9.html | Regency Lighting | 2020 | Yes
LED Lighting | A-Type | Sylvania | False |  | A19/21 | E26 (Medium) | E26 (Medium) | Home / Light Bulbs / LED / LED A-Line / Sylvania - 74736 - LED12A19/F/830/10YV/RP Damp Location Rated; Not for Use in Totally Enclosed Fixtures 12W A19 LED Lamp - Universal - 1100 Lumens - Warm White (3000K) - 80 CRI - 11000 Hours - E26 (Medium) - 120 to 130V - Frost Sylvania - 74736 - LED12A19/F/830/10YV/RP | 3000 | 80 | 1100 | 91.6667 | 11000 | 12 | 1 | 5.3 | 5.3 | 6.2277 | 2020Q2 | https://shop.regencylighting.com/lamps/led/a-line/led12a19-f-830-10yv-rp-74736.html | Regency Lighting | 2020 | Yes
LED Lighting | A-Type | Sylvania | False |  | A19/21 | E26 (Medium) | E26 (Medium) | Home / Light Bulbs / LED / LED A-Line / Sylvania - 79291 - LED12A19F82710YVRP Damp Location Rated; Not for Use in Totally Enclosed Fixtures 12W A19 LED Lamp - Universal - 1100 Lumens - Warm White (2700K) - 80 CRI - 11000 Hours - E26 (Medium) - 120 to 130V - Frost Sylvania - 79291 - LED12A19F82710YVRP | 2700 | 80 | 1100 | 91.6667 | 11000 | 12 | 6 | 31.8 | 5.3 | 6.2277 | 2020Q2 | https://shop.regencylighting.com/lamps/led/a-line/led12a19f82710yvrp-79291.html | Regency Lighting | 2020 | Yes
LED Lighting | A-Type | Sylvania | False |  | A19/21 | E26 (Medium) | E26 (Medium) | Home / Light Bulbs / LED / LED A-Line / Sylvania - 78096 - LED12A19F83510YVRP Damp Location Rated; Not for Use in Totally Enclosed Fixtures 12W A19 LED Lamp - Universal - 1100 Lumens - Neutral White (3500K) - 80 CRI - 11000 Hours - E26 (Medium) - 120 to 130V - Frost Sylvania - 78096 - LED12A19F83510YVRP | 3500 | 80 | 1100 | 91.6667 | 11000 | 12 | 6 | 31.8 | 5.3 | 6.2277 | 2020Q2 | https://shop.regencylighting.com/lamps/led/a-line/led12a19f83510yvrp-78096.html | Regency Lighting | 2020 | Yes
LED Lighting | Reflector | Sylvania | True |  | PAR30 | E26 (Medium) | E26 (Medium) | Home / Light Bulbs / LED / Sylvania - 74785 - LED8.5BR30DIM830G4B BR30 LED Lamp 8.5W BR30 LED Lamp - Universal - 650 Lumens - Warm White (3000K) - 15000 Hours - E26 (Medium) - 120 to 130V - Frost Sylvania - 74785 - LED8.5BR30DIM830G4B | 3000 |  | 650 | 76.4706 | 15000 | 8.5 | 1 | 6.62 | 6.62 | 7.7788 | 2020Q3 | https://shop.regencylighting.com/lamps/led/led8-5br30dim830g4b-74785.html | Regency Lighting | 2020 | Yes
LED Lighting | Reflector | Sylvania | True | Scene Controls, | PAR30 | E26 (Medium) | E26 (Medium) | Home / Light Bulbs / LED / Sylvania - 74987 - LED8.5BR30WHOMEKITBLES+ Smart + Homekit BLE LED; Color Temperature Tunable 2700; Suitable for Damp Locations; Indoor Use Only 8.5W BR30 LED Lamp - 800 Lumens - Warm White (2700K) - 80 CRI - 11000 hrs. - E26 (Medium) Sylvania - 74987 - LED8.5BR30WHOMEKITBLES+ | 2700 | 80 | 800 | 94.1176 | 11000 | 8.5 | 1 | 41.6 | 41.6 | 48.8816 | 2020Q3 | https://shop.regencylighting.com/lamps/led/led8-5br30whomekitbles-74987.html | Regency Lighting | 2020 | Yes
LED Lighting | Decorative | TCP | True |  | G25 | E26 (Medium) | E26 (Medium) | Home / Light Bulbs / LED / TCP - LED8G25D27KF Damp Location 8W G25 LED Lamp - Universal - 500 Lumens - Warm White (2700K) - 80 CRI - 25000 Hours - E26 (Medium) - 120 to 130V - Frost TCP - LED8G25D27KF | 2700 | 80 | 500 | 62.5 | 25000 | 8 | 12 | 117.12 | 9.76 | 11.4684 | 2020Q3 | https://shop.regencylighting.com/lamps/led/led8g25d27kf-tcp.html | Regency Lighting | 2020 | Yes
LED Lighting | Reflector | TCP | False |  | PAR20 | E26 (Medium) | E26 (Medium) | Home / Light Bulbs / LED / TCP - LED8P2035KNFL Damp Location Rated 8W PAR20 LED Lamp - Universal - 525 Lumens - Neutral White (3500K) - 82 CRI - 25000 Hours - E26 (Medium) - 120 to 130V TCP - LED8P2035KNFL | 3500 | 82 | 525 | 65.625 | 25000 | 8 | 1 | 2.43 | 2.43 | 2.8553 | 2020Q3 | https://shop.regencylighting.com/lamps/led/led8p2035knfl-tcp.html | Regency Lighting | 2020 | Yes
LED Lighting | Reflector | TCP | True |  | PAR20 | E26 (Medium) | E26 (Medium) | Home / Light Bulbs / LED / TCP - LED8P20D24KFL E26 LED Dimmable Lamp 8W PAR20 LED Lamp - Universal - 500 Lumens - Warm White (2400K) - 82 CRI - 25000 Hours - E26 (Medium) - 120 to 130V TCP - LED8P20D24KFL | 2400 | 82 | 500 | 62.5 | 25000 | 8 | 1 | 12.26 | 12.26 | 14.406 | 2020Q3 | https://shop.regencylighting.com/lamps/led/led8p20d24kfl-tcp.html | Regency Lighting | 2020 | Yes
LED Lighting | Reflector | TCP | False |  | PAR20 | E26 (Medium) | E26 (Medium) | Home / Light Bulbs / LED / TCP - LED8P20V30KFL Damp Location Rated 8W PAR20 LED Lamp - Universal - 515 Lumens - Warm White (3000K) - 82 CRI - 25000 Hours - E26 (Medium) - 120 to 130V TCP - LED8P20V30KFL | 3000 | 82 | 515 | 64.375 | 25000 | 8 | 1 | 3.57 | 3.57 | 4.1949 | 2020Q3 | https://shop.regencylighting.com/lamps/led/led8p20v30kfl-tcp.html | Regency Lighting | 2020 | Yes
LED Lighting | Reflector | TCP | True |  | PAR20 | E26 (Medium) | E26 (Medium) | Home / Light Bulbs / LED / TCP - LED8R20D27K Damp Location 8W R20 LED Lamp - Universal - 575 Lumens - Warm White (2700K) - 82 CRI - 25000 Hours - E26 (Medium) - 120 to 130V - White TCP - LED8R20D27K | 2700 | 82 | 575 | 71.875 | 25000 | 8 | 12 | 117.6 | 9.8 | 11.5154 | 2020Q3 | https://shop.regencylighting.com/lamps/led/led8r20d27k-tcp.html | Regency Lighting | 2020 | Yes
LED Lighting | A-Type | Sylvania | False |  | A19/21 | E26 (Medium) | E26 (Medium) | Home / Light Bulbs / LED / LED A-Line / Sylvania - 78099 - LED12A19F83510YVRP4 Damp Location Rated; Not for Use in Totally Enclosed Fixtures 12W A19 LED Lamp - Universal - 1100 Lumens - Neutral White (3500K) - 80 CRI - 11000 Hours - E26 (Medium) - 120 to 130V - Frost Sylvania - 78099 - LED12A19F83510YVRP4 | 3500 | 80 | 1100 | 91.6667 | 11000 | 12 | 1 | 5.3 | 5.3 | 6.2277 | 2020Q2 | https://shop.regencylighting.com/lamps/led/a-line/led12a19f83510yvrp4-78099.html | Regency Lighting | 2020 | Yes
LED Lighting | A-Type | Sylvania | False | Daylighting/Photocell, | A19/21 | E26 (Medium) | E26 (Medium) | Home / Light Bulbs / LED / LED A-Line / Sylvania - 79293 - LED12A19F85010YVRP Damp Location Rated; Not for Use in Totally Enclosed Fixtures 12W A19 LED Lamp - Universal - 1100 Lumens - Daylight (5000K) - 80 CRI - 11000 Hours - E26 (Medium) - 120 to 130V - Frost Sylvania - 79293 - LED12A19F85010YVRP | 5000 | 80 | 1100 | 91.6667 | 11000 | 12 | 6 | 31.8 | 5.3 | 6.2277 | 2020Q2 | https://shop.regencylighting.com/lamps/led/a-line/led12a19f85010yvrp-79293.html | Regency Lighting | 2020 | Yes
LED Lighting | Reflector | Sylvania | True |  | PAR30 | E26 (Medium) | E26 (Medium) | Home / Light Bulbs / LED / Sylvania - 73740 - LED9.5BR30TWLFY Smart + LED BR30 Lamp; Adjustable 2700-6500 Kelvin 9.5W BR30 LED Lamp - 810 Lumens - Warm White (2700K) - 80 CRI - 20000 hrs. - E26 (Medium) Sylvania - 73740 - LED9.5BR30TWLFY | 2700 | 80 | 810 | 85.2632 | 20000 | 9.5 | 1 | 99.74 | 99.74 | 117.1984 | 2020Q3 | https://shop.regencylighting.com/lamps/led/led9-5br30twlfy-73740.html | Regency Lighting | 2020 | No
LED Lighting | Reflector | Sylvania | True |  | PAR30 | E26 (Medium) | E26 (Medium) | Home / Light Bulbs / LED / Sylvania - 73954 - LED9BR30DIM82710YVRP2 Indoor/Outdoor Damp Rated 9W BR30 LED Lamp - Universal - 650 Lumens - Warm White (2700K) - 80 CRI - 11000 Hours - E26 (Medium) - 120 to 130V Sylvania - 73954 - LED9BR30DIM82710YVRP2 | 2700 | 80 | 650 | 72.2222 | 11000 | 9 | 12 | 77.52 | 6.46 | 7.5907 | 2020Q3 | https://shop.regencylighting.com/lamps/led/led9br30dim82710yvrp2-73954.html | Regency Lighting | 2020 | Yes
LED Lighting | Reflector | Sylvania | True |  | PAR30 | E26 (Medium) | E26 (Medium) | Home / Light Bulbs / LED / Sylvania - 78029 - LED9BR30DIM83510YVRP2 Dimmable 9W BR30 LED Lamp - Universal - 650 Lumens - Neutral White (3500K) - 80 CRI - 11000 Hours - E26 (Medium) - 120 to 130V Sylvania - 78029 - LED9BR30DIM83510YVRP2 | 3500 | 80 | 650 | 72.2222 | 11000 | 9 | 12 | 77.52 | 6.46 | 7.5907 | 2020Q3 | https://shop.regencylighting.com/lamps/led/led9br30dim83510yvrp2-78029.html | Regency Lighting | 2020 | Yes
LED Lighting | Reflector | Sylvania | True | Daylighting/Photocell, | PAR30 | E26 (Medium) | E26 (Medium) | Home / Light Bulbs / LED / Sylvania - 73956 - LED9BR30DIM85010YVRP2 Indoor/Outdoor Damp Rated 9W BR30 LED Lamp - Universal - 650 Lumens - Daylight (5000K) - 80 CRI - 11000 Hours - E26 (Medium) - 120 to 130V Sylvania - 73956 - LED9BR30DIM85010YVRP2 | 5000 | 80 | 650 | 72.2222 | 11000 | 9 | 12 | 77.52 | 6.46 | 7.5907 | 2020Q3 | https://shop.regencylighting.com/lamps/led/led9br30dim85010yvrp2-73956.html | Regency Lighting | 2020 | Yes
LED Lighting | Reflector | TCP | True |  | PAR20 | E26 (Medium) | E26 (Medium) | Home / Light Bulbs / LED / TCP - LED9E26P2030KNFL PAR20 LED Lamp 9W PAR20 LED Lamp - Universal - 500 Lumens - Warm White (3000K) - 85 CRI - 50000 Hours - E26 (Medium) - 120 to 130V TCP - LED9E26P2030KNFL | 3000 | 85 | 500 | 55.5556 | 50000 | 9 | 1 | 30.42 | 30.42 | 35.7447 | 2020Q3 | https://shop.regencylighting.com/lamps/led/led9e26p2030knfl-tcp.html | Regency Lighting | 2020 | Yes
LED Lighting | Reflector | Sylvania | False |  | PAR30LN | E26 (Medium) | E26 (Medium) | Home / Light Bulbs / LED / Sylvania - 79280 - LED9PAR30LN830FL4510YVRP2 Indoor/Outdoor Damp Rated 9W PAR30 Long Neck LED Lamp - Universal - 650 Lumens - Warm White (3000K) - 80 CRI - 11000 Hours - E26 (Medium) - 120 to 130V Sylvania - 79280 - LED9PAR30LN830FL4510YVRP2 | 3000 | 80 | 650 | 72.2222 | 11000 | 9 | 12 | 92.76 | 7.73 | 9.083 | 2020Q3 | https://shop.regencylighting.com/lamps/led/led9par30ln830fl4510yvrp2-79280.html | Regency Lighting | 2020 | Yes
LED Lighting | A-Type | Sylvania | False |  | A19/21 | E26 (Medium) | E26 (Medium) | Home / Light Bulbs / LED / Sylvania - 74736 - LED12A19/F/830/10YV/RP Damp Location Rated; Not for Use in Totally Enclosed Fixtures 12W A19 LED Lamp - Universal - 1100 Lumens - Warm White (3000K) - 80 CRI - 11000 Hours - E26 (Medium) - 120 to 130V - Frost Sylvania - 74736 - LED12A19/F/830/10YV/RP | 3000 | 80 | 1100 | 91.6667 | 11000 | 12 | 1 | 5.3 | 5.3 | 6.2277 | 2020Q2 | https://shop.regencylighting.com/lamps/led/led12a19-f-830-10yv-rp-74736.html | Regency Lighting | 2020 | Yes
LED Lighting | A-Type | Sylvania | False |  | A19/21 | E26 (Medium) | E26 (Medium) | Home / Light Bulbs / LED / Sylvania - 79291 - LED12A19F82710YVRP Damp Location Rated; Not for Use in Totally Enclosed Fixtures 12W A19 LED Lamp - Universal - 1100 Lumens - Warm White (2700K) - 80 CRI - 11000 Hours - E26 (Medium) - 120 to 130V - Frost Sylvania - 79291 - LED12A19F82710YVRP | 2700 | 80 | 1100 | 91.6667 | 11000 | 12 | 6 | 31.8 | 5.3 | 6.2277 | 2020Q2 | https://shop.regencylighting.com/lamps/led/led12a19f82710yvrp-79291.html | Regency Lighting | 2020 | Yes
LED Lighting | A-Type | Sylvania | False |  | A19/21 | E26 (Medium) | E26 (Medium) | Home / Light Bulbs / LED / Sylvania - 78096 - LED12A19F83510YVRP Damp Location Rated; Not for Use in Totally Enclosed Fixtures 12W A19 LED Lamp - Universal - 1100 Lumens - Neutral White (3500K) - 80 CRI - 11000 Hours - E26 (Medium) - 120 to 130V - Frost Sylvania - 78096 - LED12A19F83510YVRP | 3500 | 80 | 1100 | 91.6667 | 11000 | 12 | 6 | 31.8 | 5.3 | 6.2277 | 2020Q2 | https://shop.regencylighting.com/lamps/led/led12a19f83510yvrp-78096.html | Regency Lighting | 2020 | Yes
LED Lighting | Decorative | TCP | True |  | G25 | E26 (Medium) | E26 (Medium) | Home / Light Bulbs / LED / TCP - LFG256025KAD Damp Location 5W G25 LED Lamp - Universal - 500 Lumens - Warm White (2500K) - 80 CRI - 15000 Hours - E26 (Medium) - 120 to 130V - Amber TCP - LFG256025KAD | 2500 | 80 | 500 | 100 | 15000 | 5 | 1 | 12.77 | 12.77 | 15.0052 | 2020Q3 | https://shop.regencylighting.com/lamps/led/lfg256025kad-tcp.html | Regency Lighting | 2020 | Yes
LED Lighting | Decorative | Philips | False |  | PL-L/FT_DL (Twin Tube) | 2G11 (4 Pin) | 2G11 (4 Pin) | Home / Light Bulbs / LED / Linear / Philips - 532911 - 16.5PL-L/PER/22/840/IF23/P 4P IntantFit LED Lamp to replace PL LED Lamp 16.5W PL-L LED Lamp - 2300 Lumens - Cool White (4000K) - 80 CRI - 50000 hrs. - 2G11 (4 Pin) Philips - 532911 - 16.5PL-L/PER/22/840/IF23/P 4P | 4000 | 80 | 2300 | 139.3939 |  | 16.5 | 1 | 19 | 19 | 22.3257 | 2020Q3 | https://shop.regencylighting.com/lamps/led/linear/16-5pl-l-per-22-840-if23-p-4p-53291-1.html | Regency Lighting | 2020 | No
LED Lighting | Decorative | Philips | False |  | PL-L/FT_DL (Twin Tube) | 2G11 (4 Pin) | 2G11 (4 Pin) | Home / Light Bulbs / LED / Linear / Philips - 456632 - 16.5PL-LED/24-3000 IF 10/1 Not affected by Epact. 16.5W PL LED Tube - Universal - 1900 Lumens - Warm White (3000K) - 82 CRI - 40000 Hours - 2G11 (4 Pin) Philips - 456632 - 16.5PL-LED/24-3000 IF 10/1 | 3000 | 82 | 1900 | 115.1515 | 40000 | 16.5 | 10 | 190 | 19 | 22.3257 | 2020Q3 | https://shop.regencylighting.com/lamps/led/linear/16-5pl-led-24-3000-if-10-1-45663-2.html | Regency Lighting | 2020 | No
LED Lighting | Decorative | Philips | False |  | PL-L/FT_DL (Twin Tube) | 2G11 (4 Pin) | 2G11 (4 Pin) | Home / Light Bulbs / LED / Linear / Philips - 456657 - 16.5PL-LED/24-4000 IF 10/1 Not affected by Epact. 16.5W PL LED Tube - Universal - 2100 Lumens - Cool White (4000K) - 82 CRI - 40000 Hours - 2G11 (4 Pin) Philips - 456657 - 16.5PL-LED/24-4000 IF 10/1 | 4000 | 82 | 2100 | 127.2727 | 40000 | 16.5 | 10 | 190 | 19 | 22.3257 | 2020Q3 | https://shop.regencylighting.com/lamps/led/linear/16-5pl-led-24-4000-if-10-1-45665-7.html | Regency Lighting | 2020 | No
LED Lighting | Decorative | Sylvania | False |  | PL-L/FT_DL (Twin Tube) | 2G11 (4 Pin) | 2G11 (4 Pin) | Home / Light Bulbs / LED / Linear / Sylvania - 71182 - LED17TT5/DL/FG/841/SUB/G6 Compatible with Instant Start Electronic DL40 Ballasts; Damp Location Rated 17W LED Replacement for Compact Fluorescent Lamp - Universal - 2100 Lumens - Cool White (4100K) - 82 CRI - 50000 Hours - 2G11 (4 Pin) - 120 to 130V - Frost Sylvania - 71182 - LED17TT5/DL/FG/841/SUB/G6 | 4100 | 82 | 2100 | 123.5294 | 50000 | 17 | 10 | 162.8 | 16.28 | 19.1296 | 2020Q3 | https://shop.regencylighting.com/lamps/led/linear/led17tt5-dl-fg-841-sub-g6-71182.html | Regency Lighting | 2020 | No
LED Lighting | Decorative | Sylvania | False |  | PL-L/FT_DL (Twin Tube) | 2G11 (4 Pin) | 2G11 (4 Pin) | Home / Light Bulbs / LED / Linear / Sylvania - 71181 - LED17TT5DLFG835SUBG6 Compatible with Instant Start Electronic DL40 Ballasts; Damp Location Rated 17W LED Replacement for Compact Fluorescent Lamp - Universal - 2100 Lumens - Neutral White (3500K) - 82 CRI - 50000 Hours - 2G11 (4 Pin) - 120 to 130V - Frost Sylvania - 71181 - LED17TT5DLFG835SUBG6 | 3500 | 82 | 2100 | 123.5294 | 50000 | 17 | 10 | 162.8 | 16.28 | 19.1296 | 2020Q3 | https://shop.regencylighting.com/lamps/led/linear/led17tt5dlfg835subg6-71181.html | Regency Lighting | 2020 | No
LED Lighting | Reflector | TCP | False |  | PAR38 | E26 (Medium) | E26 (Medium) | Home / Light Bulbs / LED / TCP - LP381430KNDB Damp Location 14W PAR38 LED Lamp - Universal - 1050 Lumens - Warm White (3000K) - 82 CRI - 25000 Hours - E26 (Medium) - 120 to 130V TCP - LP381430KNDB | 3000 | 82 | 1050 | 75 | 25000 | 14 | 1 | 35.22 | 35.22 | 41.3849 | 2020Q3 | https://shop.regencylighting.com/lamps/led/lp381430kndb-tcp.html | Regency Lighting | 2020 | Yes
LED Lighting | Reflector | Solais | True |  | PAR38 | E26 (Medium) | E26 (Medium) | Home / Light Bulbs / LED / Solais - LR38/40/30K/2400/BK VioLight Technology; Dry Location Only; Not For Use in Fully Enclosed Fixtures 28W PAR38 LED Lamp - Universal - 2400 Lumens - Warm White (3000K) - 83 CRI - 50000 hrs. - E26 (Medium) - 120 to 130V - Black Solais - LR38/40/30K/2400/BK | 3000 | 83 | 2400 | 85.7143 | 50000 | 28 | 1 | 79.1 | 79.1 | 92.9456 | 2020Q3 | https://shop.regencylighting.com/lamps/led/lr38-40-30k-2400-bk-sla.html | Regency Lighting | 2020 | Yes
LED Lighting | Reflector | Solais | True |  | PAR20 | E26 (Medium) | E26 (Medium) | Home / Light Bulbs / LED / Solais - LRP20/25/30H/WH Wet Location Rated; Designed for Use in Track and Recessed Fixtures; Recommended for Use in Open Environment Fixtures 6W PAR20 LED Lamp - Universal - 500 Lumens - Warm White (3000K) - 90 CRI - 50000 Hours - E26 (Medium) - 120 to 130V Solais - LRP20/25/30H/WH | 3000 | 90 | 500 | 83.3333 | 50000 | 6 | 1 | 47.16 | 47.16 | 55.4148 | 2020Q3 | https://shop.regencylighting.com/lamps/led/lrp20-25-30h-wh-sla.html | Regency Lighting | 2020 | Yes
LED Lighting | Reflector | Solais | True |  | PAR30 | E26 (Medium) | E26 (Medium) | Home / Light Bulbs / LED / Solais - LRP30/40/27K Wet Location Rated; Open Fixtures Only 8.5W PAR30 LED Lamp - Universal - 600 Lumens - Warm White (2700K) - 90 CRI - 50000 Hours - E26 (Medium) - 120 to 130V - White Solais - LRP30/40/27K | 2700 | 90 | 600 | 70.5882 | 50000 | 8.5 | 1 | 50.79 | 50.79 | 59.6802 | 2020Q3 | https://shop.regencylighting.com/lamps/led/lrp30-40-27k-sla.html | Regency Lighting | 2020 | Yes
LED Lighting | Reflector | Cree | True |  | PAR38 | E26 (Medium) | E26 (Medium) | Home / Light Bulbs / LED / Cree - LRP38-10L-27K-25D Damp Location; Energy Star Certified 13.5W PAR38 LED Lamp - Universal - 950 Lumens - Warm White (2700K) - 92 CRI - 50000 Hours - E26 (Medium) - 120 to 130V Cree - LRP38-10L-27K-25D | 2700 | 92 | 950 | 70.3704 | 50000 | 13.5 | 1 | 102.73 | 102.73 | 120.7117 | 2020Q3 | https://shop.regencylighting.com/lamps/led/lrp38-10l-27k-25d-cre.html | Regency Lighting | 2020 | No
LED Lighting | Reflector | Solais | True |  | PAR38 | E26 (Medium) | E26 (Medium) | Home / Light Bulbs / LED / Solais - LRP38/25/27H Wet Location Rated; Recommended for Use in Open Fixtures 14W PAR38 LED Reflector Lamp - 1000 Lumens - Warm White (2700K) - 90 CRI - 50000 hrs. - E26 (Medium) - 120 to 130V - White Solais - LRP38/25/27H | 2700 | 90 | 1000 | 71.4286 | 50000 | 14 | 1 | 55.14 | 55.14 | 64.7916 | 2020Q3 | https://shop.regencylighting.com/lamps/led/lrp38-25-27h-sla.html | Regency Lighting | 2020 | Yes
LED Lighting | Decorative | Archipelago | True |  | G25 | E26 (Medium) | E26 (Medium) | Home / Light Bulbs / LED / Archipelago - LTG25S35027MB Silver Tip; UL Listed; Suitable for Wet Location; Enclosed Rated 3.5W G25 LED Lamp - Universal - 350 Lumens - Warm White (2700K) - 83 CRI - 25000 hrs. - E26 (Medium) - 120 to 130V - Silver Bowl Archipelago - LTG25S35027MB | 2700 | 83 | 350 | 100 | 25000 | 3.5 | 1 | 8.79 | 8.79 | 10.3286 | 2020Q3 | https://shop.regencylighting.com/lamps/led/ltg25s35027mb-acp.html | Regency Lighting | 2020 | Yes
LED Lighting | Decorative | Archipelago | True |  | G40 | E26 (Medium) | E26 (Medium) | Home / Light Bulbs / LED / Archipelago - LTG40C35027MB Energy Star Listed; UL Listed; Suitable for Wet Location; Enclosed Rated 3.5W G40 LED Lamp - Universal - 350 Lumens - Warm White (2700K) - 83 CRI - 25000 hrs. - E26 (Medium) - 120 to 130V - Clear Archipelago - LTG40C35027MB | 2700 | 83 | 350 | 100 | 25000 | 3.5 | 1 | 12.28 | 12.28 | 14.4295 | 2020Q3 | https://shop.regencylighting.com/lamps/led/ltg40c35027mb-acp.html | Regency Lighting | 2020 | Yes
LED Lighting | Decorative | Archipelago | True |  | G40 | E26 (Medium) | E26 (Medium) | Home / Light Bulbs / LED / Archipelago - LTG40F50027MB Energy Star Listed; UL Listed; Suitable for Wet Location; Enclosed Rated 4.5W G40 LED Lamp - Universal - 500 Lumens - Warm White (2700K) - 83 CRI - 25000 hrs. - E26 (Medium) - 120 to 130V - Frost Archipelago - LTG40F50027MB | 2700 | 83 | 500 | 111.1111 | 25000 | 4.5 | 1 | 12.28 | 12.28 | 14.4295 | 2020Q3 | https://shop.regencylighting.com/lamps/led/ltg40f50027mb-acp.html | Regency Lighting | 2020 | Yes
LED Lighting | Decorative | Archipelago | True |  | S11 | E17 (Intermediate) | E17 (Intermediate) | Home / Light Bulbs / LED / Archipelago - LTS1117C5024K1 Nostalgic; Silicone Coated; Suitable for Damp Locations 0.7W S11 LED Lamp - Universal - 50 Lumens - Warm White (2400K) - E17 (Intermediate) - Clear Archipelago - LTS1117C5024K1 | 2400 |  | 50 | 71.4286 |  | 0.7 | 1 | 6 | 6 | 7.0502 | 2020Q3 | https://shop.regencylighting.com/lamps/led/lts1117c5024k1-acp.html | Regency Lighting | 2020 | Yes
LED Lighting | Decorative | Archipelago | True |  | S14 | E26 (Medium) | E26 (Medium) | Home / Light Bulbs / LED / Archipelago - LTS14C10027MB Suitable for Wet Locations; Enclosed Fixture Rated 1W S14 LED Lamp - Universal - 100 Lumens - Warm White (2700K) - 83 CRI - 25000 Hours - E26 (Medium) - Clear Archipelago - LTS14C10027MB | 2700 | 83 | 100 | 100 | 25000 | 1 | 1 | 6.86 | 6.86 | 8.0608 | 2020Q3 | https://shop.regencylighting.com/lamps/led/lts14c10027mb-acp.html | Regency Lighting | 2020 | Yes
LED Lighting | Decorative | Archipelago | True |  | S14 | E26 (Medium) | E26 (Medium) | Home / Light Bulbs / LED / Archipelago - LTS14C15024MB Suitable for Wet Locations; Enclosed Fixture Rated 1.5W S14 LED Lamp - Universal - 150 Lumens - Warm White (2400K) - 83 CRI - 25000 Hours - E26 (Medium) - Clear Archipelago - LTS14C15024MB | 2400 | 83 | 150 | 100 | 25000 | 1.5 | 1 | 7.48 | 7.48 | 8.7893 | 2020Q3 | https://shop.regencylighting.com/lamps/led/lts14c15024mb-acp.html | Regency Lighting | 2020 | Yes
LED Lighting | Decorative | Archipelago |  |  | S14 | E26 (Medium) | E26 (Medium) | Home / Light Bulbs / LED / Archipelago - LTS14C15027K1 Suitable for Wet Location; Enclosed Rated; Ul Listed 1.5W S14 LED Lamp - Universal - 150 Lumens - Warm White (2700K) - 83 CRI - 25000 Hours - E26 (Medium) - Clear Archipelago - LTS14C15027K1 | 2700 | 83 | 150 | 100 | 25000 | 1.5 | 1 | 7.91 | 7.91 | 9.2946 | 2020Q3 | https://shop.regencylighting.com/lamps/led/lts14c15027k1-acp.html | Regency Lighting | 2020 | Yes
LED Lighting | Decorative | Archipelago | True |  | S14 | E26 (Medium) | E26 (Medium) | Home / Light Bulbs / LED / Archipelago - LTS14F10027MB Suitable for Wet Locations; Enclosed Fixture Rated 1W S14 LED Lamp - Universal - 100 Lumens - Warm White (2700K) - 83 CRI - 25000 hrs. - E26 (Medium) - Frost Archipelago - LTS14F10027MB | 2700 | 83 | 100 | 100 | 25000 | 1 | 1 | 7.42 | 7.42 | 8.7188 | 2020Q3 | https://shop.regencylighting.com/lamps/led/lts14f10027mb-acp.html | Regency Lighting | 2020 | Yes
LED Lighting | Reflector | Philips | True |  | MR16 | GU10 (Bi-Pin / Twist & Lock) | GU10 (Bi-Pin / Twist & Lock) | Home / Light Bulbs / LED / LED MR / Philips - 471565 - 4.5GU10/LEDCLA/F35/2.2-2.7K Dimmable 4.5W MR16 LED Lamp - Universal - 380 Lumens - Warm White (2200 to 2700K) - 80 CRI - 25000 Hours - GU10 (Bi-Pin / Twist & Lock) - 120 to 130V - Clear Philips - 471565 - 4.5GU10/LEDCLA/F35/2.2-2.7K | 2200 | 80 | 380 | 84.4444 | 25000 | 4.5 | 10 | 99 | 9.9 | 11.6329 | 2020Q3 | https://shop.regencylighting.com/lamps/led/mr/4-5gu10-ledcla-f35-2-2-2-7k-47156-5.html | Regency Lighting | 2020 | Yes
LED Lighting | Reflector | Satco | True | Daylighting/Photocell, | MR16 | GU10 (Bi-Pin / Twist & Lock) | GU10 (Bi-Pin / Twist & Lock) | Home / Light Bulbs / LED / LED MR / Satco - S9381 - 4.5MR16/LED/40/50K/120V/GU10 Solid State LED Lighting; High Efficacy; Long Life; Dimmable; UL Approved for Totally Enclosed Fixtures 4.5W MR16 LED Lamp - Universal - 1000 Lumens - Daylight (5000K) - 80 CRI - 25000 Hours - GU10 (Bi-Pin / Twist & Lock) - 120 to 130V - White Satco - S9381 - 4.5MR16/LED/40/50K/120V/GU10 | 5000 | 80 | 360 | 80 | 25000 | 4.5 | 48 | 432 | 9 | 10.5753 | 2020Q3 | https://shop.regencylighting.com/lamps/led/mr/4-5mr16-led-40-50k-120v-gu10-s9381.html | Regency Lighting | 2020 | Yes
LED Lighting | Reflector | Philips | True |  | MR16 | GU5.3 (Bi-Pin) | GU5.3 (Bi-Pin) | Home / Light Bulbs / LED / LED MR / Philips - 470336 - 6.4MR16/F25/3000 DIM 12V Energy Star Rated:Yes, Minimum starting temperature:-20.00 F 6.4W MR16 LED Lamp - Universal - 450 Lumens - Warm White (3000K) - 80 CRI - 25000 Hours - GU5.3 (Bi-Pin) - 12V Philips - 470336 - 6.4MR16/F25/3000 DIM 12V | 3000 | 80 | 450 | 70.3125 | 25000 | 6.4 | 10 | 110 | 11 | 12.9254 | 2020Q3 | https://shop.regencylighting.com/lamps/led/mr/6-4mr16-f25-3000-dim-12v-47033-6.html | Regency Lighting | 2020 | Yes
LED Lighting | Reflector | Philips | True |  | MR16 | GU5.3 (Bi-Pin) | GU5.3 (Bi-Pin) | Home / Light Bulbs / LED / LED MR / Philips - 470344 - 6.4MR16/F35/3000 DIM 12V Energy Star Rated:Yes, Minimum starting temperature:-20.00 F 6.4W MR16 LED Lamp - Universal - 450 Lumens - Warm White (3000K) - 80 CRI - 25000 Hours - GU5.3 (Bi-Pin) - 12V Philips - 470344 - 6.4MR16/F35/3000 DIM 12V | 3000 | 80 | 450 | 70.3125 | 25000 | 6.4 | 10 | 110 | 11 | 12.9254 | 2020Q3 | https://shop.regencylighting.com/lamps/led/mr/6-4mr16-f35-3000-dim-12v-47034-4.html | Regency Lighting | 2020 | Yes
LED Lighting | Reflector | Philips | True |  | MR16 | GU5.3 (Bi-Pin) | GU5.3 (Bi-Pin) | Home / Light Bulbs / LED / LED MR / Philips - 454538 - 6.5MR16/F25/2700-2200 DIM 12V Increased Transformer Compatability 6.5W MR16 LED Lamp - Universal - 410 Lumens - Warm White (2200 to 2700K) - 80 CRI - 25000 Hours - GU5.3 (Bi-Pin) - 12V Philips - 454538 - 6.5MR16/F25/2700-2200 DIM 12V | 2200 | 80 | 410 | 63.0769 | 25000 | 6.5 | 10 | 130 | 13 | 15.2755 | 2020Q3 | https://shop.regencylighting.com/lamps/led/mr/6-5mr16-f25-2700-2200-dim-12v-45453-8.html | Regency Lighting | 2020 | Yes
LED Lighting | Reflector | Philips | True |  | MR16 | GU5.3 (Bi-Pin) | GU5.3 (Bi-Pin) | Home / Light Bulbs / LED / LED MR / Philips - 454546 - 6.5MR16/F35/2700-2200 DIM 12V Increased Transformer Compatability 6.5W MR16 LED Lamp - Universal - 410 Lumens - Warm White (2200 to 2700K) - 80 CRI - 25000 Hours - GU5.3 (Bi-Pin) - 12V Philips - 454546 - 6.5MR16/F35/2700-2200 DIM 12V | 2200 | 80 | 410 | 63.0769 | 25000 | 6.5 | 10 | 130 | 13 | 15.2755 | 2020Q3 | https://shop.regencylighting.com/lamps/led/mr/6-5mr16-f35-2700-2200-dim-12v-45454-6.html | Regency Lighting | 2020 | Yes
LED Lighting | Reflector | Satco | True |  | MR16 | GU5.3 (Bi-Pin) | GU5.3 (Bi-Pin) | Home / Light Bulbs / LED / LED MR / Satco - S9492 - 6.5MR16/LED/25/35K/12V Approved for Enclosed Fixtures; Silver Back 6.5W MR16 LED Lamp - Universal - 500 Lumens - Neutral White (3500K) - 80 CRI - 25000 Hours - GU5.3 (Bi-Pin) - 12V - Silver Back Satco - S9492 - 6.5MR16/LED/25/35K/12V | 3500 | 80 | 500 | 76.9231 | 25000 | 6.5 | 1 | 9 | 9 | 10.5753 | 2020Q3 | https://shop.regencylighting.com/lamps/led/mr/6-5mr16-led-25-35k-12v-s9492.html | Regency Lighting | 2020 | Yes
LED Lighting | Reflector | Satco | True | Daylighting/Photocell, | MR16 | GU5.3 (Bi-Pin) | GU5.3 (Bi-Pin) | Home / Light Bulbs / LED / LED MR / Satco - S9494 - 6.5MR16/LED/25/50K/12V Approved for Enclosed Fixtures; Silver Back 6.5W MR16 LED Lamp - Universal - 500 Lumens - Daylight (5000K) - 80 CRI - 25000 Hours - GU5.3 (Bi-Pin) - 12V - Silver Back Satco - S9494 - 6.5MR16/LED/25/50K/12V | 5000 | 80 | 500 | 76.9231 | 25000 | 6.5 | 1 | 9 | 9 | 10.5753 | 2020Q3 | https://shop.regencylighting.com/lamps/led/mr/6-5mr16-led-25-50k-12v-s9494.html | Regency Lighting | 2020 | Yes
LED Lighting | Reflector | Satco | True |  | MR16 | GU10 (Bi-Pin / Twist & Lock) | GU10 (Bi-Pin / Twist & Lock) | Home / Light Bulbs / LED / LED MR / Satco - S9382 - 6.5MR16/LED/40/27K/120V/GU10 MR16 LED Lamp 6.5W MR16 LED Lamp - Universal - Warm White (2700K) - 80 CRI - GU10 (Bi-Pin / Twist & Lock) - 120 to 130V Satco - S9382 - 6.5MR16/LED/40/27K/120V/GU10 | 2700 | 80 | 500 | 76.9231 |  | 6.5 | 1 | 9 | 9 | 10.5753 | 2020Q3 | https://shop.regencylighting.com/lamps/led/mr/6-5mr16-led-40-27k-120v-gu10-s9382.html | Regency Lighting | 2020 | Yes
LED Lighting | Reflector | Satco | True |  | MR16 | GU10 (Bi-Pin / Twist & Lock) | GU10 (Bi-Pin / Twist & Lock) | Home / Light Bulbs / LED / LED MR / Satco - S8588 - 6.5MR16/LED/40/27K/90CRI/GU10 Approved for Enclosed Fixtures 6.5W MR16 LED Lamp - Universal - 450 Lumens - Warm White (2700K) - 90 CRI - 25000 Hours - GU10 (Bi-Pin / Twist & Lock) - 120 to 130V Satco - S8588 - 6.5MR16/LED/40/27K/90CRI/GU10 | 2700 | 90 | 450 | 69.2308 | 25000 | 6.5 | 1 | 7.19 | 7.19 | 8.4485 | 2020Q3 | https://shop.regencylighting.com/lamps/led/mr/6-5mr16-led-40-27k-90cri-gu10-s8588.html | Regency Lighting | 2020 | Yes
LED Lighting | Reflector | Satco | True |  | MR16 | GU10 (Bi-Pin / Twist & Lock) | GU10 (Bi-Pin / Twist & Lock) | Home / Light Bulbs / LED / LED MR / Satco - S9384 - 6.5MR16/LED/40/40K/120V/GU10 MR16 LED Lamp 6.5W MR16 LED Lamp - Universal - Cool White (4000K) - 80 CRI - GU10 (Bi-Pin / Twist & Lock) - 120 to 130V Satco - S9384 - 6.5MR16/LED/40/40K/120V/GU10 | 4000 | 80 | 500 | 76.9231 |  | 6.5 | 1 | 9 | 9 | 10.5753 | 2020Q3 | https://shop.regencylighting.com/lamps/led/mr/6-5mr16-led-40-40k-120v-gu10-s9384.html | Regency Lighting | 2020 | Yes
LED Lighting | Reflector | Philips | True |  | MR16 | GU5.3 (Bi-Pin) | GU5.3 (Bi-Pin) | Home / Light Bulbs / LED / LED MR / Philips - 47913-9 - 6.5MR16/LED/F25/927/D/EC/12V LED MR16 Lamp 6.5W MR16 LED Lamp - Universal - 485 Lumens - Warm White (2700K) - 91 CRI - 25000 hrs. - GU5.3 (Bi-Pin) - 12V Philips - 47913-9 - 6.5MR16/LED/F25/927/D/EC/12V | 2700 | 91 | 485 | 74.6154 | 25000 | 6.5 | 1 | 19.9 | 19.9 | 23.3833 | 2020Q3 | https://shop.regencylighting.com/lamps/led/mr/6-5mr16-led-f25-927-d-ec-12v-47913-9.html | Regency Lighting | 2020 | Yes
LED Lighting | Reflector | Philips | True |  | MR16 | GU5.3 (Bi-Pin) | GU5.3 (Bi-Pin) | Home / Light Bulbs / LED / LED MR / Philips - 479170 - 6.5MR16/LED/F35/930/D/EC Black Housing 6.5W MR16 LED Lamp - Universal - 485 Lumens - Warm White (3000K) - 91 CRI - 25000 Hours - GU5.3 (Bi-Pin) - 12V Philips - 479170 - 6.5MR16/LED/F35/930/D/EC | 3000 | 91 | 485 | 74.6154 | 25000 | 6.5 | 10 | 199 | 19.9 | 23.3833 | 2020Q3 | https://shop.regencylighting.com/lamps/led/mr/6-5mr16-led-f35-930-d-ec-47917-0.html | Regency Lighting | 2020 | Yes
LED Lighting | Reflector | Maxlite | True |  | MR16 | GU10 (Bi-Pin / Twist & Lock) | GU10 (Bi-Pin / Twist & Lock) | Home / Light Bulbs / LED / LED MR / Maxlite - 14098882 - 6.5MR16GUD927FL/JA8 MR16 LED Lamp 6.5W MR16 LED Lamp - Universal - 500 Lumens - Warm White (2700K) - 92 CRI - 25000 Hours - GU10 (Bi-Pin / Twist & Lock) - 120 to 130V Maxlite - 14098882 - 6.5MR16GUD927FL/JA8 | 2700 | 92 | 500 | 76.9231 | 25000 | 6.5 | 1 | 6.61 | 6.61 | 7.767 | 2020Q3 | https://shop.regencylighting.com/lamps/led/mr/6-5mr16gud927fl-ja8-mxt.html | Regency Lighting | 2020 | Yes
LED Lighting | Reflector | Maxlite | True |  | MR16 | GU10 (Bi-Pin / Twist & Lock) | GU10 (Bi-Pin / Twist & Lock) | Home / Light Bulbs / LED / LED MR / Maxlite - 14098883 - 6.5MR16GUD930FL/JA8 Energy Star Rated; Suitable for Damp Locations; Not for Use in Totally Enclosed Fixtures 6.5W MR16 LED Lamp - Universal - 500 Lumens - Warm White (3000K) - 93 CRI - 25000 Hours - GU10 (Bi-Pin / Twist & Lock) - 120 to 130V Maxlite - 14098883 - 6.5MR16GUD930FL/JA8 | 3000 | 93 | 500 | 76.9231 | 25000 | 6.5 | 1 | 6.61 | 6.61 | 7.767 | 2020Q3 | https://shop.regencylighting.com/lamps/led/mr/6-5mr16gud930fl-ja8-mxt.html | Regency Lighting | 2020 | Yes
LED Lighting | Reflector | Maxlite | True |  | MR16 | GU10 (Bi-Pin / Twist & Lock) | GU10 (Bi-Pin / Twist & Lock) | Home / Light Bulbs / LED / LED MR / Maxlite - 1408216 - 6.5MR16GUDLED27FL/G2 MR16 LED Lamp 6.5W MR16 LED Lamp - Universal - 500 Lumens - Warm White (2700K) - 84 CRI - 25000 Hours - GU10 (Bi-Pin / Twist & Lock) - 120 to 130V Maxlite - 1408216 - 6.5MR16GUDLED27FL/G2 | 2700 | 84 | 500 | 76.9231 | 25000 | 6.5 | 1 | 4.6 | 4.6 | 5.4052 | 2020Q3 | https://shop.regencylighting.com/lamps/led/mr/6-5mr16gudled27fl-g2-mxt.html | Regency Lighting | 2020 | Yes
LED Lighting | Reflector | Philips | True |  | MR16 | GU5.3 (Bi-Pin) | GU5.3 (Bi-Pin) | Home / Light Bulbs / LED / LED MR / Philips - 533141 - 7.3MR16/LED/827/F35/DIM 12V MR16 LED Spout Lamp 7.3W MR16 LED Lamp - 515 Lumens - Warm White (2700K) - 80 CRI - 25000 Hours - GU5.3 (Bi-Pin) - 120 to 130V Philips - 533141 - 7.3MR16/LED/827/F35/DIM 12V | 2700 | 80 | 515 | 70.5479 | 25000 | 7.3 | 1 | 14 | 14 | 16.4505 | 2020Q3 | https://shop.regencylighting.com/lamps/led/mr/7-3mr16-led-827-f35-dim-12v-53314-1.html | Regency Lighting | 2020 | Yes
LED Lighting | Reflector | Philips | True |  | MR16 | GU5.3 (Bi-Pin) | GU5.3 (Bi-Pin) | Home / Light Bulbs / LED / LED MR / Philips - 53312-5 - 7.3MR16/LED/830/F25/DIM 12V Suitable for Use in Enclosed Fixtures; Energy Star Certified 7.3W MR16 LED Lamp - Universal - 515 Lumens - Warm White (3000K) - 80 CRI - 25000 hrs. - GU5.3 (Bi-Pin) - 12V Philips - 53312-5 - 7.3MR16/LED/830/F25/DIM 12V | 3000 | 80 | 515 | 70.5479 | 25000 | 7.3 | 1 | 14 | 14 | 16.4505 | 2020Q3 | https://shop.regencylighting.com/lamps/led/mr/7-3mr16-led-830-f25-dim-12v-53312-5.html | Regency Lighting | 2020 | Yes
LED Lighting | Reflector | Philips | True |  | MR16 | GU5.3 (Bi-Pin) | GU5.3 (Bi-Pin) | Home / Light Bulbs / LED / LED MR / Philips - 470179 - 7MR16 EXPERTCOLOR F25 930 D Contains No Mercury; Instant-on Light; Uniform Beam 7W MR16 LED Lamp - Universal - 460 Lumens - Warm White (3000K) - 95 CRI - 40000 Hours - GU5.3 (Bi-Pin) - 12V Philips - 470179 - 7MR16 EXPERTCOLOR F25 930 D | 3000 | 95 | 460 | 65.7143 | 40000 | 7 | 1 | 17.5 | 17.5 | 20.5632 | 2020Q3 | https://shop.regencylighting.com/lamps/led/mr/7mr16-expertcolor-f25-930-d-47017-9.html | Regency Lighting | 2020 | Yes
LED Lighting | Reflector | Philips | True |  | MR16 | GU5.3 (Bi-Pin) | GU5.3 (Bi-Pin) | Home / Light Bulbs / LED / LED MR / Philips - 470187 - 7MR16 EXPERTCOLOR F25 940 D Easy to Replace/Retro-Fit- iPerfect Fiti in Most Current Halogen Fixtures; Wide Patented Spectrum Spec 7W MR16 LED Lamp - Universal - 460 Lumens - Cool White (4000K) - 95 CRI - 40000 Hours - GU5.3 (Bi-Pin) - 12V Philips - 470187 - 7MR16 EXPERTCOLOR F25 940 D | 4000 | 95 | 460 | 65.7143 | 40000 | 7 | 1 | 17.5 | 17.5 | 20.5632 | 2020Q3 | https://shop.regencylighting.com/lamps/led/mr/7mr16-expertcolor-f25-940-d-47018-7.html | Regency Lighting | 2020 | Yes
LED Lighting | Reflector | Philips | True |  | MR16 | GU5.3 (Bi-Pin) | GU5.3 (Bi-Pin) | Home / Light Bulbs / LED / LED MR / Philips - 470203 - 7MR16 EXPERTCOLOR F35 930 D Contains No Mercury; Instant-on Light; Uniform Beam 7W MR16 LED Lamp - Universal - 460 Lumens - Warm White (3000K) - 95 CRI - 40000 Hours - GU5.3 (Bi-Pin) - 12V Philips - 470203 - 7MR16 EXPERTCOLOR F35 930 D | 3000 | 95 | 460 | 65.7143 | 40000 | 7 | 1 | 17.5 | 17.5 | 20.5632 | 2020Q3 | https://shop.regencylighting.com/lamps/led/mr/7mr16-expertcolor-f35-930-d-47020-3.html | Regency Lighting | 2020 | Yes
LED Lighting | Reflector | Philips | True |  | MR16 | GU5.3 (Bi-Pin) | GU5.3 (Bi-Pin) | Home / Light Bulbs / LED / LED MR / Philips - 470211 - 7MR16 EXPERTCOLOR F35 940 D Contains No Mercury; Instant-on Light; Uniform Beam 7W MR16 LED Lamp - Universal - 460 Lumens - Cool White (4000K) - 95 CRI - 40000 Hours - GU5.3 (Bi-Pin) - 12V Philips - 470211 - 7MR16 EXPERTCOLOR F35 940 D | 4000 | 95 | 460 | 65.7143 | 40000 | 7 | 1 | 17.5 | 17.5 | 20.5632 | 2020Q3 | https://shop.regencylighting.com/lamps/led/mr/7mr16-expertcolor-f35-940-d-47021-1.html | Regency Lighting | 2020 | Yes
LED Lighting | Reflector | Philips | True |  | MR16 | GU5.3 (Bi-Pin) | GU5.3 (Bi-Pin) | Home / Light Bulbs / LED / LED MR / Philips - 461558 - 7MR16/LED/F25/827/DIM AF2 Candle Power 2400 cd, Energy Star Rated. Not Affected by Epact. 7W MR16 LED Lamp - Universal - 500 Lumens - Warm White (2700K) - 80 CRI - 40000 Hours - GU5.3 (Bi-Pin) - 12V Philips - 461558 - 7MR16/LED/F25/827/DIM AF2 | 2700 | 80 | 500 | 71.4286 | 40000 | 7 | 10 | 236.9 | 23.69 | 27.8367 | 2020Q3 | https://shop.regencylighting.com/lamps/led/mr/7mr16-led-f25-827-dim-af2-46155-8.html | Regency Lighting | 2020 | Yes
LED Lighting | Reflector | Philips | True |  | MR16 | GU5.3 (Bi-Pin) | GU5.3 (Bi-Pin) | Home / Light Bulbs / LED / LED MR / Philips - 531814 - 7MR16/LED/F25/827/DIM AF2 MRX16 LED Bulb 7W MR16 LED Lamp - Universal - 500 Lumens - Warm White (2700K) - 80 CRI - GU5.3 (Bi-Pin) - 12V Philips - 531814 - 7MR16/LED/F25/827/DIM AF2 | 2700 | 80 | 500 | 71.4286 |  | 7 | 1 | 18 | 18 | 21.1507 | 2020Q3 | https://shop.regencylighting.com/lamps/led/mr/7mr16-led-f25-827-dim-af2-53181-4.html | Regency Lighting | 2020 | Yes
LED Lighting | Reflector | Philips | True |  | MR16 | GU5.3 (Bi-Pin) | GU5.3 (Bi-Pin) | Home / Light Bulbs / LED / LED MR / Philips - 461566 - 7MR16/LED/F25/830/DIM AF2 10/1 Candle Power 2500 cd, Energy Star Rated. Not Affected by Epact. 7W MR16 LED Lamp - Universal - 500 Lumens - Warm White (3000K) - 90 CRI - 40000 Hours - GU5.3 (Bi-Pin) - 12V Philips - 461566 - 7MR16/LED/F25/830/DIM AF2 10/1 | 3000 | 90 | 500 | 71.4286 | 40000 | 7 | 10 | 180 | 18 | 21.1507 | 2020Q3 | https://shop.regencylighting.com/lamps/led/mr/7mr16-led-f25-830-dim-af2-10-1-46156-6.html | Regency Lighting | 2020 | Yes
LED Lighting | Reflector | Philips | True |  | MR16 | GU5.3 (Bi-Pin) | GU5.3 (Bi-Pin) | Home / Light Bulbs / LED / LED MR / Philips - 461582 - 7MR16/LED/F35/827/DIM AF2 10/1 Candle Power 1320 cd, Energy Star Rated. Not Affected by Epact. 7W MR16 LED Lamp - Universal - 500 Lumens - Warm White (2700K) - 80 CRI - 40000 Hours - GU5.3 (Bi-Pin) - 12V Philips - 461582 - 7MR16/LED/F35/827/DIM AF2 10/1 | 2700 | 80 | 500 | 71.4286 | 40000 | 7 | 10 | 90 | 9 | 10.5753 | 2020Q3 | https://shop.regencylighting.com/lamps/led/mr/7mr16-led-f35-827-dim-af2-10-1-46158-2.html | Regency Lighting | 2020 | Yes
LED Lighting | Reflector | Philips | True |  | MR16 | GU5.3 (Bi-Pin) | GU5.3 (Bi-Pin) | Home / Light Bulbs / LED / LED MR / Philips - 461590 - 7MR16/LED/F35/830/DIM AF2 10/1 Candle Power 1350 cd, Energy Star Rated. Not Affected by Epact. 7W MR16 LED Lamp - Universal - 500 Lumens - Warm White (3000K) - 90 CRI - 40000 Hours - GU5.3 (Bi-Pin) - 12V Philips - 461590 - 7MR16/LED/F35/830/DIM AF2 10/1 | 3000 | 90 | 500 | 71.4286 | 40000 | 7 | 10 | 180 | 18 | 21.1507 | 2020Q3 | https://shop.regencylighting.com/lamps/led/mr/7mr16-led-f35-830-dim-af2-10-1-46159-0.html | Regency Lighting | 2020 | Yes
LED Lighting | Reflector | Philips | True |  | MR16 | GU5.3 (Bi-Pin) | GU5.3 (Bi-Pin) | Home / Light Bulbs / LED / LED MR / Philips - 461608 - 7MR16/LED/F35/840/DIM AF2 Candle Power 1400 cd, Energy Star Rated. Not Affected by Epact. 7W MR16 LED Lamp - Universal - 530 Lumens - Cool White (4000K) - 90 CRI - 40000 Hours - GU5.3 (Bi-Pin) - 12V Philips - 461608 - 7MR16/LED/F35/840/DIM AF2 | 4000 | 90 | 530 | 75.7143 | 40000 | 7 | 10 | 180 | 18 | 21.1507 | 2020Q3 | https://shop.regencylighting.com/lamps/led/mr/7mr16-led-f35-840-dim-af2-46160-8.html | Regency Lighting | 2020 | Yes
LED Lighting | Reflector | Philips | True |  | MR16 | GU5.3 (Bi-Pin) | GU5.3 (Bi-Pin) | Home / Light Bulbs / LED / LED MR / Philips - 461525 - 7MR16/LED/S15/827/DIM AF2 Candle Power 3500 cd, Energy Star Rated. Not Affected by Epact. 7W MR16 LED Lamp - Universal - 500 Lumens - Warm White (2700K) - 80 CRI - 40000 Hours - GU5.3 (Bi-Pin) - 12V Philips - 461525 - 7MR16/LED/S15/827/DIM AF2 | 2700 | 80 | 500 | 71.4286 | 40000 | 7 | 1 | 18 | 18 | 21.1507 | 2020Q3 | https://shop.regencylighting.com/lamps/led/mr/7mr16-led-s15-827-dim-af2-46152-5.html | Regency Lighting | 2020 | Yes
LED Lighting | Reflector | Maxlite | True |  | MR16 | GU5.3 (Bi-Pin) | GU5.3 (Bi-Pin) | Home / Light Bulbs / LED / LED MR / Maxlite - 14099070 - 7MR16D27FL MR-16 LED Lamp 7W MR16 LED Lamp - Universal - 500 Lumens - Warm White (2700K) - 82 CRI - 25000 Hours - GU5.3 (Bi-Pin) - 12V Maxlite - 14099070 - 7MR16D27FL | 2700 | 82 | 500 | 71.4286 | 25000 | 7 | 1 | 5.18 | 5.18 | 6.0867 | 2020Q3 | https://shop.regencylighting.com/lamps/led/mr/7mr16d27fl-mxt.html | Regency Lighting | 2020 | Yes
LED Lighting | Reflector | Philips | True |  | MR16 | GU5.3 (Bi-Pin) | GU5.3 (Bi-Pin) | Home / Light Bulbs / LED / LED MR / Philips - 433623 - 7MRX16/F25 2700 DIM AF HO MRX16 LED Bulb 7W MR16 LED Lamp - Universal - 500 Lumens - Warm White (2700K) - 80 CRI - 40000 Hours - GU5.3 (Bi-Pin) - 12V Philips - 433623 - 7MRX16/F25 2700 DIM AF HO | 2700 | 80 | 500 | 71.4286 | 40000 | 7 | 1 | 18 | 18 | 21.1507 | 2020Q3 | https://shop.regencylighting.com/lamps/led/mr/7mrx16-f25-2700-dim-af-ho-43362-3.html | Regency Lighting | 2020 | Yes
LED Lighting | Reflector | Philips | True |  | MR16 | GU5.3 (Bi-Pin) | GU5.3 (Bi-Pin) | Home / Light Bulbs / LED / LED MR / Philips - 433631 - 7MRX16/F25 3000 DIM AF HO Uniform Beam; Transformaxtm Technology Enables Operation on a Broad Range of Transformers 7W MR16 LED Lamp - Universal - 510 Lumens - Warm White (3000K) - 82 CRI - 25000 Hours - GU5.3 (Bi-Pin) - 12V Philips - 433631 - 7MRX16/F25 3000 DIM AF HO | 3000 | 82 | 510 | 72.8571 | 25000 | 7 | 10 | 82.5 | 8.25 | 9.6941 | 2020Q3 | https://shop.regencylighting.com/lamps/led/mr/7mrx16-f25-3000-dim-af-ho-43363-1.html | Regency Lighting | 2020 | Yes
LED Lighting | Reflector | Philips | True |  | MR16 | GU5.3 (Bi-Pin) | GU5.3 (Bi-Pin) | Home / Light Bulbs / LED / LED MR / Philips - 533182 - 8.5MR16/LED/827/F35/DIM Black Housing 8.5W MR16 LED Lamp - Universal - 600 Lumens - Warm White (2700K) - 80 CRI - 25000 Hours - GU5.3 (Bi-Pin) - 12V Philips - 533182 - 8.5MR16/LED/827/F35/DIM | 2700 | 80 | 600 | 70.5882 | 25000 | 8.5 | 10 | 170 | 17 | 19.9757 | 2020Q3 | https://shop.regencylighting.com/lamps/led/mr/8-5mr16-led-827-f35-dim-53318-2.html | Regency Lighting | 2020 | Yes
LED Lighting | Reflector | Philips | True |  | MR16 | GU5.3 (Bi-Pin) | GU5.3 (Bi-Pin) | Home / Light Bulbs / LED / LED MR / Philips - 533174 - 8.5MR16/LED/830/F25/DIM Dimmable 8.5W MR16 LED Lamp - Universal - 620 Lumens - Warm White (3000K) - 80 CRI - 25000 Hours - GU5.3 (Bi-Pin) - 12V Philips - 533174 - 8.5MR16/LED/830/F25/DIM | 3000 | 80 | 620 | 72.9412 | 25000 | 8.5 | 1 | 17 | 17 | 19.9757 | 2020Q3 | https://shop.regencylighting.com/lamps/led/mr/8-5mr16-led-830-f25-dim-53317-4.html | Regency Lighting | 2020 | Yes
LED Lighting | Reflector | Philips | True |  | MR16 | GU5.3 (Bi-Pin) | GU5.3 (Bi-Pin) | Home / Light Bulbs / LED / LED MR / Philips - 533190 - 8.5MR16/LED/830/F35/DIM 12V Black Housing 8.5W MR16 LED Lamp - Universal - 620 Lumens - Warm White (3000K) - 80 CRI - 25000 Hours - GU5.3 (Bi-Pin) - 12V Philips - 533190 - 8.5MR16/LED/830/F35/DIM 12V | 3000 | 80 | 620 | 72.9412 | 25000 | 8.5 | 10 | 170 | 17 | 19.9757 | 2020Q3 | https://shop.regencylighting.com/lamps/led/mr/8-5mr16-led-830-f35-dim-12v-53319-0.html | Regency Lighting | 2020 | Yes
LED Lighting | Reflector | Philips | True |  | MR16 | GU5.3 (Bi-Pin) | GU5.3 (Bi-Pin) | Home / Light Bulbs / LED / LED MR / Philips - 533331 - 8.5MR16/LED/840/F35/DIM Black Housing 8.5W MR16 LED Lamp - Universal - 660 Lumens - Cool White (4000K) - 80 CRI - 25000 Hours - GU5.3 (Bi-Pin) - 12V Philips - 533331 - 8.5MR16/LED/840/F35/DIM | 4000 | 80 | 660 | 77.6471 | 25000 | 8.5 | 40 | 680 | 17 | 19.9757 | 2020Q3 | https://shop.regencylighting.com/lamps/led/mr/8-5mr16-led-840-f35-dim-53333-1.html | Regency Lighting | 2020 | Yes
LED Lighting | Reflector | Green Creative | True |  | MR16 | GU5.3 (Bi-Pin) | GU5.3 (Bi-Pin) | Home / Light Bulbs / LED / LED MR / Green Creative - 98029 - 8.5MR16DIM/930SP15/R Suitable for Totally Enclosed Fixtures 8.5W MR16 LED Lamp - Universal - 580 Lumens - Warm White (3000K) - 92 CRI - 25000 Hours - GU5.3 (Bi-Pin) - 12V Green Creative - 98029 - 8.5MR16DIM/930SP15/R | 3000 | 92 | 580 | 68.2353 | 25000 | 8.5 | 1 | 26.44 | 26.44 | 31.068 | 2020Q3 | https://shop.regencylighting.com/lamps/led/mr/8-5mr16dim-930sp15-r-grc.html | Regency Lighting | 2020 | Yes
LED Lighting | Reflector | Philips | True |  | MR16 | GU5.3 (Bi-Pin) | GU5.3 (Bi-Pin) | Home / Light Bulbs / LED / LED MR / Philips - 457523 - 8.5MRX16/F25 4000 DIM AF 10/1 Candle Power 3350 cd, Energy Star Rated. Not Affected by Epact. 8.5W MR16 LED Lamp - Universal - 690 Lumens - Cool White (4000K) - 80 CRI - 25000 Hours - GU5.3 (Bi-Pin) - 12V Philips - 457523 - 8.5MRX16/F25 4000 DIM AF 10/1 | 4000 | 80 | 690 | 81.1765 | 25000 | 8.5 | 10 | 240 | 24 | 28.2009 | 2020Q3 | https://shop.regencylighting.com/lamps/led/mr/8-5mrx16-f25-4000-dim-af-10-1-45752-3.html | Regency Lighting | 2020 | Yes
LED Lighting | Reflector | Philips | True |  | MR16 | GU5.3 (Bi-Pin) | GU5.3 (Bi-Pin) | Home / Light Bulbs / LED / LED MR / Philips - 531665 - 8.5MRX16/F35 3000 DIM AF 10/1 MRX16 LED Bulb 8.5W MR16 LED Lamp - Universal - 660 Lumens - Warm White (3000K) - 80 CRI - 40000 Hours - GU5.3 (Bi-Pin) - 12V Philips - 531665 - 8.5MRX16/F35 3000 DIM AF 10/1 | 3000 | 80 | 660 | 77.6471 | 40000 | 8.5 | 1 | 12 | 12 | 14.1005 | 2020Q3 | https://shop.regencylighting.com/lamps/led/mr/8-5mrx16-f35-3000-dim-af-10-1-53166-5.html | Regency Lighting | 2020 | Yes
LED Lighting | Reflector | Philips | True |  | MR16 | GU5.3 (Bi-Pin) | GU5.3 (Bi-Pin) | Home / Light Bulbs / LED / LED MR / Philips - 531673 - 8.5MRX16/F35 4000 DIM AF 10/1 MRX16 LED Bulb 8.5W MR16 LED Lamp - Universal - 670 Lumens - Cool White (4000K) - 80 CRI - 25000 Hours - GU5.3 (Bi-Pin) - 12V Philips - 531673 - 8.5MRX16/F35 4000 DIM AF 10/1 | 4000 | 80 | 670 | 78.8235 | 25000 | 8.5 | 1 | 24 | 24 | 28.2009 | 2020Q3 | https://shop.regencylighting.com/lamps/led/mr/8-5mrx16-f35-4000-dim-af-10-1-53167-3.html | Regency Lighting | 2020 | Yes
LED Lighting | Reflector | Philips | True |  | MR16 | GU5.3 (Bi-Pin) | GU5.3 (Bi-Pin) | Home / Light Bulbs / LED / LED MR / Philips - 457531 - 8.5MRX16/LED/F35 2700 DI Candle Power 1650 cd, Energy Star Rated. Not Affected by Epact. 8.5W MR16 LED Lamp - Universal - 635 Lumens - Warm White (2700K) - 80 CRI - 25000 Hours - GU5.3 (Bi-Pin) - 12V Philips - 457531 - 8.5MRX16/LED/F35 2700 DI | 2700 | 80 | 635 | 74.7059 | 25000 | 8.5 | 10 | 120 | 12 | 14.1005 | 2020Q3 | https://shop.regencylighting.com/lamps/led/mr/8-5mrx16-led-f35-2700-di-45753-1.html | Regency Lighting | 2020 | Yes
LED Lighting | Reflector | Satco | True |  | MR16 | GU5.3 (Bi-Pin) | GU5.3 (Bi-Pin) | Home / Light Bulbs / LED / LED MR / Satco - S8635 - 8MR16/LED/15/27K/90CRI/12V Approved for Enclosed Fixtures; Damp Location Rated; Silver Back 8W MR16 LED Lamp - Universal - 490 Lumens - Warm White (2700K) - 90 CRI - 25000 Hours - GU5.3 (Bi-Pin) - 12V - Clear Satco - S8635 - 8MR16/LED/15/27K/90CRI/12V | 2700 | 90 | 490 | 61.25 | 25000 | 8 | 1 | 11.44 | 11.44 | 13.4424 | 2020Q3 | https://shop.regencylighting.com/lamps/led/mr/8mr16-led-15-27k-90cri-12v-s8635.html | Regency Lighting | 2020 | Yes
LED Lighting | Reflector | Satco | True |  | MR16 | GU5.3 (Bi-Pin) | GU5.3 (Bi-Pin) | Home / Light Bulbs / LED / LED MR / Satco - S8636 - 8MR16/LED/15/30K/90CRI/12V Approved for Enclosed Fixtures; Damp Location Rated 8W MR16 LED Lamp - Universal - 490 Lumens - Warm White (3000K) - 90 CRI - 25000 Hours - GU5.3 (Bi-Pin) - 12V Satco - S8636 - 8MR16/LED/15/30K/90CRI/12V | 3000 | 90 | 490 | 61.25 | 25000 | 8 | 1 | 13.64 | 13.64 | 16.0275 | 2020Q3 | https://shop.regencylighting.com/lamps/led/mr/8mr16-led-15-30k-90cri-12v-s8636.html | Regency Lighting | 2020 | Yes
LED Lighting | Reflector | Satco | True |  | MR16 | GU5.3 (Bi-Pin) | GU5.3 (Bi-Pin) | Home / Light Bulbs / LED / LED MR / Satco - S8637 - 8MR16/LED/15/35K/90CRI/12V Approved for Enclosed Fixtures; Damp Location Rated; Silver Back 8W MR16 LED Lamp - Universal - 490 Lumens - Neutral White (3500K) - 90 CRI - 25000 Hours - GU5.3 (Bi-Pin) - 12V - Clear Satco - S8637 - 8MR16/LED/15/35K/90CRI/12V | 3500 | 90 | 490 | 61.25 | 25000 | 8 | 1 | 10.82 | 10.82 | 12.7139 | 2020Q3 | https://shop.regencylighting.com/lamps/led/mr/8mr16-led-15-35k-90cri-12v-s8637.html | Regency Lighting | 2020 | Yes
LED Lighting | Reflector | Satco | True |  | MR16 | GU5.3 (Bi-Pin) | GU5.3 (Bi-Pin) | Home / Light Bulbs / LED / LED MR / Satco - S8638 - 8MR16/LED/15/40K/90CRI/12V Approved for Enclosed Fixtures; Damp Location Rated 8W MR16 LED Lamp - Universal - 490 Lumens - Cool White (4000K) - 90 CRI - 25000 Hours - GU5.3 (Bi-Pin) - 12V Satco - S8638 - 8MR16/LED/15/40K/90CRI/12V | 4000 | 90 | 490 | 61.25 | 25000 | 8 | 1 | 10.82 | 10.82 | 12.7139 | 2020Q3 | https://shop.regencylighting.com/lamps/led/mr/8mr16-led-15-40k-90cri-12v-s8638.html | Regency Lighting | 2020 | Yes
LED Lighting | Reflector | Norman | False |  | MR16 | GX5.3 (Mini Bi-Pin) | GX5.3 (Mini Bi-Pin) | Home / Light Bulbs / LED / LED MR / Norman - LED-5MR16-24V-3 Direct Replacement for 50MR16 24 Volt Halogen; Suitable for Damp Locations 5W MR16 LED Lamp - Universal - 420 Lumens - Warm White (3000K) - 25000 hrs. - GX5.3 (Mini Bi-Pin) - 24V Norman - LED-5MR16-24V-3 | 3000 |  | 420 | 84 | 25000 | 5 | 1 | 13.73 | 13.73 | 16.1333 | 2020Q3 | https://shop.regencylighting.com/lamps/led/mr/led-5mr16-24v-3-nmn.html | Regency Lighting | 2020 | Yes
LED Lighting | Reflector | TCP | True |  | MR16 | GU5.3 (Bi-Pin) | GU5.3 (Bi-Pin) | Home / Light Bulbs / LED / LED MR / TCP - LED512VMR1627KNFL Damp Location 5W MR16 LED Lamp - Universal - 350 Lumens - Warm White (2700K) - 82 CRI - 25000 Hours - GU5.3 (Bi-Pin) - 12V - White TCP - LED512VMR1627KNFL | 2700 | 82 | 350 | 70 | 25000 | 5 | 1 | 7.23 | 7.23 | 8.4955 | 2020Q3 | https://shop.regencylighting.com/lamps/led/mr/led512vmr1627knfl-tcp.html | Regency Lighting | 2020 | Yes
LED Lighting | Reflector | TCP | True |  | MR16 | GU5.3 (Bi-Pin) | GU5.3 (Bi-Pin) | Home / Light Bulbs / LED / LED MR / TCP - LED512VMR1630KNFL Damp Location 5W MR16 LED Lamp - Universal - 350 Lumens - Warm White (3000K) - 82 CRI - 25000 Hours - GU5.3 (Bi-Pin) - 12V TCP - LED512VMR1630KNFL | 3000 | 82 | 350 | 70 | 25000 | 5 | 1 | 7.23 | 7.23 | 8.4955 | 2020Q3 | https://shop.regencylighting.com/lamps/led/mr/led512vmr1630knfl-tcp.html | Regency Lighting | 2020 | Yes
LED Lighting | Reflector | Sylvania | False |  | MR16 | GU5.3 (Bi-Pin) | GU5.3 (Bi-Pin) | Home / Light Bulbs / LED / LED MR / Sylvania - 79129 - LED5MR16830FL3510YVBL UV and IR Free; Mercury and Lead Free 5W MR16 LED Lamp - Universal - 350 Lumens - Warm White (3000K) - 81 CRI - 11000 Hours - GU5.3 (Bi-Pin) - 12V Sylvania - 79129 - LED5MR16830FL3510YVBL | 3000 | 81 | 350 | 70 | 11000 | 5 | 18 | 59.58 | 3.31 | 3.8894 | 2020Q3 | https://shop.regencylighting.com/lamps/led/mr/led5mr16830fl3510yvbl-79129.html | Regency Lighting | 2020 | Yes
LED Lighting | Reflector | TCP | True |  | MR16 | GU5.3 (Bi-Pin) | GU5.3 (Bi-Pin) | Home / Light Bulbs / LED / LED MR / TCP - LED712VMR16827KFL Damp Location 7W MR16 LED Lamp - Universal - 500 Lumens - Warm White (2700K) - 80 CRI - 25000 Hours - GU5.3 (Bi-Pin) - 12V - White TCP - LED712VMR16827KFL | 2700 | 80 | 500 | 71.4286 | 25000 | 7 | 1 | 16.63 | 16.63 | 19.5409 | 2020Q3 | https://shop.regencylighting.com/lamps/led/mr/led712vmr16827kfl-tcp.html | Regency Lighting | 2020 | Yes
LED Lighting | Reflector | TCP | True |  | MR16 | GU5.3 (Bi-Pin) | GU5.3 (Bi-Pin) | Home / Light Bulbs / LED / LED MR / TCP - LED712VMR16827KNFL Damp Location 7W MR16 LED Lamp - Universal - 500 Lumens - Warm White (2700K) - 80 CRI - 25000 Hours - GU5.3 (Bi-Pin) - 12V - White TCP - LED712VMR16827KNFL | 2700 | 80 | 500 | 71.4286 | 25000 | 7 | 1 | 16.63 | 16.63 | 19.5409 | 2020Q3 | https://shop.regencylighting.com/lamps/led/mr/led712vmr16827knfl-tcp.html | Regency Lighting | 2020 | Yes
LED Lighting | Reflector | TCP | True |  | MR16 | GU5.3 (Bi-Pin) | GU5.3 (Bi-Pin) | Home / Light Bulbs / LED / LED MR / TCP - LED712VMR16927KFL Damp Location 7W MR16 LED Lamp - Universal - 425 Lumens - Warm White (2700K) - 90 CRI - 25000 Hours - GU5.3 (Bi-Pin) - 12V - White TCP - LED712VMR16927KFL | 2700 | 90 | 425 | 60.7143 | 25000 | 7 | 48 | 886.56 | 18.47 | 21.703 | 2020Q3 | https://shop.regencylighting.com/lamps/led/mr/led712vmr16927kfl-tcp.html | Regency Lighting | 2020 | Yes
LED Lighting | Reflector | TCP | True |  | MR16 | GU5.3 (Bi-Pin) | GU5.3 (Bi-Pin) | Home / Light Bulbs / LED / LED MR / TCP - LED712VMR16927KNFL Damp Location 7W MR16 LED Lamp - Universal - 425 Lumens - Warm White (2700K) - 90 CRI - 25000 Hours - GU5.3 (Bi-Pin) - 12V - White TCP - LED712VMR16927KNFL | 2700 | 90 | 425 | 60.7143 | 25000 | 7 | 1 | 18.47 | 18.47 | 21.703 | 2020Q3 | https://shop.regencylighting.com/lamps/led/mr/led712vmr16927knfl-tcp.html | Regency Lighting | 2020 | Yes
LED Lighting | Reflector | TCP | True |  | MR16 | GU10 (Bi-Pin / Twist & Lock) | GU10 (Bi-Pin / Twist & Lock) | Home / Light Bulbs / LED / LED MR / TCP - LED7GU10MR1627KFL Damp Location 7W MR16 LED Lamp - Universal - 350 Lumens - Warm White (2700K) - 82 CRI - 25000 Hours - GU10 (Bi-Pin / Twist & Lock) - 120 to 130V - White TCP - LED7GU10MR1627KFL | 2700 | 82 | 350 | 50 | 25000 | 7 | 12 | 126.24 | 10.52 | 12.3614 | 2020Q3 | https://shop.regencylighting.com/lamps/led/mr/led7gu10mr1627kfl-tcp.html | Regency Lighting | 2020 | Yes
LED Lighting | Reflector | TCP | True |  | MR16 | GU10 (Bi-Pin / Twist & Lock) | GU10 (Bi-Pin / Twist & Lock) | Home / Light Bulbs / LED / LED MR / TCP - LED7MR16GU1027KFL Damp Location 7W MR16 LED Lamp - Universal - 500 Lumens - Warm White (2700K) - 82 CRI - 25000 Hours - GU10 (Bi-Pin / Twist & Lock) - 120 to 130V - White TCP - LED7MR16GU1027KFL | 2700 | 82 | 500 | 71.4286 | 25000 | 7 | 48 | 219.36 | 4.57 | 5.3699 | 2020Q3 | https://shop.regencylighting.com/lamps/led/mr/led7mr16gu1027kfl-tcp.html | Regency Lighting | 2020 | Yes
LED Lighting | Reflector | TCP | True |  | MR16 | GU10 (Bi-Pin / Twist & Lock) | GU10 (Bi-Pin / Twist & Lock) | Home / Light Bulbs / LED / LED MR / TCP - LED7MR16GU1027KNFL Damp Location 7W MR16 LED Lamp - Universal - 500 Lumens - Warm White (2700K) - 82 CRI - 25000 Hours - GU10 (Bi-Pin / Twist & Lock) - 120 to 130V - White TCP - LED7MR16GU1027KNFL | 2700 | 82 | 500 | 71.4286 | 25000 | 7 | 48 | 219.36 | 4.57 | 5.3699 | 2020Q3 | https://shop.regencylighting.com/lamps/led/mr/led7mr16gu1027knfl-tcp.html | Regency Lighting | 2020 | Yes
LED Lighting | Reflector | TCP | True |  | MR16 | GU10 (Bi-Pin / Twist & Lock) | GU10 (Bi-Pin / Twist & Lock) | Home / Light Bulbs / LED / LED MR / TCP - LED7MR16GU1030KFL Damp Location 7W MR16 LED Lamp - Universal - 525 Lumens - Warm White (3000K) - 82 CRI - 25000 Hours - GU10 (Bi-Pin / Twist & Lock) - 120 to 130V - White TCP - LED7MR16GU1030KFL | 3000 | 82 | 525 | 75 | 25000 | 7 | 12 | 54.84 | 4.57 | 5.3699 | 2020Q3 | https://shop.regencylighting.com/lamps/led/mr/led7mr16gu1030kfl-tcp.html | Regency Lighting | 2020 | Yes
LED Lighting | Reflector | TCP | True |  | MR16 | GU10 (Bi-Pin / Twist & Lock) | GU10 (Bi-Pin / Twist & Lock) | Home / Light Bulbs / LED / LED MR / TCP - LED7MR16GU1030KNFL Damp Location 7W MR16 LED Lamp - Universal - 525 Lumens - Warm White (3000K) - 82 CRI - 25000 Hours - GU10 (Bi-Pin / Twist & Lock) - 120 to 130V - White TCP - LED7MR16GU1030KNFL | 3000 | 82 | 525 | 75 | 25000 | 7 | 12 | 54.84 | 4.57 | 5.3699 | 2020Q3 | https://shop.regencylighting.com/lamps/led/mr/led7mr16gu1030knfl-tcp.html | Regency Lighting | 2020 | Yes
LED Lighting | Reflector | TCP | True |  | MR16 | GU10 (Bi-Pin / Twist & Lock) | GU10 (Bi-Pin / Twist & Lock) | Home / Light Bulbs / LED / LED MR / TCP - LED7MR16GU1041KFL Damp Location 7W MR16 LED Lamp - Universal - 550 Lumens - Cool White (4100K) - 82 CRI - 25000 Hours - GU10 (Bi-Pin / Twist & Lock) - 120 to 130V - White TCP - LED7MR16GU1041KFL | 4100 | 82 | 550 | 78.5714 | 25000 | 7 | 12 | 54.84 | 4.57 | 5.3699 | 2020Q3 | https://shop.regencylighting.com/lamps/led/mr/led7mr16gu1041kfl-tcp.html | Regency Lighting | 2020 | Yes
LED Lighting | Reflector | Soraa | True |  | MR16 | GU5.3 (Bi-Pin) | GU5.3 (Bi-Pin) | Home / Light Bulbs / LED / LED MR / Soraa - 00921 - SM16-07-10D-830-03 Suitable for Damp Locations; Suitable for Use in Enclosed Fixtures (see list of qualified enclosed fixtures at www.soraa.com/resources); Compatible with Soraa SNAP System Accessories 7.5W MR16 LED Lamp - Universal - 500 Lumens - Warm White (3000K) - 85 CRI - 35000 hrs. - GU5.3 (Bi-Pin) - 12V Soraa - 00921 - SM16-07-10D-830-03 | 3000 | 85 | 500 | 66.6667 | 35000 | 7.5 | 1 | 21.73 | 21.73 | 25.5336 | 2020Q3 | https://shop.regencylighting.com/lamps/led/mr/sm16-07-10d-830-03-00921.html | Regency Lighting | 2020 | Yes
LED Lighting | Reflector | Soraa | True |  | MR16 | GU5.3 (Bi-Pin) | GU5.3 (Bi-Pin) | Home / Light Bulbs / LED / LED MR / Soraa - 00919 - SM16-07-10D-927-03 Energy Efficiency and Long Life; Highly Compatible; To Safely Turn Down in High Temperature Environments to Protect LED and Components 7.5W MR16 LED Lamp - Universal - 390 Lumens - Warm White (2700K) - 95 CRI - 35000 Hours - GU5.3 (Bi-Pin) - 12V Soraa - 00919 - SM16-07-10D-927-03 | 2700 | 95 | 390 | 52 | 35000 | 7.5 | 10 | 253.7 | 25.37 | 29.8107 | 2020Q3 | https://shop.regencylighting.com/lamps/led/mr/sm16-07-10d-927-03-00919.html | Regency Lighting | 2020 | Yes
LED Lighting | Reflector | Soraa | True |  | MR16 | GU5.3 (Bi-Pin) | GU5.3 (Bi-Pin) | Home / Light Bulbs / LED / LED MR / Soraa - 00933 - SM16-07-25D-830-03 Energy Efficiency and Long Life; Highly Compatible; To Safely Turn Down in High Temperature Environments to Protect LED and Components 7.5W MR16 LED Lamp - Universal - 525 Lumens - Warm White (3000K) - 95 CRI - 35000 Hours - GU5.3 (Bi-Pin) - 12V Soraa - 00933 - SM16-07-25D-830-03 | 3000 | 95 | 525 | 70 | 35000 | 7.5 | 10 | 181 | 18.1 | 21.2682 | 2020Q3 | https://shop.regencylighting.com/lamps/led/mr/sm16-07-25d-830-03-00933.html | Regency Lighting | 2020 | Yes
LED Lighting | Reflector | Soraa | True |  | MR16 | GU5.3 (Bi-Pin) | GU5.3 (Bi-Pin) | Home / Light Bulbs / LED / LED MR / Soraa - 00931 - SM16-07-25D-927-03 Suitable for Fully Enclosed Fixtures; Suitable for Damp Locations 7.5W MR16 LED Lamp - Universal - Warm White (2700K) - GU5.3 (Bi-Pin) - 12V Soraa - 00931 - SM16-07-25D-927-03 | 2700 |  | 410 | 54.6667 | 35000 | 7.5 | 1 | 21.73 | 21.73 | 25.5336 | 2020Q3 | https://shop.regencylighting.com/lamps/led/mr/sm16-07-25d-927-03-00931.html | Regency Lighting | 2020 | Yes
LED Lighting | Reflector | Soraa | True |  | MR16 | GU5.3 (Bi-Pin) | GU5.3 (Bi-Pin) | Home / Light Bulbs / LED / LED MR / Soraa - 00937 - SM16-07-25D-940-03 Suitable for Damp Locations; Suitable for Use in Enclosed Fixtures (see list of qualified enclosed fixtures at www.soraa.com/resources); Title 24 Qualified 7.5W MR16 LED Lamp - Universal - 455 Lumens - Cool White (4000K) - 95 CRI - 35000 hrs. - GU5.3 (Bi-Pin) - 12V Soraa - 00937 - SM16-07-25D-940-03 | 4000 | 95 | 455 | 60.6667 | 35000 | 7.5 | 1 | 21.73 | 21.73 | 25.5336 | 2020Q3 | https://shop.regencylighting.com/lamps/led/mr/sm16-07-25d-940-03-00937.html | Regency Lighting | 2020 | Yes
LED Lighting | Reflector | Soraa | True |  | MR16 | GU5.3 (Bi-Pin) | GU5.3 (Bi-Pin) | Home / Light Bulbs / LED / LED MR / Soraa - 00945 - SM16-07-36D-830-03 Suitable for Fully Enclosed Fixtures; Suitable for Damp Locations 7.5W MR16 LED Lamp - Universal - 525 Lumens - Warm White (3000K) - 85 CRI - 35000 Hours - GU5.3 (Bi-Pin) - 12V Soraa - 00945 - SM16-07-36D-830-03 | 3000 | 85 | 525 | 70 | 35000 | 7.5 | 1 | 19.51 | 19.51 | 22.925 | 2020Q3 | https://shop.regencylighting.com/lamps/led/mr/sm16-07-36d-830-03-sor.html | Regency Lighting | 2020 | Yes
LED Lighting | Reflector | Soraa | True |  | MR16 | GU5.3 (Bi-Pin) | GU5.3 (Bi-Pin) | Home / Light Bulbs / LED / LED MR / Soraa - 00943 - SM16-07-36D-927-03 Energy Efficiency and Long Life; Highly Compatible; To Safely Turn Down in High Temperature Environments to Protect LED and Components 7.5W MR16 LED Lamp - Universal - 410 Lumens - Warm White (2700K) - 95 CRI - 35000 Hours - GU5.3 (Bi-Pin) - 12V Soraa - 00943 - SM16-07-36D-927-03 | 2700 | 95 | 410 | 54.6667 | 35000 | 7.5 | 100 | 2173 | 21.73 | 25.5336 | 2020Q3 | https://shop.regencylighting.com/lamps/led/mr/sm16-07-36d-927-03-00943.html | Regency Lighting | 2020 | Yes
LED Lighting | Reflector | Soraa | True |  | MR16 | GU5.3 (Bi-Pin) | GU5.3 (Bi-Pin) | Home / Light Bulbs / LED / LED MR / Soraa - 00947 - SM16-07-36D-930-03 Suitable for Fully Enclosed Fixtures; Suitable for Damp Locations 7.5W MR16 LED Lamp - Universal - Warm White (3000K) - GU5.3 (Bi-Pin) - 12V Soraa - 00947 - SM16-07-36D-930-03 | 3000 |  | 435 | 58 | 35000 | 7.5 | 1 | 21.73 | 21.73 | 25.5336 | 2020Q3 | https://shop.regencylighting.com/lamps/led/mr/sm16-07-36d-930-03-00947.html | Regency Lighting | 2020 | Yes
LED Lighting | Reflector | Soraa | True |  | MR16 | GU5.3 (Bi-Pin) | GU5.3 (Bi-Pin) | Home / Light Bulbs / LED / LED MR / Soraa - 00949 - SM16-07-36D-940-03 Suitable for Fully Enclosed Fixtures; Suitable for Damp Locations 7.5W MR16 LED Lamp - Universal - 455 Lumens - Cool White (4000K) - 95 CRI - 35000 Hours - GU5.3 (Bi-Pin) - 12V Soraa - 00949 - SM16-07-36D-940-03 | 4000 | 95 | 455 | 60.6667 | 35000 | 7.5 | 1 | 21.73 | 21.73 | 25.5336 | 2020Q3 | https://shop.regencylighting.com/lamps/led/mr/sm16-07-36d-940-03-00949.html | Regency Lighting | 2020 | Yes
LED Lighting | Reflector | Soraa | True |  | MR16 | GU5.3 (Bi-Pin) | GU5.3 (Bi-Pin) | Home / Light Bulbs / LED / LED MR / Soraa - 08734 - SM16-09-25D-827-H1 Suitable for Damp Locations; Not Suitable for Enclosed, Lensed, Baffled, or Deeply Recessed Fixtures 9W MR16 LED Lamp - Universal - 690 Lumens - Warm White (2700K) - 90 CRI - 35000 hrs. - GU5.3 (Bi-Pin) - 12V Soraa - 08734 - SM16-09-25D-827-H1 | 2700 | 90 | 690 | 76.6667 | 35000 | 9 | 1 | 38.27 | 38.27 | 44.9687 | 2020Q3 | https://shop.regencylighting.com/lamps/led/mr/sm16-09-25d-827-h1-08734.html | Regency Lighting | 2020 | Yes
LED Lighting | Reflector | Soraa | True |  | MR16 | GU5.3 (Bi-Pin) | GU5.3 (Bi-Pin) | Home / Light Bulbs / LED / LED MR / Soraa - 00957 - SM16-09-25D-830-03 Suitable for Damp Locations; Not Suitable for Enclosed, Lensed, Baffled, or Deeply Recessed Fixtures 9W MR16 LED Lamp - Universal - Warm White (3000K) - GU5.3 (Bi-Pin) - 12V Soraa - 00957 - SM16-09-25D-830-03 | 3000 |  | 590 | 65.5556 | 35000 | 9 | 1 | 21.73 | 21.73 | 25.5336 | 2020Q3 | https://shop.regencylighting.com/lamps/led/mr/sm16-09-25d-830-03-00957.html | Regency Lighting | 2020 | Yes
LED Lighting | Reflector | Soraa | True |  | MR16 | GU5.3 (Bi-Pin) | GU5.3 (Bi-Pin) | Home / Light Bulbs / LED / LED MR / Soraa - 08738 - SM16-09-25D-830-H1 Not Suitable for Use in Fully Enclosed, Lensed, Baffled, or Deeply Recessed Fixtures; Suitable for Damp Locations 9W MR16 LED Lamp - Universal - 725 Lumens - Warm White (3000K) - 90 CRI - 35000 hrs. - GU5.3 (Bi-Pin) - 12V Soraa - 08738 - SM16-09-25D-830-H1 | 3000 | 90 | 725 | 80.5556 | 35000 | 9 | 1 | 19.51 | 19.51 | 22.925 | 2020Q3 | https://shop.regencylighting.com/lamps/led/mr/sm16-09-25d-830-h1-08738.html | Regency Lighting | 2020 | Yes
LED Lighting | Reflector | Soraa | True |  | MR16 | GU5.3 (Bi-Pin) | GU5.3 (Bi-Pin) | Home / Light Bulbs / LED / LED MR / Soraa - 00955 - SM16-09-25D-927-03 Suitable for Damp Locations; Not Suitable for Enclosed, Lensed, Baffled, or Deeply Recessed Fixtures 9W MR16 LED Lamp - Universal - 465 Lumens - Warm White (2700K) - 95 CRI - 35000 Hours - GU5.3 (Bi-Pin) - 12V Soraa - 00955 - SM16-09-25D-927-03 | 2700 | 95 | 465 | 51.6667 | 35000 | 9 | 100 | 2537 | 25.37 | 29.8107 | 2020Q3 | https://shop.regencylighting.com/lamps/led/mr/sm16-09-25d-927-03-00955.html | Regency Lighting | 2020 | Yes
LED Lighting | Reflector | Soraa | True |  | MR16 | GU5.3 (Bi-Pin) | GU5.3 (Bi-Pin) | Home / Light Bulbs / LED / LED MR / Soraa - 00959 - SM16-09-25D-930-03 Suitable for Damp Locations; Not Suitable for Enclosed, Lensed, Baffled, or Deeply Recessed Fixtures 9W MR16 LED Lamp - Universal - 490 Lumens - Warm White (3000K) - 95 CRI - 35000 Hours - GU5.3 (Bi-Pin) - 12V Soraa - 00959 - SM16-09-25D-930-03 | 3000 | 95 | 490 | 54.4444 | 35000 | 9 | 100 | 2537 | 25.37 | 29.8107 | 2020Q3 | https://shop.regencylighting.com/lamps/led/mr/sm16-09-25d-930-03-00959.html | Regency Lighting | 2020 | Yes
LED Lighting | Reflector | Soraa | True |  | MR16 | GU5.3 (Bi-Pin) | GU5.3 (Bi-Pin) | Home / Light Bulbs / LED / LED MR / Soraa - 00963 - SM16-09-36D-927-03 Suitable for Damp Locations; Not Suitable for Enclosed, Lensed, Baffled, or Deeply Recessed Fixtures 9W MR16 LED Lamp - Universal - 465 Lumens - Warm White (2700K) - 95 CRI - 35000 Hours - GU5.3 (Bi-Pin) - 12V Soraa - 00963 - SM16-09-36D-927-03 | 2700 | 95 | 465 | 51.6667 | 35000 | 9 | 100 | 2537 | 25.37 | 29.8107 | 2020Q3 | https://shop.regencylighting.com/lamps/led/mr/sm16-09-36d-927-03-00963.html | Regency Lighting | 2020 | Yes
LED Lighting | Reflector | Soraa | True |  | MR16 | GU5.3 (Bi-Pin) | GU5.3 (Bi-Pin) | Home / Light Bulbs / LED / LED MR / Soraa - 00967 - SM16-09-36D-930-03 Suitable for Damp Locations; Not Suitable for Enclosed, Lensed, Baffled, or Deeply Recessed Fixtures 9W MR16 LED Lamp - Universal - 490 Lumens - Warm White (3000K) - 35000 Hours - GU5.3 (Bi-Pin) - 12V Soraa - 00967 - SM16-09-36D-930-03 | 3000 |  | 490 | 54.4444 | 35000 | 9 | 1 | 25.37 | 25.37 | 29.8107 | 2020Q3 | https://shop.regencylighting.com/lamps/led/mr/sm16-09-36d-930-03-00967.html | Regency Lighting | 2020 | Yes
LED Lighting | Reflector | Soraa |  |  | MR16 | GU10 (Bi-Pin / Twist & Lock) | GU10 (Bi-Pin / Twist & Lock) | Home / Light Bulbs / LED / LED MR / Soraa - 01111 - SM16GA-07-10D-927-03 Indoor or Outdoor Use; High CRI 7.5W MR16 LED Lamp - Universal - 390 Lumens - Warm White (2700K) - 95 CRI - 35000 Hours - GU10 (Bi-Pin / Twist & Lock) - 120 to 130V Soraa - 01111 - SM16GA-07-10D-927-03 | 2700 | 95 | 390 | 52 | 35000 | 7.5 | 1 | 27.19 | 27.19 | 31.9493 | 2020Q3 | https://shop.regencylighting.com/lamps/led/mr/sm16ga-07-10d-927-03-01111.html | Regency Lighting | 2020 | Yes
LED Lighting | Reflector | Soraa | True |  |  |  |  | Home / Light Bulbs / LED / LED MR / Soraa - 01123 - SM16GA-07-25D-927-03 LED MR16 Lamp, Vivid 2700K, 7.5 Watts, CRI 95, 25 Degree, GU10 Base Item: 01123 7.5W MR16 LED Lamp - 410 Lumens - Warm White (2700K) - 95 CRI Soraa - 01123 - SM16GA-07-25D-927-03 | 2700 | 95 | 410 | 54.6667 | 35000 | 7.5 | 1 | 23.55 | 23.55 | 27.6722 | 2020Q3 | https://shop.regencylighting.com/lamps/led/mr/sm16ga-07-25d-927-03-01123.html | Regency Lighting | 2020 | Yes
LED Lighting | Reflector | Soraa | True |  | MR16 |  |  | Home / Light Bulbs / LED / LED MR / Soraa - 01135 - SM16GA-07-36D-927-03 Vivid 95 CRI, 7.5 watt MR16 LED lamp, 120 volt, base: GU10, 2700K, 36 degree beam angle, 410 lumens 7.5W MR16 LED Lamp - 410 Lumens - Warm White (2700K) - 95 CRI Soraa - 01135 - SM16GA-07-36D-927-03 | 2700 | 95 | 410 | 54.6667 | 35000 | 7.5 | 1 | 23.55 | 23.55 | 27.6722 | 2020Q3 | https://shop.regencylighting.com/lamps/led/mr/sm16ga-07-36d-927-03-01135.html | Regency Lighting | 2020 | Yes
LED Lighting | Reflector | Soraa | True |  | MR16 |  |  | Home / Light Bulbs / LED / LED MR / Soraa - 01573 -SM16GA-07-60D-927-03 60-Degree Beam Angle - 7.5 Watt - 120 Volt - GU10 Base - 95 CRI - Dimmable - 2700K Warm White 7.5W MR16 LED Lamp - 410 Lumens - Warm White (2700K) - 95 CRI Soraa - 01573 -SM16GA-07-60D-927-03 | 2700 | 95 | 420 | 84 | 35000 | 5 | 1 | 23.55 | 23.55 | 27.6722 | 2020Q3 | https://shop.regencylighting.com/lamps/led/mr/sm16ga-07-60d-927-03-01573.html | Regency Lighting | 2020 | Yes
LED Lighting | Reflector | Soraa | True |  | MR16 | GU10 (Bi-Pin / Twist & Lock) | GU10 (Bi-Pin / Twist & Lock) | Home / Light Bulbs / LED / LED MR / Soraa - 08758 - SM16GA-09-25D-827-H1 Suitable for Damp Locations; Not Suitable for Enclosed, Lensed, Baffled, or Deeply Recessed Fixtures 9W MR16 LED Lamp - Universal - 690 Lumens - Warm White (2700K) - 90 CRI - 35000 hrs. - GU10 (Bi-Pin / Twist & Lock) - 120 to 130V Soraa - 08758 - SM16GA-09-25D-827-H1 | 2700 | 90 | 690 | 76.6667 | 35000 | 9 | 1 | 21.48 | 21.48 | 25.2398 | 2020Q3 | https://shop.regencylighting.com/lamps/led/mr/sm16ga-09-25d-827-h1-08758.html | Regency Lighting | 2020 | Yes
LED Lighting | Reflector | Maxlite | True |  | PAR30 | E26 (Medium) | E26 (Medium) | Home / Light Bulbs / LED / LED PAR / Maxlite - 10P30DLED27FL Solid Aluminum Body; Environmentally Friendly; Compatible with Building Control 10W PAR30 LED Lamp - Universal - 750 Lumens - Warm White (2700K) - 80 CRI - 25000 Hours - E26 (Medium) - 120 to 130V Maxlite - 10P30DLED27FL | 2700 | 80 | 750 | 75 | 25000 | 10 | 12 | 97.44 | 8.12 | 9.5413 | 2020Q3 | https://shop.regencylighting.com/lamps/led/par/10p30dled27fl-mxt.html | Regency Lighting | 2020 | Yes
LED Lighting | Reflector | Maxlite | True |  | PAR30 | E26 (Medium) | E26 (Medium) | Home / Light Bulbs / LED / LED PAR / Maxlite - 10P30DLED40FL Solid Aluminum Body; Environmentally Friendly; Compatible with Building Control 10W PAR30 LED Lamp - Universal - 750 Lumens - Cool White (4000K) - 80 CRI - 25000 Hours - E26 (Medium) - 120 to 130V Maxlite - 10P30DLED40FL | 4000 | 80 | 750 | 75 | 25000 | 10 | 12 | 91.92 | 7.66 | 9.0008 | 2020Q3 | https://shop.regencylighting.com/lamps/led/par/10p30dled40fl-mxt.html | Regency Lighting | 2020 | Yes
LED Lighting | Reflector | Maxlite | True |  | PAR30LN | E26 (Medium) | E26 (Medium) | Home / Light Bulbs / LED / LED PAR / Maxlite - 102271 - 10P30LNDLED40FL Solid Aluminum Body acts as a Heat Sink; 25000 To 50000 Hour Life; Environmentally Friendly; Compatible with Building Controls; Uniform Color Consistency; Dimmable 10W PAR30 Long Neck LED Lamp - Universal - 750 Lumens - Cool White (4000K) - 80 CRI - 25000 Hours - E26 (Medium) - 120 to 130V Maxlite - 102271 - 10P30LNDLED40FL | 4000 | 80 | 750 | 75 | 25000 | 10 | 12 | 97.44 | 8.12 | 9.5413 | 2020Q3 | https://shop.regencylighting.com/lamps/led/par/10p30lndled40fl-mxt.html | Regency Lighting | 2020 | Yes
LED Lighting | Reflector | Maxlite | True |  | PAR30LN | E26 (Medium) | E26 (Medium) | Home / Light Bulbs / LED / LED PAR / Maxlite - 102289 - 10P30LNDLED40NF Solid Aluminum Body acts as a Heat Sink; 25000 To 50000 Hour Life; Environmentally Friendly; Compatible with Building Controls; Uniform Color Consistency; Dimmable 10W PAR30 Long Neck LED Lamp - Universal - 750 Lumens - Cool White (4000K) - 80 CRI - 25000 Hours - E26 (Medium) - 120 to 130V Maxlite - 102289 - 10P30LNDLED40NF | 4000 | 80 | 750 | 75 | 25000 | 10 | 1 | 8.12 | 8.12 | 9.5413 | 2020Q3 | https://shop.regencylighting.com/lamps/led/par/10p30lndled40nf-mxt.html | Regency Lighting | 2020 | Yes
LED Lighting | Reflector | Maxlite | False | Daylighting/Photocell, | PAR30LN | E26 (Medium) | E26 (Medium) | Home / Light Bulbs / LED / LED PAR / Maxlite - 102649 - 10P30NDV50FL Non-Dimming Value Series; Not Rated for Enclosed Rated; Damp Location Rated 10W PAR30 LED Lamp - Universal - 750 Lumens - Daylight (5000K) - 82 CRI - 11000 hrs. - E26 (Medium) - 120 to 130V Maxlite - 102649 - 10P30NDV50FL | 5000 | 82 | 750 | 75 | 11000 | 10 | 1 | 4.5 | 4.5 | 5.2877 | 2020Q3 | https://shop.regencylighting.com/lamps/led/par/10p30ndv50fl-mxt.html | Regency Lighting | 2020 | Yes
LED Lighting | Reflector | Philips | True |  | PAR30LN | E26 (Medium) | E26 (Medium) | Home / Light Bulbs / LED / LED PAR / Philips - 529701 - 10PAR30L/LED/827/F25/DIM/ULW PAR30L LED Spout Lamp 10W PAR30 Long Neck LED Lamp - Universal - 800 Lumens - Warm White (2700K) - 80 CRI - 25000 Hours - E26 (Medium) - 120 to 130V Philips - 529701 - 10PAR30L/LED/827/F25/DIM/ULW | 2700 | 80 | 800 | 80 | 25000 | 10 | 1 | 12.5 | 12.5 | 14.688 | 2020Q3 | https://shop.regencylighting.com/lamps/led/par/10par30l-led-827-f25-dim-ulw-52970-1.html | Regency Lighting | 2020 | Yes
LED Lighting | Reflector | Philips | True |  | PAR30LN | E26 (Medium) | E26 (Medium) | Home / Light Bulbs / LED / LED PAR / Philips - 529735 - 10PAR30L/LED/827/F40/DIM/ULW PAR30 Long Neck LED Lamp; Single Optic Beam 10W PAR30 Long Neck LED Lamp - Universal - 800 Lumens - Warm White (2700K) - 80 CRI - 25000 hrs. - E26 (Medium) - 120 to 130V Philips - 529735 - 10PAR30L/LED/827/F40/DIM/ULW | 2700 | 80 | 800 | 80 | 25000 | 10 | 1 | 12.5 | 12.5 | 14.688 | 2020Q3 | https://shop.regencylighting.com/lamps/led/par/10par30l-led-827-f40-dim-ulw-52973-5.html | Regency Lighting | 2020 | Yes
LED Lighting | Reflector | Philips | True |  | PAR30 | E26 (Medium) | E26 (Medium) | Home / Light Bulbs / LED / LED PAR / Philips - 529792 - 10PAR30S/LED/827/F40/DIM/ULW PAR30S LED Spout Lamp 10W PAR30 LED Lamp - Universal - 800 Lumens - Warm White (2700K) - 80 CRI - 25000 Hours - E26 (Medium) - 120 to 130V Philips - 529792 - 10PAR30S/LED/827/F40/DIM/ULW | 2700 | 80 | 800 | 80 | 25000 | 10 | 1 | 12.5 | 12.5 | 14.688 | 2020Q3 | https://shop.regencylighting.com/lamps/led/par/10par30s-led-827-f40-dim-ulw-52979-2.html | Regency Lighting | 2020 | Yes
LED Lighting | Reflector | Philips | True |  | PAR30 | E26 (Medium) | E26 (Medium) | Home / Light Bulbs / LED / LED PAR / Philips - 52977-6 - 10PAR30S/LED/830/F25/DIM/ULW PAR30S LED Short Neck Lamp 10W PAR30 LED Lamp - Universal - 850 Lumens - Warm White (3000K) - 80 CRI - 25000 hrs. - E26 (Medium) - 120 to 130V Philips - 52977-6 - 10PAR30S/LED/830/F25/DIM/ULW | 3000 | 80 | 850 | 85 | 25000 | 10 | 1 | 12.5 | 12.5 | 14.688 | 2020Q3 | https://shop.regencylighting.com/lamps/led/par/10par30s-led-830-f25-dim-ulw-52977-6.html | Regency Lighting | 2020 | Yes
LED Lighting | Reflector | Philips | True |  | PAR30LN | E26 (Medium) | E26 (Medium) | Home / Light Bulbs / LED / LED PAR / Philips - 535419 - 11.3PAR30L/PER/930/F25/DIM/120 PAR30 Longneck LED Lamp 11.3W PAR30 Long Neck LED Lamp - Universal - 850 Lumens - Warm White (3000K) - 90 CRI - 25000 Hours - E26 (Medium) - 120 to 130V Philips - 535419 - 11.3PAR30L/PER/930/F25/DIM/120 | 3000 | 90 | 850 | 75.2212 | 25000 | 11.3 | 6 | 143.4 | 23.9 | 28.0834 | 2020Q3 | https://shop.regencylighting.com/lamps/led/par/11-3par30l-per-930-f25-dim-120-53541-9.html | Regency Lighting | 2020 | Yes
LED Lighting | Reflector | Philips | True |  | PAR30LN | E26 (Medium) | E26 (Medium) | Home / Light Bulbs / LED / LED PAR / Philips - 454678 - 12.5PAR30L/F25 3000 DIM SO Superior Lighting Aesthetics; Optimal Thermal Efficiency in a Sleek, Lightweight Design 12.5W PAR30 Long Neck LED Lamp - Universal - 900 Lumens - Warm White (3000K) - 80 CRI - 25000 Hours - E26 (Medium) - 120 to 130V Philips - 454678 - 12.5PAR30L/F25 3000 DIM SO | 3000 | 80 | 900 | 72 | 25000 | 12.5 | 6 | 75 | 12.5 | 14.688 | 2020Q3 | https://shop.regencylighting.com/lamps/led/par/12-5par30l-f25-3000-dim-so-45467-8.html | Regency Lighting | 2020 | Yes
LED Lighting | Reflector | Philips | True |  | PAR30LN | E26 (Medium) | E26 (Medium) | Home / Light Bulbs / LED / LED PAR / Philips - 467829 - 12PAR30L/AMB/F25/830/DIM ULW Energy Star Rated:Yes, Minimum starting temperature:-4.00 F 12W PAR30 Long Neck LED Lamp - Universal - 850 Lumens - Warm White (3000K) - 80 CRI - 25000 Hours - E26 (Medium) - 120 to 130V Philips - 467829 - 12PAR30L/AMB/F25/830/DIM ULW | 3000 | 80 | 850 | 70.8333 | 25000 | 12 | 6 | 107.4 | 17.9 | 21.0332 | 2020Q3 | https://shop.regencylighting.com/lamps/led/par/12par30l-amb-f25-830-dim-ulw-46782-9.html | Regency Lighting | 2020 | Yes
LED Lighting | Reflector | Philips | True |  | PAR30LN | E26 (Medium) | E26 (Medium) | Home / Light Bulbs / LED / LED PAR / Philips - 467837 - 12PAR30L/AMB/F25/840/DIM ULW Energy Star Rated:Yes, Minimum starting temperature:-4.00 F 12W PAR30 Long Neck LED Lamp - Universal - 850 Lumens - Cool White (4000K) - 80 CRI - 25000 Hours - E26 (Medium) - 120 to 130V Philips - 467837 - 12PAR30L/AMB/F25/840/DIM ULW | 4000 | 80 | 850 | 70.8333 | 25000 | 12 | 6 | 107.4 | 17.9 | 21.0332 | 2020Q3 | https://shop.regencylighting.com/lamps/led/par/12par30l-amb-f25-840-dim-ulw-46783-7.html | Regency Lighting | 2020 | Yes
LED Lighting | Reflector | Philips | True |  | PAR30LN | E26 (Medium) | E26 (Medium) | Home / Light Bulbs / LED / LED PAR / Philips - 467845 - 12PAR30L/AMB/F40/827/DIM ULW Energy Star Rated:Yes, Minimum starting temperature:-4.00 F 12W PAR30 Long Neck LED Lamp - Universal - 850 Lumens - Warm White (2700K) - 80 CRI - 25000 Hours - E26 (Medium) - 120 to 130V Philips - 467845 - 12PAR30L/AMB/F40/827/DIM ULW | 2700 | 80 | 850 | 70.8333 | 25000 | 12 | 6 | 107.4 | 17.9 | 21.0332 | 2020Q3 | https://shop.regencylighting.com/lamps/led/par/12par30l-amb-f40-827-dim-ulw-46784-5.html | Regency Lighting | 2020 | Yes
LED Lighting | Reflector | Philips | True |  | PAR30LN | E26 (Medium) | E26 (Medium) | Home / Light Bulbs / LED / LED PAR / Philips - 467852 - 12PAR30L/AMB/F40/830/DIM ULW Energy Star Rated:Yes, Minimum starting temperature:-4.00 F 12W PAR30 Long Neck LED Lamp - Universal - 850 Lumens - Warm White (3000K) - 80 CRI - 25000 Hours - E26 (Medium) - 120 to 130V Philips - 467852 - 12PAR30L/AMB/F40/830/DIM ULW | 3000 | 80 | 850 | 70.8333 | 25000 | 12 | 6 | 107.4 | 17.9 | 21.0332 | 2020Q3 | https://shop.regencylighting.com/lamps/led/par/12par30l-amb-f40-830-dim-ulw-46785-2.html | Regency Lighting | 2020 | Yes
LED Lighting | Reflector | Philips | True |  | PAR30LN | E26 (Medium) | E26 (Medium) | Home / Light Bulbs / LED / LED PAR / Philips - 471037 - 12PAR30L/EC RETAIL/S10/930/DIM Superior Lighting Aesthetics; Optimal Thermal Efficiency in a Sleek, Lightweight Design 12W PAR30 Long Neck LED Lamp - Universal - 880 Lumens - Warm White (3000K) - 90 CRI - 40000 Hours - E26 (Medium) - 120 to 130V Philips - 471037 - 12PAR30L/EC RETAIL/S10/930/DIM | 3000 | 90 | 880 | 73.3333 | 40000 | 12 | 1 | 24 | 24 | 28.2009 | 2020Q3 | https://shop.regencylighting.com/lamps/led/par/12par30l-ec-retail-s10-930-dim-47103-7.html | Regency Lighting | 2020 | Yes
LED Lighting | Reflector | Philips | True |  | PAR30LN | E26 (Medium) | E26 (Medium) | Home / Light Bulbs / LED / LED PAR / Philips - 41449-0 - 12PAR30L/END/S15 3000 DIM 6/1 EnduraLED; Indoor Use; Energy Star Qualified 12W PAR30 Long Neck LED Lamp - Universal - 700 Lumens - Warm White (3000K) - 82 CRI - 25000 hrs. - E26 (Medium) - 120 to 130V Philips - 41449-0 - 12PAR30L/END/S15 3000 DIM 6/1 | 3000 | 82 | 700 | 58.3333 | 25000 | 12 | 1 | 18 | 18 | 21.1507 | 2020Q3 | https://shop.regencylighting.com/lamps/led/par/12par30l-end-s15-3000-dim-6-1-41449-0.html | Regency Lighting | 2020 | Yes
LED Lighting | Reflector | Philips | True |  | PAR30LN | E26 (Medium) | E26 (Medium) | Home / Light Bulbs / LED / LED PAR / Philips - 470970 - 12PAR30L/EXPERTCOLOR/F25/940 Superior Lighting Aesthetics; Optimal Thermal Efficiency in a Sleek, Lightweight Design 12W PAR30 Long Neck LED Lamp - Universal - 950 Lumens - Cool White (4000K) - 95 CRI - 40000 Hours - E26 (Medium) - 120 to 130V Philips - 470970 - 12PAR30L/EXPERTCOLOR/F25/940 | 4000 | 95 | 950 | 79.1667 | 40000 | 12 | 6 | 138 | 23 | 27.0259 | 2020Q3 | https://shop.regencylighting.com/lamps/led/par/12par30l-expertcolor-f25-940-47097-0.html | Regency Lighting | 2020 | Yes
LED Lighting | Reflector | Philips | True |  | PAR30LN | E26 (Medium) | E26 (Medium) | Home / Light Bulbs / LED / LED PAR / Philips - 470962 - 12PAR30L/EXPERTCOLOR/F40/927 AirFlux Technology Provide Superior Lighting Aesthetics; Optimal Thermal Efficiency in a Sleek, Lightweight Design 12W PAR30 Long Neck LED Lamp - Universal - 850 Lumens - Warm White (2700K) - 95 CRI - 40000 Hours - E26 (Medium) - 120 to 130V Philips - 470962 - 12PAR30L/EXPERTCOLOR/F40/927 | 2700 | 95 | 850 | 70.8333 | 40000 | 12 | 1 | 23 | 23 | 27.0259 | 2020Q3 | https://shop.regencylighting.com/lamps/led/par/12par30l-expertcolor-f40-927-47096-2.html | Regency Lighting | 2020 | Yes
LED Lighting | Reflector | Philips | True |  | PAR30LN | E26 (Medium) | E26 (Medium) | Home / Light Bulbs / LED / LED PAR / Philips - 470988 - 12PAR30L/EXPERTCOLOR/F40/940 Superior Lighting Aesthetics; Optimal Thermal Efficiency in a Sleek, Lightweight Design 12W PAR30 Long Neck LED Lamp - Universal - 950 Lumens - Cool White (4000K) - 95 CRI - 40000 Hours - E26 (Medium) - 120 to 130V Philips - 470988 - 12PAR30L/EXPERTCOLOR/F40/940 | 4000 | 95 | 950 | 79.1667 | 40000 | 12 | 1 | 23 | 23 | 27.0259 | 2020Q3 | https://shop.regencylighting.com/lamps/led/par/12par30l-expertcolor-f40-940-47098-8.html | Regency Lighting | 2020 | Yes
LED Lighting | Reflector | Philips | True |  | PAR30 Long Neck | E26 (Medium) | E26 (Medium) | Home / Light Bulbs / LED / LED PAR / Philips - 471045 - 12PAR30L/EXPERTCOLOR RETAIL Expertcolor PAR30 Longneck LED Lamp 12W PAR30 Long Neck LED Lamp - Universal - 880 Lumens - Neutral White (3000K) - 90 CRI - 40000 Hours - E26 (Medium) - 120V Philips - 471045 - 12PAR30L/EXPERTCOLOR RETAIL | 3000 | 90 | 880 | 73.3333 | 25000 | 12 | 6 | 144 | 24 | 28.2009 | 2020Q3 | https://shop.regencylighting.com/lamps/led/par/12par30l-expertcolor-retail-47104-5.html | Regency Lighting | 2020 | Yes
LED Lighting | Reflector | Philips | True |  | PAR30 | E26 (Medium) | E26 (Medium) | Home / Light Bulbs / LED / LED PAR / Philips - 467886 - 12PAR30S/AMB/F25/830/DIM ULW Energy Star Rated:Yes, Minimum starting temperature:-4.00 F 12W PAR30 LED Lamp - Universal - 850 Lumens - Warm White (3000K) - 80 CRI - 25000 Hours - E26 (Medium) - 120 to 130V Philips - 467886 - 12PAR30S/AMB/F25/830/DIM ULW | 3000 | 80 | 850 | 70.8333 | 25000 | 12 | 6 | 53.7 | 8.95 | 10.5166 | 2020Q3 | https://shop.regencylighting.com/lamps/led/par/12par30s-amb-f25-830-dim-ulw-46788-6.html | Regency Lighting | 2020 | Yes
LED Lighting | Reflector | Philips | True |  | PAR30 | E26 (Medium) | E26 (Medium) | Home / Light Bulbs / LED / LED PAR / Philips - 467894 - 12PAR30S/AMB/F25/840/DIM ULW Energy Star Rated:Yes, Minimum starting temperature:-4.00 F 12W PAR30 LED Lamp - Universal - 850 Lumens - Cool White (4000K) - 80 CRI - 25000 Hours - E26 (Medium) - 120 to 130V Philips - 467894 - 12PAR30S/AMB/F25/840/DIM ULW | 4000 | 80 | 850 | 70.8333 | 25000 | 12 | 6 | 107.4 | 17.9 | 21.0332 | 2020Q3 | https://shop.regencylighting.com/lamps/led/par/12par30s-amb-f25-840-dim-ulw-46789-4.html | Regency Lighting | 2020 | Yes
LED Lighting | Reflector | Philips | True |  | PAR30 | E26 (Medium) | E26 (Medium) | Home / Light Bulbs / LED / LED PAR / Philips - 467902 - 12PAR30S/AMB/F40/827/DIM Energy Star Rated:Yes, Minimum starting temperature:-4.00 F 12W PAR30 LED Lamp - Universal - 850 Lumens - Warm White (2700K) - 80 CRI - 25000 Hours - E26 (Medium) - 120 to 130V Philips - 467902 - 12PAR30S/AMB/F40/827/DIM | 2700 | 80 | 850 | 70.8333 | 25000 | 12 | 6 | 107.4 | 17.9 | 21.0332 | 2020Q3 | https://shop.regencylighting.com/lamps/led/par/12par30s-amb-f40-827-dim-46790-2.html | Regency Lighting | 2020 | Yes
LED Lighting | Reflector | Philips | True |  | PAR30 | E26 (Medium) | E26 (Medium) | Home / Light Bulbs / LED / LED PAR / Philips - 467910 - 12PAR30S/AMB/F40/830/DIM ULW Energy Star Rated:Yes, Minimum starting temperature:-4.00 F 12W PAR30 LED Lamp - Universal - 850 Lumens - Warm White (3000K) - 80 CRI - 25000 Hours - E26 (Medium) - 120 to 130V Philips - 467910 - 12PAR30S/AMB/F40/830/DIM ULW | 3000 | 80 | 850 | 70.8333 | 25000 | 12 | 6 | 107.4 | 17.9 | 21.0332 | 2020Q3 | https://shop.regencylighting.com/lamps/led/par/12par30s-amb-f40-830-dim-ulw-46791-0.html | Regency Lighting | 2020 | Yes
LED Lighting | Reflector | Philips | True |  | PAR30 | E26 (Medium) | E26 (Medium) | Home / Light Bulbs / LED / LED PAR / Philips - 470906 - 12PAR30S/EXPERTCOLOR/F25/927 Superior Lighting Aesthetics; Optimal Thermal Efficiency in a Sleek, Lightweight Design 12W PAR30 LED Lamp - Universal - 850 Lumens - Warm White (2700K) - 95 CRI - 40000 Hours - E26 (Medium) - 120 to 130V Philips - 470906 - 12PAR30S/EXPERTCOLOR/F25/927 | 2700 | 95 | 850 | 70.8333 | 40000 | 12 | 6 | 138 | 23 | 27.0259 | 2020Q3 | https://shop.regencylighting.com/lamps/led/par/12par30s-expertcolor-f25-927-47090-6.html | Regency Lighting | 2020 | Yes
LED Lighting | Reflector | Philips | True |  | PAR30 | E26 (Medium) | E26 (Medium) | Home / Light Bulbs / LED / LED PAR / Philips - 470930 - 12PAR30S/EXPERTCOLOR/F25/940 Superior Lighting Aesthetics; Optimal Thermal Efficiency in a Sleek, Lightweight Design 12W PAR30 LED Lamp - Universal - 950 Lumens - Cool White (4000K) - 95 CRI - 40000 Hours - E26 (Medium) - 120 to 130V Philips - 470930 - 12PAR30S/EXPERTCOLOR/F25/940 | 4000 | 95 | 950 | 79.1667 | 40000 | 12 | 1 | 23 | 23 | 27.0259 | 2020Q3 | https://shop.regencylighting.com/lamps/led/par/12par30s-expertcolor-f25-940-47093-0.html | Regency Lighting | 2020 | Yes
LED Lighting | Reflector | Philips | True |  | PAR30 | E26 (Medium) | E26 (Medium) | Home / Light Bulbs / LED / LED PAR / Philips - 470914 - 12PAR30S/EXPERTCOLOR/F40 Superior Lighting Aesthetics; Optimal Thermal Efficiency in a Sleek, Lightweight Design 12W PAR30 LED Lamp - Universal - 850 Lumens - Warm White (2700K) - 95 CRI - 40000 Hours - E26 (Medium) - 120 to 130V Philips - 470914 - 12PAR30S/EXPERTCOLOR/F40 | 2700 | 95 | 850 | 70.8333 | 40000 | 12 | 1 | 18 | 18 | 21.1507 | 2020Q3 | https://shop.regencylighting.com/lamps/led/par/12par30s-expertcolor-f40-47091-4.html | Regency Lighting | 2020 | Yes
LED Lighting | Reflector | Philips | True |  | PAR30 | E26 (Medium) | E26 (Medium) | Home / Light Bulbs / LED / LED PAR / Philips - 470948 - 12PAR30S/EXPERTCOLOR/F40/940 Superior Lighting Aesthetics; Optimal Thermal Efficiency in a Sleek, Lightweight Design 12W PAR30 LED Lamp - Universal - 950 Lumens - Cool White (4000K) - 95 CRI - 40000 Hours - E26 (Medium) - 120 to 130V Philips - 470948 - 12PAR30S/EXPERTCOLOR/F40/940 | 4000 | 95 | 950 | 79.1667 | 40000 | 12 | 1 | 23 | 23 | 27.0259 | 2020Q3 | https://shop.regencylighting.com/lamps/led/par/12par30s-expertcolor-f40-940-47094-8.html | Regency Lighting | 2020 | Yes
LED Lighting | Reflector | Philips | True |  | PAR30 | E26 (Medium) | E26 (Medium) | Home / Light Bulbs / LED / LED PAR / Philips - 471060 - 12PAR30S/EXPERTCOLOR RETAIL Superior Lighting Aesthetics; Optimal Thermal Efficiency in a Sleek, Lightweight Design 12W PAR30 LED Lamp - Universal - 880 Lumens - Neutral White (3000K) - 90 CRI - 40000 Hours - E26 (Medium) - 120V Philips - 471060 - 12PAR30S/EXPERTCOLOR RETAIL | 3000 | 90 | 880 | 73.3333 | 40000 | 12 | 6 | 144 | 24 | 28.2009 | 2020Q3 | https://shop.regencylighting.com/lamps/led/par/12par30s-expertcolor-retail-47106-0.html | Regency Lighting | 2020 | Yes
LED Lighting | Reflector | Philips | True |  | PAR30 | E26 (Medium) | E26 (Medium) | Home / Light Bulbs / LED / LED PAR / Philips - 471078 - 12PAR30S/EXPERTCOLOR RETAIL Expertcolor PAR30 Shortneck LED Lamp 12W PAR30 LED Lamp - Universal - 880 Lumens - Neutral White (3000K) - 90 CRI - 40000 Hours - E26 (Medium) - 120V Philips - 471078 - 12PAR30S/EXPERTCOLOR RETAIL | 3000 | 90 | 880 | 73.3333 | 25000 | 12 | 6 | 144 | 24 | 28.2009 | 2020Q3 | https://shop.regencylighting.com/lamps/led/par/12par30s-expertcolor-retail-47107-8.html | Regency Lighting | 2020 | Yes
LED Lighting | Reflector | Philips | True |  | PAR30 | E26 (Medium) | E26 (Medium) | Home / Light Bulbs / LED / LED PAR / Philips - 471086 - 12PAR30S/EXPERTCOLOR RETAIL Superior Lighting Aesthetics; Optimal Thermal Efficiency in a Sleek, Lightweight Design 12W PAR30 LED Lamp - Universal - 880 Lumens - Warm White (3000K) - 90 CRI - 40000 Hours - E26 (Medium) - 120 to 130V Philips - 471086 - 12PAR30S/EXPERTCOLOR RETAIL | 3000 | 90 | 880 | 73.3333 | 40000 | 12 | 6 | 144 | 24 | 28.2009 | 2020Q3 | https://shop.regencylighting.com/lamps/led/par/12par30s-expertcolor-retail-47108-6.html | Regency Lighting | 2020 | Yes
LED Lighting | Reflector | Philips | True |  | PAR30 | E26 (Medium) | E26 (Medium) | Home / Light Bulbs / LED / LED PAR / Philips - 471094 - 12PAR30S/EXPERTCOLOR RETAIL Superior Lighting Aesthetics; Optimal Thermal Efficiency in a Sleek, Lightweight Design 12W PAR30 LED Lamp - Universal - 880 Lumens - Warm White (3000K) - 90 CRI - 40000 Hours - E26 (Medium) - 120 to 130V Philips - 471094 - 12PAR30S/EXPERTCOLOR RETAIL | 3000 | 90 | 880 | 73.3333 | 40000 | 12 | 1 | 25 | 25 | 29.376 | 2020Q3 | https://shop.regencylighting.com/lamps/led/par/12par30s-expertcolor-retail-47109-4.html | Regency Lighting | 2020 | Yes
LED Lighting | Reflector | Philips | True |  | PAR30 | E26 (Medium) | E26 (Medium) | Home / Light Bulbs / LED / LED PAR / Philips - 470898 - 12PAR30S/EXPERTCOLOR/S10/927/D Superior Lighting Aesthetics; Optimal Thermal Efficiency in a Sleek, Lightweight Design 12W PAR30 LED Lamp - Universal - 850 Lumens - Warm White (2700K) - 95 CRI - 40000 Hours - E26 (Medium) - 120 to 130V Philips - 470898 - 12PAR30S/EXPERTCOLOR/S10/927/D | 2700 | 95 | 850 | 70.8333 | 40000 | 12 | 1 | 23 | 23 | 27.0259 | 2020Q3 | https://shop.regencylighting.com/lamps/led/par/12par30s-expertcolor-s10-927-d-47089-8.html | Regency Lighting | 2020 | Yes
LED Lighting | Reflector | Philips | True |  | PAR38 | E26 (Medium) | E26 (Medium) | Home / Light Bulbs / LED / LED PAR / Philips - 529628 - 12PAR38/LED/827/F25/DIM/ULW/120V PAR38 LED Lamp 12W PAR38 LED Lamp - 850 Lumens - Warm White (2700K) - 80 CRI - 25000 Hours - 120 to 130V Philips - 529628 - 12PAR38/LED/827/F25/DIM/ULW/120V | 2700 | 80 | 850 | 70.8333 | 25000 | 12 | 6 | 81 | 13.5 | 15.863 | 2020Q3 | https://shop.regencylighting.com/lamps/led/par/12par38-led-827-f25-dim-ulw-120v-52962.html | Regency Lighting | 2020 | Yes
LED Lighting | Reflector | Philips | True |  | PAR38 | E26 (Medium) | E26 (Medium) | Home / Light Bulbs / LED / LED PAR / Philips - 529677 - 12PAR38/LED/830/F40/DIM/ULW PAR38 LED Lamp 12W PAR38 LED Lamp - Universal - 900 Lumens - Warm White (3000K) - 80 CRI - 25000 Hours - E26 (Medium) - 120 to 130V Philips - 529677 - 12PAR38/LED/830/F40/DIM/ULW | 3000 | 80 | 900 | 75 | 25000 | 12 | 6 | 81 | 13.5 | 15.863 | 2020Q3 | https://shop.regencylighting.com/lamps/led/par/12par38-led-830-f40-dim-ulw-52967-7.html | Regency Lighting | 2020 | Yes
LED Lighting | Reflector | Philips | True | Daylighting/Photocell, | PAR38 | E26 (Medium) | E26 (Medium) | Home / Light Bulbs / LED / LED PAR / Philips - 529651 - 12PAR38/LED/850/F25/DIM/ULW Enclosed Fixture Rated; Energy Star Certified 12W PAR38 LED Lamp - Universal - 900 Lumens - Daylight (5000K) - 80 CRI - 25000 Hours - E26 (Medium) - 120 to 130V Philips - 529651 - 12PAR38/LED/850/F25/DIM/ULW | 5000 | 80 | 900 | 75 | 25000 | 12 | 1 | 13.5 | 13.5 | 15.863 | 2020Q3 | https://shop.regencylighting.com/lamps/led/par/12par38-led-850-f25-dim-ulw-52965-1.html | Regency Lighting | 2020 | Yes
LED Lighting | Reflector | Philips | True |  | PAR38 | E26 (Medium) | E26 (Medium) | Home / Light Bulbs / LED / LED PAR / Philips - 467761 - 13.5PAR38/AMB/F25/830/DIM ULW Energy Star Rated:Yes, Minimum starting temperature:-4.00 F 13.5W PAR38 LED Lamp - Universal - 950 Lumens - Warm White (3000K) - 80 CRI - 25000 Hours - E26 (Medium) - 120 to 130V Philips - 467761 - 13.5PAR38/AMB/F25/830/DIM ULW | 3000 | 80 | 950 | 70.3704 | 25000 | 13.5 | 6 | 114 | 19 | 22.3257 | 2020Q3 | https://shop.regencylighting.com/lamps/led/par/13-5par38-amb-f25-830-dim-ulw-46776-1.html | Regency Lighting | 2020 | Yes
LED Lighting | Reflector | Philips | True |  | PAR38 | E26 (Medium) | E26 (Medium) | Home / Light Bulbs / LED / LED PAR / Philips - 531210 - 13.5PAR38/AMB/F25/830/DIM ULW PAR38 LED Lamp 13.5W PAR38 LED Lamp - Universal - 950 Lumens - Warm White (3000K) - 80 CRI - 25000 Hours - E26 (Medium) - 120 to 130V Philips - 531210 - 13.5PAR38/AMB/F25/830/DIM ULW | 3000 | 80 | 950 | 70.3704 | 25000 | 13.5 | 1 | 19 | 19 | 22.3257 | 2020Q3 | https://shop.regencylighting.com/lamps/led/par/13-5par38-amb-f25-830-dim-ulw-53121-0.html | Regency Lighting | 2020 | Yes
LED Lighting | Reflector | Philips | True |  | PAR38 | E26 (Medium) | E26 (Medium) | Home / Light Bulbs / LED / LED PAR / Philips - 467779 - 13.5PAR38/AMB/F25/840/DIM ULW Energy Star Rated:Yes, Minimum starting temperature:-4.00 F 13.5W PAR38 LED Lamp - Universal - 950 Lumens - Cool White (4000K) - 80 CRI - 25000 Hours - E26 (Medium) - 120 to 130V Philips - 467779 - 13.5PAR38/AMB/F25/840/DIM ULW | 4000 | 80 | 950 | 70.3704 | 25000 | 13.5 | 6 | 114 | 19 | 22.3257 | 2020Q3 | https://shop.regencylighting.com/lamps/led/par/13-5par38-amb-f25-840-dim-ulw-46777-9.html | Regency Lighting | 2020 | Yes
LED Lighting | Reflector | Philips | True |  | PAR38 | E26 (Medium) | E26 (Medium) | Home / Light Bulbs / LED / LED PAR / Philips - 531236 - 13.5PAR38/PER/830/F40/DIM/ULW PAR38 LED Lamp 13.5W PAR38 LED Lamp - Universal - 950 Lumens - Warm White (3000K) - 80 CRI - 25000 Hours - E26 (Medium) - 120 to 130V Philips - 531236 - 13.5PAR38/PER/830/F40/DIM/ULW | 3000 | 80 | 950 | 70.3704 | 25000 | 13.5 | 1 | 19 | 19 | 22.3257 | 2020Q3 | https://shop.regencylighting.com/lamps/led/par/13-5par38-per-830-f40-dim-ulw-53123-6.html | Regency Lighting | 2020 | Yes
LED Lighting | Reflector | Maxlite | False |  | PAR30 | E26 (Medium) | E26 (Medium) | Home / Light Bulbs / LED / LED PAR / Maxlite - 74686 - 13P30LNLED230FL 25000 Hour Life at L70 Standards; High Output Chip-On-Board LED; Non Dimmable 13W PAR30 LED Lamp - Universal - 1000 Lumens - Warm White (3000K) - 82 CRI - 25000 Hours - E26 (Medium) - 277V Maxlite - 74686 - 13P30LNLED230FL | 3000 | 82 | 1000 | 76.9231 | 25000 | 13 | 1 | 19.82 | 19.82 | 23.2893 | 2020Q3 | https://shop.regencylighting.com/lamps/led/par/13p30lnled230fl-mxt.html | Regency Lighting | 2020 | Yes
LED Lighting | Reflector | Maxlite | False |  | PAR30 | E26 (Medium) | E26 (Medium) | Home / Light Bulbs / LED / LED PAR / Maxlite - 74645 - 13P30LNLED240FL 25000 Hour Life at L70 Standards; High Output Chip-On-Board LED; Non Dimmable 13W PAR30 LED Lamp - Universal - 1200 Lumens - Cool White (4000K) - 82 CRI - 25000 Hours - E26 (Medium) - 277V Maxlite - 74645 - 13P30LNLED240FL | 4000 | 82 | 1200 | 92.3077 | 25000 | 13 | 1 | 19.82 | 19.82 | 23.2893 | 2020Q3 | https://shop.regencylighting.com/lamps/led/par/13p30lnled240fl-mxt.html | Regency Lighting | 2020 | Yes
LED Lighting | Reflector | Maxlite | True |  | PAR38 | E26 (Medium) | E26 (Medium) | Home / Light Bulbs / LED / LED PAR / Maxlite - 102180 - 13P38DLED27FL Solid Aluminum Body acts as a Heat Sink; 25000 To 50000 Hour Life; Environmentally Friendly; Compatible with Building Controls; Uniform Color Consistency; Dimmable 13W PAR38 LED Lamp - Universal - 950 Lumens - Warm White (2700K) - 82 CRI - 25000 Hours - E26 (Medium) - 120 to 130V Maxlite - 102180 - 13P38DLED27FL | 2700 | 82 | 950 | 73.0769 | 25000 | 13 | 1 | 11.17 | 11.17 | 13.1252 | 2020Q3 | https://shop.regencylighting.com/lamps/led/par/13p38dled27fl-mxt.html | Regency Lighting | 2020 | Yes
LED Lighting | Reflector | Maxlite | True |  | PAR38 | E26 (Medium) | E26 (Medium) | Home / Light Bulbs / LED / LED PAR / Maxlite - 102291 - 13P38DLED30NF Solid Aluminum Body acts as a Heat Sink; 25000 To 50000 Hour Life; Environmentally Friendly; Compatible with Building Controls; Uniform Color Consistency; Dimmable 13W PAR38 LED Lamp - Universal - 950 Lumens - Warm White (3000K) - 82 CRI - 5000 Hours - E26 (Medium) - 120 to 130V Maxlite - 102291 - 13P38DLED30NF | 3000 | 82 | 950 | 73.0769 | 5000 | 13 | 1 | 11.17 | 11.17 | 13.1252 | 2020Q3 | https://shop.regencylighting.com/lamps/led/par/13p38dled30nf-mxt.html | Regency Lighting | 2020 | Yes
LED Lighting | Reflector | Maxlite | False | Daylighting/Photocell, | PAR38 | E26 (Medium) | E26 (Medium) | Home / Light Bulbs / LED / LED PAR / Maxlite - 102651 - 13P38NDV50FL Non-Dimming Value Series; Not Rated for Enclosed Rated; Damp Location Rated 13W PAR38 LED Lamp - Universal - 1000 Lumens - Daylight (5000K) - 82 CRI - 11000 hrs. - E26 (Medium) - 120 to 130V Maxlite - 102651 - 13P38NDV50FL | 5000 | 82 | 1000 | 76.9231 | 11000 | 13 | 1 | 7.66 | 7.66 | 9.0008 | 2020Q3 | https://shop.regencylighting.com/lamps/led/par/13p38ndv50fl-mxt.html | Regency Lighting | 2020 | Yes
LED Lighting | Reflector | Philips | True |  | PAR38 | E26 (Medium) | E26 (Medium) | Home / Light Bulbs / LED / LED PAR / Philips - 430066 - 13PAR38/F25 2700 DIM AF RO 6/1 PAR38 LED Bulb 13W PAR38 LED Lamp - Universal - 900 Lumens - Warm White (2700K) - 80 CRI - 25000 Hours - E26 (Medium) - 120 to 130V Philips - 430066 - 13PAR38/F25 2700 DIM AF RO 6/1 | 2700 | 80 | 900 | 69.2308 | 25000 | 13 | 1 | 17.33 | 17.33 | 20.3634 | 2020Q3 | https://shop.regencylighting.com/lamps/led/par/13par38-f25-2700-dim-af-ro-6-1-43006-6.html | Regency Lighting | 2020 | Yes
LED Lighting | Reflector | Philips | True |  | PAR38 | E26 (Medium) | E26 (Medium) | Home / Light Bulbs / LED / LED PAR / Philips - 430033 - 13PAR38/S15 2700 DIM AF SO 6/1 PAR38 LED Bulb 13W PAR38 LED Lamp - Universal - 900 Lumens - Warm White (2700K) - 83 CRI - 25000 Hours - E26 (Medium) - 120 to 130V Philips - 430033 - 13PAR38/S15 2700 DIM AF SO 6/1 | 2700 | 83 | 900 | 69.2308 | 25000 | 13 | 1 | 44.92 | 44.92 | 52.7827 | 2020Q3 | https://shop.regencylighting.com/lamps/led/par/13par38-s15-2700-dim-af-so-6-1-43003-3.html | Regency Lighting | 2020 | Yes
LED Lighting | Reflector | Philips | True |  | PAR38 | E26 (Medium) | E26 (Medium) | Home / Light Bulbs / LED / LED PAR / Philips - 474676 - 14PAR38/AMB/835/F25/GL/DIM/FB PAR38 LED Spout Lamp 14W PAR38 LED Lamp - Universal - 1200 Lumens - Neutral White (3500K) - 80 CRI - 25000 Hours - E26 (Medium) - 120 to 130V Philips - 474676 - 14PAR38/AMB/835/F25/GL/DIM/FB | 3500 | 80 | 1200 | 85.7143 | 25000 | 14 | 1 | 14.5 | 14.5 | 17.0381 | 2020Q3 | https://shop.regencylighting.com/lamps/led/par/14par38-amb-835-f25-gl-dim-fb-47467-6.html | Regency Lighting | 2020 | Yes
LED Lighting | Reflector | Philips | True |  | PAr38 | E26 (Medium) | E26 (Medium) | Home / Light Bulbs / LED / LED PAR / Philips - 529529 - 14PAR38/LED/830/F25/DIM/ULW PAR38 LED Lamp 14W PAR38 LED Lamp - Universal - 1200 Lumens - Warm White (3000K) - 80 CRI - 25000 Hours - E26 (Medium) - 120 to 130V Philips - 529529 - 14PAR38/LED/830/F25/DIM/ULW | 3000 | 80 | 1200 | 85.7143 | 25000 | 14 | 6 | 87 | 14.5 | 17.0381 | 2020Q3 | https://shop.regencylighting.com/lamps/led/par/14par38-led-830-f25-dim-ulw-52952-9.html | Regency Lighting | 2020 | Yes
LED Lighting | Reflector | Philips | True |  | PAR38 | E26 (Medium) | E26 (Medium) | Home / Light Bulbs / LED / LED PAR / Philips - 474684 - 14PAR38/LED/835/F40/GL/DIM FB PAR38 LED Spout Lamp 14W PAR38 LED Lamp - Universal - 1200 Lumens - Neutral White (3500K) - 80 CRI - 25000 Hours - E26 (Medium) - 120 to 130V Philips - 474684 - 14PAR38/LED/835/F40/GL/DIM FB | 3500 | 80 | 1200 | 85.7143 | 25000 | 14 | 1 | 14.5 | 14.5 | 17.0381 | 2020Q3 | https://shop.regencylighting.com/lamps/led/par/14par38-led-835-f40-gl-dim-fb-47468-4.html | Regency Lighting | 2020 | Yes
LED Lighting | Reflector | Philips | True |  | PAR38 | E26 (Medium) | E26 (Medium) | Home / Light Bulbs / LED / LED PAR / Philips - 529537 - 14PAR38/LED/840/F25/DIM/ULW/12 PAR38 LED Lamp 14W PAR38 LED Lamp - Universal - 1200 Lumens - Cool White (4000K) - 80 CRI - 25000 hrs. - E26 (Medium) - 120 to 130V Philips - 529537 - 14PAR38/LED/840/F25/DIM/ULW/12 | 4000 | 80 | 1200 | 85.7143 | 25000 | 14 | 1 | 14.5 | 14.5 | 17.0381 | 2020Q3 | https://shop.regencylighting.com/lamps/led/par/14par38-led-840-f25-dim-ulw-12-52953-7.html | Regency Lighting | 2020 | Yes
LED Lighting | Reflector | Green Creative | True |  | PAR38 | E26 (Medium) | E26 (Medium) | Home / Light Bulbs / LED / LED PAR / Green Creative - 57809 - 14PAR38DIM/830FL40 57809 Wet Location Rated 14W PAR38 LED Lamp - Universal - 1050 Lumens - Warm White (3000K) - 80 CRI - 25000 Hours - E26 (Medium) - 120 to 130V Green Creative - 57809 - 14PAR38DIM/830FL40 57809 | 3000 | 80 | 1050 | 75 | 25000 | 14 | 1 | 16.33 | 16.33 | 19.1884 | 2020Q3 | https://shop.regencylighting.com/lamps/led/par/14par38dim-830fl40-57809-gcr.html | Regency Lighting | 2020 | Yes
LED Lighting | Reflector | Philips | True |  | PAR38 | E26 (Medium) | E26 (Medium) | Home / Light Bulbs / LED / LED PAR / Philips - 467696 - 16PAR38/AMB/F25/827/DIM ULW Minimum starting temperature:-4.00 F 16W PAR38 LED Lamp - Universal - 1200 Lumens - Warm White (2700K) - 80 CRI - 25000 Hours - E26 (Medium) - 120 to 130V Philips - 467696 - 16PAR38/AMB/F25/827/DIM ULW | 2700 | 80 | 1200 | 75 | 25000 | 16 | 6 | 119.4 | 19.9 | 23.3833 | 2020Q3 | https://shop.regencylighting.com/lamps/led/par/16par38-amb-f25-827-dim-ulw-46769-6.html | Regency Lighting | 2020 | Yes
LED Lighting | Reflector | Philips | True |  | PAR38 | E26 (Medium) | E26 (Medium) | Home / Light Bulbs / LED / LED PAR / Philips - 531200 - 16PAR38/AMB/F25/830/DIM ULW/G PAR38 LED Bulb 16W PAR38 LED Lamp - Universal - 1200 Lumens - Warm White (3000K) - 80 CRI - 25000 Hours - E26 (Medium) - 120 to 130V Philips - 531200 - 16PAR38/AMB/F25/830/DIM ULW/G | 3000 | 80 | 1200 | 75 | 25000 | 16 | 1 | 19.9 | 19.9 | 23.3833 | 2020Q3 | https://shop.regencylighting.com/lamps/led/par/16par38-amb-f25-830-dim-ulw-g-53120-0.html | Regency Lighting | 2020 | Yes
LED Lighting | Reflector | Philips | True |  | PAR38 | E26 (Medium) | E26 (Medium) | Home / Light Bulbs / LED / LED PAR / Philips - 467712 - 16PAR38/AMB/F25/840/DIM ULW Minimum starting temperature:-4.00 F 16W PAR38 LED Lamp - Universal - 1200 Lumens - Cool White (4000K) - 80 CRI - 25000 Hours - E26 (Medium) - 120 to 130V Philips - 467712 - 16PAR38/AMB/F25/840/DIM ULW | 4000 | 80 | 1200 | 75 | 25000 | 16 | 6 | 119.4 | 19.9 | 23.3833 | 2020Q3 | https://shop.regencylighting.com/lamps/led/par/16par38-amb-f25-840-dim-ulw-46771-2.html | Regency Lighting | 2020 | Yes
LED Lighting | Reflector | Philips | True | Daylighting/Photocell, | PAR38 | E26 (Medium) | E26 (Medium) | Home / Light Bulbs / LED / LED PAR / Philips - 468181 - 16PAR38/AMB/F25/850/DIM ULW Energy Star Rated:Yes, Minimum starting temperature:-4.00 F 16W PAR38 LED Lamp - Universal - 1200 Lumens - Daylight (5000K) - 80 CRI - 25000 Hours - E26 (Medium) - 120 to 130V Philips - 468181 - 16PAR38/AMB/F25/850/DIM ULW | 5000 | 80 | 1200 | 75 | 25000 | 16 | 1 | 19.9 | 19.9 | 23.3833 | 2020Q3 | https://shop.regencylighting.com/lamps/led/par/16par38-amb-f25-850-dim-ulw-46818-1.html | Regency Lighting | 2020 | Yes
LED Lighting | Reflector | Philips | True |  | PAR38 | E26 (Medium) | E26 (Medium) | Home / Light Bulbs / LED / LED PAR / Philips - 467720 - 16PAR38/AMB/F40/827/DIM ULW Minimum starting temperature:-4.00 F 16W PAR38 LED Lamp - Universal - 1200 Lumens - Warm White (2700K) - 80 CRI - 25000 Hours - E26 (Medium) - 120 to 130V Philips - 467720 - 16PAR38/AMB/F40/827/DIM ULW | 2700 | 80 | 1200 | 75 | 25000 | 16 | 1 | 19.9 | 19.9 | 23.3833 | 2020Q3 | https://shop.regencylighting.com/lamps/led/par/16par38-amb-f40-827-dim-ulw-46772-0.html | Regency Lighting | 2020 | Yes
LED Lighting | Reflector | Philips | True |  | PAR38 | E26 (Medium) | E26 (Medium) | Home / Light Bulbs / LED / LED PAR / Philips - 531228 - 16PAR38/PER/830/F40/DIM/ULW/G PAR38 LED Bulb 16W PAR38 LED Lamp - Universal - 1200 Lumens - Warm White (3000K) - 80 CRI - 25000 Hours - E26 (Medium) - 120 to 130V Philips - 531228 - 16PAR38/PER/830/F40/DIM/ULW/G | 3000 | 80 | 1200 | 75 | 25000 | 16 | 1 | 19.9 | 19.9 | 23.3833 | 2020Q3 | https://shop.regencylighting.com/lamps/led/par/16par38-per-830-f40-dim-ulw-g-53122-8.html | Regency Lighting | 2020 | Yes
LED Lighting | Reflector | Maxlite | True |  | PAR38 | E26 (Medium) | E26 (Medium) | Home / Light Bulbs / LED / LED PAR / Maxlite - 73654 - 17P38DLED27FL Energy Star Rated 17W PAR38 LED Lamp - Universal - 1300 Lumens - Warm White (2700K) - 80 CRI - 25000 Hours - E26 (Medium) - 120 to 130V Maxlite - 73654 - 17P38DLED27FL | 2700 | 80 | 1300 | 76.4706 | 25000 | 17 | 1 | 22.03 | 22.03 | 25.8861 | 2020Q3 | https://shop.regencylighting.com/lamps/led/par/17p38dled27fl-mxt.html | Regency Lighting | 2020 | Yes
LED Lighting | Reflector | Maxlite | True | Daylighting/Photocell, | PAR38 | E26 (Medium) | E26 (Medium) | Home / Light Bulbs / LED / LED PAR / Maxlite - 73696 - 17P38DLED50FL Dry, Damp, Wet Location 17W PAR38 LED Lamp - Universal - 1300 Lumens - Daylight (5000K) - 80 CRI - 25000 Hours - E26 (Medium) - 120 to 130V Maxlite - 73696 - 17P38DLED50FL | 5000 | 80 | 1300 | 76.4706 | 25000 | 17 | 1 | 15.44 | 15.44 | 18.1426 | 2020Q3 | https://shop.regencylighting.com/lamps/led/par/17p38dled50fl-mxt.html | Regency Lighting | 2020 | Yes
LED Lighting | Reflector | Maxlite | False |  | PAR38 | E26 (Medium) | E26 (Medium) | Home / Light Bulbs / LED / LED PAR / Maxlite - 74687 - 17P38LED230FL 25000 Hour Life at L70 Standards; High Output Chip-On-Board LED; Non Dimmable 17W PAR38 LED Lamp - Universal - 1700 Lumens - Warm White (3000K) - 82 CRI - 25000 Hours - E26 (Medium) - 277V Maxlite - 74687 - 17P38LED230FL | 3000 | 82 | 1700 | 100 | 25000 | 17 | 6 | 202.8 | 33.8 | 39.7163 | 2020Q3 | https://shop.regencylighting.com/lamps/led/par/17p38led230fl-mxt.html | Regency Lighting | 2020 | Yes
LED Lighting | Reflector | Maxlite | False |  | PAR38 | E26 (Medium) | E26 (Medium) | Home / Light Bulbs / LED / LED PAR / Maxlite - 74692 - 17P38LED240FL 25000 Hour Life at L70 Standards; High Output Chip-On-Board LED; Non Dimmable 17W PAR38 LED Lamp - Universal - 1800 Lumens - Cool White (4000K) - 82 CRI - 25000 Hours - E26 (Medium) - 277V Maxlite - 74692 - 17P38LED240FL | 4000 | 82 | 1800 | 105.8824 | 25000 | 17 | 6 | 202.8 | 33.8 | 39.7163 | 2020Q3 | https://shop.regencylighting.com/lamps/led/par/17p38led240fl-mxt.html | Regency Lighting | 2020 | Yes
LED Lighting | Reflector | Philips | True |  | PAR38 | E26 (Medium) | E26 (Medium) | Home / Light Bulbs / LED / LED PAR / Philips - 470831 - 17PAR38/EXPERTCOLOR/F25/927 AirFlux Technology Provide Superior Lighting Aesthetics; Optimal Thermal Efficiency in a Sleek, Lightweight Design 17W PAR38 LED Lamp - Universal - 1150 Lumens - Warm White (2700K) - 95 CRI - 40000 Hours - E26 (Medium) - 120 to 130V Philips - 470831 - 17PAR38/EXPERTCOLOR/F25/927 | 2700 | 95 | 1150 | 67.6471 | 40000 | 17 | 6 | 147 | 24.5 | 28.7884 | 2020Q3 | https://shop.regencylighting.com/lamps/led/par/17par38-expertcolor-f25-927-47083-1.html | Regency Lighting | 2020 | Yes
LED Lighting | Reflector | Philips | True |  | PAR38 | E26 (Medium) | E26 (Medium) | Home / Light Bulbs / LED / LED PAR / Philips - 470864 - 17PAR38/EXPERTCOLOR/F25/927/DI AirFlux Technology Provide Superior Lighting Aesthetics; Optimal Thermal Efficiency in a Sleek, Lightweight Design 17W PAR38 LED Lamp - Universal - 1150 Lumens - Warm White (2700K) - 95 CRI - 40000 Hours - E26 (Medium) - 120 to 130V Philips - 470864 - 17PAR38/EXPERTCOLOR/F25/927/DI | 2700 | 95 | 1150 | 67.6471 | 40000 | 17 | 1 | 21.9 | 21.9 | 25.7333 | 2020Q3 | https://shop.regencylighting.com/lamps/led/par/17par38-expertcolor-f25-927-di-47086-4.html | Regency Lighting | 2020 | Yes
LED Lighting | Reflector | Philips | True |  | PAR38 | E26 (Medium) | E26 (Medium) | Home / Light Bulbs / LED / LED PAR / Philips - 471003 - 17PAR38/EXPERTCOLOR/F25/930 AirFlux Technology Provide Superior Lighting Aesthetics; Optimal Thermal Efficiency in a Sleek, Lightweight Design 17W PAR38 LED Lamp - Universal - 1200 Lumens - Warm White (3000K) - 90 CRI - 40000 Hours - E26 (Medium) - 120 to 130V Philips - 471003 - 17PAR38/EXPERTCOLOR/F25/930 | 3000 | 90 | 1200 | 70.5882 | 40000 | 17 | 1 | 26 | 26 | 30.551 | 2020Q3 | https://shop.regencylighting.com/lamps/led/par/17par38-expertcolor-f25-930-47100-3.html | Regency Lighting | 2020 | Yes
LED Lighting | Reflector | Philips | True |  | PAR38 | E26 (Medium) | E26 (Medium) | Home / Light Bulbs / LED / LED PAR / Philips - 470872 - 17PAR38/EXPERTCOLOR/F25/940 AirFlux Technology Provide Superior Lighting Aesthetics; Optimal Thermal Efficiency in a Sleek, Lightweight Design 17W PAR38 LED Lamp - Universal - 1300 Lumens - Cool White (4000K) - 95 CRI - 40000 Hours - E26 (Medium) - 120 to 130V Philips - 470872 - 17PAR38/EXPERTCOLOR/F25/940 | 4000 | 95 | 1300 | 76.4706 | 40000 | 17 | 6 | 147 | 24.5 | 28.7884 | 2020Q3 | https://shop.regencylighting.com/lamps/led/par/17par38-expertcolor-f25-940-47087-2.html | Regency Lighting | 2020 | Yes
LED Lighting | Reflector | Philips | True |  | PAR38 | E26 (Medium) | E26 (Medium) | Home / Light Bulbs / LED / LED PAR / Philips - 470849 - 17PAR38/EXPERTCOLOR/F40/927 AirFlux Technology Provide Superior Lighting Aesthetics; Optimal Thermal Efficiency in a Sleek, Lightweight Design 17W PAR38 LED Lamp - Universal - 1150 Lumens - Warm White (2700K) - 95 CRI - 40000 Hours - E26 (Medium) - 120 to 130V Philips - 470849 - 17PAR38/EXPERTCOLOR/F40/927 | 2700 | 95 | 1150 | 67.6471 | 40000 | 17 | 1 | 24.5 | 24.5 | 28.7884 | 2020Q3 | https://shop.regencylighting.com/lamps/led/par/17par38-expertcolor-f40-927-47084-9.html | Regency Lighting | 2020 | Yes
LED Lighting | Reflector | Philips | True |  | PAR38 | E26 (Medium) | E26 (Medium) | Home / Light Bulbs / LED / LED PAR / Philips - 471011 - 17PAR38/EXPERTCOLOR/F40/930 AirFlux Technology Provide Superior Lighting Aesthetics; Optimal Thermal Efficiency in a Sleek, Lightweight Design 17W PAR38 LED Lamp - Universal - 1200 Lumens - Warm White (3000K) - 90 CRI - 40000 Hours - E26 (Medium) - 120 to 130V Philips - 471011 - 17PAR38/EXPERTCOLOR/F40/930 | 3000 | 90 | 1200 | 70.5882 | 40000 | 17 | 6 | 156 | 26 | 30.551 | 2020Q3 | https://shop.regencylighting.com/lamps/led/par/17par38-expertcolor-f40-930-47101-1.html | Regency Lighting | 2020 | Yes
LED Lighting | Reflector | Philips | True |  | PAR38 | E26 (Medium) | E26 (Medium) | Home / Light Bulbs / LED / LED PAR / Philips - 470880 - 17PAR38/EXPERTCOLOR/F40/940/DIM AirFlux Technology Provide Superior Lighting Aesthetics; Optimal Thermal Efficiency in a Sleek, Lightweight Design 17W PAR38 LED Lamp - Universal - 1300 Lumens - Cool White (4000K) - 95 CRI - 40000 Hours - E26 (Medium) - 120 to 130V Philips - 470880 - 17PAR38/EXPERTCOLOR/F40/940/DIM | 4000 | 95 | 1300 | 76.4706 | 40000 | 17 | 6 | 147 | 24.5 | 28.7884 | 2020Q3 | https://shop.regencylighting.com/lamps/led/par/17par38-expertcolor-f40-940-dim-47088-0.html | Regency Lighting | 2020 | Yes
LED Lighting | Reflector | Philips | True |  | PAR38 | E26 (Medium) | E26 (Medium) | Home / Light Bulbs / LED / LED PAR / Philips - 471029 - 17PAR38/EXPERTCOLOR RETAIL/F25 AirFlux Technology Provide Superior Lighting Aesthetics; Optimal Thermal Efficiency in a Sleek, Lightweight Design 17W PAR38 LED Lamp - Universal - 1200 Lumens - Warm White (3000K) - 90 CRI - 40000 Hours - E26 (Medium) - 120 to 130V Philips - 471029 - 17PAR38/EXPERTCOLOR RETAIL/F25 | 3000 | 90 | 1200 | 70.5882 | 40000 | 17 | 6 | 156 | 26 | 30.551 | 2020Q3 | https://shop.regencylighting.com/lamps/led/par/17par38-expertcolor-retail-f25-47102-9.html | Regency Lighting | 2020 | Yes
LED Lighting | Reflector | Philips | True |  | PAR38 | E26 (Medium) | E26 (Medium) | Home / Light Bulbs / LED / LED PAR / Philips - 470823 - 17PAR38/EXPERTCOLOR/S8/927/DIM AirFlux Technology Provide Superior Lighting Aesthetics; Optimal Thermal Efficiency in a Sleek, Lightweight Design 17W PAR38 LED Lamp - Universal - 1150 Lumens - Warm White (2700K) - 95 CRI - 40000 Hours - E26 (Medium) - 120 to 130V Philips - 470823 - 17PAR38/EXPERTCOLOR/S8/927/DIM | 2700 | 95 | 1150 | 67.6471 | 40000 | 17 | 6 | 147 | 24.5 | 28.7884 | 2020Q3 | https://shop.regencylighting.com/lamps/led/par/17par38-expertcolor-s8-927-dim-47082-3.html | Regency Lighting | 2020 | Yes
LED Lighting | Reflector | Philips | True |  | PAR38 | E26 (Medium) | E26 (Medium) | Home / Light Bulbs / LED / LED PAR / Philips - 470996 - 17PAR38/EXPERTCOLOR/S8/930/DIM AirFlux Technology Provide Superior Lighting Aesthetics; Optimal Thermal Efficiency in a Sleek, Lightweight Design 17W PAR38 LED Lamp - Universal - 1200 Lumens - Warm White (3000K) - 90 CRI - 40000 Hours - E26 (Medium) - 120 to 130V Philips - 470996 - 17PAR38/EXPERTCOLOR/S8/930/DIM | 3000 | 90 | 1200 | 70.5882 | 40000 | 17 | 6 | 156 | 26 | 30.551 | 2020Q3 | https://shop.regencylighting.com/lamps/led/par/17par38-expertcolor-s8-930-dim-47099-6.html | Regency Lighting | 2020 | Yes
LED Lighting | Reflector | Satco | True |  | PAR38 | E26 (Medium) | E26 (Medium) | Home / Light Bulbs / LED / LED PAR / Satco - S9094 - 17PAR38/LED/40/3000K/120V PAR38 LED Lamp 17W PAR38 LED Lamp - Universal - 1200 Lumens - Warm White (3000K) - 80 CRI - 25000 Hours - E26 (Medium) - 120 to 130V Satco - S9094 - 17PAR38/LED/40/3000K/120V | 3000 | 80 | 1200 | 70.5882 | 25000 | 17 | 1 | 21.73 | 21.73 | 25.5336 | 2020Q3 | https://shop.regencylighting.com/lamps/led/par/17par38-led-40-3000k-120v-s9094.html | Regency Lighting | 2020 | Yes
LED Lighting | Reflector | Green Creative | False |  | PAR38 | E26 (Medium) | E26 (Medium) | Home / Light Bulbs / LED / LED PAR / Green Creative - 19PAR38HO/830NF25/277V Energy Star; Replaces 250W Halogen & 39W CMH; High 10000+ Candela Output; Exceptional Efficacy 93 LPW in Warm White; Even Beam Distribution 19W PAR38 LED Lamp - Universal - 1775 Lumens - Warm White (3000K) - 80 CRI - 40000 Hours - E26 (Medium) - 120 to 277V (Universal) Green Creative - 19PAR38HO/830NF25/277V | 3000 | 80 | 1775 | 93.4211 | 40000 | 19 | 1 | 22.7 | 22.7 | 26.6734 | 2020Q3 | https://shop.regencylighting.com/lamps/led/par/19par38ho-830nf25-277v-grc.html | Regency Lighting | 2020 | Yes
LED Lighting | Reflector | Philips | False |  | PAR38 | E26 (Medium) | E26 (Medium) | Home / Light Bulbs / LED / LED PAR / Philips - 460527 - 32PAR38/LED/830/F25/ND 120V Candle Power 8000 cd, Energy Star Rated. Not Affected by Epact. 32W PAR38 LED Lamp - Universal - 2800 Lumens - Warm White (3000K) - 80 CRI - 25000 Hours - E26 (Medium) - 120 to 130V - Clear Philips - 460527 - 32PAR38/LED/830/F25/ND 120V | 3000 | 80 | 2800 | 87.5 | 25000 | 32 | 6 | 228 | 38 | 44.6515 | 2020Q3 | https://shop.regencylighting.com/lamps/led/par/32par38-led-830-f25-nd-120v-46052-7.html | Regency Lighting | 2020 | Yes
LED Lighting | Reflector | Philips | False |  | PAR38 | E26 (Medium) | E26 (Medium) | Home / Light Bulbs / LED / LED PAR / Philips - 460519 - 32PAR38/LED/830/S15/ND 120V Candle Power30000 cd, Energy Star Rated. Not Affected by Epact. 32W PAR38 LED Lamp - Universal - 2800 Lumens - Warm White (3000K) - 80 CRI - 25000 Hours - E26 (Medium) - 120 to 130V - Clear Philips - 460519 - 32PAR38/LED/830/S15/ND 120V | 3000 | 80 | 2800 | 87.5 | 25000 | 32 | 1 | 38 | 38 | 44.6515 | 2020Q3 | https://shop.regencylighting.com/lamps/led/par/32par38-led-830-s15-nd-120v-46051-9.html | Regency Lighting | 2020 | Yes
LED Lighting | Reflector | Philips | True |  | PAR38 | E26 (Medium) | E26 (Medium) | Home / Light Bulbs / LED / LED PAR / Philips - 549345 - 33PAR38/PER/830/F25/DIM/120V TrueForce, High Lumen; Perfect Transition from CDM Lamps to LED 33W PAR38 LED Lamp - Universal - 3000 Lumens - Warm White (3000K) - 80 CRI - 5000 Hours - E26 (Medium) - 120 to 130V Philips - 549345 - 33PAR38/PER/830/F25/DIM/120V | 3000 | 80 | 3000 | 90.9091 | 25000 | 33 | 6 | 246 | 41 | 48.1766 | 2020Q3 | https://shop.regencylighting.com/lamps/led/par/33par38-per-830-f25-dim-120v-53461-0.html | Regency Lighting | 2020 | Yes
LED Lighting | Reflector | Philips | True |  | PAR16 | GU10 (Bi-Pin / Twist & Lock) | GU10 (Bi-Pin / Twist & Lock) | Home / Light Bulbs / LED / LED PAR / Philips - 468140 - 4.5GU10/LEDCLA/F35/830/DIM Energy Star Rated; Minimum starting temperature:-4.00 F 4.5W PAR16 LED Lamp - Universal - 400 Lumens - Warm White (3000K) - 80 CRI - 25000 Hours - GU10 (Bi-Pin / Twist & Lock) - 120 to 130V - Clear Philips - 468140 - 4.5GU10/LEDCLA/F35/830/DIM | 3000 | 80 | 400 | 88.8889 | 25000 | 4.5 | 10 | 79 | 7.9 | 9.2828 | 2020Q3 | https://shop.regencylighting.com/lamps/led/par/4-5gu10-ledcla-f35-830-dim-46814-0.html | Regency Lighting | 2020 | Yes
LED Lighting | Reflector | Satco | True |  | PAR16 | E26 (Medium) | E26 (Medium) | Home / Light Bulbs / LED / LED PAR / Satco - S9386 - 4.5PAR16/LED/40/3000K/120V Direct Replacement For 45W; Halogen PAR16 Lamps; Dimmable; Damp Location; Approved For Enclosed Fixtures; Long Life - 25000 Hour; High Efficiency / Environmentally Friendly; No UV or IR Radiation; 3 Year Warranty 4.5W PAR16 LED Lamp - Universal - 370 Lumens - Warm White (3000K) - 80 CRI - 25000 Hours - E26 (Medium) - 120 to 130V - White Satco - S9386 - 4.5PAR16/LED/40/3000K/120V | 3000 | 80 | 370 | 82.2222 | 25000 | 4.5 | 48 | 432 | 9 | 10.5753 | 2020Q3 | https://shop.regencylighting.com/lamps/led/par/4-5par16-led-40-3000k-120v-s9386.html | Regency Lighting | 2020 | Yes
LED Lighting | Reflector | Philips | True |  | PAR16 | E26 (Medium) | E26 (Medium) | Home / Light Bulbs / LED / LED PAR / Philips - 470047 - 5.5PAR16/AMB/F40/830/E26 Energy Star Certified 5.5W PAR16 LED Lamp - Universal - 400 Lumens - Warm White (3000K) - 80 CRI - 25000 Hours - E26 (Medium) - 120 to 130V - Amber Philips - 470047 - 5.5PAR16/AMB/F40/830/E26 | 3000 | 80 | 400 | 72.7273 | 25000 | 5.5 | 1 | 10 | 10 | 11.7504 | 2020Q3 | https://shop.regencylighting.com/lamps/led/par/5-5par16-amb-f40-830-e26-47004-7.html | Regency Lighting | 2020 | Yes
LED Lighting | Reflector | Maxlite | True |  | PAR20 | E26 (Medium) | E26 (Medium) | Home / Light Bulbs / LED / LED PAR / Maxlite - 102174 - 6P20DLED27FL Solid Aluminum Body acts as a Heat Sink; 25000 To 50000 Hour Life; Environmentally Friendly; Compatible with Building Controls; Uniform Color Consistency; Dimmable 6W PAR20 LED Lamp - Universal - 450 Lumens - Warm White (2700K) - 82 CRI - 25000 Hours - E26 (Medium) - 120 to 130V Maxlite - 102174 - 6P20DLED27FL | 2700 | 82 | 450 | 75 | 25000 | 6 | 24 | 58.56 | 2.44 | 2.8671 | 2020Q3 | https://shop.regencylighting.com/lamps/led/par/6p20dled27fl-mxt.html | Regency Lighting | 2020 | Yes
LED Lighting | Reflector | Philips | True |  | PAR20 | E26 (Medium) | E26 (Medium) | Home / Light Bulbs / LED / LED PAR / Philips - 463695 - 6PAR20/LED/840/F35/DIM SO 120V Candle Power 1080 cd, Energy Star Rated. Not Affected by Epact. 6W PAR20 LED Lamp - Universal - 520 Lumens - Cool White (4000K) - 80 CRI - 25000 Hours - E26 (Medium) - 120 to 130V Philips - 463695 - 6PAR20/LED/840/F35/DIM SO 120V | 4000 | 80 | 520 | 86.6667 | 25000 | 6 | 1 | 18 | 18 | 21.1507 | 2020Q3 | https://shop.regencylighting.com/lamps/led/par/6par20-led-840-f35-dim-so-120v-46369-5.html | Regency Lighting | 2020 | Yes
LED Lighting | Reflector | Maxlite | False |  | PAR20 | E26 (Medium) | E26 (Medium) | Home / Light Bulbs / LED / LED PAR / Maxlite - 102646 - 7P20NDV30FL Instant On; Not for Use in Enclosed Fixtures 7W PAR20 LED Lamp - Universal - 425 Lumens - Warm White (3000K) - 82 CRI - 11000 Hours - E26 (Medium) - 120 to 130V - White Maxlite - 102646 - 7P20NDV30FL | 3000 | 82 | 425 | 60.7143 | 11000 | 7 | 1 | 3.83 | 3.83 | 4.5004 | 2020Q3 | https://shop.regencylighting.com/lamps/led/par/7p20ndv30fl-mxt.html | Regency Lighting | 2020 | Yes
LED Lighting | Reflector | Philips | True |  | PAR20 | E26 (Medium) | E26 (Medium) | Home / Light Bulbs / LED / LED PAR / Philips - 471136 - 7PAR20/LED/827-822/F40/GL/DIM Superior Lighting Aesthetics; Optimal Thermal Efficiency in a Sleek, Lightweight Design 7W PAR20 LED Lamp - Universal - 500 Lumens - Warm White (2200 to 2700K) - 80 CRI - 25000 Hours - E26 (Medium) - 120 to 130V Philips - 471136 - 7PAR20/LED/827-822/F40/GL/DIM | 2200 | 80 | 500 | 71.4286 | 25000 | 7 | 6 | 75 | 12.5 | 14.688 | 2020Q3 | https://shop.regencylighting.com/lamps/led/par/7par20-led-827-822-f40-gl-dim-47113-6.html | Regency Lighting | 2020 | Yes
LED Lighting | Reflector | Philips | True |  | PAR20 | E26 (Medium) | E26 (Medium) | Home / Light Bulbs / LED / LED PAR / Philips - 471102 - 7PAR20/LED/F25/827-822/E26/GL PAR20 LED Spout Lamp 7W PAR20 LED Lamp - Universal - 500 Lumens - Warm White (3000K) - 80 CRI - 25000 Hours - E26 (Medium) - 120 to 130V Philips - 471102 - 7PAR20/LED/F25/827-822/E26/GL | 3000 | 80 | 500 | 71.4286 | 25000 | 7 | 1 | 12.5 | 12.5 | 14.688 | 2020Q3 | https://shop.regencylighting.com/lamps/led/par/7par20-led-f25-827-822-e26-gl-47110-2.html | Regency Lighting | 2020 | Yes
LED Lighting | Reflector | Philips | True |  | PAR20 | E26 (Medium) | E26 (Medium) | Home / Light Bulbs / LED / LED PAR / Philips - 471110 - 7PAR20/LED/F25/830/E26/GL/DIM Superior Lighting Aesthetics; Optimal Thermal Efficiency in a Sleek, Lightweight Design 7W PAR20 LED Lamp - Universal - 500 Lumens - Warm White (3000K) - 80 CRI - 25000 Hours - E26 (Medium) - 120 to 130V Philips - 471110 - 7PAR20/LED/F25/830/E26/GL/DIM | 3000 | 80 | 500 | 71.4286 | 25000 | 7 | 6 | 72 | 12 | 14.1005 | 2020Q3 | https://shop.regencylighting.com/lamps/led/par/7par20-led-f25-830-e26-gl-dim-47111-0.html | Regency Lighting | 2020 | Yes
LED Lighting | Reflector | Philips | True |  | PAR20 | E26 (Medium) | E26 (Medium) | Home / Light Bulbs / LED / LED PAR / Philips - 471144 - 7PAR20/LED/F40/830/E26/GL/DIM PAR20 LED Spout Lamp 7W PAR20 LED Lamp - Universal - 500 Lumens - Warm White (3000K) - 80 CRI - 25000 Hours - E26 (Medium) - 120 to 130V Philips - 471144 - 7PAR20/LED/F40/830/E26/GL/DIM | 3000 | 80 | 500 | 71.4286 | 25000 | 7 | 1 | 12 | 12 | 14.1005 | 2020Q3 | https://shop.regencylighting.com/lamps/led/par/7par20-led-f40-830-e26-gl-dim-47114-4.html | Regency Lighting | 2020 | Yes
LED Lighting | Reflector | Philips | True |  | PAR20 | E26 (Medium) | E26 (Medium) | Home / Light Bulbs / LED / LED PAR / Philips - 471151 - 7PAR20/LED/F40/840/E26/GL/DIM Superior Lighting Aesthetics; Optimal Thermal Efficiency in a Sleek, Lightweight Design 7W PAR20 LED Lamp - Universal - 500 Lumens - Cool White (4000K) - 80 CRI - 25000 Hours - E26 (Medium) - 120 to 130V Philips - 471151 - 7PAR20/LED/F40/840/E26/GL/DIM | 4000 | 80 | 500 | 71.4286 | 25000 | 7 | 1 | 12 | 12 | 14.1005 | 2020Q3 | https://shop.regencylighting.com/lamps/led/par/7par20-led-f40-840-e26-gl-dim-47115-1.html | Regency Lighting | 2020 | Yes
LED Lighting | Reflector | Philips | True |  | PAR20 | E26 (Medium) | E26 (Medium) | Home / Light Bulbs / LED / LED PAR / Philips - 453423 - 8PAR20/F25 3000 DIM BLACK Black Housing 8W PAR20 LED Lamp - Universal - 470 Lumens - Warm White (3000K) - 84 CRI - 45000 Hours - E26 (Medium) - 120 to 130V Philips - 453423 - 8PAR20/F25 3000 DIM BLACK | 3000 | 84 | 470 | 58.75 | 45000 | 8 | 1 | 5 | 5 | 5.8752 | 2020Q3 | https://shop.regencylighting.com/lamps/led/par/8par20-f25-3000-dim-black-45342-3.html | Regency Lighting | 2020 | Yes
LED Lighting | Reflector | Dabmar |  |  | PAR20 | E26 (Medium) | E26 (Medium) | Home / Light Bulbs / LED / LED PAR / Dabmar - DL-PAR20-LED-7W-30K PAR20 LED Lamp 7W PAR20 LED Lamp - Universal - 540 Lumens - Warm White (3000K) - 25000 Hours - E26 (Medium) - 120 to 277V (Universal) Dabmar - DL-PAR20-LED-7W-30K | 3000 |  | 540 | 77.1429 | 25000 | 7 | 1 | 52.95 | 52.95 | 62.2183 | 2020Q3 | https://shop.regencylighting.com/lamps/led/par/dl-par20-led-7w-30k-dab.html | Regency Lighting | 2020 | Yes
LED Lighting | Reflector | Eco-Story | True |  | PAR30 | GU24 (Bi-Pin / Twist & Lock) | GU24 (Bi-Pin / Twist & Lock) | Home / Light Bulbs / LED / LED PAR / Eco-Story - ECO-PAR-30-GU-24-WW-30-DM GU24 Base PAR30 LED Lamp 8W GU24 Base PAR30 LED Lamp - Universal - 600 Lumens - Warm White (2700K) - 80 CRI - 40000 Hours - GU24 (Bi-Pin / Twist & Lock) - 120 to 130V Eco-Story - ECO-PAR-30-GU-24-WW-30-DM | 2700 | 80 | 600 | 75 | 40000 | 8 | 1 | 44.91 | 44.91 | 52.771 | 2020Q3 | https://shop.regencylighting.com/lamps/led/par/eco-par-30-gu-24-ww-30-dm-eco.html | Regency Lighting | 2020 | Yes
LED Lighting | Reflector | Eco-Story | True |  | PAR38 | GU24 (Bi-Pin / Twist & Lock) | GU24 (Bi-Pin / Twist & Lock) | Home / Light Bulbs / LED / LED PAR / Eco-Story - ECO-PAR38C-17-GU24-27K-25D GU24 Base PAR38 LED Lamp 17W GU24 Base PAR38 LED Lamp - Universal - 1100 Lumens - Warm White (2700K) - 80 CRI - 40000 Hours - GU24 (Bi-Pin / Twist & Lock) - 120 to 130V Eco-Story - ECO-PAR38C-17-GU24-27K-25D | 2700 | 80 | 1100 | 64.7059 | 40000 | 17 | 1 | 63.64 | 63.64 | 74.7795 | 2020Q3 | https://shop.regencylighting.com/lamps/led/par/eco-par38c-17-gu24-27k-25d-eco.html | Regency Lighting | 2020 | Yes
LED Lighting | Reflector | Focus Industries | True |  | PAR20 | E26 (Medium) | E26 (Medium) | Home / Light Bulbs / LED / LED PAR / Focus Industries - FLLEDP20SS40 Black Housing; Must be installed in Sealed Fixture; Compatible with Focus 120-277V Enclosed Fixtures 8W PAR20 LED Lamp - Universal - 720 Lumens - Warm White (3000K) - 50000 Hours - E26 (Medium) Focus Industries - FLLEDP20SS40 | 3000 | 80 | 750 | 93.75 | 50000 | 8 | 1 | 33.99 | 33.99 | 39.9396 | 2020Q3 | https://shop.regencylighting.com/lamps/led/par/flledp20ss40-foc.html | Regency Lighting | 2020 | Yes
LED Lighting | Reflector | TCP | True |  | PAR38 | E26 (Medium) | E26 (Medium) | Home / Light Bulbs / LED / LED PAR / TCP - L120P38D2530KFL Shatter Resistant; Wet Location Rated; Smooth Outside Housing 13W PAR38 LED Lamp - Universal - 1200 Lumens - Warm White (3000K) - 80 CRI - 25000 Hours - E26 (Medium) - 120 to 130V TCP - L120P38D2530KFL | 3000 | 80 | 1200 | 92.3077 | 25000 | 13 | 1 | 11.66 | 11.66 | 13.701 | 2020Q3 | https://shop.regencylighting.com/lamps/led/par/l120p38d2530kfl-tcp.html | Regency Lighting | 2020 | Yes
LED Lighting | Reflector | TCP | True |  | PAR38 | E26 (Medium) | E26 (Medium) | Home / Light Bulbs / LED / LED PAR / TCP - L120P38D2530KNFL Shatter Resistant; Wet Location Rated; Smooth Outside Housing 13W PAR38 LED Lamp - Universal - 1200 Lumens - Warm White (3000K) - 80 CRI - 25000 Hours - E26 (Medium) - 120 to 130V TCP - L120P38D2530KNFL | 3000 | 80 | 1200 | 92.3077 | 25000 | 13 | 12 | 139.92 | 11.66 | 13.701 | 2020Q3 | https://shop.regencylighting.com/lamps/led/par/l120p38d2530knfl-tcp.html | Regency Lighting | 2020 | Yes
LED Lighting | Reflector | TCP | True |  | PAR20 | E26 (Medium) | E26 (Medium) | Home / Light Bulbs / LED / LED PAR / TCP - LED10P20D27KFL95 Damp Location 10W PAR20 LED Lamp - Universal - 500 Lumens - Warm White (2700K) - 90 CRI - 25000 Hours - E26 (Medium) - 120 to 130V - White TCP - LED10P20D27KFL95 | 2700 | 90 | 500 | 50 | 25000 | 10 | 1 | 16.85 | 16.85 | 19.7994 | 2020Q3 | https://shop.regencylighting.com/lamps/led/par/led10p20d27kfl95-tcp.html | Regency Lighting | 2020 | Yes
LED Lighting | Reflector | TCP | True |  | PAR20 | E26 (Medium) | E26 (Medium) | Home / Light Bulbs / LED / LED PAR / TCP - LED10P20D27KNFL Damp Location 10W PAR20 LED Lamp - Universal - 600 Lumens - Warm White (2700K) - 82 CRI - 25000 Hours - E26 (Medium) - 120 to 130V - White TCP - LED10P20D27KNFL | 2700 | 82 | 600 | 60 | 25000 | 10 | 48 | 735.36 | 15.32 | 18.0016 | 2020Q3 | https://shop.regencylighting.com/lamps/led/par/led10p20d27knfl-tcp.html | Regency Lighting | 2020 | Yes
LED Lighting | Reflector | TCP | True |  | PAR30 | E26 (Medium) | E26 (Medium) | Home / Light Bulbs / LED / LED PAR / TCP - LED10P30SD27KNFL Damp Location 10W PAR30 LED Lamp - Universal - 700 Lumens - Warm White (2700K) - 82 CRI - 25000 Hours - E26 (Medium) - 120 to 130V - White TCP - LED10P30SD27KNFL | 2700 | 82 | 700 | 70 | 25000 | 10 | 12 | 197.4 | 16.45 | 19.3294 | 2020Q3 | https://shop.regencylighting.com/lamps/led/par/led10p30sd27knfl-tcp.html | Regency Lighting | 2020 | Yes
LED Lighting | Reflector | TCP | True |  | PAR30 | E26 (Medium) | E26 (Medium) | Home / Light Bulbs / LED / LED PAR / TCP - LED10P30SD30KFL Damp Location 10W PAR30 LED Lamp - Universal - 725 Lumens - Warm White (3000K) - 82 CRI - 25000 Hours - E26 (Medium) - 120 to 130V - White TCP - LED10P30SD30KFL | 3000 | 82 | 725 | 72.5 | 25000 | 10 | 12 | 197.4 | 16.45 | 19.3294 | 2020Q3 | https://shop.regencylighting.com/lamps/led/par/led10p30sd30kfl-tcp.html | Regency Lighting | 2020 | Yes
LED Lighting | Reflector | TCP | True |  | PAR30 | E26 (Medium) | E26 (Medium) | Home / Light Bulbs / LED / LED PAR / TCP - LED10P30SD41KNFL Damp Location 10W PAR30 LED Lamp - Universal - 700 Lumens - Cool White (4100K) - 82 CRI - 25000 Hours - E26 (Medium) - 120 to 130V - white TCP - LED10P30SD41KNFL | 4100 | 82 | 700 | 70 | 25000 | 10 | 1 | 16.45 | 16.45 | 19.3294 | 2020Q3 | https://shop.regencylighting.com/lamps/led/par/led10p30sd41knfl-tcp.html | Regency Lighting | 2020 | Yes
LED Lighting | Reflector | TCP | False |  | PAR30 | E26 (Medium) | E26 (Medium) | Home / Light Bulbs / LED / LED PAR / TCP - LED10P30SV27KFL Damp Location 10W PAR30 Short Neck LED Lamp - Universal - 600 Lumens - Warm White (2700K) - 82 CRI - 25000 Hours - E26 (Medium) - 120 to 130V TCP - LED10P30SV27KFL | 2700 | 82 | 600 | 60 | 25000 | 10 | 1 | 14.81 | 14.81 | 17.4023 | 2020Q3 | https://shop.regencylighting.com/lamps/led/par/led10p30sv27kfl-tcp.html | Regency Lighting | 2020 | Yes
LED Lighting | Reflector | Sylvania | True | Daylighting/Photocell, | PAR30LN | E26 (Medium) | E26 (Medium) | Home / Light Bulbs / LED / LED PAR / Sylvania - 74603 - LED11PAR30LNDIM850FL4013YGLWRP PAR30LN LED Lamp 11W PAR30 Long Neck LED Lamp - Universal - 850 Lumens - Daylight (5000K) - 82 CRI - 15000 Hours - E26 (Medium) - 120 to 130V Sylvania - 74603 - LED11PAR30LNDIM850FL4013YGLWRP | 5000 | 82 | 850 | 77.2727 | 15000 | 11 | 1 | 17.24 | 17.24 | 20.2577 | 2020Q3 | https://shop.regencylighting.com/lamps/led/par/led11par30lndim850fl4013yglwrp-74603.html | Regency Lighting | 2020 | Yes
LED Lighting | Reflector | Sylvania | True |  | PAR38 | E26 (Medium) | E26 (Medium) | Home / Light Bulbs / LED / LED PAR / Sylvania - 79259 - LED11PAR38/DIM/830/FL30/G2/RP Indoor/Outdoor Damp Rated; Energy Star Rated 11W PAR38 LED Lamp - Universal - 850 Lumens - Warm White (3000K) - 82 CRI - 25000 Hours - E26 (Medium) - 120 to 130V Sylvania - 79259 - LED11PAR38/DIM/830/FL30/G2/RP | 3000 | 82 | 850 | 77.2727 | 25000 | 11 | 1 | 23.55 | 23.55 | 27.6722 | 2020Q3 | https://shop.regencylighting.com/lamps/led/par/led11par38-dim-830-fl30-g2-rp-79259.html | Regency Lighting | 2020 | Yes
LED Lighting | Reflector | TCP | True | Daylighting/Photocell, | PAR30 | E26 (Medium) | E26 (Medium) | Home / Light Bulbs / LED / LED PAR / TCP - LED12E26P30S50KFL PAR30 LED Lamp 12W PAR30 Short LED Light Bulb - Universal - 650 Lumens - Daylight (5000K) - 80 CRI - 25000 Hours - E26 (Medium) - 120 to 130V TCP - LED12E26P30S50KFL | 5000 | 80 | 650 | 54.1667 | 25000 | 12 | 1 | 47.93 | 47.93 | 56.3196 | 2020Q3 | https://shop.regencylighting.com/lamps/led/par/led12e26p30s50kfl-tcp.html | Regency Lighting | 2020 | Yes
LED Lighting | Reflector | TCP | False |  | PAR30LN | E26 (Medium) | E26 (Medium) | Home / Light Bulbs / LED / LED PAR / TCP - LED12P3035KFL Shatter Resistant; UL Approved for Damp Locations 12W PAR30 Long Neck LED Lamp - Universal - 850 Lumens - Neutral White (3500K) - 82 CRI - 25000 hrs. - E26 (Medium) - 120 to 130V - White TCP - LED12P3035KFL | 3500 | 82 | 850 | 70.8333 | 25000 | 12 | 1 | 24.33 | 24.33 | 28.5887 | 2020Q3 | https://shop.regencylighting.com/lamps/led/par/led12p3035kfl-tcp.html | Regency Lighting | 2020 | Yes
LED Lighting | Reflector | TCP | False |  | PAR30LN | E26 (Medium) | E26 (Medium) | Home / Light Bulbs / LED / LED PAR / TCP - LED12P3041KFL Damp Location; Energy Star Certified 12W PAR30 Long Neck LED Lamp - Universal - 875 Lumens - Cool White (4100K) - 82 CRI - 25000 Hours - E26 (Medium) - 120 to 130V TCP - LED12P3041KFL | 4100 | 82 | 875 | 72.9167 | 25000 | 12 | 1 | 24.33 | 24.33 | 28.5887 | 2020Q3 | https://shop.regencylighting.com/lamps/led/par/led12p3041kfl-tcp.html | Regency Lighting | 2020 | Yes
LED Lighting | Reflector | TCP | True |  | PAR30 | E26 (Medium) | E26 (Medium) | Home / Light Bulbs / LED / LED PAR / TCP - LED12P30SD27KFL Damp Location 12W PAR30 LED Lamp - Universal - 850 Lumens - Warm White (2700K) - 82 CRI - 25000 Hours - E26 (Medium) - 120 to 130V - White TCP - LED12P30SD27KFL | 2700 | 82 | 850 | 70.8333 | 25000 | 12 | 12 | 202.92 | 16.91 | 19.8699 | 2020Q3 | https://shop.regencylighting.com/lamps/led/par/led12p30sd27kfl-tcp.html | Regency Lighting | 2020 | Yes
LED Lighting | Reflector | TCP | True |  | PAR30 | E26 (Medium) | E26 (Medium) | Home / Light Bulbs / LED / LED PAR / TCP - LED12P30SD27KNFL Damp Location 12W PAR30 LED Lamp - Universal - 850 Lumens - Warm White (2700K) - 82 CRI - 25000 Hours - E26 (Medium) - 120 to 130V - White TCP - LED12P30SD27KNFL | 2700 | 82 | 850 | 70.8333 | 25000 | 12 | 12 | 202.92 | 16.91 | 19.8699 | 2020Q3 | https://shop.regencylighting.com/lamps/led/par/led12p30sd27knfl-tcp.html | Regency Lighting | 2020 | Yes
LED Lighting | Reflector | TCP | True |  | PAR30 | E26 (Medium) | E26 (Medium) | Home / Light Bulbs / LED / LED PAR / TCP - LED12P30SD30KFL Damp Location 12W PAR30 LED Lamp - Universal - 875 Lumens - Warm White (3000K) - 82 CRI - 25000 Hours - E26 (Medium) - 120 to 130V - White TCP - LED12P30SD30KFL | 3000 | 82 | 875 | 72.9167 | 25000 | 12 | 12 | 202.92 | 16.91 | 19.8699 | 2020Q3 | https://shop.regencylighting.com/lamps/led/par/led12p30sd30kfl-tcp.html | Regency Lighting | 2020 | Yes
LED Lighting | Reflector | TCP | True |  | PAR30 | E26 (Medium) | E26 (Medium) | Home / Light Bulbs / LED / LED PAR / TCP - LED12P30SD30KNFL PAR30 LED Dimmable PAR Lamp 12W PAR30 LED Dimmable PAR Lamp - Universal - 875 Lumens - Warm White (3000K) - 82 CRI - 25000 Hours - E26 (Medium) - 120 to 130V TCP - LED12P30SD30KNFL | 3000 | 82 | 875 | 72.9167 | 25000 | 12 | 1 | 16.91 | 16.91 | 19.8699 | 2020Q3 | https://shop.regencylighting.com/lamps/led/par/led12p30sd30knfl-tcp.html | Regency Lighting | 2020 | Yes
LED Lighting | Reflector | TCP | True |  | PAR30 | E26 (Medium) | E26 (Medium) | Home / Light Bulbs / LED / LED PAR / TCP - LED12P30SD30KNFL95 Damp Location 12W PAR30 LED Lamp - Universal - 750 Lumens - Warm White (3000K) - 90 CRI - 25000 Hours - E26 (Medium) - 120 to 130V - White TCP - LED12P30SD30KNFL95 | 3000 | 90 | 750 | 62.5 | 25000 | 12 | 12 | 226.32 | 18.86 | 22.1612 | 2020Q3 | https://shop.regencylighting.com/lamps/led/par/led12p30sd30knfl95-tcp.html | Regency Lighting | 2020 | Yes
LED Lighting | Reflector | TCP | True |  | PAR30 | E26 (Medium) | E26 (Medium) | Home / Light Bulbs / LED / LED PAR / TCP - LED12P30SD30KSP PAR30 LED Dimmable PAR Lamp 12W PAR30 LED Dimmable PAR Lamp - Universal - 850 Lumens - Warm White (3000K) - 82 CRI - 25000 Hours - E26 (Medium) - 120 to 130V TCP - LED12P30SD30KSP | 3000 | 82 | 850 | 70.8333 | 25000 | 12 | 1 | 16.91 | 16.91 | 19.8699 | 2020Q3 | https://shop.regencylighting.com/lamps/led/par/led12p30sd30ksp-tcp.html | Regency Lighting | 2020 | Yes
LED Lighting | Reflector | TCP | True |  | PAR30 | E26 (Medium) | E26 (Medium) | Home / Light Bulbs / LED / LED PAR / TCP - LED12P30SD30KSP95 Damp Location 12W PAR30 LED Lamp - Universal - 693 Lumens - Warm White (3000K) - 90 CRI - 25000 Hours - E26 (Medium) - 120 to 130V - White TCP - LED12P30SD30KSP95 | 3000 | 90 | 693 | 57.75 | 25000 | 12 | 1 | 18.86 | 18.86 | 22.1612 | 2020Q3 | https://shop.regencylighting.com/lamps/led/par/led12p30sd30ksp95-tcp.html | Regency Lighting | 2020 | Yes
LED Lighting | Reflector | TCP | True |  | PAR30 | E26 (Medium) | E26 (Medium) | Home / Light Bulbs / LED / LED PAR / TCP - LED12P30SD30KSPB Approved for Use in Damp Locations; Black Housing; Energy Star Qualified 12W PAR30 Long Neck LED Lamp - Universal - 875 Lumens - Warm White (3000K) - 80 CRI - 25000 hrs. - E26 (Medium) - 120 to 130V - Black TCP - LED12P30SD30KSPB | 3000 | 80 | 875 | 72.9167 | 25000 | 12 | 1 | 18.86 | 18.86 | 22.1612 | 2020Q3 | https://shop.regencylighting.com/lamps/led/par/led12p30sd30kspb-tcp.html | Regency Lighting | 2020 | Yes
LED Lighting | Reflector | TCP | True |  | PAR30 | E26 (Medium) | E26 (Medium) | Home / Light Bulbs / LED / LED PAR / TCP - LED12P30SD35KFL Shatter Resistant; UL Approved for Damp Locations 12W PAR30 LED Lamp - Universal - 675 Lumens - Neutral White (3500K) - 82 CRI - 25000 hrs. - E26 (Medium) - 120 to 130V - White TCP - LED12P30SD35KFL | 3500 | 82 | 675 | 56.25 | 25000 | 12 | 1 | 16.91 | 16.91 | 19.8699 | 2020Q3 | https://shop.regencylighting.com/lamps/led/par/led12p30sd35kfl-tcp.html | Regency Lighting | 2020 | Yes
LED Lighting | Reflector | TCP | True |  | PAR30 | E26 (Medium) | E26 (Medium) | Home / Light Bulbs / LED / LED PAR / TCP - LED12P30SD35KNFL Damp Location 12W PAR30 LED Lamp - Universal - 900 Lumens - Neutral White (3500K) - 82 CRI - 25000 Hours - E26 (Medium) - 120 to 130V - White TCP - LED12P30SD35KNFL | 3500 | 82 | 900 | 75 | 25000 | 12 | 12 | 202.92 | 16.91 | 19.8699 | 2020Q3 | https://shop.regencylighting.com/lamps/led/par/led12p30sd35knfl-tcp.html | Regency Lighting | 2020 | Yes
LED Lighting | Reflector | TCP | True |  | PAR30 | E26 (Medium) | E26 (Medium) | Home / Light Bulbs / LED / LED PAR / TCP - LED12P30SD41KFL Damp Location 12W PAR30 LED Lamp - Universal - 925 Lumens - Cool White (4100K) - 82 CRI - 25000 Hours - E26 (Medium) - 120 to 130V - White TCP - LED12P30SD41KFL | 4100 | 82 | 925 | 77.0833 | 25000 | 12 | 12 | 202.92 | 16.91 | 19.8699 | 2020Q3 | https://shop.regencylighting.com/lamps/led/par/led12p30sd41kfl-tcp.html | Regency Lighting | 2020 | Yes
LED Lighting | Reflector | TCP | True | Daylighting/Photocell, | PAR30 | E26 (Medium) | E26 (Medium) | Home / Light Bulbs / LED / LED PAR / TCP - LED12P30SD50KFL Damp Location 12W PAR30 LED Dimmable PAR Lamp - Universal - 850 Lumens - Daylight (5000K) - 80 CRI - 25000 Hours - E26 (Medium) - 120 to 130V TCP - LED12P30SD50KFL | 5000 | 80 | 850 | 70.8333 | 25000 | 12 | 1 | 16.91 | 16.91 | 19.8699 | 2020Q3 | https://shop.regencylighting.com/lamps/led/par/led12p30sd50kfl-tcp.html | Regency Lighting | 2020 | Yes
LED Lighting | Reflector | TCP | True | Daylighting/Photocell, | PAR30 | E26 (Medium) | E26 (Medium) | Home / Light Bulbs / LED / LED PAR / TCP - LED12P30SD50KNFL Damp Location Rated 12W PAR30 LED Lamp - Universal - 875 Lumens - Daylight (5000K) - 82 CRI - 25000 Hours - E26 (Medium) - 120 to 130V TCP - LED12P30SD50KNFL | 5000 | 82 | 875 | 72.9167 | 25000 | 12 | 1 | 16.91 | 16.91 | 19.8699 | 2020Q3 | https://shop.regencylighting.com/lamps/led/par/led12p30sd50knfl-tcp.html | Regency Lighting | 2020 | Yes
LED Lighting | Reflector | Sylvania | True |  | PAR30LN | E26 (Medium) | E26 (Medium) | Home / Light Bulbs / LED / LED PAR / Sylvania - 78228 - LED13PAR30LNDIM830FL40GL1W Indoor/Outdoor Wet Rated; Energy Star Rated 13W PAR30 Long Neck LED Lamp - Universal - 825 Lumens - Warm White (3000K) - 82 CRI - 25000 Hours - E26 (Medium) - 120 to 130V Sylvania - 78228 - LED13PAR30LNDIM830FL40GL1W | 3000 | 82 | 825 | 63.4615 | 25000 | 13 | 6 | 1822.98 | 303.83 | 357.012 | 2020Q3 | https://shop.regencylighting.com/lamps/led/par/led13par30lndim830fl40gl1w-78228.html | Regency Lighting | 2020 | No
LED Lighting | Reflector | Sylvania | False |  | PAR38 | E26 (Medium) | E26 (Medium) | Home / Light Bulbs / LED / LED PAR / Sylvania - 79276 - LED13PAR38830FL4510YVRP2 Indoor/Outdoor Damp Rated 13W PAR38 LED Lamp - Universal - 1050 Lumens - Warm White (3000K) - 82 CRI - 11000 Hours - E26 (Medium) - 120 to 130V Sylvania - 79276 - LED13PAR38830FL4510YVRP2 | 3000 | 82 | 1050 | 80.7692 | 11000 | 13 | 12 | 119.16 | 9.93 | 11.6681 | 2020Q3 | https://shop.regencylighting.com/lamps/led/par/led13par38830fl4510yvrp2-79276.html | Regency Lighting | 2020 | Yes
LED Lighting | Reflector | Sylvania | False | Daylighting/Photocell, | PAR38 | E26 (Medium) | E26 (Medium) | Home / Light Bulbs / LED / LED PAR / Sylvania - 79736 - LED13PAR38850FL4510YVRP2 Universal Input 13W PAR38 LED Lamp - Universal - 1200 Lumens - Daylight (5000K) - 82 CRI - 11000 Hours - E26 (Medium) - 120 to 130V Sylvania - 79736 - LED13PAR38850FL4510YVRP2 | 5000 | 82 | 1200 | 92.3077 | 11000 | 13 | 6 | 59.58 | 9.93 | 11.6681 | 2020Q3 | https://shop.regencylighting.com/lamps/led/par/led13par38850fl4510yvrp2-79736.html | Regency Lighting | 2020 | Yes
LED Lighting | Reflector | TCP | True |  | PAR38 | E26 (Medium) | E26 (Medium) | Home / Light Bulbs / LED / LED PAR / TCP - LED14E26P3827KFL PAR38 Flood LED Bulb 14W PAR38 LED Lamp - Universal - 850 Lumens - Warm White (2700K) - 85 CRI - 25000 Hours - E26 (Medium) - 120 to 130V TCP - LED14E26P3827KFL | 2700 | 85 | 850 | 60.7143 | 25000 | 14 | 1 | 41.13 | 41.13 | 48.3293 | 2020Q3 | https://shop.regencylighting.com/lamps/led/par/led14e26p3827kfl-tcp.html | Regency Lighting | 2020 | Yes
LED Lighting | Reflector | TCP | True |  | PAR30LN | E26 (Medium) | E26 (Medium) | Home / Light Bulbs / LED / LED PAR / TCP - LED14P30D27KFL Damp Location 14W PAR30 Long Neck LED Lamp - Universal - 1050 Lumens - Warm White (2700K) - 82 CRI - 25000 Hours - E26 (Medium) - 120 to 130V - White TCP - LED14P30D27KFL | 2700 | 82 | 1050 | 75 | 25000 | 14 | 12 | 213.24 | 17.77 | 20.8804 | 2020Q3 | https://shop.regencylighting.com/lamps/led/par/led14p30d27kfl-tcp.html | Regency Lighting | 2020 | Yes
LED Lighting | Reflector | TCP | True |  | PAR30LN | E26 (Medium) | E26 (Medium) | Home / Light Bulbs / LED / LED PAR / TCP - LED14P30D27KFL95 Damp Location 14W PAR30 Long Neck LED Lamp - Universal - 850 Lumens - Warm White (2700K) - 90 CRI - 25000 Hours - E26 (Medium) - 120 to 130V - White TCP - LED14P30D27KFL95 | 2700 | 90 | 850 | 60.7143 | 25000 | 14 | 1 | 19.73 | 19.73 | 23.1835 | 2020Q3 | https://shop.regencylighting.com/lamps/led/par/led14p30d27kfl95-tcp.html | Regency Lighting | 2020 | Yes
LED Lighting | Reflector | TCP | True |  | PAR30LN | E26 (Medium) | E26 (Medium) | Home / Light Bulbs / LED / LED PAR / TCP - LED14P30D27KFLB Black Housing; Damp Location Rated 14W PAR30 Long Neck LED Lamp - Universal - 1050 Lumens - Warm White (2700K) - 82 CRI - 25000 Hours - E26 (Medium) - 120 to 130V TCP - LED14P30D27KFLB | 2700 | 82 | 1050 | 75 | 25000 | 14 | 1 | 19.73 | 19.73 | 23.1835 | 2020Q3 | https://shop.regencylighting.com/lamps/led/par/led14p30d27kflb-tcp.html | Regency Lighting | 2020 | Yes
LED Lighting | Reflector | TCP | True |  | PAR30LN | E26 (Medium) | E26 (Medium) | Home / Light Bulbs / LED / LED PAR / TCP - LED14P30D27KNFL Damp Location 14W PAR30 Long Neck LED Lamp - Universal - 1050 Lumens - Warm White (2700K) - 82 CRI - 25000 Hours - E26 (Medium) - 120 to 130V - White TCP - LED14P30D27KNFL | 2700 | 82 | 1050 | 75 | 25000 | 14 | 12 | 213.24 | 17.77 | 20.8804 | 2020Q3 | https://shop.regencylighting.com/lamps/led/par/led14p30d27knfl-tcp.html | Regency Lighting | 2020 | Yes
LED Lighting | Reflector | TCP | True |  | PAR30LN | E26 (Medium) | E26 (Medium) | Home / Light Bulbs / LED / LED PAR / TCP - LED14P30D27KSP Damp Location 14W PAR30 Long Neck LED Lamp - Universal - 1050 Lumens - Warm White (2700K) - 82 CRI - 25000 Hours - E26 (Medium) - 120 to 130V - White TCP - LED14P30D27KSP | 2700 | 82 | 1050 | 75 | 25000 | 14 | 1 | 17.77 | 17.77 | 20.8804 | 2020Q3 | https://shop.regencylighting.com/lamps/led/par/led14p30d27ksp-tcp.html | Regency Lighting | 2020 | Yes
LED Lighting | Reflector | TCP | True |  | PAR30LN | E26 (Medium) | E26 (Medium) | Home / Light Bulbs / LED / LED PAR / TCP - LED14P30D30KFL Damp Location 14W PAR30 Long Neck LED Lamp - Universal - 1100 Lumens - Warm White (3000K) - 82 CRI - 25000 Hours - E26 (Medium) - 120 to 130V - White TCP - LED14P30D30KFL | 3000 | 82 | 1100 | 78.5714 | 25000 | 14 | 12 | 182.16 | 15.18 | 17.8371 | 2020Q3 | https://shop.regencylighting.com/lamps/led/par/led14p30d30kfl-tcp.html | Regency Lighting | 2020 | Yes
LED Lighting | Reflector | TCP | True |  | PAR30LN | E26 (Medium) | E26 (Medium) | Home / Light Bulbs / LED / LED PAR / TCP - LED14P30D30KFL95 Damp Location; Energy Star Certified 14W PAR30 Long Neck LED Lamp - Universal - 1000 Lumens - Warm White (3000K) - 90 CRI - 25000 Hours - E26 (Medium) - 120 to 130V TCP - LED14P30D30KFL95 | 3000 | 90 | 1000 | 71.4286 | 25000 | 14 | 1 | 21.74 | 21.74 | 25.5453 | 2020Q3 | https://shop.regencylighting.com/lamps/led/par/led14p30d30kfl95-tcp.html | Regency Lighting | 2020 | Yes
LED Lighting | Reflector | TCP | True |  | PAR30LN | E26 (Medium) | E26 (Medium) | Home / Light Bulbs / LED / LED PAR / TCP - LED14P30D30KNFL Damp Location 14W PAR30 Long Neck LED Lamp - Universal - 1100 Lumens - Warm White (3000K) - 82 CRI - 25000 Hours - E26 (Medium) - 120 to 130V - White TCP - LED14P30D30KNFL | 3000 | 82 | 1100 | 78.5714 | 25000 | 14 | 12 | 213.24 | 17.77 | 20.8804 | 2020Q3 | https://shop.regencylighting.com/lamps/led/par/led14p30d30knfl-tcp.html | Regency Lighting | 2020 | Yes
LED Lighting | Reflector | TCP | True |  | PAR30LN | E26 (Medium) | E26 (Medium) | Home / Light Bulbs / LED / LED PAR / TCP - LED14P30D30KSP Damp Location; Energy Star Certified 14W PAR30 Long Neck LED Lamp - Universal - 1100 Lumens - Warm White (3000K) - 80 CRI - 25000 Hours - E26 (Medium) - 120 to 130V TCP - LED14P30D30KSP | 3000 | 80 | 1100 | 78.5714 | 25000 | 14 | 1 | 17.77 | 17.77 | 20.8804 | 2020Q3 | https://shop.regencylighting.com/lamps/led/par/led14p30d30ksp-tcp.html | Regency Lighting | 2020 | Yes
LED Lighting | Reflector | TCP | True |  | PAR30LN | E26 (Medium) | E26 (Medium) | Home / Light Bulbs / LED / LED PAR / TCP - LED14P30D35KFL Damp Location 14W PAR30 Long Neck LED Lamp - Universal - 1125 Lumens - Neutral White (3500K) - 82 CRI - 25000 Hours - E26 (Medium) - 120 to 130V TCP - LED14P30D35KFL | 3500 | 82 | 1125 | 80.3571 | 25000 | 14 | 1 | 17.77 | 17.77 | 20.8804 | 2020Q3 | https://shop.regencylighting.com/lamps/led/par/led14p30d35kfl-tcp.html | Regency Lighting | 2020 | Yes
LED Lighting | Reflector | TCP | True |  | PAR30LN | E26 (Medium) | E26 (Medium) | Home / Light Bulbs / LED / LED PAR / TCP - LED14P30D35KNFL Shatter Resistant; Damp Location Rated; Smooth Outside Housing 14W PAR30 Long Neck LED Lamp - Universal - 1125 Lumens - Neutral White (3500K) - 82 CRI - 25000 Hours - E26 (Medium) - 120 to 130V TCP - LED14P30D35KNFL | 3500 | 82 | 1125 | 80.3571 | 25000 | 14 | 1 | 17.77 | 17.77 | 20.8804 | 2020Q3 | https://shop.regencylighting.com/lamps/led/par/led14p30d35knfl-tcp.html | Regency Lighting | 2020 | Yes
LED Lighting | Reflector | TCP | True |  | PAR30LN | E26 (Medium) | E26 (Medium) | Home / Light Bulbs / LED / LED PAR / TCP - LED14P30D41KFL Damp Location 14W PAR30 Long Neck LED Lamp - Universal - 1150 Lumens - Cool White (4100K) - 82 CRI - 25000 Hours - E26 (Medium) - 120 to 130V - White TCP - LED14P30D41KFL | 4100 | 82 | 1150 | 82.1429 | 25000 | 14 | 12 | 213.24 | 17.77 | 20.8804 | 2020Q3 | https://shop.regencylighting.com/lamps/led/par/led14p30d41kfl-tcp.html | Regency Lighting | 2020 | Yes
LED Lighting | Reflector | TCP | True |  | PAR30LN | E26 (Medium) | E26 (Medium) | Home / Light Bulbs / LED / LED PAR / TCP - LED14P30D41KNFL Damp Location 14W PAR30 Long Neck LED Lamp - Universal - 1150 Lumens - Cool White (4100K) - 82 CRI - 25000 Hours - E26 (Medium) - 120 to 130V TCP - LED14P30D41KNFL | 4100 | 82 | 1150 | 82.1429 | 25000 | 14 | 1 | 17.77 | 17.77 | 20.8804 | 2020Q3 | https://shop.regencylighting.com/lamps/led/par/led14p30d41knfl-tcp.html | Regency Lighting | 2020 | Yes
LED Lighting | Reflector | TCP | True |  | PAR30LN | E26 (Medium) | E26 (Medium) | Home / Light Bulbs / LED / LED PAR / TCP - LED14P30D41KNFLB Black Housing; Damp Location Rated; Energy Star Certified 14W PAR30 Long Neck LED Lamp - Universal - 1150 Lumens - Cool White (4100K) - 80 CRI - 25000 Hours - E26 (Medium) - 120 to 130V TCP - LED14P30D41KNFLB | 4100 | 80 | 1150 | 82.1429 | 25000 | 14 | 1 | 18.57 | 18.57 | 21.8205 | 2020Q3 | https://shop.regencylighting.com/lamps/led/par/led14p30d41knflb-tcp.html | Regency Lighting | 2020 | Yes
LED Lighting | Reflector | TCP | True | Daylighting/Photocell, | PAR30LN | E26 (Medium) | E26 (Medium) | Home / Light Bulbs / LED / LED PAR / TCP - LED14P30D50KFL Damp Location 14W PAR30 Long Neck LED Lamp - Universal - 1150 Lumens - Daylight (5000K) - 82 CRI - 25000 Hours - E26 (Medium) - 120 to 130V TCP - LED14P30D50KFL | 5000 | 82 | 1150 | 82.1429 | 25000 | 14 | 1 | 17.77 | 17.77 | 20.8804 | 2020Q3 | https://shop.regencylighting.com/lamps/led/par/led14p30d50kfl-tcp.html | Regency Lighting | 2020 | Yes
LED Lighting | Reflector | TCP | True |  | PAR38 | E26 (Medium) | E26 (Medium) | Home / Light Bulbs / LED / LED PAR / TCP - LED14P38D30KWFL Damp Location 14W PAR38 LED Lamp - Universal - 1200 Lumens - Warm White (3000K) - 82 CRI - 25000 Hours - E26 (Medium) - 120 to 130V - White TCP - LED14P38D30KWFL | 3000 | 82 | 1200 | 85.7143 | 25000 | 14 | 1 | 16.72 | 16.72 | 19.6466 | 2020Q3 | https://shop.regencylighting.com/lamps/led/par/led14p38d30kwfl-tcp.html | Regency Lighting | 2020 | Yes
LED Lighting | Reflector | Sylvania | True |  | PAR38 | E26 (Medium) | E26 (Medium) | Home / Light Bulbs / LED / LED PAR / Sylvania - 74034 - LED14PAR38/DIM/830/FL40/GL1/W Indoor/Outdoor Wet Rated; Energy Star Rated 14W PAR38 LED Lamp - Universal - 1050 Lumens - Warm White (3000K) - 82 CRI - 25000 Hours - E26 (Medium) - 120 to 130V Sylvania - 74034 - LED14PAR38/DIM/830/FL40/GL1/W | 3000 | 82 | 1050 | 75 | 25000 | 14 | 6 | 55.08 | 9.18 | 10.7869 | 2020Q3 | https://shop.regencylighting.com/lamps/led/par/led14par38-dim-830-fl40-gl1-w-74034.html | Regency Lighting | 2020 | Yes
LED Lighting | Reflector | Sylvania | True |  | PAR38 | E26 (Medium) | E26 (Medium) | Home / Light Bulbs / LED / LED PAR / Sylvania - 74036 - LED14PAR38/DIM/830/SP12/GL1/W Glass PAR38 LED Lamp 14W PAR38 LED Lamp - Universal - 1050 Lumens - Warm White (3000K) - 82 CRI - 25000 Hours - E26 (Medium) - 120 to 130V - Anodized Aluminum Sylvania - 74036 - LED14PAR38/DIM/830/SP12/GL1/W | 3000 | 82 | 1050 | 75 | 25000 | 14 | 6 | 1822.98 | 303.83 | 357.012 | 2020Q3 | https://shop.regencylighting.com/lamps/led/par/led14par38-dim-830-sp12-gl1-w-74036.html | Regency Lighting | 2020 | No
LED Lighting | Reflector | TCP | True |  | PAR38 | E26 (Medium) | E26 (Medium) | Home / Light Bulbs / LED / LED PAR / TCP - LED15P38DA PAR38 LED Dimmable Lamp 15W PAR38 LED Lamp - Universal - 975 Lumens - Warm White (3000K) - 82 CRI - 25000 Hours - E26 (Medium) - 120 to 130V TCP - LED15P38DA | 3000 | 82 | 975 | 65 | 25000 | 15 | 1 | 20.33 | 20.33 | 23.8885 | 2020Q3 | https://shop.regencylighting.com/lamps/led/par/led15p38da-tcp.html | Regency Lighting | 2020 | Yes
LED Lighting | Reflector | TCP | True |  | PAR38 | E26 (Medium) | E26 (Medium) | Home / Light Bulbs / LED / LED PAR / TCP - LED17E26P3830KNFL PAR38 Dimmable LED Lamp 17W PAR38 LED Lamp - Universal - 1050 Lumens - Warm White (3000K) - 85 CRI - 50000 Hours - E26 (Medium) - 120 to 130V TCP - LED17E26P3830KNFL | 3000 | 85 | 1050 | 61.7647 | 50000 | 17 | 1 | 26.44 | 26.44 | 31.068 | 2020Q3 | https://shop.regencylighting.com/lamps/led/par/led17e26p3830knfl-tcp.html | Regency Lighting | 2020 | Yes
LED Lighting | Reflector | TCP | False |  | PAR38 | E26 (Medium) | E26 (Medium) | Home / Light Bulbs / LED / LED PAR / TCP - LED17P38277V30KFL PAR38 LED Lamp 17W PAR38 LED Lamp - Universal - 1250 Lumens - Warm White (3000K) - 82 CRI - 25000 Hours - E26 (Medium) - 277V TCP - LED17P38277V30KFL | 3000 | 82 | 1250 | 73.5294 | 25000 | 17 | 1 | 26.78 | 26.78 | 31.4675 | 2020Q3 | https://shop.regencylighting.com/lamps/led/par/led17p38277v30kfl-tcp.html | Regency Lighting | 2020 | Yes
LED Lighting | Reflector | TCP | False |  | PAR38 | E26 (Medium) | E26 (Medium) | Home / Light Bulbs / LED / LED PAR / TCP - LED17P38277V41KFL PAR38 LED Lamp 17W PAR38 LED Lamp - Universal - 1300 Lumens - Cool White (4100K) - 82 CRI - 25000 Hours - E26 (Medium) - 277V TCP - LED17P38277V41KFL | 4100 | 82 | 1300 | 76.4706 | 25000 | 17 | 1 | 26.78 | 26.78 | 31.4675 | 2020Q3 | https://shop.regencylighting.com/lamps/led/par/led17p38277v41kfl-tcp.html | Regency Lighting | 2020 | Yes
LED Lighting | Reflector | TCP | False |  | PAR38 | E26 (Medium) | E26 (Medium) | Home / Light Bulbs / LED / LED PAR / TCP - LED23E26P3827KNFLND PAR38 Non-Dimmable LED Lamp 23W PAR38 LED Lamp - Universal - 1550 Lumens - Warm White (2700K) - 82 CRI - 50000 Hours - E26 (Medium) - 120 to 130V TCP - LED23E26P3827KNFLND | 2700 | 82 | 1550 | 67.3913 | 50000 | 23 | 1 | 15.65 | 15.65 | 18.3894 | 2020Q3 | https://shop.regencylighting.com/lamps/led/par/led23e26p3827knflnd-tcp.html | Regency Lighting | 2020 | Yes
LED Lighting | Reflector | Sylvania | True |  | PAR38 | E26 (Medium) | E26 (Medium) | Home / Light Bulbs / LED / LED PAR / Sylvania - 74796 - LED25PAR38HODIM830FL40W PAR38 LED Lamp 25W PAR38 LED Lamp - Universal - 2650 Lumens - Warm White (3000K) - 82 CRI - 25000 Hours - E26 (Medium) - 120 to 130V Sylvania - 74796 - LED25PAR38HODIM830FL40W | 3000 | 82 | 2650 | 106 | 25000 | 25 | 1 | 40.86 | 40.86 | 48.0121 | 2020Q3 | https://shop.regencylighting.com/lamps/led/par/led25par38hodim830fl40w-74796.html | Regency Lighting | 2020 | Yes
LED Lighting | Reflector | Sylvania | True |  | PAR38 | E26 (Medium) | E26 (Medium) | Home / Light Bulbs / LED / LED PAR / Sylvania - 79363 - LED26PAR38HO/DIM/830/SP15/W/120 Indoor/Outdoor Wet Rated; Energy Star Rated 26W PAR38 LED Lamp - Universal - 2300 Lumens - Warm White (3000K) - 81 CRI - 25000 Hours - E26 (Medium) - 120 to 130V Sylvania - 79363 - LED26PAR38HO/DIM/830/SP15/W/120 | 3000 | 81 | 2300 | 88.4615 | 25000 | 26 | 6 | 245.16 | 40.86 | 48.0121 | 2020Q3 | https://shop.regencylighting.com/lamps/led/par/led26par38ho-dim-830-sp15-w-120-79363.html | Regency Lighting | 2020 | Yes
LED Lighting | Reflector | TCP | True |  | PAR20 | E26 (Medium) | E26 (Medium) | Home / Light Bulbs / LED / LED PAR / TCP - LED4E26P2027KCHIP PAR20 LED Lamp 4W PAR20 LED Lamp - 250 Lumens - Warm White (2700K) - 81 CRI - 25000 Hours - E26 (Medium) TCP - LED4E26P2027KCHIP | 2700 | 81 | 250 | 62.5 | 25000 | 4 | 1 | 15.97 | 15.97 | 18.7654 | 2020Q3 | https://shop.regencylighting.com/lamps/led/par/led4e26p2027kchip-tcp.html | Regency Lighting | 2020 | Yes
LED Lighting | Reflector | Sylvania | True |  | PAR20 | E26 (Medium) | E26 (Medium) | Home / Light Bulbs / LED / LED PAR / Sylvania - 40000 - LED5.5PAR20HD/DIM/930/FL40/22Y CEC Title 20 Compliant; Indoor/Outdoor Damp Rated 5.5W PAR20 LED Lamp - Universal - 500 Lumens - Warm White (3000K) - 91 CRI - 25000 Hours - E26 (Medium) - 120 to 130V Sylvania - 40000 - LED5.5PAR20HD/DIM/930/FL40/22Y | 3000 | 91 | 500 | 90.9091 | 25000 | 5.5 | 1 | 13.28 | 13.28 | 15.6045 | 2020Q3 | https://shop.regencylighting.com/lamps/led/par/led5-5par20hd-dim-930-fl40-22y-40000.html | Regency Lighting | 2020 | Yes
LED Lighting | Reflector | Sylvania | True |  | PAR16 | GU10 (Bi-Pin / Twist & Lock) | GU10 (Bi-Pin / Twist & Lock) | Home / Light Bulbs / LED / LED PAR / Sylvania - 78560 - LED5PAR16GU10/830/FL35/10YV/RP Dimmable 4W PAR16 LED Lamp - Universal - 350 Lumens - Warm White (3000K) - 81 CRI - 11000 Hours - GU10 (Bi-Pin / Twist & Lock) - 120 to 130V Sylvania - 78560 - LED5PAR16GU10/830/FL35/10YV/RP | 3000 | 81 | 350 | 87.5 | 11000 | 4 | 18 | 99.72 | 5.54 | 6.5097 | 2020Q3 | https://shop.regencylighting.com/lamps/led/par/led5par16gu10-830-fl35-10yv-rp-78560.html | Regency Lighting | 2020 | Yes
LED Lighting | Reflector | Sylvania | True |  | PAR16 | GU10 (Bi-Pin / Twist & Lock) | GU10 (Bi-Pin / Twist & Lock) | Home / Light Bulbs / LED / LED PAR / LEDVANCE - 40002 - LED5PAR16GU10DIM930FL4022YRP CEC Title 20 Compliant; Indoor/Outdoor Damp Rated 5W PAR16 LED Lamp - Universal - 400 Lumens - Warm White (3000K) - 91 CRI - 25000 Hours - GU10 (Bi-Pin / Twist & Lock) - 120 to 130V LEDVANCE - 40002 - LED5PAR16GU10DIM930FL4022YRP | 3000 | 91 | 400 | 80 | 25000 | 5 | 1 | 5.54 | 5.54 | 6.5097 | 2020Q3 | https://shop.regencylighting.com/lamps/led/par/led5par16gu10dim930fl4022yrp-40002.html | Regency Lighting | 2020 | Yes
LED Lighting | Reflector | Sylvania | True |  | PAR20 | E26 (Medium) | E26 (Medium) | Home / Light Bulbs / LED / LED PAR / Sylvania - 40920 - LED6.5PAR20DIM930TLFL40GLRP TruWave Technology; Energy Star Rated; CEC Title 24 JA8 Listed 6.5W PAR20 LED Lamp - Universal - 550 Lumens - Warm White (3000K) - 90 CRI - 25000 hrs. - E26 (Medium) - 120 to 130V Sylvania - 40920 - LED6.5PAR20DIM930TLFL40GLRP | 3000 | 90 | 550 | 84.6154 | 25000 | 6.5 | 1 | 12.72 | 12.72 | 14.9465 | 2020Q3 | https://shop.regencylighting.com/lamps/led/par/led6-5par20dim930tlfl40glrp-40920.html | Regency Lighting | 2020 | Yes
LED Lighting | Reflector | Sylvania | False |  | PAR20 | E26 (Medium) | E26 (Medium) | Home / Light Bulbs / LED / LED PAR / Sylvania - 79279 - LED6PAR20830FL4510YVRP2 Indoor/Outdoor Damp Rated 6W PAR20 LED Lamp - Universal - 425 Lumens - Warm White (3000K) - 82 CRI - 11000 Hours - E26 (Medium) - 120 to 130V Sylvania - 79279 - LED6PAR20830FL4510YVRP2 | 3000 | 82 | 425 | 70.8333 | 11000 | 6 | 12 | 72.96 | 6.08 | 7.1442 | 2020Q3 | https://shop.regencylighting.com/lamps/led/par/led6par20830fl4510yvrp2-79279.html | Regency Lighting | 2020 | Yes
LED Lighting | Reflector | TCP | True |  | PAR16 | E26 (Medium) | E26 (Medium) | Home / Light Bulbs / LED / LED PAR / TCP - LED7P1630KNFL Damp Location 7W PAR16 LED Lamp - Universal - 525 Lumens - Warm White (3000K) - 82 CRI - 25000 Hours - E26 (Medium) - 120 to 130V - White TCP - LED7P1630KNFL | 3000 | 82 | 525 | 75 | 25000 | 7 | 48 | 636.48 | 13.26 | 15.581 | 2020Q3 | https://shop.regencylighting.com/lamps/led/par/led7p1630knfl-tcp.html | Regency Lighting | 2020 | Yes
LED Lighting | Reflector | TCP | True |  | PAR16 | E26 (Medium) | E26 (Medium) | Home / Light Bulbs / LED / LED PAR / TCP - LED7P1641KNFL PAR16 LED Dimmable Lamp 7W PAR16 LED Lamp - Universal - 550 Lumens - Cool White (4100K) - 82 CRI - 25000 Hours - E26 (Medium) - 120 to 130V TCP - LED7P1641KNFL | 4100 | 82 | 550 | 78.5714 | 25000 | 7 | 1 | 13.26 | 13.26 | 15.581 | 2020Q3 | https://shop.regencylighting.com/lamps/led/par/led7p1641knfl-tcp.html | Regency Lighting | 2020 | Yes
LED Lighting | Reflector | Sylvania | True |  | PAR20 | E26 (Medium) | E26 (Medium) | Home / Light Bulbs / LED / LED PAR / LEDVANCE - 79068 - LED7PAR20/PRO/930/FL40/P3 Energy Star Certified; Damp Location Rated 7W PAR20 LED Lamp - Universal - 470 Lumens - Warm White (3000K) - 94 CRI - 25000 Hours - E26 (Medium) - 120 to 130V LEDVANCE - 79068 - LED7PAR20/PRO/930/FL40/P3 | 3000 | 94 | 470 | 67.1429 | 25000 | 7 | 1 | 341.81 | 341.81 | 401.64 | 2020Q3 | https://shop.regencylighting.com/lamps/led/par/led7par20-pro-930-fl40-p3-79068.html | Regency Lighting | 2020 | No
LED Lighting | Reflector | Sylvania | False |  | PAR38 | E26 (Medium) | E26 (Medium) | Home / Light Bulbs / LED / LED PAR / Sylvania - 74771 - LED7PAR38/830/FL30/10YV/GL/RP2 PAR38 LED Lamp 7W PAR38 LED Lamp - Universal - 550 Lumens - Warm White (3000K) - 80 CRI - 11000 Hours - E26 (Medium) - 120 to 130V Sylvania - 74771 - LED7PAR38/830/FL30/10YV/GL/RP2 | 3000 | 80 | 550 | 78.5714 | 11000 | 7 | 1 | 9.52 | 9.52 | 11.1864 | 2020Q3 | https://shop.regencylighting.com/lamps/led/par/led7par38-830-fl30-10yv-gl-rp2-74771.html | Regency Lighting | 2020 | Yes
LED Lighting | Reflector | TCP | False |  | PAR20 | E26 (Medium) | E26 (Medium) | Home / Light Bulbs / LED / LED PAR / TCP - LED8P2035KNFL Damp Location Rated 8W PAR20 LED Lamp - Universal - 525 Lumens - Neutral White (3500K) - 82 CRI - 25000 Hours - E26 (Medium) - 120 to 130V TCP - LED8P2035KNFL | 3500 | 82 | 525 | 65.625 | 25000 | 8 | 1 | 2.43 | 2.43 | 2.8553 | 2020Q3 | https://shop.regencylighting.com/lamps/led/par/led8p2035knfl-tcp.html | Regency Lighting | 2020 | Yes
LED Lighting | Reflector | TCP | True |  | PAR20 | E26 (Medium) | E26 (Medium) | Home / Light Bulbs / LED / LED PAR / TCP - LED8P20D24KFL E26 LED Dimmable Lamp 8W PAR20 LED Lamp - Universal - 500 Lumens - Warm White (2400K) - 82 CRI - 25000 Hours - E26 (Medium) - 120 to 130V TCP - LED8P20D24KFL | 2400 | 82 | 500 | 62.5 | 25000 | 8 | 1 | 12.26 | 12.26 | 14.406 | 2020Q3 | https://shop.regencylighting.com/lamps/led/par/led8p20d24kfl-tcp.html | Regency Lighting | 2020 | Yes
LED Lighting | Reflector | TCP | False |  | PAR20 | E26 (Medium) | E26 (Medium) | Home / Light Bulbs / LED / LED PAR / TCP - LED8P20V30KFL Damp Location Rated 8W PAR20 LED Lamp - Universal - 515 Lumens - Warm White (3000K) - 82 CRI - 25000 Hours - E26 (Medium) - 120 to 130V TCP - LED8P20V30KFL | 3000 | 82 | 515 | 64.375 | 25000 | 8 | 1 | 3.57 | 3.57 | 4.1949 | 2020Q3 | https://shop.regencylighting.com/lamps/led/par/led8p20v30kfl-tcp.html | Regency Lighting | 2020 | Yes
LED Lighting | Reflector | TCP | True |  | PAR20 | E26 (Medium) | E26 (Medium) | Home / Light Bulbs / LED / LED PAR / TCP - LED9E26P2030KNFL PAR20 LED Lamp 9W PAR20 LED Lamp - Universal - 500 Lumens - Warm White (3000K) - 85 CRI - 50000 Hours - E26 (Medium) - 120 to 130V TCP - LED9E26P2030KNFL | 3000 | 85 | 500 | 55.5556 | 50000 | 9 | 1 | 30.42 | 30.42 | 35.7447 | 2020Q3 | https://shop.regencylighting.com/lamps/led/par/led9e26p2030knfl-tcp.html | Regency Lighting | 2020 | Yes
LED Lighting | Reflector | Sylvania | False |  | PAR30LN | E26 (Medium) | E26 (Medium) | Home / Light Bulbs / LED / LED PAR / Sylvania - 79280 - LED9PAR30LN830FL4510YVRP2 Indoor/Outdoor Damp Rated 9W PAR30 Long Neck LED Lamp - Universal - 650 Lumens - Warm White (3000K) - 80 CRI - 11000 Hours - E26 (Medium) - 120 to 130V Sylvania - 79280 - LED9PAR30LN830FL4510YVRP2 | 3000 | 80 | 650 | 72.2222 | 11000 | 9 | 12 | 92.76 | 7.73 | 9.083 | 2020Q3 | https://shop.regencylighting.com/lamps/led/par/led9par30ln830fl4510yvrp2-79280.html | Regency Lighting | 2020 | Yes
LED Lighting | Reflector | TCP | False |  | PAR38 | E26 (Medium) | E26 (Medium) | Home / Light Bulbs / LED / LED PAR / TCP - LP381430KNDB Damp Location 14W PAR38 LED Lamp - Universal - 1050 Lumens - Warm White (3000K) - 82 CRI - 25000 Hours - E26 (Medium) - 120 to 130V TCP - LP381430KNDB | 3000 | 82 | 1050 | 75 | 25000 | 14 | 1 | 35.22 | 35.22 | 41.3849 | 2020Q3 | https://shop.regencylighting.com/lamps/led/par/lp381430kndb-tcp.html | Regency Lighting | 2020 | Yes
LED Lighting | Reflector | Solais | True |  | PAR38 | E26 (Medium) | E26 (Medium) | Home / Light Bulbs / LED / LED PAR / Solais - LR38/40/30K/2400/BK VioLight Technology; Dry Location Only; Not For Use in Fully Enclosed Fixtures 28W PAR38 LED Lamp - Universal - 2400 Lumens - Warm White (3000K) - 83 CRI - 50000 hrs. - E26 (Medium) - 120 to 130V - Black Solais - LR38/40/30K/2400/BK | 3000 | 83 | 2400 | 85.7143 | 50000 | 28 | 1 | 79.1 | 79.1 | 92.9456 | 2020Q3 | https://shop.regencylighting.com/lamps/led/par/lr38-40-30k-2400-bk-sla.html | Regency Lighting | 2020 | Yes
LED Lighting | Reflector | Solais | True |  | PAR20 | E26 (Medium) | E26 (Medium) | Home / Light Bulbs / LED / LED PAR / Solais - LRP20/25/30H/WH Wet Location Rated; Designed for Use in Track and Recessed Fixtures; Recommended for Use in Open Environment Fixtures 6W PAR20 LED Lamp - Universal - 500 Lumens - Warm White (3000K) - 90 CRI - 50000 Hours - E26 (Medium) - 120 to 130V Solais - LRP20/25/30H/WH | 3000 | 90 | 500 | 83.3333 | 50000 | 6 | 1 | 47.16 | 47.16 | 55.4148 | 2020Q3 | https://shop.regencylighting.com/lamps/led/par/lrp20-25-30h-wh-sla.html | Regency Lighting | 2020 | Yes
LED Lighting | Reflector | Solais | True |  | PAR30 | E26 (Medium) | E26 (Medium) | Home / Light Bulbs / LED / LED PAR / Solais - LRP30/40/27K Wet Location Rated; Open Fixtures Only 8.5W PAR30 LED Lamp - Universal - 600 Lumens - Warm White (2700K) - 90 CRI - 50000 Hours - E26 (Medium) - 120 to 130V - White Solais - LRP30/40/27K | 2700 | 90 | 600 | 70.5882 | 50000 | 8.5 | 1 | 50.79 | 50.79 | 59.6802 | 2020Q3 | https://shop.regencylighting.com/lamps/led/par/lrp30-40-27k-sla.html | Regency Lighting | 2020 | Yes
LED Lighting | Reflector | Cree | True |  | PAR38 | E26 (Medium) | E26 (Medium) | Home / Light Bulbs / LED / LED PAR / Cree - LRP38-10L-27K-25D Damp Location; Energy Star Certified 13.5W PAR38 LED Lamp - Universal - 950 Lumens - Warm White (2700K) - 92 CRI - 50000 Hours - E26 (Medium) - 120 to 130V Cree - LRP38-10L-27K-25D | 2700 | 92 | 950 | 70.3704 | 50000 | 13.5 | 1 | 102.73 | 102.73 | 120.7117 | 2020Q3 | https://shop.regencylighting.com/lamps/led/par/lrp38-10l-27k-25d-cre.html | Regency Lighting | 2020 | No
LED Lighting | Reflector | Solais | True |  | PAR38 | E26 (Medium) | E26 (Medium) | Home / Light Bulbs / LED / LED PAR / Solais - LRP38/25/27H Wet Location Rated; Recommended for Use in Open Fixtures 14W PAR38 LED Reflector Lamp - 1000 Lumens - Warm White (2700K) - 90 CRI - 50000 hrs. - E26 (Medium) - 120 to 130V - White Solais - LRP38/25/27H | 2700 | 90 | 1000 | 71.4286 | 50000 | 14 | 1 | 55.14 | 55.14 | 64.7916 | 2020Q3 | https://shop.regencylighting.com/lamps/led/par/lrp38-25-27h-sla.html | Regency Lighting | 2020 | Yes
LED Lighting | Reflector | Cree | True |  | PAR38 | E26 (Medium) | E26 (Medium) | Home / Light Bulbs / LED / LED PAR / Cree - PAR38 120W P1 30K 40FL E26 U1 Energy Star Certified; Suitable for Wet Locations; Suitable for Enclosed Fixtures 16.5W PAR38 LED Lamp - Universal - 1370 Lumens - Warm White (3000K) - 90 CRI - 50000 Hours - E26 (Medium) - 120 to 130V Cree - PAR38 120W P1 30K 40FL E26 U1 | 3000 | 90 | 1370 | 83.0303 | 50000 | 16.5 | 1 | 22.34 | 22.34 | 26.2504 | 2020Q3 | https://shop.regencylighting.com/lamps/led/par/par38-120w-p1-30k-40fl-e26-u1-cre.html | Regency Lighting | 2020 | Yes
LED Lighting | Reflector | Soraa | True |  | PAR30LN | E26 (Medium) | E26 (Medium) | Home / Light Bulbs / LED / LED PAR / Soraa - 813 - SP30L-14-25D-827-H1 Compatible with Soraa Snap System; Suitable for Damp Locations; Suitable for Enclosed Locations; T24/JA8 Compliant 14W PAR30 Long Neck LED Lamp - Universal - 1190 Lumens - Warm White (2700K) - 92 CRI - 35000 hrs. - E26 (Medium) - 120 to 130V Soraa - 813 - SP30L-14-25D-827-H1 | 2700 | 92 | 1190 | 85 | 35000 | 14 | 1 | 28.44 | 28.44 | 33.4181 | 2020Q3 | https://shop.regencylighting.com/lamps/led/par/sp30l-14-25d-827-h1-08813.html | Regency Lighting | 2020 | Yes
LED Lighting | Reflector | Soraa | True |  | PAR30 | E26 (Medium) | E26 (Medium) | Home / Light Bulbs / LED / LED PAR / Soraa - 00823 - SP30S-18-25D-927-03 Suitable for Fully Enclosed Fixtures; Suitable for Damp Locations 18.5W PAR30 LED Lamp - Universal - 930 Lumens - Warm White (2700K) - 95 CRI - 35000 hrs. - E26 (Medium) - 120 to 130V Soraa - 00823 - SP30S-18-25D-927-03 | 2700 | 95 | 930 | 50.2703 | 35000 | 18.5 | 1 | 74.46 | 74.46 | 87.4934 | 2020Q3 | https://shop.regencylighting.com/lamps/led/par/sp30s-18-25d-927-03-00823.html | Regency Lighting | 2020 | Yes
LED Lighting | Reflector | Soraa | True |  | PAR30 | E26 (Medium) | E26 (Medium) | Home / Light Bulbs / LED / LED PAR / Soraa - 00825 - SP30S-18-36D-927-03 Suitable for Fully Enclosed Fixtures; Suitable for Damp Locations 18.5W PAR30 LED Lamp - Universal - 930 Lumens - Warm White (2700K) - 95 CRI - 35000 Hours - E26 (Medium) - 120 to 130V Soraa - 00825 - SP30S-18-36D-927-03 | 2700 | 95 | 930 | 50.2703 | 35000 | 18.5 | 1 | 74.46 | 74.46 | 87.4934 | 2020Q3 | https://shop.regencylighting.com/lamps/led/par/sp30s-18-36d-927-03-00825.html | Regency Lighting | 2020 | Yes
LED Lighting | Reflector | Soraa | True |  | PAR30 | E26 (Medium) | E26 (Medium) | Home / Light Bulbs / LED / LED PAR / Soraa - 00827 - SP30S-18-60D-927-03 Suitable for Fully Enclosed Fixtures; Suitable for Damp Locations 18.5W PAR30 LED Lamp - Universal - 930 Lumens - Warm White (2700K) - 95 CRI - 35000 hrs. - E26 (Medium) - 120 to 130V Soraa - 00827 - SP30S-18-60D-927-03 | 2700 | 95 | 930 | 50.2703 | 35000 | 18.5 | 1 | 74.46 | 74.46 | 87.4934 | 2020Q3 | https://shop.regencylighting.com/lamps/led/par/sp30s-18-60d-927-03-00827.html | Regency Lighting | 2020 | Yes
LED Lighting | Reflector | Soraa | True |  | PAR38 | E26 (Medium) | E26 (Medium) | Home / Light Bulbs / LED / LED PAR / Soraa - 00979 - SP38-18-25D-927-03 Indoor and Outdoor Applications 18.5W PAR38 LED Lamp - Universal - 930 Lumens - Warm White (2700K) - 95 CRI - 35000 Hours - E26 (Medium) - 120 to 130V Soraa - 00979 - SP38-18-25D-927-03 | 2700 | 95 | 930 | 50.2703 | 35000 | 18.5 | 1 | 82.73 | 82.73 | 97.2109 | 2020Q3 | https://shop.regencylighting.com/lamps/led/par/sp38-18-25d-927-03-00979.html | Regency Lighting | 2020 | Yes
LED Lighting | Reflector | Soraa | True |  | PAR38 | E26 (Medium) | E26 (Medium) | Home / Light Bulbs / LED / LED PAR / Soraa - 00981 - SP38-18-36D-927-03 Indoor and Outdoor Applications 18.5W PAR38 LED Lamp - Universal - 930 Lumens - Warm White (2700K) - 95 CRI - 35000 Hours - E26 (Medium) - 120 to 130V Soraa - 00981 - SP38-18-36D-927-03 | 2700 | 95 | 930 | 50.2703 | 35000 | 18.5 | 1 | 82.73 | 82.73 | 97.2109 | 2020Q3 | https://shop.regencylighting.com/lamps/led/par/sp38-18-36d-927-03-00981.html | Regency Lighting | 2020 | Yes
LED Lighting | Reflector | Soraa | True |  | PAR38 | E26 (Medium) | E26 (Medium) | Home / Light Bulbs / LED / LED PAR / Soraa - 00999 - SP38-18-60D-930-03 Indoor and Outdoor Applications 18.5W PAR38 LED Lamp - Universal - 1000 Lumens - Warm White (3000K) - 95 CRI - 35000 hrs. - E26 (Medium) - 120 to 130V Soraa - 00999 - SP38-18-60D-930-03 | 3000 | 95 | 1000 | 54.0541 | 35000 | 18.5 | 1 | 82.73 | 82.73 | 97.2109 | 2020Q3 | https://shop.regencylighting.com/lamps/led/par/sp38-18-60d-930-03-00999.html | Regency Lighting | 2020 | Yes
LED Lighting | Reflector | Cree | True |  | PAR38 | E26 (Medium) | E26 (Medium) | Home / Light Bulbs / LED / Cree - PAR38 120W P1 30K 40FL E26 U1 Energy Star Certified; Suitable for Wet Locations; Suitable for Enclosed Fixtures 16.5W PAR38 LED Lamp - Universal - 1370 Lumens - Warm White (3000K) - 90 CRI - 50000 Hours - E26 (Medium) - 120 to 130V Cree - PAR38 120W P1 30K 40FL E26 U1 | 3000 | 90 | 1370 | 83.0303 | 50000 | 16.5 | 1 | 22.34 | 22.34 | 26.2504 | 2020Q3 | https://shop.regencylighting.com/lamps/led/par38-120w-p1-30k-40fl-e26-u1-cre.html | Regency Lighting | 2020 | Yes
LED Lighting | Decorative | Green Creative | True |  | PL-L/FT_DL (Twin Tube) | 2G11 (4 Pin) | 2G11 (4 Pin) | Home / Light Bulbs / LED / Pin-Base CFL Replacement / Green Creative - 97750 - 14.5PLL/835/DIR Compatible with 36W Electronic Ballasts; Easy to install - Plug & Play Direct; Suitable for Totally Enclosed Fixtures 14.5W LED CFL Replacement - Universal - 1550 Lumens - Neutral White (3500K) - 80 CRI - 50000 hrs. - 2G11 (4 Pin) Green Creative - 97750 - 14.5PLL/835/DIR | 3500 | 80 | 1550 | 106.8966 | 50000 | 14.5 | 1 | 21.97 | 21.97 | 25.8156 | 2020Q3 | https://shop.regencylighting.com/lamps/led/pin-base-cfl-replacement/14-5pll-835-dir-grc.html | Regency Lighting | 2020 | No
LED Lighting | Decorative | Green Creative | True |  | PL-L/FT_DL (Twin Tube) | 2G11 (4 Pin) | 2G11 (4 Pin) | Home / Light Bulbs / LED / Pin-Base CFL Replacement / Green Creative - 98488 - 14.5PLL/835/GL/DIR Compatible with 36W Electronic Ballasts; Easy to install - Plug & Play Direct; Suitable for Totally Enclosed Fixtures; Plastic Film Prevents Glass from Breaking 14.5W LED CFL Replacement - 1950 Lumens - Neutral White (3500K) - 80 CRI - 50000 Hours - 2G11 (4 Pin) Green Creative - 98488 - 14.5PLL/835/GL/DIR | 3500 | 80 | 1950 | 134.4828 | 50000 | 14.5 | 1 | 18.19 | 18.19 | 21.374 | 2020Q3 | https://shop.regencylighting.com/lamps/led/pin-base-cfl-replacement/14-5pll-835-gl-dir-grc.html | Regency Lighting | 2020 | No
LED Lighting | Decorative | Philips | False |  | PL-L/FT_DL (Twin Tube) | 2G11 (4 Pin) | 2G11 (4 Pin) | Home / Light Bulbs / LED / Pin-Base CFL Replacement / Philips - 532895 - 16.5PL-L/PER/22/830/IF22/P PL LED Tube 16.5W PL-L LED Lamp - 2200 Lumens - Warm White (3000K) - 82 CRI - 50000 hrs. - 2G11 (4 Pin) Philips - 532895 - 16.5PL-L/PER/22/830/IF22/P | 3000 | 82 | 2200 | 133.3333 | 50000 | 16.5 | 1 | 19 | 19 | 22.3257 | 2020Q3 | https://shop.regencylighting.com/lamps/led/pin-base-cfl-replacement/16-5pl-l-per-22-830-if22-p-53289-5.html | Regency Lighting | 2020 | No
LED Lighting | Decorative | Lunera | True |  | PL-L/FT_DL (Twin Tube) | 2G11 (4 Pin) | 2G11 (4 Pin) | Home / Light Bulbs / LED / Pin-Base CFL Replacement / Lunera - HN-PLL-D-22-22W-835-G1 Plug-and-Play Ballast Driven Installation; Delivers up to 2600 Lumens of Usable Light 22W PL-L LED Helen Lamp - Universal - 2600 Lumens - Neutral White (3500K) - 80 CRI - 50000 Hours - 2G11 (4 Pin) - White Lunera - HN-PLL-D-22-22W-835-G1 | 3500 | 80 | 2600 | 118.1818 | 50000 | 22 | 24 | 349.2 | 14.55 | 17.0968 | 2020Q3 | https://shop.regencylighting.com/lamps/led/pin-base-cfl-replacement/hn-pll-d-22-22w-835-g1-lli.html | Regency Lighting | 2020 | No
LED Lighting | Decorative | Lunera | True |  | PL-L/FT_DL (Twin Tube) | 2G11 (4 Pin) | 2G11 (4 Pin) | Home / Light Bulbs / LED / Pin-Base CFL Replacement / Lunera - HN-PLL-D-22-22W-840-G1 Plug-and-Play Ballast Driven Installation; Delivers up to 2600 Lumens of Usable Light 22W PL-L LED Helen Lamp - Universal - 2600 Lumens - Cool White (4000K) - 80 CRI - 50000 Hours - 2G11 (4 Pin) - White Lunera - HN-PLL-D-22-22W-840-G1 | 4000 | 80 | 2600 | 118.1818 | 50000 | 22 | 24 | 174.72 | 7.28 | 8.5543 | 2020Q3 | https://shop.regencylighting.com/lamps/led/pin-base-cfl-replacement/hn-pll-d-22-22w-840-g1-lli.html | Regency Lighting | 2020 | No
LED Lighting | Decorative | Lunera |  |  | PL-L/FT_DL (Twin Tube) | 2G11 (4 Pin) | 2G11 (4 Pin) | Home / Light Bulbs / LED / Pin-Base CFL Replacement / Lunera - HN-PLL-L-22-23W-835-G1 PL-L LED Helen Lamp 23W PL-L LED Helen Lamp - 2600 Lumens - Neutral White (3500K) - 80 CRI - 50000 Hours - 2G11 (4 Pin) Lunera - HN-PLL-L-22-23W-835-G1 | 3500 | 80 | 2600 | 113.0435 | 50000 | 23 | 1 | 7.02 | 7.02 | 8.2488 | 2020Q3 | https://shop.regencylighting.com/lamps/led/pin-base-cfl-replacement/hn-pll-l-22-23w-835-g1-lli.html | Regency Lighting | 2020 | No
LED Lighting | Decorative | GE | False |  | PL-L/FT_DL (Twin Tube) | 2G11 (4 Pin) | 2G11 (4 Pin) | Home / Light Bulbs / LED / Pin-Base CFL Replacement / GE - 39075 - LED172G11/840/10 PL-L LED Replacement; Damp Location Rated; Suitable for Enclosed Fixtures; Indoor Only 17W LED Replacement for Compact Fluorescent Lamp - 2200 Lumens - Cool White (4000K) - 80 CRI - 40000 Hours - 2G11 (4 Pin) - White GE - 39075 - LED172G11/840/10 | 4000 | 80 | 2200 | 129.4118 | 40000 | 17 | 1 | 29.22 | 29.22 | 34.3346 | 2020Q3 | https://shop.regencylighting.com/lamps/led/pin-base-cfl-replacement/led172g11-840-10-gem.html | Regency Lighting | 2020 | No
LED Lighting | Decorative | Sylvania | False |  | PL-L/FT_DL (Twin Tube) | 2G11 (4 Pin) | 2G11 (4 Pin) | Home / Light Bulbs / LED / Pin-Base CFL Replacement / Sylvania - 71182 - LED17TT5/DL/FG/841/SUB/G6 Compatible with Instant Start Electronic DL40 Ballasts; Damp Location Rated 17W LED Replacement for Compact Fluorescent Lamp - Universal - 2100 Lumens - Cool White (4100K) - 82 CRI - 50000 Hours - 2G11 (4 Pin) - 120 to 130V - Frost Sylvania - 71182 - LED17TT5/DL/FG/841/SUB/G6 | 4100 | 82 | 2100 | 123.5294 | 50000 | 17 | 10 | 162.8 | 16.28 | 19.1296 | 2020Q3 | https://shop.regencylighting.com/lamps/led/pin-base-cfl-replacement/led17tt5-dl-fg-841-sub-g6-71182.html | Regency Lighting | 2020 | No
LED Lighting | Decorative | Sylvania | False |  | PL-L/FT_DL (Twin Tube) | 2G11 (4 Pin) | 2G11 (4 Pin) | Home / Light Bulbs / LED / Pin-Base CFL Replacement / Sylvania - 71181 - LED17TT5DLFG835SUBG6 Compatible with Instant Start Electronic DL40 Ballasts; Damp Location Rated 17W LED Replacement for Compact Fluorescent Lamp - Universal - 2100 Lumens - Neutral White (3500K) - 82 CRI - 50000 Hours - 2G11 (4 Pin) - 120 to 130V - Frost Sylvania - 71181 - LED17TT5DLFG835SUBG6 | 3500 | 82 | 2100 | 123.5294 | 50000 | 17 | 10 | 162.8 | 16.28 | 19.1296 | 2020Q3 | https://shop.regencylighting.com/lamps/led/pin-base-cfl-replacement/led17tt5dlfg835subg6-71181.html | Regency Lighting | 2020 | No
LED Lighting | Reflector | Philips | True |  | PAR30 | E26 (Medium) | E26 (Medium) | Home / Light Bulbs / LED / LED Reflector / Philips - 293878 - 10.5BR30/F90 2700 DIM AF BR30 LED Bulb 10.5W BR30 LED Lamp - Universal - 730 Lumens - Warm White (2700K) - 81 CRI - 25000 Hours - E26 (Medium) - 120 to 130V Philips - 293878 - 10.5BR30/F90 2700 DIM AF | 2700 | 81 | 730 | 69.5238 | 25000 | 10.5 | 1 | 11 | 11 | 12.9254 | 2020Q3 | https://shop.regencylighting.com/lamps/led/reflector/10-5br30-f90-2700-dim-af-29387-8.html | Regency Lighting | 2020 | Yes
LED Lighting | Reflector | Philips | True |  | PAR30 | E26 (Medium) | E26 (Medium) | Home / Light Bulbs / LED / LED Reflector / Philips - 473843 - 11BR30/LED/827/DIM 120V BR30 LED Bulb 11W BR30 LED Lamp - 650 Lumens - Warm White (2700K) - 80 CRI - 11000 Hours - E26 (Medium) - 120 to 130V Philips - 473843 - 11BR30/LED/827/DIM 120V | 2700 | 80 | 650 | 59.0909 | 11000 | 11 | 1 | 5.6 | 5.6 | 6.5802 | 2020Q3 | https://shop.regencylighting.com/lamps/led/reflector/11br30-led-827-dim-120v-47384-3.html | Regency Lighting | 2020 | Yes
LED Lighting | Reflector | Satco | True |  | BR40 | E26 (Medium) | E26 (Medium) | Home / Light Bulbs / LED / LED Reflector / Satco - S8580 - 16.5BR40/LED/3000K/1075L/120V Reflector LED Replacement Lamp 16.5W BR40 LED Lamp - 1075 Lumens - Warm White (3000K) - 90 CRI - 25000 Hours - E26 (Medium) - 120 to 130V - Frost Satco - S8580 - 16.5BR40/LED/3000K/1075L/120V | 3000 | 90 | 1075 | 65.1515 | 25000 | 16.5 | 1 | 14.46 | 14.46 | 16.9911 | 2020Q3 | https://shop.regencylighting.com/lamps/led/reflector/16-5br40-led-3000k-1075l-120v-s8580.html | Regency Lighting | 2020 | Yes
LED Lighting | Reflector | Satco | True |  | BR40 | E26 (Medium) | E26 (Medium) | Home / Light Bulbs / LED / LED Reflector / Satco - S8493 - 16.5BR40/LED/4000K/1075L/120V Damp Location Rated 16.5W BR40 LED Lamp - 1075 Lumens - Cool White (4000K) - 90 CRI - 25000 Hours - E26 (Medium) - 120 to 130V - Frost Satco - S8493 - 16.5BR40/LED/4000K/1075L/120V | 4000 | 90 | 1075 | 65.1515 | 25000 | 16.5 | 1 | 10.82 | 10.82 | 12.7139 | 2020Q3 | https://shop.regencylighting.com/lamps/led/reflector/16-5br40-led-4000k-1075l-120v-s8493.html | Regency Lighting | 2020 | Yes
LED Lighting | Reflector | Satco | True | Daylighting/Photocell, | BR40 | E26 (Medium) | E26 (Medium) | Home / Light Bulbs / LED / LED Reflector / Satco - S8597 - 16.5BR40/LED/5000K/1075L/120V Damp Location Rated 16.5W BR40 LED Lamp - Universal - 1075 Lumens - Daylight (5000K) - 90 CRI - 25000 hrs. - E26 (Medium) - 120 to 130V - Frost Satco - S8597 - 16.5BR40/LED/5000K/1075L/120V | 5000 | 90 | 1075 | 65.1515 | 25000 | 16.5 | 1 | 14.46 | 14.46 | 16.9911 | 2020Q3 | https://shop.regencylighting.com/lamps/led/reflector/16-5br40-led-5000k-1075l-120v-s8597.html | Regency Lighting | 2020 | Yes
LED Lighting | Reflector | Maxlite | True |  | BR40 | E26 (Medium) | E26 (Medium) | Home / Light Bulbs / LED / LED Reflector / Maxlite - 77634 - 17BR40DLED30/G2 Environmentally Friendly; Maintained Lumens 17W BR40 LED Lamp - Universal - 1400 Lumens - Warm White (3000K) - 82 CRI - 25000 Hours - E26 (Medium) - 120 to 130V Maxlite - 77634 - 17BR40DLED30/G2 | 3000 | 82 | 1400 | 82.3529 | 25000 | 17 | 12 | 125.52 | 10.46 | 12.2909 | 2020Q3 | https://shop.regencylighting.com/lamps/led/reflector/17br40dled30-g2-mxt.html | Regency Lighting | 2020 | Yes
LED Lighting | Reflector | Maxlite | True |  | BR40 | E26 (Medium) | E26 (Medium) | Home / Light Bulbs / LED / LED Reflector / Maxlite - 14099419 - 17BR40DLED30/G3 Energy Star Certified, Not Rated for Enclosed Fixtures; Damp Location Rated 17W BR40 LED Lamp - 1400 Lumens - Warm White (3000K) - 84 CRI - 25000 hrs. - E26 (Medium) - 120 to 130V Maxlite - 14099419 - 17BR40DLED30/G3 | 3000 | 84 | 1400 | 82.3529 | 25000 | 17 | 1 | 11.3 | 11.3 | 13.2779 | 2020Q3 | https://shop.regencylighting.com/lamps/led/reflector/17br40dled30-g3-mxt.html | Regency Lighting | 2020 | Yes
LED Lighting | Reflector | Maxlite | True |  | BR40 | E26 (Medium) | E26 (Medium) | Home / Light Bulbs / LED / LED Reflector / Maxlite - 14099420 - 17BR40DLED40/G3 BR40 LED BR Lamp 17W BR40 LED Lamp - Universal - 1400 Lumens - Cool White (4000K) - 82 CRI - 25000 Hours - E26 (Medium) - 120 to 130V Maxlite - 14099420 - 17BR40DLED40/G3 | 4000 | 82 | 1400 | 82.3529 | 25000 | 17 | 1 | 11.3 | 11.3 | 13.2779 | 2020Q3 | https://shop.regencylighting.com/lamps/led/reflector/17br40dled40-g3-mxt.html | Regency Lighting | 2020 | Yes
LED Lighting | Reflector | Satco | True |  | PAR20 | E26 (Medium) | E26 (Medium) | Home / Light Bulbs / LED / LED Reflector / Satco - S8577 - 6.5R20/LED/3000K/450L/90CRI Approved for Enclosed Fixtures 6.5W R20 LED Lamp - 450 Lumens - Warm White (3000K) - 90 CRI - 25000 Hours - E26 (Medium) - 120 to 130V - Frost Satco - S8577 - 6.5R20/LED/3000K/450L/90CRI | 3000 | 90 | 450 | 69.2308 | 25000 | 6.5 | 1 | 7.19 | 7.19 | 8.4485 | 2020Q3 | https://shop.regencylighting.com/lamps/led/reflector/6-5r20-led-3000k-450l-90cri-s8577.html | Regency Lighting | 2020 | Yes
LED Lighting | Reflector | Satco | True |  | PAR20 | E26 (Medium) | E26 (Medium) | Home / Light Bulbs / LED / LED Reflector / Satco - S8491 - 6.5R20/LED/4000K/450L/90CRI Damp Location Rated 6.5W R20 LED Lamp - 450 Lumens - Cool White (4000K) - 90 CRI - 25000 Hours - E26 (Medium) - 120 to 130V - Frost Satco - S8491 - 6.5R20/LED/4000K/450L/90CRI | 4000 | 90 | 450 | 69.2308 | 25000 | 6.5 | 1 | 4.53 | 4.53 | 5.3229 | 2020Q3 | https://shop.regencylighting.com/lamps/led/reflector/6-5r20-led-4000k-450l-90cri-s8491.html | Regency Lighting | 2020 | Yes
LED Lighting | Reflector | Philips | True |  | PAR20 | E26 (Medium) | E26 (Medium) | Home / Light Bulbs / LED / LED Reflector / Philips - 456979 - 6R20/LED/827-22/DIM 120V Rated for Enclosed Fixtures; Damp Location Rated; Warm Glow 6W R20 LED Lamp - Universal - 450 Lumens - Warm White (2200 to 2700K) - 80 CRI - 25000 Hours - E26 (Medium) - 120 to 130V - Frost Philips - 456979 - 6R20/LED/827-22/DIM 120V | 2200 | 80 | 450 | 75 | 25000 | 6 | 6 | 42 | 7 | 8.2253 | 2020Q3 | https://shop.regencylighting.com/lamps/led/reflector/6r20-led-827-22-dim-120v-45697-9.html | Regency Lighting | 2020 | Yes
LED Lighting | Reflector | Philips | True |  | PAR30 | E26 (Medium) | E26 (Medium) | Home / Light Bulbs / LED / LED Reflector / Philips - 54590-5 - 7.2BR30/PER/930/P/E26/DIM Traditional Lamp Design LED BR30 7.2W BR30 LED Lamp - Universal - 650 Lumens - Warm White (3000K) - 90 CRI - 15000 hrs. - E26 (Medium) - 120 to 130V - Frost Philips - 54590-5 - 7.2BR30/PER/930/P/E26/DIM | 3000 | 90 | 650 | 90.2778 | 15000 | 7.2 | 1 | 6.6 | 6.6 | 7.7553 | 2020Q3 | https://shop.regencylighting.com/lamps/led/reflector/7-2br30-per-930-p-e26-dim-54590-5.html | Regency Lighting | 2020 | Yes
LED Lighting | Reflector | Maxlite | True |  | PAR20 | E26 (Medium) | E26 (Medium) | Home / Light Bulbs / LED / LED Reflector / Maxlite - 7BR20DLED27/G2 BR20 LED BR Lamp 7W BR20 LED BR Lamp - Universal - 550 Lumens - Warm White (2700K) - 83 CRI - 25000 Hours - E26 (Medium) - 120 to 130V Maxlite - 7BR20DLED27/G2 | 2700 | 83 | 550 | 78.5714 | 25000 | 7 | 1 | 1.88 | 1.88 | 2.2091 | 2020Q3 | https://shop.regencylighting.com/lamps/led/reflector/7br20dled27-g2-mxt.html | Regency Lighting | 2020 | Yes
LED Lighting | Reflector | Philips | True | Daylighting/Photocell, | PAR30 | E26 (Medium) | E26 (Medium) | Home / Light Bulbs / LED / LED Reflector / Philips - 458067 - 8BR30/LED/850/DIM 120V Energy Star Rated; Rated for Enclosed Fixtures; Damp Location Rated; Minimum starting temperature -20.00 F 8W BR30 LED Lamp - Universal - 650 Lumens - Daylight (5000K) - 80 CRI - 25000 Hours - E26 (Medium) - 120 to 130V - Soft White Philips - 458067 - 8BR30/LED/850/DIM 120V | 5000 | 80 | 650 | 81.25 | 25000 | 8 | 6 | 42 | 7 | 8.2253 | 2020Q3 | https://shop.regencylighting.com/lamps/led/reflector/8br30-led-850-dim-120v-45806-7.html | Regency Lighting | 2020 | Yes
LED Lighting | Reflector | Maxlite | True | Daylighting/Photocell, | PAR30 | E26 (Medium) | E26 (Medium) | Home / Light Bulbs / LED / LED Reflector / Maxlite - 102588 - 8BR30DV50 Dimming Value Series; Damp Location Rated 8W BR30 LED Lamp - 650 Lumens - Daylight (5000K) - 82 CRI - 11000 hrs. - E26 (Medium) - 120 to 130V Maxlite - 102588 - 8BR30DV50 | 5000 | 82 | 650 | 81.25 | 11000 | 8 | 1 | 3.83 | 3.83 | 4.5004 | 2020Q3 | https://shop.regencylighting.com/lamps/led/reflector/8br30dv50-mxt.html | Regency Lighting | 2020 | Yes
LED Lighting | Reflector | Green Creative | True |  | PAR30 | E26 (Medium) | E26 (Medium) | Home / Light Bulbs / LED / LED Reflector / Green Creative - 40772 - 8BR30G4DIM/830 Revolutionary CLOUD Design; Suitable for Totally Enclosed Fixtures; Suitable for Damp Locations 8W BR30 LED Lamp - Universal - 685 Lumens - Warm White (3000K) - 82 CRI - 25000 Hours - E26 (Medium) - 120 to 130V Green Creative - 40772 - 8BR30G4DIM/830 | 3000 | 82 | 685 | 85.625 | 25000 | 8 | 1 | 10.15 | 10.15 | 11.9266 | 2020Q3 | https://shop.regencylighting.com/lamps/led/reflector/8br30g4dim-830-grc.html | Regency Lighting | 2020 | Yes
LED Lighting | Reflector | Philips | True | Daylighting/Photocell, | BR40 | E26 (Medium) | E26 (Medium) | Home / Light Bulbs / LED / LED Reflector / Philips - 459834 - 8BR40/LED/850/DIM 120V Energy Star Rated; Enclosed Fixture Rated; Damp Location Rated 8W BR40 LED Lamp - Universal - 800 Lumens - Daylight (5000K) - 80 CRI - 25000 Hours - E26 (Medium) - 120 to 130V - Clear Philips - 459834 - 8BR40/LED/850/DIM 120V | 5000 | 80 | 800 | 100 | 25000 | 8 | 6 | 54 | 9 | 10.5753 | 2020Q3 | https://shop.regencylighting.com/lamps/led/reflector/8br40-led-850-dim-120v-45983-4.html | Regency Lighting | 2020 | Yes
LED Lighting | Reflector | Philips | True |  | PAR20 | E26 (Medium) | E26 (Medium) | Home / Light Bulbs / LED / LED Reflector / Philips - 428813 - 8R20/END/F90 2700 DIM 6/1 R20 LED Bulb 8W R20 LED Lamp - 530 Lumens - Warm White (2700K) - 80 CRI - E26 (Medium) - 120 to 130V Philips - 428813 - 8R20/END/F90 2700 DIM 6/1 | 2700 | 80 | 530 | 66.25 |  | 8 | 1 | 19.8 | 19.8 | 23.2658 | 2020Q3 | https://shop.regencylighting.com/lamps/led/reflector/8r20-end-f90-2700-dim-6-1-42881-3.html | Regency Lighting | 2020 | Yes
LED Lighting | Reflector | Satco | True |  | PAR30 | GU24 (Bi-Pin / Twist & Lock) | GU24 (Bi-Pin / Twist & Lock) | Home / Light Bulbs / LED / LED Reflector / Satco - S8579 - 9.5BR30/LED/30K/GU24/650L/120V Dimmable; GU24 Base 9.5W BR30 LED Lamp - 650 Lumens - Warm White (3000K) - 90 CRI - 25000 hrs. - GU24 (Bi-Pin / Twist & Lock) - 120 to 130V - Frost Satco - S8579 - 9.5BR30/LED/30K/GU24/650L/120V | 3000 | 90 | 650 | 68.4211 | 25000 | 9.5 | 1 | 10.82 | 10.82 | 12.7139 | 2020Q3 | https://shop.regencylighting.com/lamps/led/reflector/9-5br30-led-30k-gu24-650l-120v-s8579.html | Regency Lighting | 2020 | Yes
LED Lighting | Reflector | Satco | True |  | PAR30 | E26 (Medium) | E26 (Medium) | Home / Light Bulbs / LED / LED Reflector / Satco - S8492 - 9.5BR30/LED/4000K/650L/120V/D Damp Location Rated 9.5W BR30 LED Lamp - 650 Lumens - Cool White (4000K) - 90 CRI - 25000 Hours - E26 (Medium) - 120 to 130V - Frost Satco - S8492 - 9.5BR30/LED/4000K/650L/120V/D | 4000 | 90 | 650 | 68.4211 | 25000 | 9.5 | 1 | 7.19 | 7.19 | 8.4485 | 2020Q3 | https://shop.regencylighting.com/lamps/led/reflector/9-5br30-led-4000k-650l-120v-d-s8492.html | Regency Lighting | 2020 | Yes
LED Lighting | Reflector | Satco | True | Daylighting/Photocell, | PAR30 | E26 (Medium) | E26 (Medium) | Home / Light Bulbs / LED / LED Reflector / Satco - S8596 - 9.5BR30/LED/5000K/650L/120V/D Damp Location Rated 9.5W BR30 LED Lamp - 650 Lumens - Daylight (5000K) - 90 CRI - 25000 Hours - E26 (Medium) - 120 to 130V - Frost Satco - S8596 - 9.5BR30/LED/5000K/650L/120V/D | 5000 | 90 | 650 | 68.4211 | 25000 | 9.5 | 1 | 9 | 9 | 10.5753 | 2020Q3 | https://shop.regencylighting.com/lamps/led/reflector/9-5br30-led-5000k-650l-120v-d-s8596.html | Regency Lighting | 2020 | Yes
LED Lighting | Reflector | Philips | True |  | PAR30 | E26 (Medium) | E26 (Medium) | Home / Light Bulbs / LED / LED Reflector / Philips - 457044 - 9BR30/LED/827-22 DIM 120V Energy Star Rated; Rated for Enclosed Fixtures; Damp Location Rated; Warm Glow 9W BR30 LED Lamp - Universal - 650 Lumens - Warm White (2200 to 2700K) - 80 CRI - 25000 Hours - E26 (Medium) - 120 to 130V - Frost Philips - 457044 - 9BR30/LED/827-22 DIM 120V | 2200 | 80 | 650 | 72.2222 | 25000 | 9 | 12 | 90 | 7.5 | 8.8128 | 2020Q3 | https://shop.regencylighting.com/lamps/led/reflector/9br30-led-827-22-dim-120v-45704-4.html | Regency Lighting | 2020 | Yes
LED Lighting | Reflector | Philips | True |  | BR40 | E26 (Medium) | E26 (Medium) | Home / Light Bulbs / LED / LED Reflector / Philips - 457010 - 8.8BR40/LED/827-22/DIM 120V 6/1 Energy Star Rated; Rated for Enclosed Fixtures; Damp Location Rated; Warm Glow 10W BR40 LED Lamp - Universal - 800 Lumens - Warm White (2200 to 2700K) - 80 CRI - 25000 Hours - E26 (Medium) - 120 to 130V - Frost Philips - 457010 - 8.8BR40/LED/827-22/DIM 120V 6/1 | 2200 | 80 | 800 | 80 | 25000 | 10 | 6 | 54 | 9 | 10.5753 | 2020Q3 | https://shop.regencylighting.com/lamps/led/reflector/9br40-led-827-22-dim-120v-6-1-45701-0.html | Regency Lighting | 2020 | Yes
LED Lighting | Reflector | Feit | True |  | BR40 | E26 (Medium) | E26 (Medium) | Home / Light Bulbs / LED / LED Reflector / Feit - BR40DM/10KLED/2 Suitable for Damp Locations 13W BR40 LED Lamp - Universal - 850 Lumens - Warm White (2700K) - 80 CRI - 11000 Hours - E26 (Medium) - 120 to 130V Feit - BR40DM/10KLED/2 | 2700 | 80 | 850 | 65.3846 | 11000 | 13 | 1 | 19.1 | 19.1 | 22.4432 | 2020Q3 | https://shop.regencylighting.com/lamps/led/reflector/br40dm-10kled-2-fet.html | Regency Lighting | 2020 | Yes
LED Lighting | Reflector | Solais | True |  | BR40 | E26 (Medium) | E26 (Medium) | Home / Light Bulbs / LED / LED Reflector / Solais - LBR40/FL/27H Wet Location Rated; Recommended for Use in Open Fixtures 14W BR40 LED Reflector Lamp - 1100 Lumens - Warm White (2700K) - 90 CRI - 50000 hrs. - E26 (Medium) - 120 to 130V - White Solais - LBR40/FL/27H | 2700 | 90 | 1100 | 78.5714 | 50000 | 14 | 1 | 53.42 | 53.42 | 62.7706 | 2020Q3 | https://shop.regencylighting.com/lamps/led/reflector/lbr40-fl-27h-sla.html | Regency Lighting | 2020 | Yes
LED Lighting | Reflector | Sylvania |  |  | PAR30 | E26 (Medium) | E26 (Medium) | Home / Light Bulbs / LED / LED Reflector / Sylvania - 75566 - LED10.5BR30WBLES Sylvania Smart + Bluetooth; Suitable for Damp Locations; Not Intended for Totally Enclosed Fixtures 10.5W BR30 LED Lamp - Universal - 800 Lumens - Warm White (2700K) - 90 CRI - 15000 hrs. - E26 (Medium) - 120 to 130V Sylvania - 75566 - LED10.5BR30WBLES | 2700 | 90 | 800 | 76.1905 | 15000 | 10.5 | 1 | 172.48 | 172.48 | 202.6707 | 2020Q3 | https://shop.regencylighting.com/lamps/led/reflector/led10-5br30wbles-75566.html | Regency Lighting | 2020 | No
LED Lighting | Reflector | Sylvania | True |  | PAR30 | E26 (Medium) | E26 (Medium) | Home / Light Bulbs / LED / LED Reflector / Sylvania - 75577 - LED10BR30CBLES Sylvania Smart + Bluetooth; Full Color and Adjustable White; 2700-6500K 10W BR30 LED Lamp - Universal - 800 Lumens - Warm White (2700K) - 80 CRI - 15000 hrs. - E26 (Medium) - 120 to 130V Sylvania - 75577 - LED10BR30CBLES | 2700 | 80 | 800 | 80 | 15000 | 10 | 1 | 261.08 | 261.08 | 306.7791 | 2020Q3 | https://shop.regencylighting.com/lamps/led/reflector/led10br30cbles-75577.html | Regency Lighting | 2020 | No
LED Lighting | Reflector | Sylvania | True | Scene Controls, | PAR30 | E26 (Medium) | E26 (Medium) | Home / Light Bulbs / LED / LED Reflector / Sylvania - 74988 - LED10BR30CHOMEKITBLES+ Smart + LED BR30 Homekit BLE Connected Lamp; Dimmable; Color Temperature Tunable between 2700-6500 Kelvin; Indoor Use Only; Suitable for Use in Damp Locations 10W BR30 LED Lamp - 800 Lumens - Warm White (2700K) - 80 CRI - 15000 hrs. - E26 (Medium) Sylvania - 74988 - LED10BR30CHOMEKITBLES+ | 2700 | 80 | 800 | 80 | 15000 | 10 | 1 | 63.32 | 63.32 | 74.4034 | 2020Q3 | https://shop.regencylighting.com/lamps/led/reflector/led10br30chomekitbles-74988.html | Regency Lighting | 2020 | Yes
LED Lighting | Reflector | TCP | False |  | PAR20 | E26 (Medium) | E26 (Medium) | Home / Light Bulbs / LED / LED Reflector / TCP - LED10R2024K Damp Location Rated; Enclosed Applications May Reduce Life 10W R20 LED Reflector Lamp - Universal - 650 Lumens - Warm White (2400K) - 80 CRI - 25000 hrs. - E26 (Medium) - 120 to 130V TCP - LED10R2024K | 2400 | 80 | 650 | 65 | 25000 | 10 | 1 | 8.8 | 8.8 | 10.3403 | 2020Q3 | https://shop.regencylighting.com/lamps/led/reflector/led10r2024k-tcp.html | Regency Lighting | 2020 | Yes
LED Lighting | Reflector | Sylvania | True | Scene Controls, | PAR30 | E26 (Medium) | E26 (Medium) | Home / Light Bulbs / LED / LED Reflector / Sylvania - 73739 - LED11BR30DIMRGBWLFY Smart + LED BR30 RGBW Lamp; Dimmable; Color Temperature Tunable between 2700-6500 Kelvin; Indoor Use Only; Suitable for Use in Damp Locations 11W BR30 LED Lamp - 800 Lumens - Warm White (2700K) - 90 CRI - 20000 hrs. - E26 (Medium) Sylvania - 73739 - LED11BR30DIMRGBWLFY | 2700 | 90 | 800 | 72.7273 | 20000 | 11 | 1 | 57.88 | 57.88 | 68.0112 | 2020Q3 | https://shop.regencylighting.com/lamps/led/reflector/led11br30dimrgbwlfy-73739.html | Regency Lighting | 2020 | Yes
LED Lighting | Reflector | TCP | False |  | PAR30 | E26 (Medium) | E26 (Medium) | Home / Light Bulbs / LED / LED Reflector / TCP - LED12BR3024K Indoor/Outdoor; Enclosed Fixtures May Reduce Lamp Life; Damp Location 12W BR30 LED Reflector Lamp - Universal - 850 Lumens - Warm White (2400K) - 80 CRI - 25000 hrs. - E26 (Medium) - 120 to 130V TCP - LED12BR3024K | 2400 | 80 | 850 | 70.8333 | 25000 | 12 | 1 | 8.95 | 8.95 | 10.5166 | 2020Q3 | https://shop.regencylighting.com/lamps/led/reflector/led12br3024k-tcp.html | Regency Lighting | 2020 | Yes
LED Lighting | Reflector | TCP | False |  | PAR30 | E26 (Medium) | E26 (Medium) | Home / Light Bulbs / LED / LED Reflector / TCP - LED12BR3030K Indoor/Outdoor; Rated for Enclosed Fixtures; Damp Location 12W BR30 LED Lamp - Universal - 875 Lumens - Warm White (3000K) - 80 CRI - 25000 Hours - E26 (Medium) - 120 to 130V TCP - LED12BR3030K | 3000 | 80 | 875 | 72.9167 | 25000 | 12 | 1 | 8.95 | 8.95 | 10.5166 | 2020Q3 | https://shop.regencylighting.com/lamps/led/reflector/led12br3030k-tcp.html | Regency Lighting | 2020 | Yes
LED Lighting | Reflector | Sylvania | True |  | BR40 | E26 (Medium) | E26 (Medium) | Home / Light Bulbs / LED / LED Reflector / Sylvania - 79498 - LED13BR40/DIM/827/10YV/RP2 Indoor/Outdoor Damp Rated 13W BR40 LED Lamp - Universal - 900 Lumens - Warm White (2700K) - 80 CRI - 11000 Hours - E26 (Medium) - 120 to 130V Sylvania - 79498 - LED13BR40/DIM/827/10YV/RP2 | 2700 | 80 | 900 | 69.2308 | 11000 | 13 | 12 | 107.76 | 8.98 | 10.5518 | 2020Q3 | https://shop.regencylighting.com/lamps/led/reflector/led13br40-dim-827-10yv-rp2-79498.html | Regency Lighting | 2020 | Yes
LED Lighting | Reflector | Sylvania | True | Daylighting/Photocell, | BR40 | E26 (Medium) | E26 (Medium) | Home / Light Bulbs / LED / LED Reflector / Sylvania - 79624 - LED13BR40DIM85010YVRP2 Indoor/Outdoor Damp Rated 13W BR40 LED Lamp - Universal - 1050 Lumens - Daylight (5000K) - 80 CRI - 11000 Hours - E26 (Medium) - 120 to 130V Sylvania - 79624 - LED13BR40DIM85010YVRP2 | 5000 | 80 | 1050 | 80.7692 | 11000 | 13 | 12 | 107.88 | 8.99 | 10.5636 | 2020Q3 | https://shop.regencylighting.com/lamps/led/reflector/led13br40dim85010yvrp2-79624.html | Regency Lighting | 2020 | Yes
LED Lighting | Reflector | Sylvania | True |  | BR40 | E26 (Medium) | E26 (Medium) | Home / Light Bulbs / LED / LED Reflector / LEDVANCE - 79620 - LED13BR40DIMSE830G5RP Sylvania offers DULUX EL self ballasted medium and candelabra base compact fluorescent lamps in a variety of covered designs including: classic, globe, decor and reflector types. with excellent color rendition and a broad range of color temperature options, these CFLs provide a brilliant alternative to traditional incandescent and halogen light sources and are suitable for many different types of luminaires. they complement the DULUX EL twist family of CFLs described in companion product information Bulletin CF048. 13W BR40 LED Lamp - 1100 Lumens - Warm White (3000K) - 25000 Hours - E26 (Medium) - 120 to 130V - Frost LEDVANCE - 79620 - LED13BR40DIMSE830G5RP | 3000 |  | 1100 | 84.6154 | 25000 | 13 | 1 | 231.68 | 231.68 | 272.233 | 2020Q3 | https://shop.regencylighting.com/lamps/led/reflector/led13br40dimse830g5rp-79620.html | Regency Lighting | 2020 | No
LED Lighting | Reflector | Sylvania | True |  | BR40 | E26 (Medium) | E26 (Medium) | Home / Light Bulbs / LED / LED Reflector / LEDVANCE - 79512 - LED15BR40DIMHO835G4RP BR40 LED Lamp 15W BR40 LED Lamp - Universal - 1100 Lumens - Neutral White (3500K) - 82 CRI - 25000 Hours - E26 (Medium) - 120 to 130V LEDVANCE - 79512 - LED15BR40DIMHO835G4RP | 3500 | 82 | 1100 | 73.3333 | 25000 | 15 | 1 | 123.44 | 123.44 | 145.0468 | 2020Q3 | https://shop.regencylighting.com/lamps/led/reflector/led15br40dimho835g4rp-79512.html | Regency Lighting | 2020 | No
LED Lighting | Reflector | Sylvania | True |  | PAR20 | E26 (Medium) | E26 (Medium) | Home / Light Bulbs / LED / LED Reflector / Sylvania - 73993 - LED5R20/DIM/827/10YVRP2 Indoor/Outdoor Damp Rated; Energy Star Rated 5W R20 LED Lamp - Universal - 325 Lumens - Warm White (2700K) - 80 CRI - 11000 Hours - E26 (Medium) - 120 to 130V Sylvania - 73993 - LED5R20/DIM/827/10YVRP2 | 2700 | 80 | 325 | 65 | 11000 | 5 | 12 | 56.88 | 4.74 | 5.5697 | 2020Q3 | https://shop.regencylighting.com/lamps/led/reflector/led5r20-dim-827-10yvrp2-73993.html | Regency Lighting | 2020 | Yes
LED Lighting | Reflector | Sylvania | True |  | PAR20 | E26 (Medium) | E26 (Medium) | Home / Light Bulbs / LED / LED Reflector / Sylvania - 78030 - LED5R20/DIM/835/10Y/RP2 Dimmable 5W R20 LED Lamp - Universal - 325 Lumens - Neutral White (3500K) - 80 CRI - 11000 Hours - E26 (Medium) - 120 to 130V Sylvania - 78030 - LED5R20/DIM/835/10Y/RP2 | 3500 | 80 | 325 | 65 | 11000 | 5 | 12 | 57.12 | 4.76 | 5.5932 | 2020Q3 | https://shop.regencylighting.com/lamps/led/reflector/led5r20-dim-835-10y-rp2-78030.html | Regency Lighting | 2020 | Yes
LED Lighting | Reflector | Sylvania | True | Daylighting/Photocell, | PAR20 | E26 (Medium) | E26 (Medium) | Home / Light Bulbs / LED / LED Reflector / Sylvania - 73991 - LED5R20DIM85010YVRP2 12/CS 2/SKU Indoor/Outdoor Damp Rated; Energy Star Rated 5W R20 LED Lamp - Universal - 325 Lumens - Daylight (5000K) - 80 CRI - 11000 Hours - E26 (Medium) - 120 to 130V Sylvania - 73991 - LED5R20DIM85010YVRP2 12/CS 2/SKU | 5000 | 80 | 325 | 65 | 11000 | 5 | 1 | 4.74 | 4.74 | 5.5697 | 2020Q3 | https://shop.regencylighting.com/lamps/led/reflector/led5r20dim85010yvrp2-12-cs-2-sku-73991.html | Regency Lighting | 2020 | Yes
LED Lighting | Reflector | Sylvania | True |  | PAR20 | E26 (Medium) | E26 (Medium) | Home / Light Bulbs / LED / LED Reflector / Sylvania - 79618 - LED6.5R20DIMSE830G5RP Reflector LED Lamp 6.5W R20 LED Lamp - Warm White (3000K) - E26 (Medium) Sylvania - 79618 - LED6.5R20DIMSE830G5RP | 3000 | 80 | 525 | 80.7692 | 25000 | 6.5 | 6 | 21.78 | 3.63 | 4.2654 | 2020Q3 | https://shop.regencylighting.com/lamps/led/reflector/led6-5r20dimse830g5rp-79618.html | Regency Lighting | 2020 | Yes
LED Lighting | Reflector | Sylvania | True |  | PAR20 | E26 (Medium) | E26 (Medium) | Home / Light Bulbs / LED / LED Reflector / Sylvania - 74756 - LED6R20DIM827G4B Not for Use in Totally Enclosed Fixtures; Suitable for Damp Locations 6W R20 LED Lamp - Universal - 450 Lumens - Warm White (2700K) - 80 CRI - 15000 Hours - E26 (Medium) - 120 to 130V Sylvania - 74756 - LED6R20DIM827G4B | 2700 | 80 | 450 | 75 | 15000 | 6 | 6 | 33.24 | 5.54 | 6.5097 | 2020Q3 | https://shop.regencylighting.com/lamps/led/reflector/led6r20dim827g4b-74756.html | Regency Lighting | 2020 | Yes
LED Lighting | Reflector | Sylvania | True |  | PAR20 | E26 (Medium) | E26 (Medium) | Home / Light Bulbs / LED / LED Reflector / Sylvania - 74784 - LED6R20DIM830G4B Not for Use in Totally Enclosed Fixtures; Suitable for Damp Locations 6W R20 LED Lamp - 450 Lumens - Warm White (3000K) - 15000 Hours - E26 (Medium) - 120 to 130V - Frost Sylvania - 74784 - LED6R20DIM830G4B | 3000 |  | 450 | 75 | 15000 | 6 | 1 | 5.54 | 5.54 | 6.5097 | 2020Q3 | https://shop.regencylighting.com/lamps/led/reflector/led6r20dim830g4b-74784.html | Regency Lighting | 2020 | Yes
LED Lighting | Reflector | Sylvania | True |  | PAR30 | E26 (Medium) | E26 (Medium) | Home / Light Bulbs / LED / LED Reflector / Sylvania - 74785 - LED8.5BR30DIM830G4B BR30 LED Lamp 8.5W BR30 LED Lamp - Universal - 650 Lumens - Warm White (3000K) - 15000 Hours - E26 (Medium) - 120 to 130V - Frost Sylvania - 74785 - LED8.5BR30DIM830G4B | 3000 |  | 650 | 76.4706 | 15000 | 8.5 | 1 | 6.62 | 6.62 | 7.7788 | 2020Q3 | https://shop.regencylighting.com/lamps/led/reflector/led8-5br30dim830g4b-74785.html | Regency Lighting | 2020 | Yes
LED Lighting | Reflector | Sylvania | True | Scene Controls, | PAR30 | E26 (Medium) | E26 (Medium) | Home / Light Bulbs / LED / LED Reflector / Sylvania - 74987 - LED8.5BR30WHOMEKITBLES+ Smart + Homekit BLE LED; Color Temperature Tunable 2700; Suitable for Damp Locations; Indoor Use Only 8.5W BR30 LED Lamp - 800 Lumens - Warm White (2700K) - 80 CRI - 11000 hrs. - E26 (Medium) Sylvania - 74987 - LED8.5BR30WHOMEKITBLES+ | 2700 | 80 | 800 | 94.1176 | 11000 | 8.5 | 1 | 41.6 | 41.6 | 48.8816 | 2020Q3 | https://shop.regencylighting.com/lamps/led/reflector/led8-5br30whomekitbles-74987.html | Regency Lighting | 2020 | Yes
LED Lighting | Reflector | TCP | True |  | PAR20 | E26 (Medium) | E26 (Medium) | Home / Light Bulbs / LED / LED Reflector / TCP - LED8R20D27K Damp Location 8W R20 LED Lamp - Universal - 575 Lumens - Warm White (2700K) - 82 CRI - 25000 Hours - E26 (Medium) - 120 to 130V - White TCP - LED8R20D27K | 2700 | 82 | 575 | 71.875 | 25000 | 8 | 12 | 117.6 | 9.8 | 11.5154 | 2020Q3 | https://shop.regencylighting.com/lamps/led/reflector/led8r20d27k-tcp.html | Regency Lighting | 2020 | Yes
LED Lighting | Reflector | Sylvania | True |  | PAR30 | E26 (Medium) | E26 (Medium) | Home / Light Bulbs / LED / LED Reflector / Sylvania - 73740 - LED9.5BR30TWLFY Smart + LED BR30 Lamp; Adjustable 2700-6500 Kelvin 9.5W BR30 LED Lamp - 810 Lumens - Warm White (2700K) - 80 CRI - 20000 hrs. - E26 (Medium) Sylvania - 73740 - LED9.5BR30TWLFY | 2700 | 80 | 810 | 85.2632 | 20000 | 9.5 | 1 | 99.74 | 99.74 | 117.1984 | 2020Q3 | https://shop.regencylighting.com/lamps/led/reflector/led9-5br30twlfy-73740.html | Regency Lighting | 2020 | No
LED Lighting | Reflector | Sylvania | True |  | PAR30 | E26 (Medium) | E26 (Medium) | Home / Light Bulbs / LED / LED Reflector / Sylvania - 73954 - LED9BR30DIM82710YVRP2 Indoor/Outdoor Damp Rated 9W BR30 LED Lamp - Universal - 650 Lumens - Warm White (2700K) - 80 CRI - 11000 Hours - E26 (Medium) - 120 to 130V Sylvania - 73954 - LED9BR30DIM82710YVRP2 | 2700 | 80 | 650 | 72.2222 | 11000 | 9 | 12 | 77.52 | 6.46 | 7.5907 | 2020Q3 | https://shop.regencylighting.com/lamps/led/reflector/led9br30dim82710yvrp2-73954.html | Regency Lighting | 2020 | Yes
LED Lighting | Reflector | Sylvania | True |  | PAR30 | E26 (Medium) | E26 (Medium) | Home / Light Bulbs / LED / LED Reflector / Sylvania - 78029 - LED9BR30DIM83510YVRP2 Dimmable 9W BR30 LED Lamp - Universal - 650 Lumens - Neutral White (3500K) - 80 CRI - 11000 Hours - E26 (Medium) - 120 to 130V Sylvania - 78029 - LED9BR30DIM83510YVRP2 | 3500 | 80 | 650 | 72.2222 | 11000 | 9 | 12 | 77.52 | 6.46 | 7.5907 | 2020Q3 | https://shop.regencylighting.com/lamps/led/reflector/led9br30dim83510yvrp2-78029.html | Regency Lighting | 2020 | Yes
LED Lighting | Reflector | Sylvania | True | Daylighting/Photocell, | PAR30 | E26 (Medium) | E26 (Medium) | Home / Light Bulbs / LED / LED Reflector / Sylvania - 73956 - LED9BR30DIM85010YVRP2 Indoor/Outdoor Damp Rated 9W BR30 LED Lamp - Universal - 650 Lumens - Daylight (5000K) - 80 CRI - 11000 Hours - E26 (Medium) - 120 to 130V Sylvania - 73956 - LED9BR30DIM85010YVRP2 | 5000 | 80 | 650 | 72.2222 | 11000 | 9 | 12 | 77.52 | 6.46 | 7.5907 | 2020Q3 | https://shop.regencylighting.com/lamps/led/reflector/led9br30dim85010yvrp2-73956.html | Regency Lighting | 2020 | Yes
LED Lighting | A-Type | Sylvania | False |  | A19/21 | E26 (Medium) | E26 (Medium) | Home / Light Bulbs / LED / Sylvania - 78099 - LED12A19F83510YVRP4 Damp Location Rated; Not for Use in Totally Enclosed Fixtures 12W A19 LED Lamp - Universal - 1100 Lumens - Neutral White (3500K) - 80 CRI - 11000 Hours - E26 (Medium) - 120 to 130V - Frost Sylvania - 78099 - LED12A19F83510YVRP4 | 3500 | 80 | 1100 | 91.6667 | 11000 | 12 | 1 | 5.3 | 5.3 | 6.2277 | 2020Q2 | https://shop.regencylighting.com/lamps/led/led12a19f83510yvrp4-78099.html | Regency Lighting | 2020 | Yes
LED Lighting | A-Type | Sylvania | False | Daylighting/Photocell, | A19/21 | E26 (Medium) | E26 (Medium) | Home / Light Bulbs / LED / Sylvania - 79293 - LED12A19F85010YVRP Damp Location Rated; Not for Use in Totally Enclosed Fixtures 12W A19 LED Lamp - Universal - 1100 Lumens - Daylight (5000K) - 80 CRI - 11000 Hours - E26 (Medium) - 120 to 130V - Frost Sylvania - 79293 - LED12A19F85010YVRP | 5000 | 80 | 1100 | 91.6667 | 11000 | 12 | 6 | 31.8 | 5.3 | 6.2277 | 2020Q2 | https://shop.regencylighting.com/lamps/led/led12a19f85010yvrp-79293.html | Regency Lighting | 2020 | Yes
LED Lighting | Decorative | Ushio | True |  | S14 | E26 (Medium) | E26 (Medium) | Home / Light Bulbs / LED / Sign / Ushio - 1004161 - 1.5W/ULED/S14/CL/27K Wet Location Rated; Direct Replacement for 11S14 Lamps 1.5W S14 LED Lamp - Universal - 150 Lumens - Warm White (2700K) - 80 CRI - 25000 Hours - E26 (Medium) - 120 to 130V - Clear Ushio - 1004161 - 1.5W/ULED/S14/CL/27K | 2700 | 80 | 150 | 100 | 25000 | 1.5 | 1 | 9.76 | 9.76 | 11.4684 | 2020Q3 | https://shop.regencylighting.com/lamps/led/sign/1-5w-uled-s14-cl-27k-1004161.html | Regency Lighting | 2020 | Yes
LED Lighting | Decorative | TCP | False |  | S14 | E26 (Medium) | E26 (Medium) | Home / Light Bulbs / LED / Sign / TCP - LED5E26S1427K Wet Location 5W S14 LED Lamp - Universal - 300 Lumens - Warm White (2700K) - 80 CRI - 25000 Hours - E26 (Medium) - 120 to 130V - Clear TCP - LED5E26S1427K | 2700 | 80 | 300 | 60 | 25000 | 5 | 1 | 6.76 | 6.76 | 7.9433 | 2020Q3 | https://shop.regencylighting.com/lamps/led/sign/led5e26s1427k-tcp.html | Regency Lighting | 2020 | Yes
LED Lighting | Decorative | TCP | False |  | S14 | E26 (Medium) | E26 (Medium) | Home / Light Bulbs / LED / Sign / TCP - LED5E26S1427KF Wet Location 5W S14 LED Lamp - Universal - 300 Lumens - Warm White (2700K) - 80 CRI - 25000 Hours - E26 (Medium) - 120 to 130V - Frost TCP - LED5E26S1427KF | 2700 | 80 | 300 | 60 | 25000 | 5 | 48 | 324.48 | 6.76 | 7.9433 | 2020Q3 | https://shop.regencylighting.com/lamps/led/sign/led5e26s1427kf-tcp.html | Regency Lighting | 2020 | Yes
LED Lighting | Decorative | Archipelago | True |  | S14 | E26 (Medium) | E26 (Medium) | Home / Light Bulbs / LED / Sign / Archipelago - LTS14C10027MB Suitable for Wet Locations; Enclosed Fixture Rated 1W S14 LED Lamp - Universal - 100 Lumens - Warm White (2700K) - 83 CRI - 25000 Hours - E26 (Medium) - Clear Archipelago - LTS14C10027MB | 2700 | 83 | 100 | 100 | 25000 | 1 | 1 | 6.86 | 6.86 | 8.0608 | 2020Q3 | https://shop.regencylighting.com/lamps/led/sign/lts14c10027mb-acp.html | Regency Lighting | 2020 | Yes
LED Lighting | Decorative | Archipelago | True |  | S14 | E26 (Medium) | E26 (Medium) | Home / Light Bulbs / LED / Sign / Archipelago - LTS14C15024MB Suitable for Wet Locations; Enclosed Fixture Rated 1.5W S14 LED Lamp - Universal - 150 Lumens - Warm White (2400K) - 83 CRI - 25000 Hours - E26 (Medium) - Clear Archipelago - LTS14C15024MB | 2400 | 83 | 150 | 100 | 25000 | 1.5 | 1 | 7.48 | 7.48 | 8.7893 | 2020Q3 | https://shop.regencylighting.com/lamps/led/sign/lts14c15024mb-acp.html | Regency Lighting | 2020 | Yes
LED Lighting | Decorative | Archipelago |  |  | S14 | E26 (Medium) | E26 (Medium) | Home / Light Bulbs / LED / Sign / Archipelago - LTS14C15027K1 Suitable for Wet Location; Enclosed Rated; Ul Listed 1.5W S14 LED Lamp - Universal - 150 Lumens - Warm White (2700K) - 83 CRI - 25000 Hours - E26 (Medium) - Clear Archipelago - LTS14C15027K1 | 2700 | 83 | 150 | 100 | 25000 | 1.5 | 1 | 7.91 | 7.91 | 9.2946 | 2020Q3 | https://shop.regencylighting.com/lamps/led/sign/lts14c15027k1-acp.html | Regency Lighting | 2020 | Yes
LED Lighting | Decorative | Archipelago | True |  | S14 | E26 (Medium) | E26 (Medium) | Home / Light Bulbs / LED / Sign / Archipelago - LTS14F10027MB Suitable for Wet Locations; Enclosed Fixture Rated 1W S14 LED Lamp - Universal - 100 Lumens - Warm White (2700K) - 83 CRI - 25000 hrs. - E26 (Medium) - Frost Archipelago - LTS14F10027MB | 2700 | 83 | 100 | 100 | 25000 | 1 | 1 | 7.42 | 7.42 | 8.7188 | 2020Q3 | https://shop.regencylighting.com/lamps/led/sign/lts14f10027mb-acp.html | Regency Lighting | 2020 | Yes
LED Lighting | Decorative | Maxlite | False |  | T4 | G9 (Bi-Pin) | G9 (Bi-Pin) | Home / Light Bulbs / LED / Maxlite - 74011 - SKG0905LED27 Retrofits Into G9 Sockets; Suitable For Use in Dry Location Only 5W Miniature LED Lamp - Universal - 430 Lumens - Warm White (2700K) - 80 CRI - 25000 Hours - G9 (Bi-Pin) - 120 to 130V Maxlite - 74011 - SKG0905LED27 | 2700 | 80 | 430 | 86 | 25000 | 5 | 1 | 12.93 | 12.93 | 15.1932 | 2020Q3 | https://shop.regencylighting.com/lamps/led/skg0905led27-mxt.html | Regency Lighting | 2020 | Yes
LED Lighting | Reflector | Soraa | True |  | MR16 | GU5.3 (Bi-Pin) | GU5.3 (Bi-Pin) | Home / Light Bulbs / LED / Soraa - 00921 - SM16-07-10D-830-03 Suitable for Damp Locations; Suitable for Use in Enclosed Fixtures (see list of qualified enclosed fixtures at www.soraa.com/resources); Compatible with Soraa SNAP System Accessories 7.5W MR16 LED Lamp - Universal - 500 Lumens - Warm White (3000K) - 85 CRI - 35000 hrs. - GU5.3 (Bi-Pin) - 12V Soraa - 00921 - SM16-07-10D-830-03 | 3000 | 85 | 500 | 66.6667 | 35000 | 7.5 | 1 | 21.73 | 21.73 | 25.5336 | 2020Q3 | https://shop.regencylighting.com/lamps/led/sm16-07-10d-830-03-00921.html | Regency Lighting | 2020 | Yes
LED Lighting | Reflector | Soraa | True |  | MR16 | GU5.3 (Bi-Pin) | GU5.3 (Bi-Pin) | Home / Light Bulbs / LED / Soraa - 00919 - SM16-07-10D-927-03 Energy Efficiency and Long Life; Highly Compatible; To Safely Turn Down in High Temperature Environments to Protect LED and Components 7.5W MR16 LED Lamp - Universal - 390 Lumens - Warm White (2700K) - 95 CRI - 35000 Hours - GU5.3 (Bi-Pin) - 12V Soraa - 00919 - SM16-07-10D-927-03 | 2700 | 95 | 390 | 52 | 35000 | 7.5 | 10 | 253.7 | 25.37 | 29.8107 | 2020Q3 | https://shop.regencylighting.com/lamps/led/sm16-07-10d-927-03-00919.html | Regency Lighting | 2020 | Yes
LED Lighting | Reflector | Soraa | True |  | MR16 | GU5.3 (Bi-Pin) | GU5.3 (Bi-Pin) | Home / Light Bulbs / LED / Soraa - 00933 - SM16-07-25D-830-03 Energy Efficiency and Long Life; Highly Compatible; To Safely Turn Down in High Temperature Environments to Protect LED and Components 7.5W MR16 LED Lamp - Universal - 525 Lumens - Warm White (3000K) - 95 CRI - 35000 Hours - GU5.3 (Bi-Pin) - 12V Soraa - 00933 - SM16-07-25D-830-03 | 3000 | 95 | 525 | 70 | 35000 | 7.5 | 10 | 181 | 18.1 | 21.2682 | 2020Q3 | https://shop.regencylighting.com/lamps/led/sm16-07-25d-830-03-00933.html | Regency Lighting | 2020 | Yes
LED Lighting | Reflector | Soraa | True |  | MR16 | GU5.3 (Bi-Pin) | GU5.3 (Bi-Pin) | Home / Light Bulbs / LED / Soraa - 00931 - SM16-07-25D-927-03 Suitable for Fully Enclosed Fixtures; Suitable for Damp Locations 7.5W MR16 LED Lamp - Universal - Warm White (2700K) - GU5.3 (Bi-Pin) - 12V Soraa - 00931 - SM16-07-25D-927-03 | 2700 |  | 410 | 54.6667 | 35000 | 7.5 | 1 | 21.73 | 21.73 | 25.5336 | 2020Q3 | https://shop.regencylighting.com/lamps/led/sm16-07-25d-927-03-00931.html | Regency Lighting | 2020 | Yes
LED Lighting | Reflector | Soraa | True |  | MR16 | GU5.3 (Bi-Pin) | GU5.3 (Bi-Pin) | Home / Light Bulbs / LED / Soraa - 00937 - SM16-07-25D-940-03 Suitable for Damp Locations; Suitable for Use in Enclosed Fixtures (see list of qualified enclosed fixtures at www.soraa.com/resources); Title 24 Qualified 7.5W MR16 LED Lamp - Universal - 455 Lumens - Cool White (4000K) - 95 CRI - 35000 hrs. - GU5.3 (Bi-Pin) - 12V Soraa - 00937 - SM16-07-25D-940-03 | 4000 | 95 | 455 | 60.6667 | 35000 | 7.5 | 1 | 21.73 | 21.73 | 25.5336 | 2020Q3 | https://shop.regencylighting.com/lamps/led/sm16-07-25d-940-03-00937.html | Regency Lighting | 2020 | Yes
LED Lighting | Reflector | Soraa | True |  | MR16 | GU5.3 (Bi-Pin) | GU5.3 (Bi-Pin) | Home / Light Bulbs / LED / Soraa - 00945 - SM16-07-36D-830-03 Suitable for Fully Enclosed Fixtures; Suitable for Damp Locations 7.5W MR16 LED Lamp - Universal - 525 Lumens - Warm White (3000K) - 85 CRI - 35000 Hours - GU5.3 (Bi-Pin) - 12V Soraa - 00945 - SM16-07-36D-830-03 | 3000 | 85 | 525 | 70 | 35000 | 7.5 | 1 | 19.51 | 19.51 | 22.925 | 2020Q3 | https://shop.regencylighting.com/lamps/led/sm16-07-36d-830-03-sor.html | Regency Lighting | 2020 | Yes
LED Lighting | Reflector | Soraa | True |  | MR16 | GU5.3 (Bi-Pin) | GU5.3 (Bi-Pin) | Home / Light Bulbs / LED / Soraa - 00943 - SM16-07-36D-927-03 Energy Efficiency and Long Life; Highly Compatible; To Safely Turn Down in High Temperature Environments to Protect LED and Components 7.5W MR16 LED Lamp - Universal - 410 Lumens - Warm White (2700K) - 95 CRI - 35000 Hours - GU5.3 (Bi-Pin) - 12V Soraa - 00943 - SM16-07-36D-927-03 | 2700 | 95 | 410 | 54.6667 | 35000 | 7.5 | 100 | 2173 | 21.73 | 25.5336 | 2020Q3 | https://shop.regencylighting.com/lamps/led/sm16-07-36d-927-03-00943.html | Regency Lighting | 2020 | Yes
LED Lighting | Reflector | Soraa | True |  | MR16 | GU5.3 (Bi-Pin) | GU5.3 (Bi-Pin) | Home / Light Bulbs / LED / Soraa - 00947 - SM16-07-36D-930-03 Suitable for Fully Enclosed Fixtures; Suitable for Damp Locations 7.5W MR16 LED Lamp - Universal - Warm White (3000K) - GU5.3 (Bi-Pin) - 12V Soraa - 00947 - SM16-07-36D-930-03 | 3000 |  | 435 | 58 | 35000 | 7.5 | 1 | 21.73 | 21.73 | 25.5336 | 2020Q3 | https://shop.regencylighting.com/lamps/led/sm16-07-36d-930-03-00947.html | Regency Lighting | 2020 | Yes
LED Lighting | Reflector | Soraa | True |  | MR16 | GU5.3 (Bi-Pin) | GU5.3 (Bi-Pin) | Home / Light Bulbs / LED / Soraa - 00949 - SM16-07-36D-940-03 Suitable for Fully Enclosed Fixtures; Suitable for Damp Locations 7.5W MR16 LED Lamp - Universal - 455 Lumens - Cool White (4000K) - 95 CRI - 35000 Hours - GU5.3 (Bi-Pin) - 12V Soraa - 00949 - SM16-07-36D-940-03 | 4000 | 95 | 455 | 60.6667 | 35000 | 7.5 | 1 | 21.73 | 21.73 | 25.5336 | 2020Q3 | https://shop.regencylighting.com/lamps/led/sm16-07-36d-940-03-00949.html | Regency Lighting | 2020 | Yes
LED Lighting | Reflector | Soraa | True |  | MR16 | GU5.3 (Bi-Pin) | GU5.3 (Bi-Pin) | Home / Light Bulbs / LED / Soraa - 08734 - SM16-09-25D-827-H1 Suitable for Damp Locations; Not Suitable for Enclosed, Lensed, Baffled, or Deeply Recessed Fixtures 9W MR16 LED Lamp - Universal - 690 Lumens - Warm White (2700K) - 90 CRI - 35000 hrs. - GU5.3 (Bi-Pin) - 12V Soraa - 08734 - SM16-09-25D-827-H1 | 2700 | 90 | 690 | 76.6667 | 35000 | 9 | 1 | 38.27 | 38.27 | 44.9687 | 2020Q3 | https://shop.regencylighting.com/lamps/led/sm16-09-25d-827-h1-08734.html | Regency Lighting | 2020 | Yes
LED Lighting | Reflector | Soraa | True |  | MR16 | GU5.3 (Bi-Pin) | GU5.3 (Bi-Pin) | Home / Light Bulbs / LED / Soraa - 00957 - SM16-09-25D-830-03 Suitable for Damp Locations; Not Suitable for Enclosed, Lensed, Baffled, or Deeply Recessed Fixtures 9W MR16 LED Lamp - Universal - Warm White (3000K) - GU5.3 (Bi-Pin) - 12V Soraa - 00957 - SM16-09-25D-830-03 | 3000 |  | 590 | 65.5556 | 35000 | 9 | 1 | 21.73 | 21.73 | 25.5336 | 2020Q3 | https://shop.regencylighting.com/lamps/led/sm16-09-25d-830-03-00957.html | Regency Lighting | 2020 | Yes
LED Lighting | Reflector | Soraa | True |  | MR16 | GU5.3 (Bi-Pin) | GU5.3 (Bi-Pin) | Home / Light Bulbs / LED / Soraa - 08738 - SM16-09-25D-830-H1 Not Suitable for Use in Fully Enclosed, Lensed, Baffled, or Deeply Recessed Fixtures; Suitable for Damp Locations 9W MR16 LED Lamp - Universal - 725 Lumens - Warm White (3000K) - 90 CRI - 35000 hrs. - GU5.3 (Bi-Pin) - 12V Soraa - 08738 - SM16-09-25D-830-H1 | 3000 | 90 | 725 | 80.5556 | 35000 | 9 | 1 | 19.51 | 19.51 | 22.925 | 2020Q3 | https://shop.regencylighting.com/lamps/led/sm16-09-25d-830-h1-08738.html | Regency Lighting | 2020 | Yes
LED Lighting | Reflector | Soraa | True |  | MR16 | GU5.3 (Bi-Pin) | GU5.3 (Bi-Pin) | Home / Light Bulbs / LED / Soraa - 00955 - SM16-09-25D-927-03 Suitable for Damp Locations; Not Suitable for Enclosed, Lensed, Baffled, or Deeply Recessed Fixtures 9W MR16 LED Lamp - Universal - 465 Lumens - Warm White (2700K) - 95 CRI - 35000 Hours - GU5.3 (Bi-Pin) - 12V Soraa - 00955 - SM16-09-25D-927-03 | 2700 | 95 | 465 | 51.6667 | 35000 | 9 | 100 | 2537 | 25.37 | 29.8107 | 2020Q3 | https://shop.regencylighting.com/lamps/led/sm16-09-25d-927-03-00955.html | Regency Lighting | 2020 | Yes
LED Lighting | Reflector | Soraa | True |  | MR16 | GU5.3 (Bi-Pin) | GU5.3 (Bi-Pin) | Home / Light Bulbs / LED / Soraa - 00959 - SM16-09-25D-930-03 Suitable for Damp Locations; Not Suitable for Enclosed, Lensed, Baffled, or Deeply Recessed Fixtures 9W MR16 LED Lamp - Universal - 490 Lumens - Warm White (3000K) - 95 CRI - 35000 Hours - GU5.3 (Bi-Pin) - 12V Soraa - 00959 - SM16-09-25D-930-03 | 3000 | 95 | 490 | 54.4444 | 35000 | 9 | 100 | 2537 | 25.37 | 29.8107 | 2020Q3 | https://shop.regencylighting.com/lamps/led/sm16-09-25d-930-03-00959.html | Regency Lighting | 2020 | Yes
LED Lighting | Reflector | Soraa | True |  | MR16 | GU5.3 (Bi-Pin) | GU5.3 (Bi-Pin) | Home / Light Bulbs / LED / Soraa - 00963 - SM16-09-36D-927-03 Suitable for Damp Locations; Not Suitable for Enclosed, Lensed, Baffled, or Deeply Recessed Fixtures 9W MR16 LED Lamp - Universal - 465 Lumens - Warm White (2700K) - 95 CRI - 35000 Hours - GU5.3 (Bi-Pin) - 12V Soraa - 00963 - SM16-09-36D-927-03 | 2700 | 95 | 465 | 51.6667 | 35000 | 9 | 100 | 2537 | 25.37 | 29.8107 | 2020Q3 | https://shop.regencylighting.com/lamps/led/sm16-09-36d-927-03-00963.html | Regency Lighting | 2020 | Yes
LED Lighting | Reflector | Soraa | True |  | MR16 | GU5.3 (Bi-Pin) | GU5.3 (Bi-Pin) | Home / Light Bulbs / LED / Soraa - 00967 - SM16-09-36D-930-03 Suitable for Damp Locations; Not Suitable for Enclosed, Lensed, Baffled, or Deeply Recessed Fixtures 9W MR16 LED Lamp - Universal - 490 Lumens - Warm White (3000K) - 35000 Hours - GU5.3 (Bi-Pin) - 12V Soraa - 00967 - SM16-09-36D-930-03 | 3000 |  | 490 | 54.4444 | 35000 | 9 | 1 | 25.37 | 25.37 | 29.8107 | 2020Q3 | https://shop.regencylighting.com/lamps/led/sm16-09-36d-930-03-00967.html | Regency Lighting | 2020 | Yes
LED Lighting | Reflector | Soraa |  |  | MR16 | GU10 (Bi-Pin / Twist & Lock) | GU10 (Bi-Pin / Twist & Lock) | Home / Light Bulbs / LED / Soraa - 01111 - SM16GA-07-10D-927-03 Indoor or Outdoor Use; High CRI 7.5W MR16 LED Lamp - Universal - 390 Lumens - Warm White (2700K) - 95 CRI - 35000 Hours - GU10 (Bi-Pin / Twist & Lock) - 120 to 130V Soraa - 01111 - SM16GA-07-10D-927-03 | 2700 | 95 | 390 | 52 | 35000 | 7.5 | 1 | 27.19 | 27.19 | 31.9493 | 2020Q3 | https://shop.regencylighting.com/lamps/led/sm16ga-07-10d-927-03-01111.html | Regency Lighting | 2020 | Yes
LED Lighting | Reflector | Soraa | True |  |  |  |  | Home / Light Bulbs / LED / Soraa - 01123 - SM16GA-07-25D-927-03 LED MR16 Lamp, Vivid 2700K, 7.5 Watts, CRI 95, 25 Degree, GU10 Base Item: 01123 7.5W MR16 LED Lamp - 410 Lumens - Warm White (2700K) - 95 CRI Soraa - 01123 - SM16GA-07-25D-927-03 | 2700 | 95 | 410 | 54.6667 | 35000 | 7.5 | 1 | 23.55 | 23.55 | 27.6722 | 2020Q3 | https://shop.regencylighting.com/lamps/led/sm16ga-07-25d-927-03-01123.html | Regency Lighting | 2020 | Yes
LED Lighting | Reflector | Soraa | True |  | MR16 |  |  | Home / Light Bulbs / LED / Soraa - 01135 - SM16GA-07-36D-927-03 Vivid 95 CRI, 7.5 watt MR16 LED lamp, 120 volt, base: GU10, 2700K, 36 degree beam angle, 410 lumens 7.5W MR16 LED Lamp - 410 Lumens - Warm White (2700K) - 95 CRI Soraa - 01135 - SM16GA-07-36D-927-03 | 2700 | 95 | 410 | 54.6667 | 35000 | 7.5 | 1 | 23.55 | 23.55 | 27.6722 | 2020Q3 | https://shop.regencylighting.com/lamps/led/sm16ga-07-36d-927-03-01135.html | Regency Lighting | 2020 | Yes
LED Lighting | Reflector | Soraa | True |  | MR16 |  |  | Home / Light Bulbs / LED / Soraa - 01573 -SM16GA-07-60D-927-03 60-Degree Beam Angle - 7.5 Watt - 120 Volt - GU10 Base - 95 CRI - Dimmable - 2700K Warm White 7.5W MR16 LED Lamp - 410 Lumens - Warm White (2700K) - 95 CRI Soraa - 01573 -SM16GA-07-60D-927-03 | 2700 | 95 | 420 | 84 | 35000 | 5 | 1 | 23.55 | 23.55 | 27.6722 | 2020Q3 | https://shop.regencylighting.com/lamps/led/sm16ga-07-60d-927-03-01573.html | Regency Lighting | 2020 | Yes
LED Lighting | Reflector | Soraa | True |  | MR16 | GU10 (Bi-Pin / Twist & Lock) | GU10 (Bi-Pin / Twist & Lock) | Home / Light Bulbs / LED / Soraa - 08758 - SM16GA-09-25D-827-H1 Suitable for Damp Locations; Not Suitable for Enclosed, Lensed, Baffled, or Deeply Recessed Fixtures 9W MR16 LED Lamp - Universal - 690 Lumens - Warm White (2700K) - 90 CRI - 35000 hrs. - GU10 (Bi-Pin / Twist & Lock) - 120 to 130V Soraa - 08758 - SM16GA-09-25D-827-H1 | 2700 | 90 | 690 | 76.6667 | 35000 | 9 | 1 | 21.48 | 21.48 | 25.2398 | 2020Q3 | https://shop.regencylighting.com/lamps/led/sm16ga-09-25d-827-h1-08758.html | Regency Lighting | 2020 | Yes
LED Lighting | Reflector | Soraa | True |  | PAR30LN | E26 (Medium) | E26 (Medium) | Home / Light Bulbs / LED / Soraa - 813 - SP30L-14-25D-827-H1 Compatible with Soraa Snap System; Suitable for Damp Locations; Suitable for Enclosed Locations; T24/JA8 Compliant 14W PAR30 Long Neck LED Lamp - Universal - 1190 Lumens - Warm White (2700K) - 92 CRI - 35000 hrs. - E26 (Medium) - 120 to 130V Soraa - 813 - SP30L-14-25D-827-H1 | 2700 | 92 | 1190 | 85 | 35000 | 14 | 1 | 28.44 | 28.44 | 33.4181 | 2020Q3 | https://shop.regencylighting.com/lamps/led/sp30l-14-25d-827-h1-08813.html | Regency Lighting | 2020 | Yes
LED Lighting | Reflector | Soraa | True |  | PAR30 | E26 (Medium) | E26 (Medium) | Home / Light Bulbs / LED / Soraa - 00823 - SP30S-18-25D-927-03 Suitable for Fully Enclosed Fixtures; Suitable for Damp Locations 18.5W PAR30 LED Lamp - Universal - 930 Lumens - Warm White (2700K) - 95 CRI - 35000 hrs. - E26 (Medium) - 120 to 130V Soraa - 00823 - SP30S-18-25D-927-03 | 2700 | 95 | 930 | 50.2703 | 35000 | 18.5 | 1 | 74.46 | 74.46 | 87.4934 | 2020Q3 | https://shop.regencylighting.com/lamps/led/sp30s-18-25d-927-03-00823.html | Regency Lighting | 2020 | Yes
LED Lighting | Reflector | Soraa | True |  | PAR30 | E26 (Medium) | E26 (Medium) | Home / Light Bulbs / LED / Soraa - 00825 - SP30S-18-36D-927-03 Suitable for Fully Enclosed Fixtures; Suitable for Damp Locations 18.5W PAR30 LED Lamp - Universal - 930 Lumens - Warm White (2700K) - 95 CRI - 35000 Hours - E26 (Medium) - 120 to 130V Soraa - 00825 - SP30S-18-36D-927-03 | 2700 | 95 | 930 | 50.2703 | 35000 | 18.5 | 1 | 74.46 | 74.46 | 87.4934 | 2020Q3 | https://shop.regencylighting.com/lamps/led/sp30s-18-36d-927-03-00825.html | Regency Lighting | 2020 | Yes
LED Lighting | Reflector | Soraa | True |  | PAR30 | E26 (Medium) | E26 (Medium) | Home / Light Bulbs / LED / Soraa - 00827 - SP30S-18-60D-927-03 Suitable for Fully Enclosed Fixtures; Suitable for Damp Locations 18.5W PAR30 LED Lamp - Universal - 930 Lumens - Warm White (2700K) - 95 CRI - 35000 hrs. - E26 (Medium) - 120 to 130V Soraa - 00827 - SP30S-18-60D-927-03 | 2700 | 95 | 930 | 50.2703 | 35000 | 18.5 | 1 | 74.46 | 74.46 | 87.4934 | 2020Q3 | https://shop.regencylighting.com/lamps/led/sp30s-18-60d-927-03-00827.html | Regency Lighting | 2020 | Yes
LED Lighting | Reflector | Soraa | True |  | PAR38 | E26 (Medium) | E26 (Medium) | Home / Light Bulbs / LED / Soraa - 00979 - SP38-18-25D-927-03 Indoor and Outdoor Applications 18.5W PAR38 LED Lamp - Universal - 930 Lumens - Warm White (2700K) - 95 CRI - 35000 Hours - E26 (Medium) - 120 to 130V Soraa - 00979 - SP38-18-25D-927-03 | 2700 | 95 | 930 | 50.2703 | 35000 | 18.5 | 1 | 82.73 | 82.73 | 97.2109 | 2020Q3 | https://shop.regencylighting.com/lamps/led/sp38-18-25d-927-03-00979.html | Regency Lighting | 2020 | Yes
LED Lighting | Reflector | Soraa | True |  | PAR38 | E26 (Medium) | E26 (Medium) | Home / Light Bulbs / LED / Soraa - 00981 - SP38-18-36D-927-03 Indoor and Outdoor Applications 18.5W PAR38 LED Lamp - Universal - 930 Lumens - Warm White (2700K) - 95 CRI - 35000 Hours - E26 (Medium) - 120 to 130V Soraa - 00981 - SP38-18-36D-927-03 | 2700 | 95 | 930 | 50.2703 | 35000 | 18.5 | 1 | 82.73 | 82.73 | 97.2109 | 2020Q3 | https://shop.regencylighting.com/lamps/led/sp38-18-36d-927-03-00981.html | Regency Lighting | 2020 | Yes
LED Lighting | Reflector | Soraa | True |  | PAR38 | E26 (Medium) | E26 (Medium) | Home / Light Bulbs / LED / Soraa - 00999 - SP38-18-60D-930-03 Indoor and Outdoor Applications 18.5W PAR38 LED Lamp - Universal - 1000 Lumens - Warm White (3000K) - 95 CRI - 35000 hrs. - E26 (Medium) - 120 to 130V Soraa - 00999 - SP38-18-60D-930-03 | 3000 | 95 | 1000 | 54.0541 | 35000 | 18.5 | 1 | 82.73 | 82.73 | 97.2109 | 2020Q3 | https://shop.regencylighting.com/lamps/led/sp38-18-60d-930-03-00999.html | Regency Lighting | 2020 | Yes
LED Lighting | A-Type | GE Lighting | False |  | LED | A19 | E26 (Medium) | Topbulb » LED Bulbs » LED Standard Shape » 75W Equal » GE 75590 ¦ 12W LED Bright Stik - 75W Equal - 1100 Lumens - 2700K - 2 Pack Use this GE 12 watt, medium base LED as a direct replacement for 75 watt incandescent / halogen equivalent light sources where warm white light is desired. Especially useful in applications requiring short bulb length. Priced and shipped as a 2-Pack. LED Technology Notice Due to constantly evolving nature of LED technology, manufacturers will reserve the right to replace this product with next generation technology. We appreciate your understanding and acceptance of this policy. Utility/Government Incentives Documents GE 75590 Spec Sheet About GE Lighting Started over 130 years ago, General Electric began with Thomas Edison's invention of the world's first affordable incandescent light bulb. More than a century later, the company still brings light to the world through its products. Its modern new light technologies, such as fluorescent and LED light bulbs, cost less and are more energy efficient and environmentally friendly. GE currently works to make nearly all of their lighting products Energy Star certified. 15,000 Hours • Length 5.24" • Not Dimmable GE 75590 ¦ 12W LED Bright Stik - 75W Equal - 1100 Lumens - 2700K - 2 Pack | 2700 | 80 | 1100 | 91.6667 | 15000 | 12 | 1 | 13.95 | 13.95 | 16.3918 | 2020Q2 | https://www.topbulb.com/ge-75590-12w-led-a19-2700k | Top Bulb | 2020 | Yes
LED Lighting | Decorative | Maxlite | True |  | G30 | E26 (Medium) | E26 (Medium) | Home / Light Bulbs / LED / Maxlite - 76541 - V6.5G30DLED22 Saves More than 90 Percent on Energy 6.5W G30 LED Lamp - Universal - 620 Lumens - Warm White (2200K) - 80 CRI - 15000 Hours - E26 (Medium) - 120 to 130V Maxlite - 76541 - V6.5G30DLED22 | 2200 | 80 | 620 | 95.3846 | 15000 | 6.5 | 1 | 18.2 | 18.2 | 21.3857 | 2020Q3 | https://shop.regencylighting.com/lamps/led/v6-5g30dled22-mxt.html | Regency Lighting | 2020 | Yes
LED Lighting | Reflector | PLT | True |  |  | MR16 | GU5.3 | Description Looking for the brightest and most vibrant in color LED MR16s? Look no further. PLT's MR16 4 RED 15 red LED spot lamp is designed to fit into standard low voltage MR16 fixtures and is thermally engineered to operate in enclosed fixtures. Provides a dramatic accent to shrubbery and garden sculptures Features a rated life of 50,000 hours UL rated 230 Lumens - 15 Deg. Spot - Dimmable - 8-25 Volt - GU5.3 - PLT MR16 4 RED 15 LED MR16 - 4 Watt - 20 Watt Equal - Red |  |  | 230 | 57.5 | 50000 | 4 | 10 | 192.1 | 19.21 | 22.5725 | 2020Q3 | https://www.1000bulbs.com/product/112134/PLT-MR164RED15.html | 1000bulbs.com | 2020 | Yes
LED Lighting | Reflector | PLT |  |  |  | MR16 | GU5.3 | Description Looking for the brightest and most vibrant in color LED MR16s? Look no further. PLT's MR16 4 AMBER 30 amber LED flood lamp is designed to fit into standard low voltage MR16 fixtures and is thermally engineered to operate in enclosed fixtures. Provides a dramatic accent to shrubbery and garden sculptures Rated life of 50,000 hours UL rated 230 Lumens - 30 Deg. Flood - 8-25 Volt - GU5.3 - PLT MR16 4 AMBER 30 LED MR16 - 4 Watt - 20 Watt Equal - Amber |  |  | 230 | 57.5 | 50000 | 4 | 10 | 192.1 | 19.21 | 22.5725 | 2020Q3 | https://www.1000bulbs.com/product/112201/PLT-MR164AMBER30.html | 1000bulbs.com | 2020 | Yes
LED Lighting | Reflector | PLT |  |  |  | MR16 | GU5.3 | Description Looking for the brightest and most vibrant in color LED MR16s? Look no further. PLT's MR16 4 AMBER 15 amber LED spot lamp is designed to fit into standard low voltage MR16 fixtures and is thermally engineered to operate in enclosed fixtures. Provides a dramatic accent to shrubbery and garden sculptures Features a rated life of 50,000 hours UL rated 230 Lumens - 15 Deg. Spot - 8-25 Volt - GU5.3 - PLT MR16 4 AMBER 15 LED MR16 - 4 Watt - 20 Watt Equal - Amber |  |  | 230 | 57.5 | 50000 | 4 | 10 | 192.1 | 19.21 | 22.5725 | 2020Q3 | https://www.1000bulbs.com/product/112202/PLT-MR164AMBER15.html | 1000bulbs.com | 2020 | Yes
LED Lighting | Reflector | PLT |  |  |  | MR16 | GU5.3 | Description Looking for the brightest and most vibrant in color LED MR16s? Look no further. PLT's MR16 4 BLUE 30 blue LED flood lamp is designed to fit into standard low voltage MR16 fixtures and is thermally engineered to operate in enclosed fixtures. Provides a dramatic accent to shrubbery and garden sculptures Features a rated life of 50,000 hours UL rated 230 Lumens - 30 Deg. Flood - 8-25 Volt - GU5.3 - PLT MR16 4 BLUE 30 LED MR16 - 4 Watt - 20 Watt Equal - Blue |  |  | 230 | 57.5 | 50000 | 4 | 10 | 192.1 | 19.21 | 22.5725 | 2020Q3 | https://www.1000bulbs.com/product/112204/PLT-MR164BLUE30.html | 1000bulbs.com | 2020 | Yes
LED Lighting | Reflector | PLT |  |  |  | MR16 | GU5.3 | Description Looking for the brightest and most vibrant in color LED MR16s? Look no further. PLT's MR16 4 BLUE 15 blue LED spot lamp is designed to fit into standard low voltage MR16 fixtures and is thermally engineered to operate in enclosed fixtures. Provides a dramatic accent to shrubbery and garden sculptures Features a rated life of 50,000 hours UL rated 230 Lumens - 15 Deg. Spot - 8-25 Volt - GU5.3 - PLT MR16 4 BLUE 15 LED MR16 - 4 Watt - 20 Watt Equal - Blue |  |  | 230 | 57.5 | 50000 | 4 | 10 | 192.1 | 19.21 | 22.5725 | 2020Q3 | https://www.1000bulbs.com/product/112205/PLT-MR164BLUE15.html | 1000bulbs.com | 2020 | Yes
LED Lighting | Reflector | PLT |  |  |  | MR16 | GU5.3 | Description Looking for the brightest and most vibrant in color LED MR16s? Look no further. PLT's MR16 4 GREEN 30 green LED flood lamp is designed to fit into standard low voltage MR16 fixtures and is thermally engineered to operate in enclosed fixtures. Provides a dramatic accent to shrubbery and garden sculptures Features a rated life of 50,000 hours UL rated 230 Lumens - 30 Deg. Flood - 8-25 Volt - GU5.3 - PLT MR16 4 GREEN 30 LED MR16 - 4 Watt - 20 Watt Equal - Green |  |  | 230 | 57.5 | 50000 | 4 | 10 | 192.1 | 19.21 | 22.5725 | 2020Q3 | https://www.1000bulbs.com/product/112210/PLT-MR164GREEN30.html | 1000bulbs.com | 2020 | Yes
LED Lighting | Reflector | PLT |  |  |  | MR16 | GU5.3 | Description Looking for the brightest and most vibrant in color LED MR16s? Look no further. PLT's MR16 4 RED 30 red LED flood lamp is designed to fit into standard low voltage MR16 fixtures and is thermally engineered to operate in enclosed fixtures. Provides a dramatic accent to shrubbery and garden sculptures Features a rated life of 50,000 hours UL rated 230 Lumens - 30 Deg. Flood - 8-25 Volt - GU5.3 - PLT MR16 4 RED 30 LED MR16 - 4 Watt - 20 Watt Equal - Red |  |  | 230 | 57.5 | 50000 | 4 | 10 | 192.1 | 19.21 | 22.5725 | 2020Q3 | https://www.1000bulbs.com/product/112212/PLT-MR164RED30.html | 1000bulbs.com | 2020 | Yes
LED Lighting | Reflector | PLT |  |  |  | MR16 | GU5.3 | Description Looking for the brightest and most vibrant in color LED MR16s? Look no further. PLT's MR16 4 RED 60 red LED wide flood lamp is designed to fit into standard low voltage MR16 fixtures and is thermally engineered to operate in enclosed fixtures. Provides a dramatic accent to shrubbery and garden sculptures Features a rated life of 50,000 hours UL rated 230 Lumens - 60 Deg. Wide Flood - 8-25 Volt - GU5.3 - PLT MR16 4 RED 60 LED MR16 - 4 Watt - 20 Watt Equal - Red |  |  | 230 | 57.5 | 50000 | 4 | 10 | 192.1 | 19.21 | 22.5725 | 2020Q3 | https://www.1000bulbs.com/product/112214/PLT-MR164RED60.html | 1000bulbs.com | 2020 | Yes
LED Lighting | Reflector | PLT |  |  |  | MR16 | GU5.3 | Description If you're looking for the brightest landscape lighting MR16 on the market today, look no further. PLT's MR16 4 2700 30 2700K LED flood lamp is designed to fit into standard low voltage MR16 fixtures and is thermally engineered to operate in enclosed fixtures. Provides a dramatic accent to shrubbery and garden sculptures Features a rated life of 50,000 hours UL rated 230 Lumens - 2700 Kelvin - 30 Deg. Flood - 8-25 Volt - GU5.3 - PLT MR16 4 2700 30 LED MR16 - 4 Watt - 20 Watt Equal - Incandescent Match | 2700 |  | 230 | 57.5 | 50000 | 4 | 10 | 203.2 | 20.32 | 23.8768 | 2020Q3 | https://www.1000bulbs.com/product/112215/PLT-MR164270030.html | 1000bulbs.com | 2020 | Yes
LED Lighting | Reflector | PLT |  |  |  | MR16 | GU5.3 | Description If you're looking for the brightest landscape lighting MR16 on the market today, look no further. PLT's MR16 4 2700 15 2700K LED spot lamp is designed to fit into standard low voltage MR16 fixtures and is thermally engineered to operate in enclosed fixtures. Provides a dramatic accent to shrubbery and garden sculptures Features a rated life of 50,000 hours UL rated 230 Lumens - 2700 Kelvin - 15 Deg. Spot - 8-25 Volt - GU5.3 - PLT MR16 4 2700 30 LED MR16 - 4 Watt - 20 Watt Equal - Incandescent Match | 2700 |  | 230 | 57.5 | 50000 | 4 | 10 | 192.1 | 19.21 | 22.5725 | 2020Q3 | https://www.1000bulbs.com/product/112216/PLT-MR164270015.html | 1000bulbs.com | 2020 | Yes
LED Lighting | Downlight | Cree | True |  |  |  | GU24 | Description Featuring Cree's TrueWhite technology, this 9.5-watt LED downlight makes the best impression in lighting with enhanced red and unsaturated yellow light levels. Saving up to 85 percent in energy costs Energy Star qualified downlight Lifetime rating of 50,000 hours 575 Lumens - 3000 Kelvin - 90 CRI - Smooth Baffle Trim - 120 Volt - Cree CR4-575L-30K-12-GU24 4 in. LED Downlight - 9.5 Watt - 50 Watt Equal - Halogen Match | 3000 | 90 | 575 | 115 | 50000 | 5 | 1 | 37 | 37 | 43.4764 | 2020Q3 | https://www.1000bulbs.com/product/112417/CREE-CR4L30K12GU24.html | 1000bulbs.com | 2020 | Yes
LED Lighting | Downlight | Cree | True |  |  |  | Medium (E26) | Description Featuring Cree's TrueWhite technology, this 9.5-watt LED downlight makes the best impression in lighting with enhanced red and unsaturated yellow light levels. Saving up to 85 percent in energy costs Energy Star qualified downlight Lifetime rating of 50,000 hours 575 Lumens - 4000 Kelvin - 90 CRI - Smooth Baffle Trim - 120 Volt - Cree CR4-575L-40K-12-E26 4 in. LED Downlight - 9.5 Watt - 50 Watt Equal - Cool White | 4000 | 90 | 575 | 115 | 50000 | 5 | 1 | 56.92 | 56.92 | 66.8832 | 2020Q3 | https://www.1000bulbs.com/product/112420/CREE-CR4L40K12E26.html | 1000bulbs.com | 2020 | Yes
LED Lighting | Reflector | PLT |  |  |  | MR16 | GU5.3 | Description Start your transition to LED today with the PLT LED-MR16-3.5-27K-E LED MR16 lamp. Producing a flood beam of 270 lumens in a 2700K color matched for incandescent bulbs, this 3.5-watt bulb saves over 80 percent of energy costs when replacing a comparable 20-watt incandescent. This LED MR16 fits directly into existing recessed cans and track lights with its standard GU5.3 base and contains advanced chip-on-board technology to ensure uniform lighting, excellent color consistency and maintenance, superior reflectivity, and a long lifetime of 35,000 hours. RoHS compliant, contains no lead or mercury Backed by a 3-year limited warranty Built for harsh environments 270 Lumens - 2700 Kelvin - 45 Deg. Flood - 12 Volt - GU5.3 - PLT LED-MR16-3.5-27K-E LED MR16 - 3.5 Watt - 20 Watt Equal - Incandescent Match | 2700 |  | 270 | 54 | 35000 | 5 | 10 | 214.3 | 21.43 | 25.1811 | 2020Q3 | https://www.1000bulbs.com/product/112626/LC-LEDMR163527KE.html | 1000bulbs.com | 2020 | Yes
LED Lighting | Downlight | TCP | True |  |  | PAR30 | Medium (E26) | Description Featuring smooth, uniform dimming from 100 to 0.5 percent, this 10-Watt LED PAR30 lamp exceeds all industry performance requirements for directional lamps. Perfect for track and recessed downlights Up to 80% in energy savings Long 25,000 hour lifespan Very low heat generation Lowers replacements 850 Lumens - 3000 Kelvin - 15 Deg. Spot - 120 Volt - TCPLED12P30SD30KSP LED PAR30 Short Neck - 10 Watt - 75 Watt Equal | 3000 |  | 850 | 85 | 25000 | 10 | 12 | 155.28 | 12.94 | 15.205 | 2020Q3 | https://www.1000bulbs.com/product/113167/TCP-12P30SD30KSP.html | 1000bulbs.com | 2020 | No
LED Lighting | Reflector | TCP | True |  |  | PAR30 | Medium (E26) | Description Featuring a similar brightness as a 75-Watt halogen lamp, this 10-Watt LED PAR30 bulb utilizes less wattage and is ideal for use with display, track, and recessed can lighting. Even 40-degree flood beam angle Shatter-resistant and lightweight Long life reduces maintenance 850 Lumens - 5000 Kelvin - 40 Deg. Flood - 120 Volt - TCP LED12P30SD50KFL LED PAR30 Short Neck - 10 Watt - 75 Watt Equal | 5000 |  | 850 | 85 |  | 10 | 12 | 126.12 | 10.51 | 12.3497 | 2020Q3 | https://www.1000bulbs.com/product/113836/TCP-12P30SD50KFL.html | 1000bulbs.com | 2020 | Yes
LED Lighting | Downlight | TCP | True |  |  | MR16 | GU10 | Description Illuminate large areas with excellent color consistency using the dimmable TCP LED7MR16GU1024KFL floodlight. This 40-degree MR16 lamp is great for use in display, track, protected outdoor fixtures, or recessed downlights. With 25,000 hours of guaranteed lamp life, this LED will last at least 12 times longer than its halogen equivalent. Minimize your lighting maintenance costs using the 50-watt halogen replacement! UL approved for damp locations, can withstand indoor/outdoor (when protected from the elements) humidity Applicable to sensitive light displays such as art galleries due to its very low heat generation Use in offices, lobbies, restaurants, storefronts, and any other flood lighting situations Begin saving money on your energy bill in a few months, ROI is less than 1 year A 2400K, color matched for incandescent bulbs Dimmable down to 5% Shatter resistant 450 Lumens - 2400 Kelvin - 40 Deg. Flood - 120 Volt - GU10 Base - TCP LED7MR16GU1024KFL LED MR16 - 6 Watt - 50 Watt Equal - Candle Glow | 1024 |  | 450 | 75 | 25000 | 6 | 12 | 42 | 3.5 | 4.1126 | 2020Q3 | https://www.1000bulbs.com/product/114652/TCP-7MR16GU1024KFL.html | 1000bulbs.com | 2020 | No
LED Lighting | Downlight | TCP | True |  |  | MR16 | GU10 | Description Enjoy excellent color consistency and illuminate a specific area using the dimmable TCP LED7MR16GU1027KNFL narrow flood light. This 20-degree MR16 lamp is great for use in display lighting, track lighting, protected outdoor fixtures, or recessed downlights. With 25,000 hours of guaranteed lamp life, this LED will last at least 12 times longer than its halogen equivalent. UL approved for damp location, can withstand indoor/outdoor humidity (when protected from the elements) Applicable to sensitive light displays such as art galleries due to its very low heat generation Lightweight lamp puts less strain on track or downlight installations Use in offices, lobbies, restaurants, storefronts, and home lighting Dimmable down to 5% Shatter resistant 500 Lumens - 2700 Kelvin - 20 Deg. Narrow Flood - 120 Volt - GU10 Base - TCP LED7MR16GU1027KNFL LED MR16 - 5.5 Watt - 50 Watt Equal - Incandescent Match | 1027 |  | 500 | 100 | 25000 | 5 | 12 | 42 | 3.5 | 4.1126 | 2020Q3 | https://www.1000bulbs.com/product/114695/TCP-7MR16GU1027KNFL.html | 1000bulbs.com | 2020 | No
LED Lighting | Downlight | TCP | True |  |  | MR16 | GU10 | Description Illuminate items with excellent color consistency while saving energy using the dimmable TCP LED7MR16GU1027KFL flood light. This 40-degree MR16 lamp is great for use in display lighting, track lighting, protected outdoor fixtures, or recessed downlights. With 25,000 hours of guaranteed lamp life, this LED will last at least 12 times longer than its halogen equivalent. UL approved for damp location, can withstand indoor/outdoor (when protected from the elements) humidity Applicable to sensitive light displays such as art galleries due to its very low heat generation Lightweight lamp puts less strain on track or downlight installations Use in offices, lobbies, restaurants, storefronts, and home lighting Dimmable down to 5% Shatter resistant 500 Lumens - 2700 Kelvin - 40 Deg. Flood - 120 Volt - GU10 Base - TCP LED7MR16GU1027KFL LED MR16 - 6 Watt - 50 Watt Equal - Incandescent Match | 1027 |  | 500 | 83.3333 | 25000 | 6 | 12 | 42 | 3.5 | 4.1126 | 2020Q3 | https://www.1000bulbs.com/product/114696/TCP-7MR16GU1027KFL.html | 1000bulbs.com | 2020 | No
LED Lighting | Downlight | TCP | True |  |  | MR16 | GU10 | Description Illuminate your house with excellent color consistency using the dimmable TCP LED7MR16GU1030KFL flood light. This 40-degree MR16 lamp is great for use in display lighting, track lighting, protected outdoor fixtures, or recessed downlights. With 25,000 hours of guaranteed lamp life, this LED will last at least 12 times longer than its halogen equivalent. UL approved for damp location, can withstand indoor/outdoor humidity (when protected from the elements) Applicable to sensitive light displays such as art galleries due to its very low heat generation Use in offices, lobbies, restaurants, storefronts, and home lighting Lightweight lamp puts less strain on track or downlight installations Dimmable down to 5% Shatter resistant 500 Lumens - 3000 Kelvin - 40 Deg. Flood - 120 Volt - GU10 Base - TCP LED7MR16GU1030KFL LED MR16 - 6 Watt - 50 Watt Equal - Halogen Match | 1030 |  | 500 | 83.3333 | 25000 | 6 | 12 | 42 | 3.5 | 4.1126 | 2020Q3 | https://www.1000bulbs.com/product/114698/TCP-7MR16GU1030KFL.html | 1000bulbs.com | 2020 | No
LED Lighting | Downlight | TCP | True |  |  | MR16 | GU10 | Description Illuminate wall decor and display items while slashing energy costs with this dimmable TCP flood light. Featuring a cool white light and up to 25,000 hours of lamp life, this 40-degree MR16 LED will last at least 12 times longer than its 50-Watt halogen equivalent. UL approved for damp location, can withstand indoor/outdoor humidity (when protected from the elements) Applicable to sensitive light displays such as art galleries due to its very low heat generation Lightweight lamp puts less strain on track or downlight installations Dimmable down to 5% with compatible dimmer Twist-and-lock base fits GU10 socket 500 Lumens - 4100 Kelvin - 40 Deg. Wide Flood - 120 Volt - GU10 Base - TCP LED7MR16GU1041KFL LED MR16 - 6 Watt - 50 Watt Equal - Cool White | 4100 |  | 500 | 83.3333 | 25000 | 6 | 12 | 42 | 3.5 | 4.1126 | 2020Q3 | https://www.1000bulbs.com/product/114703/TCP-7MR16GU1041KFL.html | 1000bulbs.com | 2020 | No
LED Lighting | Reflector | TCP | True |  |  | PAR16 | Medium (E26) | Description With a long 25,000 hour lifespan, this 7-Watt LED will last up to 12 times longer than old halogen PARs to save you on replacements and energy costs. Great for lobbies, restaurants, and home lighting Lightweight for less strain on fixtures Low heat, great for small areas Dimmable down to 5% Shatter-resistant 500 Lumens - 2400 Kelvin - 40 Deg. Flood - TCP LED7P1624KFL LED PAR16 - 7 Watt - 50 Watt Equal | 2400 |  | 500 | 71.4286 | 25000 | 7 | 12 | 113.76 | 9.48 | 11.1394 | 2020Q3 | https://www.1000bulbs.com/product/115179/TCP-7P1624KFL.html | 1000bulbs.com | 2020 | Yes
LED Lighting | Decorative | TCP |  |  |  | G16 | Medium (E26) | Description Get excellent color consistency using the TCP LED5E26G1627K LED G16 light. This decorative globe is great for use in chandeliers, ceiling fans, decorative indoor, and outdoor fixtures. With up to 25,000 hours of lamp life, this 5-watt LED will last at least 16 times longer than its incandescent equivalent. Minimize your lighting maintenance costs using this 40-watt incandescent replacement! Applicable to sensitive displays such as art galleries due to its very low heat generation UL approved for dry and damp locations, can withstand indoor/outdoor humidity 2700 Kelvin, color matched for incandescent bulbs decorative light Use in living rooms, dining rooms, indoor, and outdoor fixtures E26 medium base 300 Lumens - 2700 Kelvin - Medium Base - 120 Volt - TCP LED5E26G1627K LED - 2 in. Dia. Globe - 5 Watt - 40 Watt Equal - Incandescent Match | 1627 |  | 300 | 60 | 25000 | 5 | 12 | 62.04 | 5.17 | 6.0749 | 2020Q3 | https://www.1000bulbs.com/product/115893/TCP-5E26G1627K.html | 1000bulbs.com | 2020 | Yes
LED Lighting | Decorative | TCP | True |  |  | G16 | Medium (E26) | Description Get excellent color consistency using the TCP LED5E26G1627KF LED G16 light. This decorative globe is great for use in chandeliers, ceiling fans, decorative indoor, and outdoor fixtures. With up to 25,000 hours of lamp life, this dimmable 5-watt LED will last at least 16 times longer than its incandescent equivalent. Minimize your lighting maintenance costs using this 40-watt incandescent replacement! Applicable to sensitive displays such as art galleries due to its very low heat generation UL approved for dry and damp locations, can withstand indoor/outdoor humidity 2700 Kelvin, color matched for incandescent bulbs decorative light Use in living rooms, dining rooms, indoor, and outdoor fixtures E26 medium base 300 Lumens - 2700 Kelvin - Medium Base - 120 Volt - TCP LED5E26G1627KF LED - 2 in. Dia. Globe - 5 Watt - 40 Watt Equal - Incandescent Match | 1627 |  | 300 | 60 | 25000 | 5 | 12 | 62.04 | 5.17 | 6.0749 | 2020Q3 | https://www.1000bulbs.com/product/115904/TCP-5E26G1627KF.html | 1000bulbs.com | 2020 | Yes
LED Lighting | Downlight | Soraa | True |  |  | MR16 | GU5.3 | Description Inspire your imagination with the dimmable Soraa Vivid Series 00919 LED MR16 narrow spotlight. Thanks to Soraa's innovative VP3 Vivid Color and Point Source Optics lighting technologies, you can enjoy a uniform and complete color range while using only 7.5 watts of energy. This 35,000-hour MR16 LED is ideal for recessed downlights and track lighting applications. Discover a whole new realm of color using Soraa LEDs! 12 volts, must use an appropriate magnetic or electronic transformer Works 85% more efficiently than traditional halogen lamps Soraa SNAP system accessories available (sold separately) Use indoors or outdoors; UL listed for damp locations Enjoy a 2700K, color matched for incandescent bulbs Dimmable down to 20% of full light levels Suitable for fully enclosed fixtures Has a GU5.3 base Color Corrected - CRI 95 - 390 Lumens - 2700 Kelvin - 10 Deg. Narrow Spot - 12 Volt - GU5.3 Base - Soraa 00919 LED MR16 - 7.5 Watt - 50 Watt Equal - Incandescent Match | 2700 |  | 390 | 78 |  | 5 | 10 | 242.1 | 24.21 | 28.4477 | 2020Q3 | https://www.1000bulbs.com/product/116381/LED-00919.html | 1000bulbs.com | 2020 | No
LED Lighting | Downlight | Soraa | True |  |  | MR16 | GU5.3 | Description Inspire your imagination with dimmable Soraa Vivid Series 00931 LED MR16 narrow floodlights. Thanks to Soraa's innovative VP3 Vivid Color and Point Source Optics lighting technologies, you can enjoy a uniform and complete color range while using only 7.5 watts of energy. This 35,000-hour MR16 LED is ideal for recessed downlights and track lighting applications. Discover a whole new realm of color using Soraa LEDs! 12 volts, must use an appropriate magnetic or electronic transformer Works 85% more efficiently than traditional halogen lamps Use indoors or outdoors; UL listed for damp locations Enjoy a 2700K, color matched for incandescent bulbs Dimmable down to 20% of full light levels Suitable for fully enclosed fixtures Has a GU5.3 base Color Corrected - CRI 95 - 412 Lumens - 2700 Kelvin - 25 Deg. Narrow Flood - 12 Volt - GU5.3 Base - Soraa 00931 LED MR16 - 7.5 Watt - 50 Watt Equal - Incandescent Match | 2700 |  | 412 | 82.4 |  | 5 | 10 | 213.6 | 21.36 | 25.0988 | 2020Q3 | https://www.1000bulbs.com/product/116384/LED-00931.html | 1000bulbs.com | 2020 | No
LED Lighting | Downlight | Soraa | True |  |  | MR16 | GU5.3 | Description Inspire your imagination with the dimmable Soraa Vivid Series 00943 LED MR16 floodlight. Thanks to Soraa's innovative VP3 Vivid Color and Point Source Optics lighting technologies, you can enjoy a uniform and complete color range while using only 7.5 watts of energy. This 35,000-hour MR16 LED is ideal for recessed downlights and track lighting applications. Discover a whole new realm of color using Soraa LEDs! 12 volts, must use an appropriate magnetic or electronic transformer Works 85% more efficiently than traditional halogen lamps Use indoors or outdoors; UL listed for damp locations Dimmable down to 20% of full light levels Not compatible with Halo or Nora track Suitable for fully enclosed fixtures Has a GU5.3 base Color Corrected - CRI 95 - 410 Lumens - 2700 Kelvin - 36 Deg. Flood - 12 Volt - GU5.3 Base - Soraa 00943 LED MR16 - 7.5 Watt - 50 Watt Equal - Incandescent Match | 2700 |  | 410 | 82 |  | 5 | 10 | 213.6 | 21.36 | 25.0988 | 2020Q3 | https://www.1000bulbs.com/product/116397/LED-00943.html | 1000bulbs.com | 2020 | No
LED Lighting | Downlight | Soraa | True |  |  | MR16 | GU5.3 | Description Discover a whole new realm of color with the dimmable Soraa Vivid Series 00923 LED MR16 narrow spotlight. Thanks to Soraa's innovative VP3 Vivid Color and Point Source Optics lighting technologies, you can enjoy a uniform and complete color range while using only 7.5 watts of energy. This 35,000-hour MR16 LED is ideal for recessed downlights and track lighting applications. Inspire your imagination and save 85 percent more energy using Soraa LEDs! 12 volts, must use an appropriate magnetic or electronic transformer Soraa SNAP system accessories available (sold separately) Use indoors or outdoors; UL listed for damp locations Dimmable down to 20% of full light levels Suitable for fully enclosed fixtures Color matched for halogen bulbs Has a GU5.3 base High CRI of 95 Color Corrected - CRI 95 - 410 Lumens - 3000 Kelvin - 10 Deg. Narrow Spot - 12 Volt - GU5.3 Base - Soraa 00923 LED MR16 - 7.5 Watt - 50 Watt Equal - Halogen Match | 3000 |  | 410 | 82 |  | 5 | 10 | 242.1 | 24.21 | 28.4477 | 2020Q3 | https://www.1000bulbs.com/product/116401/LED-00923.html | 1000bulbs.com | 2020 | No
LED Lighting | Downlight | Soraa | True |  |  | MR16 | GU5.3 | Description Discover a whole new realm of color with the dimmable Soraa Vivid Series 00935 LED MR16 narrow floodlight. Thanks to Soraa's innovative VP3 Vivid Color and Point Source Optics lighting technologies, you can enjoy a uniform and complete color range while using only 7.5 watts of energy. This 35,000-hour MR16 LED is ideal for recessed downlights and track lighting applications. Inspire your imagination and save 85 percent more energy using Soraa LEDs! 12 volts, must use an appropriate magnetic or electronic transformer Use indoors or outdoors; UL listed for damp locations Dimmable down to 20% of full light levels Suitable for fully enclosed fixtures Color matched for halogen bulbs Has a GU5.3 base High CRI of 95 Color Corrected - CRI 95 - 435 Lumens - 3000 Kelvin - 25 Deg. Narrow Flood - 12 Volt - GU5.3 Base - Soraa 00935 LED MR16 - 7.5 Watt - 50 Watt Equal - Halogen Match | 3000 |  | 435 | 87 |  | 5 | 10 | 213.6 | 21.36 | 25.0988 | 2020Q3 | https://www.1000bulbs.com/product/116402/LED-00935.html | 1000bulbs.com | 2020 | No
LED Lighting | Downlight | Soraa | True |  |  | MR16 | GU5.3 | Description Discover a whole new realm of color with the dimmable Soraa Vivid Series 00947 LED MR16 floodlight. Thanks to Soraa's innovative VP3 Vivid Color and Point Source Optics lighting technologies, you can enjoy a uniform and complete color range while using only 7.5 watts of energy. This 35,000-hour MR16 LED is ideal for recessed downlights and track lighting applications. Inspire your imagination and save 85 percent more energy using Soraa LEDs! 12 volts, must use an appropriate magnetic or electronic transformer Use indoors or outdoors; UL listed for damp locations Dimmable down to 20% of full light levels Suitable for fully enclosed fixtures Color matched for halogen bulbs Has a GU5.3 base High CRI of 95 Color Corrected - CRI 95 - 435 Lumens - 3000 Kelvin - 36 Deg. Flood - 12 Volt - GU5.3 Base - Soraa 00947 LED MR16 - 7.5 Watt - 50 Watt Equal - Halogen Match | 3000 |  | 435 | 87 |  | 5 | 10 | 213.6 | 21.36 | 25.0988 | 2020Q3 | https://www.1000bulbs.com/product/116403/LED-00947.html | 1000bulbs.com | 2020 | No
LED Lighting | Downlight | Soraa | True |  |  | MR16 | GU5.3 | Description Your home decor begins with captivating lighting. Enhance your color scheme with the dimmable Soraa 00925 LED MR16 narrow spotlight. Enjoy a uniform and complete color range while using only 7.5 watts of energy. This 35,000-hour MR16 LED is ideal for recessed downlights and track lighting applications. Wow your guests and save 85 percent more energy using Soraa LEDs! 12 volts, must use an appropriate magnetic or electronic transformer Soraa SNAP system accessories available (sold separately) Use indoors or outdoors; UL listed for damp locations Dimmable down to 20% of full light levels Enjoy a 4000K, cool white radiance Suitable for fully enclosed fixtures Has a GU5.3 base High CRI of 95 Color Corrected - CRI 95 - 430 Lumens - 4000 Kelvin - 10 Deg. Narrow Spot - 12 Volt - GU5.3 Base - Soraa 00925 LED MR16 - 7.5 Watt - 50 Watt Equal - Cool White | 4000 |  | 430 | 86 |  | 5 | 10 | 242.1 | 24.21 | 28.4477 | 2020Q3 | https://www.1000bulbs.com/product/116406/LED-00925.html | 1000bulbs.com | 2020 | No
LED Lighting | Downlight | Soraa | True |  |  | MR16 | GU5.3 | Description Your home decor begins with captivating lighting. Enhance your color scheme with the dimmable Soraa Vivid Series 00937 LED MR16 narrow floodlight. Enjoy a uniform and complete color range while using only 7.5 watts of energy. This 35,000-hour MR16 LED is ideal for recessed downlights and track lighting applications. Wow your guests and save 85 percent more energy using Soraa LEDs! 12 volts, must use an appropriate magnetic or electronic transformer Use indoors or outdoors; UL listed for damp locations Dimmable down to 20% of full light levels Enjoy a 4000K, cool white radiance Suitable for fully enclosed fixtures Has a GU5.3 base High CRI of 95 Color Corrected - CRI 95 - 455 Lumens - 4000 Kelvin - 25 Deg. Narrow Flood - 12 Volt - GU5.3 Base - Soraa 00937 LED MR16 - 7.5 Watt - 50 Watt Equal - Cool White | 4000 |  | 455 | 91 |  | 5 | 10 | 213.6 | 21.36 | 25.0988 | 2020Q3 | https://www.1000bulbs.com/product/116409/LED-00937.html | 1000bulbs.com | 2020 | No
LED Lighting | Downlight | Soraa | True |  |  | MR16 | GU5.3 | Description Your home decor begins with captivating lighting. Enhance your color scheme with dimmable Soraa Vivid Series 00949 LED MR16 floodlights. Enjoy a uniform and complete color range while using only 7.5 watts of energy. This 35,000-hour MR16 LED is ideal for recessed downlights and track lighting applications. Wow your guests and save 85 percent more energy using Soraa LEDs! 12 volts, must use an appropriate magnetic or electronic transformer Use indoors or outdoors; UL listed for damp locations Dimmable down to 20% of full light levels Enjoy a 4000K, cool white radiance Suitable for fully enclosed fixtures Has a GU5.3 base High CRI of 95 Color Corrected - CRI 95 - 455 Lumens - 4000 Kelvin - 36 Deg. Flood - 12 Volt - GU5.3 Base - Soraa 00949 LED MR16 - 7.5 Watt - 50 Watt Equal - Cool White | 4000 |  | 455 | 91 |  | 5 | 10 | 185 | 18.5 | 21.7382 | 2020Q3 | https://www.1000bulbs.com/product/116411/LED-00949.html | 1000bulbs.com | 2020 | No
LED Lighting | Downlight | Soraa | True |  |  | MR16 | GU5.3 | Description Consume 85 percent less energy than traditional halogen lamps with the Soraa 00921 LED MR16 narrow spotlight. Soraa employs innovative VP3 Vivid Color, Point Source Optics, and GaN on GaN lighting technology, allowing for smooth beams of light and an extensive color range while using only 7.5 Watts. Say goodbye to washed-out colors and hello to crystal clear hues with this long-lasting, 35,000-hour halogen replacement that is sure to save you time and money! Runs on 12 Volts (must use an appropriate magnetic or electronic transformer) UL listed for damp locations; use indoors or outdoors Great for recessed downlights and track lighting Shines a color matched for halogen bulbs Suitable for fully enclosed fixtures Dimmable down to 20% Uses a GU5.3 base 500 Lumens - 3000 Kelvin - 10 Deg. Narrow Spot - 12 Volt - GU5.3 Base - Soraa 00921 LED MR16 - 7.5 Watt - 50 Watt Equal - Halogen Match | 3000 |  | 500 | 100 |  | 5 | 10 | 185 | 18.5 | 21.7382 | 2020Q3 | https://www.1000bulbs.com/product/116422/LED-00921.html | 1000bulbs.com | 2020 | No
LED Lighting | Downlight | Soraa | True |  |  | MR16 | GU5.3 | Description Inspire your imagination with dimmable Soraa Vivid Series 00955 LED MR16 narrow floodlights. Soraa LEDs are designed to safely dim themselves in environments that restrict proper functioning, such as lack of minimum airflow or ventilation. Enjoy a uniform and complete color range while using only 9 watts of energy with this 35,000-hour MR16 LED; an ideal lamp for recessed downlights and track lighting applications. Discover a whole new realm of color using Soraa LEDs! 12 volts, must use an appropriate magnetic or electronic transformer Works 85% more efficiently than traditional halogen lamps Use indoors or outdoors; UL listed for damp locations Enjoy a 2700K, color matched for incandescent bulbs Dimmable down to 20% of full light levels Has a GU5.3 base High CRI of 95 Color Corrected - CRI 95 - 465 Lumens - 2700 Kelvin - 25 Deg. Narrow Flood - 12 Volt - GU5.3 Base - Soraa 00955 LED MR16 - 9 Watt - 65 Watt Equal - Incandescent Match | 2700 |  | 465 | 51.6667 |  | 9 | 10 | 242.1 | 24.21 | 28.4477 | 2020Q3 | https://www.1000bulbs.com/product/116646/LED-00955.html | 1000bulbs.com | 2020 | No
LED Lighting | Downlight | Soraa | True |  |  | MR16 | GU5.3 | Description Inspire your imagination with dimmable Soraa Vivid Series 00963 LED MR16 floodlights. Soraa LEDs are designed to safely dim themselves in environments that restrict proper functioning, such as lack of minimum airflow or ventilation. Enjoy a uniform and complete color range while using only 9 watts of energy with this 35,000-hour MR16 LED, an ideal lamp for recessed downlights and track lighting applications. Discover a whole new realm of color using Soraa LEDs! 12 volts, must use an appropriate magnetic or electronic transformer Works 85% more efficiently than traditional halogen lamps Use indoors or outdoors; UL listed for damp locations Enjoy a 2700K, color matched for incandescent bulbs Dimmable down to 20% of full light levels Has a GU5.3 base High CRI of 95 Color Corrected - CRI 95 - 465 Lumens - 2700 Kelvin - 36 Deg. Flood - 12 Volt - GU5.3 base - Soraa 00963 LED MR16 - 9 Watt - 65 Watt Equal - Incandescent Match | 2700 |  | 465 | 51.6667 |  | 9 | 10 | 242.1 | 24.21 | 28.4477 | 2020Q3 | https://www.1000bulbs.com/product/116648/LED-00963.html | 1000bulbs.com | 2020 | No
LED Lighting | Downlight | Soraa | True |  |  | MR16 | GU5.3 | Description Inspire your imagination with dimmable Soraa Vivid Series 00959 LED MR16 narrow floodlights. Soraa LEDs are designed to safely dim themselves in environments that restrict proper functioning, such as lack of minimum airflow or ventilation. Enjoy a uniform and complete color range while using only 9 watts of energy with this 35,000-hour MR16 LED, an ideal lamp for recessed downlights and track lighting applications. Discover a whole new realm of color using Soraa LEDs! 12 volts, must use an appropriate magnetic or electronic transformer Works 85% more efficiently than traditional halogen lamps Use indoors or outdoors; UL listed for damp locations Dimmable down to 20% of full light levels Enjoy a color matched for halogen bulbs Has a GU5.3 base High CRI of 95 Color Corrected - CRI 95 - 490 Lumens - 3000 Kelvin - 25 Deg. Narrow Flood - 12 Volt - GU5.3 Base - Soraa 00959 LED MR16 - 9 Watt - 65 Watt Equal - Halogen Match | 3000 |  | 490 | 54.4444 |  | 9 | 10 | 242.1 | 24.21 | 28.4477 | 2020Q3 | https://www.1000bulbs.com/product/116649/LED-00959.html | 1000bulbs.com | 2020 | No
LED Lighting | Downlight | Soraa | True |  |  | MR16 | GU5.3 | Description Inspire your imagination with the Soraa 00967 LED MR16 floodlight. Soraa LEDs are designed to turn themselves down safely in environments that restrict proper functioning, such as lack of minimum airflow or ventilation. Enjoy a uniform and complete color range while using only 9 Watts with this 35,000-hour MR16 LED, an ideal lamp for recessed downlights and track lighting. Discover a whole new realm of color using Soraa LEDs! 12 Volts (must use an appropriate magnetic or electronic transformer) Works 85% more efficiently than traditional halogen lamps Use indoors or outdoors; UL listed for damp locations Illuminates a color matched for halogen bulbs Dimmable down to 20% Uses a GU5.3 base High CRI of 95 Color Corrected - CRI 95 - 490 Lumens - 3000 Kelvin - 36 Deg. Flood - 12 Volt - GU5.3 Base - Soraa 00967 LED MR16 - 9 Watt - 65 Watt Equal - Halogen Match | 3000 |  | 490 | 54.4444 |  | 9 | 10 | 242.1 | 24.21 | 28.4477 | 2020Q3 | https://www.1000bulbs.com/product/116650/LED-00967.html | 1000bulbs.com | 2020 | No
LED Lighting | Downlight | Lithonia Lighting | True |  |  |  | Medium (E26) | Description Operating at only 9.3 watts, this flush mount ceiling fixture is perfect for commercial and residential applications. All mounting hardware is included Long life of 50,000 hours Energy Star qualified 7-inch diameter CSA certified 7 in. - 9 Watt - 642 Lumens - 60 Watt Incandescent Equal - 3000 Kelvin - Dimmable - 120 Volt - 5 Year Warranty Lithonia FMML - LED Round Ceiling Fixture | 3000 |  | 642 | 71.3333 | 50000 | 9 | 1 | 21.54 | 21.54 | 25.3103 | 2020Q3 | https://www.1000bulbs.com/product/153926/LITH-0069.html | 1000bulbs.com | 2020 | Yes
LED Lighting | Downlight | Green Creative | True |  |  |  | Medium (E26) | Description Replace 65-watt incandescents with this 12-watt LED recessed downlight for incredible energy savings. Even light distribution through the diffused lens 2700 Kelvin soft white Dimmable 750 Lumens - 2700 Kelvin - 90 CRI - Smooth Baffle Trim - 120 Volt - Green Creative 97765 5-6 in. LED Downlight - 12 Watt - 65 Watt Equal - Incandescent Match | 2700 | 90 | 750 | 62.5 |  | 12 | 1 | 18.43 | 18.43 | 21.656 | 2020Q3 | https://www.1000bulbs.com/product/171628/GREENCREATIVE-97765.html | 1000bulbs.com | 2020 | Yes
LED Lighting | A-Type | Green Creative | True |  | LED | A19 | E26 (Medium) | Topbulb » LED Bulbs » LED Standard Shape » 75W Equal » Green Creative 16175 - 12W A19 LED - 75W Equal - Warm White This Green Creative 12 watt LED A19 replaces a 75 watt equivalent incandescent, halogen or CFL without sacrificing lumen output or light quality and with a dramatic increase in rated life at 25,000 hours reducing maintenance costs. Designed and engineered for demanding commercial applications, this lamp meets the Energy Star V1.1 requirements for omnidirectional lamps by emitting 330° of evenly diffused light. This lamp features smooth dimming with most existing dimmers and compatibility with motion sensors. Suitable for use in totally enclosed fixtures. See the document below for additional information and specifications. LED Technology Notice Due to constantly evolving nature of LED technology, manufacturers will reserve the right to replace this product with next generation technology. We appreciate your understanding and acceptance of this policy. Utility/Government Incentives Documents Green Creative 12A19G4DIM/827 Specification Sheet About Green Creative Green Creative, founded in 2010, is a solid state lighting development and manufacturing company based in Silicon Valley, CA. The company offers a comprehensive line of high-performance LED solutions that have been adopted by some of the largest companies in the world. Green Creative focuses on professional-grade LED lamps and fixtures that meet the high standards of commercial, institutional and industrial installations. Anchored by strongly integrated R&D capabilities and patented technology, Green Creative's innovation, performance and reliability have been recognized year after year by the Illuminating Engineering Society Progress Report, the LEDs Magazine Sapphire Awards and Lighting for Tomorrow. 25000 Hours • Enclosed Fixture Compatible • Specification Grade Green Creative 16175 - 12W A19 LED - 75W Equal - Warm White | 2700 | 80 | 1100 | 91.6667 | 25000 | 12 | 1 | 11.98 | 11.98 | 14.077 | 2020Q2 | https://www.topbulb.com/green-creative-16175-12w-a19-led-75w-equal-warm-white | Top Bulb | 2020 | Yes
LED Lighting | Downlight | Soraa | True |  |  | MR16 | GU10 | Description Utilizing Natural White technology for quality color rendering, the 9-watt Soraa 02497 LED MR16 bulb optimizes the highest center beam candle power on the market. This MR16 emits a 36-degree beam angle, ideal for recessed downlights, track lighting, and other suitable applications. Compatible with trailing and leading edge phase cut dimmers Uses GaN on GaN technology for small, bright point sources Not compatible with Snap accessories from Soraa Mercury free, contains no harmful substances Saves 85% more energy than halogen lamps UL listed for damp locations Long lasting lifespan Color Corrected - CRI 95 - 465 Lumens - 2700 Kelvin - 36 Deg. Flood - 120 Volt - GU10 Base - Soraa 2497 LED MR16 - 9 Watt - 65 Watt Equal - Incandescent Match | 2700 |  | 465 | 51.6667 |  | 9 | 10 | 256.4 | 25.64 | 30.128 | 2020Q3 | https://www.1000bulbs.com/product/173794/LED-02497.html | 1000bulbs.com | 2020 | No
LED Lighting | Reflector | Soraa | True |  |  | MR16 | GU10 | Description With a GU10 base, the 9-watt Soraa 02505 LED MR16 features an optimal color rendering index of 95, illuminating indoor or outdoor spaces with a wide 60-degree beam angle. Soraa's LED MR16 has been the choice of museums and art galleries due to its accuracy in representing the colors of objects illuminated. Utilizes GaN on GaN technology for small, bright point sources A part of the Vivid series, utilizes Natural White technology 85% more energy efficient than standard halogen lamps Compatible with leading edge phase cut dimmers Mercury free, contains no harmful substances Not compatible with Soraas' Snap accessories UL listed for damp locations Long lasting lifespan Color Corrected - CRI 95 - 465 Lumens - 2700 Kelvin - 60 Deg. Wide Flood - 120 Volt - GU10 Base - Soraa 2505 LED MR16 - 9 Watt - 65 Watt Equal - Incandescent Match | 2700 |  | 465 | 51.6667 |  | 9 | 10 | 256.4 | 25.64 | 30.128 | 2020Q3 | https://www.1000bulbs.com/product/173795/LED-02505.html | 1000bulbs.com | 2020 | Yes
LED Lighting | Downlight | Soraa | True |  |  | MR16 | GU10 | Description With a GU10 base, the 9-watt Soraa 02489 LED optimizes a stellar color rendering index of 95, illuminating indoor or outdoor spaces with a narrow 25-degree beam angle. Lasting you 35,000 hours, this MR16 will add radiance to any GU10-base recessed downlights, track lighting, and other applications. Dimmable down to 20% using leading edge phase cut dimmers Utilizes Natural White technology for high-quality resplendence Uses GaN on GaN technology for small, bright point sources 85% more energy efficient than standard halogen lamps Not compatible with Snap accessories UL listed for damp locations Mercury free Color Corrected - CRI 95 - 465 Lumens - 2700 Kelvin - 25 Deg. Narrow Flood - 120 Volt - GU10 Base - Soraa 2489 LED MR16 - 9 Watt - 65 Watt Equal - Incandescent Match | 2700 |  | 465 | 51.6667 | 35000 | 9 | 10 | 256.4 | 25.64 | 30.128 | 2020Q3 | https://www.1000bulbs.com/product/173803/LED-02489.html | 1000bulbs.com | 2020 | No
LED Lighting | Downlight | Soraa | True |  |  | MR16 | GU10 | Description Featuring a CRI of 95, the Soraa 02493 LED MR16 is the perfect solution for your indoor or outdoor lighting needs. With a GU10 base, the 9-watt LED directs light at a narrow 25-degree beam angle. This MR16 can be used for applications such as recessed downlights, track lighting, and other suitable fixtures. Utilizes GaN on GaN technology for small, bright point sources 85% more energy efficient than standard halogen lamps Dimmable with leading edge phase cut dimmers Mercury free, contains no harmful substances Not compatible with Snap accessories UL listed for damp locations Long lasting lifespan Color Corrected - CRI 95 - 490 Lumens - 3000 Kelvin - 25 Deg. Narrow Flood - 120 Volt - GU10 Base - Soraa 2493 LED MR16 - 9 Watt - 65 Watt Equal - Halogen Match | 3000 |  | 490 | 54.4444 |  | 9 | 10 | 256.4 | 25.64 | 30.128 | 2020Q3 | https://www.1000bulbs.com/product/173808/LED-02493.html | 1000bulbs.com | 2020 | No
LED Lighting | Downlight | Soraa | True |  |  | MR16 | GU10 | Description The Soraa 02501 LED MR16 is the perfect solution for your indoor or outdoor lighting needs with an exceptionally high CRI of 95. This MR16 can be used for applications such as recessed downlights, track lighting, and other suitable fixtures. Featuring a GU10 base, the 9-watt LED directs light at a 36-degree beam angle. Utilizes GaN on GaN technology for small, bright point sources 85% more energy efficient than standard halogen lamps Dimmable with leading edge phase cut dimmers Mercury free, contains no harmful substances Not compatible with Snap accessories UL listed for damp locations Long lasting lifespan Color Corrected - CRI 95 - 490 Lumens - 3000 Kelvin - 36 Deg. Flood - 120 Volt - GU10 Base - Soraa 2501 LED MR16 - 9 Watt - 65 Watt Equal - Halogen Match | 3000 |  | 490 | 54.4444 |  | 9 | 10 | 256.4 | 25.64 | 30.128 | 2020Q3 | https://www.1000bulbs.com/product/173809/LED-02501.html | 1000bulbs.com | 2020 | No
LED Lighting | Downlight | Soraa | True |  |  | MR16 | GU10 | Description The Soraa 02509 LED MR16 is the perfect solution for recessed downlights, track lighting, and other suitable fixtures. With an exceptionally high CRI of 95, the 9-watt LED casts a wide 60-degree beam angle for optimal lighting. Utilizes GaN on GaN technology for small, bright point sources Dimmable with trailing and leading edge phase cut dimmers 85% more energy efficient than standard halogen lamps Not compatible with Snap accessories UL listed for damp locations Long rated life Mercury free Color Corrected - CRI 95 - 490 Lumens - 3000 Kelvin - 60 Deg. Wide Flood - 120 Volt - GU10 Base - Soraa 2509 LED MR16 - 9 Watt - 65 Watt Equal - Halogen Match | 3000 |  | 490 | 54.4444 |  | 9 | 10 | 256.4 | 25.64 | 30.128 | 2020Q3 | https://www.1000bulbs.com/product/173810/LED-02509.html | 1000bulbs.com | 2020 | No
LED Lighting | Downlight | Soraa | True |  |  | MR16 | GU10 | Description The Soraa 02495 LED MR16 from the Brilliant series casts a 2700K color matched for incandescent bulbs at a crisp 36-degree beam angle. Featuring a GU10 base, the 9-watt LED can be used in recessed downlights, track lighting, and other suitable fixtures, lasting you 35,000 hours. Utilizes GaN on GaN technology for small, bright point sources 85% more energy efficient than standard halogen lamps Dimmable with leading edge phase cut dimmers Mercury free, contains no harmful substances Not compatible with Snap accessories UL listed for damp locations See Dimmer Compatibility list prior to ordering. 9 Watt - 560 Lumens - 2700 Kelvin - 75W Equal - 36 Deg. Flood - Dimmable - 120V - GU10 Base Soraa 2495 - LED MR16 | 2700 |  | 560 | 62.2222 | 35000 | 9 | 10 | 199.3 | 19.93 | 23.4185 | 2020Q3 | https://www.1000bulbs.com/product/173825/LED-02495.html | 1000bulbs.com | 2020 | No
LED Lighting | Downlight | Green Creative |  |  |  |  | Hard Wire | Description Equipped with multiple wattage settings and easy installation clips, this LED downlight is built to save on energy. Adjustable between 23.5/32/45 watts For installation: wire directly to J-box Equivalent to two 42W fluorescents Universal housing compatibility Wattage Selectable Fixture - 120-277 Volt - Green Creative 57879 9.5 in. LED Downlight - 23.5, 32, 45 Watt - 3200 Lumens - 3000 Kelvin | 3000 |  | 3200 | 76.1905 |  | 42 | 1 | 77.69 | 77.69 | 91.2888 | 2020Q3 | https://www.1000bulbs.com/product/174918/GREENCREATIVE-57879.html | 1000bulbs.com | 2020 | Yes
LED Lighting | Downlight | Green Creative |  |  |  |  | Hard Wire | Description This downlight features multi-wattage capabilities and easy-install clips that make this lamp perfect for your retrofit or new construction projects. Adjustable between 23.5/32/45 watts Equivalent to two 42W fluorescents Universal housing compatibility Wattage Selectable Fixture - 120-277 Volt - Green Creative 57880 9.5 in. LED Downlight - 23.5, 32, 45 Watt - 3200 Lumens - 3500 Kelvin | 3500 |  | 3200 | 76.1905 |  | 42 | 1 | 77.69 | 77.69 | 91.2888 | 2020Q3 | https://www.1000bulbs.com/product/174923/GREENCREATIVE-57880.html | 1000bulbs.com | 2020 | Yes
LED Lighting | Downlight | Green Creative |  |  |  |  | Hard Wire | Description This 9.5 inch downlight features easy-install clips which makes this fixture perfect for retrofit or new construction projects. Adjustable between 23.5/32/45 watts For installation: wire directly to J-box Equivalent to two 42W fluorescents Universal housing compatibility Wattage Selectable Fixture - 120-277 Volt - Green Creative 57881 9.5 in. LED Downlight - 23.5, 32, 45 Watt - 3200 Lumens - 4000 Kelvin | 4000 |  | 3200 | 76.1905 |  | 42 | 1 | 77.69 | 77.69 | 91.2888 | 2020Q3 | https://www.1000bulbs.com/product/174925/GREENCREATIVE-57881.html | 1000bulbs.com | 2020 | Yes
LED Lighting | Downlight | MaxLite | False |  |  |  | GX23 | Description Invest in this MaxLite 7668 LED retrofit lamp when energy efficient lighting is needed. This plug-in LED features a rotatable base that allows the beam angle to be aligned to a desired position inside existing downlights, sconces, or ceiling fixtures. Simple ballast bypass for maintenance-free operation Universal voltage: 120-277V applications Suitable for totally enclosed luminaires Suitable for dry and damp locations 2 Pin GX23 base 50,000 hour life Instant on Note: Professional installation is recommended. These lamps are not for use with dimmers. Replaces 13W CFL - Ballast Bypass - 120-277V - MaxLite 76628 LED PL - 2 Pin GX23 Base - 8 Watt - 725 Lumens - 5000 Kelvin | 5000 |  | 725 | 55.7692 | 50000 | 13 | 50 | 577 | 11.54 | 13.5599 | 2020Q3 | https://www.1000bulbs.com/product/175087/MAXLITE-76628.html | 1000bulbs.com | 2020 | Yes
LED Lighting | Reflector | Euri Lighting | True |  |  | PAR20 | Medium (E26) | Description Achieve exceptional luminosity and quality performance by using this LED PAR20, a bulb with superior color consistency. Saves up to 84% in energy costs Shatter-resistant construction Dimmable down to 5% Ideal for display lights Color Corrected - 500 Lumens - 5000 Kelvin - 40 Deg. Flood - 120 Volt - Euri Lighting EP20-2050ew LED PAR20 - 7 Watt - 50 Watt Equal | 5000 |  | 500 | 71.4286 |  | 7 | 10 | 40.6 | 4.06 | 4.7707 | 2020Q3 | https://www.1000bulbs.com/product/177282/IRT-10045.html | 1000bulbs.com | 2020 | Yes
LED Lighting | Reflector | Lighting Science | True |  |  | PAR20 | Medium (E26) | Description Featuring a high CRI, this 9-watt PAR20 LED offers exceptional illumination that enhances true and vibrant colors. Ideal for track and recessed can fixtures Excellent for indoor and outdoor use Instant-on, no warm up time Shatter-resistant build Color Corrected - 575 Lumens - 5000 Kelvin - 25 Deg. Narrow Flood - 120 Volt - Lighting Science FG-02423 LED PAR20 - 9 Watt - 50 Watt Equal | 5000 |  | 575 | 63.8889 |  | 9 | 24 | 119.76 | 4.99 | 5.8634 | 2020Q3 | https://www.1000bulbs.com/product/191250/LSG-02423.html | 1000bulbs.com | 2020 | Yes
LED Lighting | A-Type | Sylvania | False |  | LED | A19 | E26 (Medium) | Topbulb » LED Bulbs » LED Standard Shape » 75W Equal » Sylvania 78096 ¦ 12W LED - 75W Equal - 3500K This Sylvania 78096 LED12A19F83510YVRP is a non-dimmable 12 watt LED that replaces a 75 watt incandescent and provides white illumination similar to a halogen bulb. See this same bulb in 4-Pack pricing under Related Products on this page. LED Technology Notice Due to constantly evolving nature of LED technology, manufacturers will reserve the right to replace this product with next generation technology. We appreciate your understanding and acceptance of this policy. 11,000 Hours • Halogen White Light • Not Dimmable Sylvania 78096 ¦ 12W LED - 75W Equal - 3500K | 3500 | 80 | 1100 | 91.6667 | 11000 | 12 | 1 | 4.95 | 4.95 | 5.8164 | 2020Q2 | https://www.topbulb.com/sylvania-78096-led12a19f83510yvrp-led | Top Bulb | 2020 | Yes
LED Lighting | Decorative | PLT |  |  |  |  | 2G11 | Description Suitable for existing CFL fixtures, the 23-Watt universal mount PLT-10776 PLL lamp can be used for many hard-to-reach spots in retail stores, offices, and other commercial locations. The average 50,000-hour life of this direct wire PLL lamp means a decrease in maintenance costs. Consumes up to 80% less energy than traditional compact fluorescents Operates without the existing ballast 115-degree beam angle Uses 2G11 4-pin base Note: Professional installation is recommended. These lamps are not for uses with dimmers. Replaces 40W CFL - Ballast Bypass - 120-277 Volt - PLT-10776 LED PL-L Lamp - 4 Pin 2G11 Base - 23 Watt - 2600 Lumens - 3500 Kelvin | 3500 |  | 2600 | 65 |  | 40 | 30 | 423.3 | 14.11 | 16.5798 | 2020Q3 | https://www.1000bulbs.com/product/192166/PLT-10776.html | 1000bulbs.com | 2020 | No
LED Lighting | Decorative | PLT |  | Daylighting/Photocell, |  |  | 2G11 | Description Using just 23 Watts, the PLT-10778 LED PLL lamp puts out the same bright daylight white light of traditional compact fluorescents and consumes up to 80 percent less energy. This universal mount PLL lamp is rated for up to 50,000 life hours making it a smart choice for harder to reach areas in retail stores, warehouses, or offices. Operates without the existing ballast UL listed for damp indoor locations Features a 2G11 4-pin base 115-degree beam angle Note: Professional installation is recommended. These lamps are not for uses with dimmers. Replaces 40W CFL - Ballast Bypass - 120-277 Volt - PLT-10778 LED PL-L Lamp - 4 Pin 2G11 Base - 23 Watt - 2800 Lumens - 5000 Kelvin | 5000 |  | 2800 | 121.7391 | 50000 | 23 | 30 | 393.9 | 13.13 | 15.4283 | 2020Q3 | https://www.1000bulbs.com/product/192168/PLT-10778.html | 1000bulbs.com | 2020 | No
LED Lighting | Downlight | Euri Lighting | True | Daylighting/Photocell, |  |  | Medium (E26) | Description This energy efficient LED downlight uses only 13-Watts and fits 4-inch recessed housings. Won't flicker or delay when turned on 50,000-hour rated lifetime Includes an E26 adapter Shatter resistant 800 Lumens - 5000 Kelvin - 90 CRI - Stepped Baffle Trim - 120V - Euri Lighting DLC4-1050E 4 in. LED Downlight - 13 Watt - 75 Watt Equal - Daylight White | 5000 | 90 | 800 | 61.5385 |  | 13 | 12 | 90.48 | 7.54 | 8.8598 | 2020Q3 | https://www.1000bulbs.com/product/192201/IRT-10080.html | 1000bulbs.com | 2020 | Yes
LED Lighting | Reflector | Cree | True |  |  | BR30 | Medium (E26) | Description Great to use for your home or business, this LED BR30 reflector lamp operates at only 8 Watts and uses 88 percent less energy than incandescent alternatives. Suitable for use in enclosed fixtures Omni-directional light distribution Package contain 3 lamps Dimmable 665 Lumens - 2700 Kelvin - 3 Pack - Cree BR30-65W-27K-M3 LED BR30 - 8 Watt - 65 Watt Equal - Incandescent Match | 2700 |  | 665 | 83.125 |  | 8 | 12 | 93.6 | 7.8 | 9.1653 | 2020Q3 | https://www.1000bulbs.com/product/192526/CREE-10157.html | 1000bulbs.com | 2020 | Yes
LED Lighting | Downlight | Cree | True | Daylighting/Photocell, |  |  | Medium (E26) | Description This LED downlight saves up to 87 percent in energy costs compared to a 65-Watt incandescent. Suitable for wet locations with covered ceilings Truewhite technology for true color visibility Medium (E26) base adapter included Fits most 6-inch recessed can lights 650 Lumens - 5000 Kelvin - 90 CRI - Smooth Baffle Trim - 120V - Cree DR6-650L-50K-B1 6 in. LED Downlight - 8.5 Watt - 65 Watt Equal - Daylight White | 5000 | 90 | 650 | 130 |  | 5 | 4 | 67.32 | 16.83 | 19.7759 | 2020Q3 | https://www.1000bulbs.com/product/192540/CREE-10166.html | 1000bulbs.com | 2020 | Yes
LED Lighting | Downlight | TCP | True |  |  |  | Medium (E26) | Description Whether you are renovating your home, or building an entirely new house, this LED recessed downlight is a stylish way to cut down on energy consumption. Equivalent to 120-Watt incandescents Rated lifespan up to 35,000 hours 4000K cool white 1300 Lumens - 4100 Kelvin - 82 CRI - Smooth Baffle Trim - 120V - TCP LED14DR5641K 5-6 in. LED Downlight - 14 Watt - 120 Watt Equal - Cool White | 4000 | 82 | 1300 | 92.8571 | 35000 | 14 | 6 | 83.52 | 13.92 | 16.3565 | 2020Q3 | https://www.1000bulbs.com/product/192776/TCP-10014.html | 1000bulbs.com | 2020 | Yes
LED Lighting | Downlight | Lithonia Lighting | True |  |  |  |  | Description Designed with new construction, remodeling, and retrofit installations in mind, this ultra thin LED downlight provides 675 Lumens for convenient lighting in shallow ceilings. Rated life of up to 36,000 hours Suitable for wet locations Remote junction box IC-rated 9.6 Watt - 50 Watt Incandescent Equal - 675 Lumens - 3000 Kelvin - Round - Lensed Trim - Dimmable - 120 Volt Lithonia WF4 - 4 in. Ultra Thin LED Downlight | 3000 |  | 675 | 112.5 | 36000 | 6 | 1 | 23.08 | 23.08 | 27.1199 | 2020Q3 | https://www.1000bulbs.com/product/193205/LITH-0270.html | 1000bulbs.com | 2020 | Yes
LED Lighting | Downlight | Lithonia Lighting | True |  |  |  |  | Description This ultra-thin LED recessed downlight with remote driver box combines high-quality light output and efficiency while eliminating the need for housing. IC rated for new construction or remodel Ideal for shallow ceiling plenum Suitable for wet locations 36,000 hours lifespan 13 Watt - 90 Watt Incandescent Equal - 1020 Lumens - 3000 Kelvin - Round - Lensed Trim - Dimmable - 120 Volt Lithonia WF6 - 6 in. Ultra Thin LED Downlight | 3000 |  | 1020 | 78.4615 | 36000 | 13 | 1 | 21.11 | 21.11 | 24.8051 | 2020Q3 | https://www.1000bulbs.com/product/193207/LITH-0272.html | 1000bulbs.com | 2020 | Yes
LED Lighting | Downlight | TCP | True |  |  |  | Medium (E26) | Description Easily retrofit your outdated and inefficient 4 in. recessed can light with this LED downlight kit. Included medium (E26) base and push-in clips Replaces a 75-Watt incandescent can light Rated life of up to 35,000 hours 750 Lumens - 3000 Kelvin - 82 CRI - Smooth Baffle Trim - 120V - TCP LED10DR430K 4 in. LED Downlight - 10 Watt - 75 Watt Equal - Halogen Match | 3000 | 82 | 750 | 75 | 35000 | 10 | 6 | 70.14 | 11.69 | 13.7362 | 2020Q3 | https://www.1000bulbs.com/product/199831/TCP-10016.html | 1000bulbs.com | 2020 | Yes
LED Lighting | A-Type | Sylvania | False |  | LED | A19 | E26 (Medium) | Topbulb » LED Bulbs » LED Standard Shape » 75W Equal » Sylvania 79291 ¦ 12W LED - 75W Equal - 2700K This Sylvania 79291 LED12A19F82710YVRP is a non-dimmable 12 watt LED that replaces a 75 watt incandescent and provides warm white illumination. See this same bulb in 4-Pack pricing under Related Products on this page. LED Technology Notice Due to constantly evolving nature of LED technology, manufacturers will reserve the right to replace this product with next generation technology. We appreciate your understanding and acceptance of this policy. Documents Sylvana 79291 Spec Sheet 11,000 Hours • Warm White Light • Not Dimmable Sylvania 79291 ¦ 12W LED - 75W Equal - 2700K | 2700 | 80 | 1100 | 91.6667 | 11000 | 12 | 1 | 4.95 | 4.95 | 5.8164 | 2020Q2 | https://www.topbulb.com/sylvania-79291-led12a19f82710yvrp-led | Top Bulb | 2020 | Yes
LED Lighting | A-Type | Sylvania | False |  | LED | A19 | E26 (Medium) | Topbulb » LED Bulbs » LED Standard Shape » 75W Equal » Sylvania 79293 ¦ 12W LED - 75W Equal - 5000K This Sylvania 79293 LED12A19F85010YVRP is a non-dimmable 12 watt LED that replaces a 75 watt incandescent and provides very cool white illumination. See this same bulb in 4-Pack pricing under Related Products on this page. LED Technology Notice Due to constantly evolving nature of LED technology, manufacturers will reserve the right to replace this product with next generation technology. We appreciate your understanding and acceptance of this policy. Documents Sylvana 79293 Spec Sheet 11,000 Hours • Very Cool White Light • Not Dimmable Sylvania 79293 ¦ 12W LED - 75W Equal - 5000K | 5000 | 80 | 1100 | 91.6667 | 11000 | 12 | 1 | 4.95 | 4.95 | 5.8164 | 2020Q2 | https://www.topbulb.com/sylvania-79293-led12a19f85010yvrp-led | Top Bulb | 2020 | Yes
LED Lighting | Decorative | Euri Lighting | True |  |  | G25 | Medium (E26) | Description Use this 7.5-Watt LED globe to save up to 88 percent on your energy bill by replacing a 60-Watt incandescent. Tint and color make a very warm light Long-lasting for less replacements Features visible filaments 670 Lumens - 2400 Kelvin - Color Matched For Incandescent Replacement - Medium Base - 120 Volt - Euri Lighting VG25-2000A 3.1 in. Dia. - LED Globe - 7.5 Watt - 60 Watt Equal | 2400 |  | 670 | 134 |  | 5 | 40 | 206.8 | 5.17 | 6.0749 | 2020Q3 | https://www.1000bulbs.com/product/200012/IRT-10093.html | 1000bulbs.com | 2020 | Yes
LED Lighting | A-Type | Brand Feit | True |  | General Purpose Replacement | A19 | E26 (Medium) | Damp Location Rated Damp Location Rated LED 17.5w A19 100w Equivalent, 25000 Hour 17.5 Watts 120 Volts Medium Base 2700 Kelvin 1600 Lumens 90 CRI 25000 Hour Life Replaces 100w Incandescent Mfg #OM100DM/927CA/2 CAC LED 17.5W A19 100W Equal, 2700K, 2-Pack | 2700 | 93 | 1600 | 91.4286 | 25000 | 17.5 | 1 | 15.99 | 15.99 | 18.7889 | 2020Q3 | https://hdsupplysolutions.com/p/led-00-75-10-35/cac-led-175w-a19-100w-equal-2700k-2-pack-p143754 | HD Supply | 2020 | Yes
LED Lighting | Reflector | Green Creative | True |  |  | PAR16 | Medium (E26) | Description With a halogen white color, this LED PAR16 bulb's brightness is concentrated in a 35-degree beam angle that is ideal for display lighting applications. Great for recessed cans and track lights Saves up to 80% in energy costs Outlasts halogen lamps Dimmable 500 Lumens - 3000 Kelvin - 35 Deg. Flood - Green Creative 57991 LED PAR16 - 6 Watt - 60 Watt Equal | 3000 |  | 500 | 83.3333 |  | 6 | 12 | 83.64 | 6.97 | 8.19 | 2020Q3 | https://www.1000bulbs.com/product/200052/GREENCREATIVE-57991.html | 1000bulbs.com | 2020 | Yes
LED Lighting | Downlight | TCP | True |  |  |  | Medium (E26) | Description Whether using it for retrofit or new construction, this 14-Watt LED downlight is an exceptional alternative for replacing a 120-Watt incandescent downlight. Installs using included pigtail and spring clips UL listed for use in damp locations Features smooth dimming 1300 Lumens - 3000 Kelvin - 80 CRI - Smooth Baffle Trim - 120V - TCP LED14DR5630K 5-6 in. LED Downlight - 14 Watt - 120 Watt Equal - Halogen Match | 3000 | 80 | 1300 | 92.8571 |  | 14 | 6 | 83.52 | 13.92 | 16.3565 | 2020Q3 | https://www.1000bulbs.com/product/200066/TCP-10022.html | 1000bulbs.com | 2020 | Yes
LED Lighting | Reflector | TCP | True |  |  | PAR30 | Medium (E26) | Description This PAR30 LED bulb uses 85 percent less energy than a 75-Watt halogen bulb and can provide brilliant lighting for your home or office. Excellent for track and recessed lighting Same shape as halogen bulbs Dimmable 850 Lumens - 3000 Kelvin - 40 Deg. Flood - 120 Volt - TCP LED12P30SD30KFL LED PAR30 Short Neck - 10 Watt - 75 Watt Equal | 3000 |  | 850 | 85 |  | 10 | 12 | 155.28 | 12.94 | 15.205 | 2020Q3 | https://www.1000bulbs.com/product/200067/TCP-10023.html | 1000bulbs.com | 2020 | Yes
LED Lighting | Downlight | TCP | True | Daylighting/Photocell, |  |  | Medium (E26) | Description This highly-efficient LED downlight is designed with a integrated trim and can replace a 120-Watt incandescent light. Highly-efficient LEDs and driver Includes pigtail and spring clips Emits a 5000K daylight white 1350 Lumens - 5000 Kelvin - 82 CRI - Smooth Baffle Trim - 120V - TCP LED14DR5650K 5-6 in. LED Downlight - 14 Watt - 120 Watt Equal - Daylight White | 5000 | 82 | 1350 | 96.4286 |  | 14 | 1 | 13.92 | 13.92 | 16.3565 | 2020Q3 | https://www.1000bulbs.com/product/200082/TCP-10024.html | 1000bulbs.com | 2020 | Yes
LED Lighting | Reflector | TCP | True |  |  | BR30 | Medium (E26) | Description This LED BR30 lamp generates very little heat and is ideal for sensitive display items such as art galleries. 2400 Kelvin enhances leathers, wood, and earthen tones Listed for use in damp locations Dimmable 600 Lumens - 2400 Kelvin - TCP LED9BR30D24K LED BR30 - 9.5 Watt - 65 Watt Equal - True Incandescent Match | 2400 |  | 600 | 120 |  | 5 | 12 | 34.8 | 2.9 | 3.4076 | 2020Q3 | https://www.1000bulbs.com/product/200099/TCP-LED9BR30D24K.html | 1000bulbs.com | 2020 | Yes
LED Lighting | Reflector | Green Creative | True |  |  | R20 | Medium (E26) | Description This LED BR20 bulb features an ultra-wide flood angle and is dimmable from incandescent color (2700 Kelvin) down to Candle Light (2200 Kelvin) for cozy ambiance in recessed can lighting. Suitable for enclosed fixtures and damp environments Saves up to 80 percent in energy costs 6.5 Watt - 500 Lumens - 45 Watt Equal - Green Creative 58001 LED R20 - Smooth Dims from Incandescent to Candle Light Colors | 2700 |  | 500 | 100 |  | 5 | 6 | 31.56 | 5.26 | 6.1807 | 2020Q3 | https://www.1000bulbs.com/product/200128/GREENCREATIVE-58001.html | 1000bulbs.com | 2020 | Yes
LED Lighting | Downlight | Green Creative | True |  |  |  | Medium (E26) | Description This 11-Watt LED downlight fixture can easily dim from 2700 Kelvin to 2200 Kelvin. GU24 connector sold separately Suitable for 5 or 6" housings Semi-directional beam angle UL listed for damp locations 700 Lumens - Warm Dimming from 2700-2200 Kelvin - 82 CRI - Stepped Baffle Trim - 120V - Green Creative 58100 6 in. LED Downlight - 11 Watt - 65 Watt Equal | 2700 | 82 | 700 | 63.6364 |  | 11 | 6 | 138.3 | 23.05 | 27.0846 | 2020Q3 | https://www.1000bulbs.com/product/200133/GREENCREATIVE-58100.html | 1000bulbs.com | 2020 | Yes
LED Lighting | Downlight | Green Creative | True |  |  |  |  | Description This 8.5-Watt ultra thin LED downlight features spring action clips and an integrated junction box to make replacing 50-Watt incandescents smoother and easier. Designed for new construction and remodels Built-in J-box means no housing required UL listed for damp conditions 8.5 Watt - 50 Watt Incandescent Equal - 510 Lumens - 2700 Kelvin - Round - White Trim - Dimmable - 120 Volt - Green Creative 58025 4 in. Ultra Thin LED Downlight | 2700 |  | 510 | 102 |  | 5 | 6 | 108.72 | 18.12 | 21.2917 | 2020Q3 | https://www.1000bulbs.com/product/200172/GREENCREATIVE-58025.html | 1000bulbs.com | 2020 | Yes
LED Lighting | Downlight | Green Creative | True |  |  |  |  | Description Designed to replace 50-Watt incandescents, this 4-inch downlight fixture installs with its integrated J-box and spring action clips. 80 percent energy savings over incandescents UL listed and IC rated 8.5 Watt - 50 Watt Incandescent Equal - 530 Lumens - 3000 Kelvin - Round - White Trim - Dimmable - 120 Volt - Green Creative 58026 4 in. Ultra Thin LED Downlight | 3000 |  | 530 | 106 |  | 5 | 6 | 108.72 | 18.12 | 21.2917 | 2020Q3 | https://www.1000bulbs.com/product/200173/GREENCREATIVE-58026.html | 1000bulbs.com | 2020 | Yes
LED Lighting | Downlight | Green Creative | True |  |  |  |  | Description This IC rated downlight can be installed without worrying about a spare J-box or canister and is color matched for incandescent bulbs. For use in remodels or new construction UL listed for damp locations Includes spring action clips 11.6 Watt - 75 Watt Incandescent Equal - 810 Lumens - 2700 Kelvin - Round - White Trim - Dimmable - 120 Volt - Green Creative 58028 6 in. Ultra Thin LED Downlight | 2700 |  | 810 | 135 |  | 6 | 6 | 124.44 | 20.74 | 24.3703 | 2020Q3 | https://www.1000bulbs.com/product/200176/GREENCREATIVE-58028.html | 1000bulbs.com | 2020 | Yes
LED Lighting | Downlight | Green Creative | True |  |  |  |  | Description Save up to 80 percent on your next energy bill when you replace 75-Watt incandescents with this ultra thin LED downlight. Integrated J-box, and spring action clips Suitable for damp locations IC rated 11.6 Watt - 75 Watt Incandescent Equal - 830 Lumens - 3000 Kelvin - Round - White Trim - Dimmable - 120V - Green Creative 58029 6 in. Ultra Thin LED Downlight | 3000 |  | 830 | 138.3333 |  | 6 | 6 | 124.44 | 20.74 | 24.3703 | 2020Q3 | https://www.1000bulbs.com/product/200177/GREENCREATIVE-58029.html | 1000bulbs.com | 2020 | Yes
LED Lighting | Reflector | Lithonia Lighting | True |  |  | MR16 | GU10 | Description This mesh-back track kit can be rotated 350 degrees and tilted 60 degrees for adjustable lighting and is equipped with three 4.5-Watt MR16 GU10 LED lamps. Included 4 ft. track and (1) floating feed Saves up to 90 percent in energy costs Mounting hardware is included 44.5 in. - 300 Lumens - 4.5 Watt - 2700 Kelvin - 3 Light - Matte White Finish - Dimmable - Single Circuit - 120 Volt - LED MR16 GU10 Lamps Included Lithonia LTKMSBK - LED Mesh Back Track Light Kit | 2700 |  | 300 | 60 |  | 5 | 1 | 142.15 | 142.15 | 167.0317 | 2020Q3 | https://www.1000bulbs.com/product/200688/LITH-0327.html | 1000bulbs.com | 2020 | No
LED Lighting | Reflector | Lithonia Lighting | True |  |  | MR16 | GU10 | Description This LED unit includes three 4.5W MR16 GU10 LED lamps that are paired with spotlight track heads to illuminate any desired area needed. Head rotate at 350-degrees and 60-degree tilt Included 4 ft. track and a floating feed ETL listed for dry locations Note: Refer to attached spec sheet for easy installation instructions. Not all dimmers are compatible. See Dimmer Compatibility Chart prior to ordering. 44.5 in. - 300 Lumens - 4.5 Watt - 2700 Kelvin - 3 Light - Bronze Finish - Dimmable - Single Circuit - 120 Volt - LED MR16 GU10 Lamps Included Lithonia LTKSPLT - Spotlight Track Light Kit | 2700 |  | 300 | 60 |  | 5 | 1 | 121.54 | 121.54 | 142.8142 | 2020Q3 | https://www.1000bulbs.com/product/200690/LITH-0329.html | 1000bulbs.com | 2020 | No
LED Lighting |  | Lithonia Lighting | True |  |  | MR16 | GU10 | Description The Lithonia LED track light kit is an upgrade from three 50-Watt halogen track heads for savings of up to 90 percent. This LED spotlight track fixture has 3 flexible spotlight heads rotating at 350 degrees and 60 degrees tilt each operating at 4.5 Watts. Compatible with Cooper Lighting Halo "H" L641 and L651 Comes with (3) LED MR16 GU10 base bulbs Replaces three 50W halogen track heads Brushed nickel finish Note: Refer to attached spec sheet for easy installation instructions. Not all dimmers are compatible. See Dimmer Compatibility Chart prior to ordering. 44.5 in. - 300 Lumens - 4.5 Watt - 2700 Kelvin - 3 Light - Brushed Nickel Finish - Dimmable - Single Circuit - 120 Volt - LED MR16 GU10 Lamps Included Lithonia LTKSPLT - Spotlight Track Light Kit | 2700 |  | 300 | 60 |  | 5 | 1 | 149.74 | 149.74 | 175.9503 | 2020Q3 | https://www.1000bulbs.com/product/200694/LITH-0333.html | 1000bulbs.com | 2020 | Yes
LED Lighting |  | Lithonia Lighting | True |  |  | MR16 | GU10 | Description Replace halogen track lights with this 8.6 Watt Lithonia LED track light kit to save up to 90 percent in energy. Compatible with Cooper Lighting Halo "H" L641 and L651 series Rotatable 350 degrees and 60-degree tilt track heads ETL listed for dry locations 44.5 in. - 500 Lumens - 8.6 Watt - 2700 Kelvin - 3 Light - Brushed Nickel Finish - Dimmable - Single Circuit - 120 Volt Lithonia LTIKMSBK - Integrated LED Track Light Kit | 2700 |  | 500 | 83.3333 |  | 6 | 1 | 176.28 | 176.28 | 207.1358 | 2020Q3 | https://www.1000bulbs.com/product/200697/LITH-0336.html | 1000bulbs.com | 2020 | Yes
LED Lighting | Downlight | Lithonia Lighting | True |  |  |  |  | Description This dimmable LED downlight provides 4-Watts of power at 280 Lumens and can be installed into existing plaster, sheet rock, or mechanical ceilings. CSA certified for damp locations Adjustable gimbal Dimmable 280 Lumens - 3000 Kelvin - 80 CRI - Adjustable Gimbal - Smooth Baffle Trim - 120V - Lithonia LK3GMW LED LPI M6 3 in. LED Downlight - 4 Watt - 35 Watt Equal - Halogen Match | 3000 | 80 | 280 | 70 |  | 4 | 1 | 27.08 | 27.08 | 31.82 | 2020Q3 | https://www.1000bulbs.com/product/200699/LITH-0338.html | 1000bulbs.com | 2020 | No
LED Lighting | Downlight | Green Creative | True |  |  |  |  | Description This 4-inch LED downlight uses spring action clips and an integrated junction box to install quickly into any ceiling. Replaces a 50-Watt incandescent UL listed for damp conditions IC-rated 8.5 Watt - 50 Watt Incandescent Equal - 550 Lumens - 4000 Kelvin - Round - White Trim - Dimmable - 120 Volt - Green Creative 58027 4 in. Ultra Thin LED Downlight | 4000 |  | 550 | 110 |  | 5 | 6 | 108.72 | 18.12 | 21.2917 | 2020Q3 | https://www.1000bulbs.com/product/200779/GREENCREATIVE-58027.html | 1000bulbs.com | 2020 | Yes
LED Lighting | Downlight | Green Creative | True |  |  |  |  | Description This 6-inch LED downlight is IC-rated for use in insulated ceilings and features a built-in J-box and spring action clips. Replaces 75-Watt incandescent lamps UL listed for damp locations Dimmable 11.6 Watt - 75 Watt Incandescent Equal - 850 Lumens - 4000 Kelvin - Round - White Trim - Dimmable - 120V - Green Creative 58030 6 in. Ultra Thin LED Downlight | 4000 |  | 850 | 141.6667 |  | 6 | 6 | 124.44 | 20.74 | 24.3703 | 2020Q3 | https://www.1000bulbs.com/product/200785/GREENCREATIVE-58030.html | 1000bulbs.com | 2020 | Yes
LED Lighting | Reflector | Green Creative | True |  |  | PAR38 | Medium (E26) | Description Use this high-quality, 17-Watt Green Creative 97905 LED PAR38 around the exterior of your home or office and save money in the process. Able to replace a 120-Watt halogen bulb without losing light output, this LED PAR lamp produces 1430 Lumens of color matched for halogen bulbs. High CRI bring colors to life for richer reds and natural skin tones Suitable to be in totally enclosed fixtures 80 percent in savings per lamp Color Corrected - 1430 Lumens - 3000 Kelvin - 40 Deg. Flood - 120 Volt - Green Creative 97905 LED PAR38 - 17 Watt - 120 Watt Equal | 3000 |  | 1430 | 84.1176 |  | 17 | 12 | 239.64 | 19.97 | 23.4655 | 2020Q3 | https://www.1000bulbs.com/product/201079/GREENCREATIVE-97905.html | 1000bulbs.com | 2020 | Yes
LED Lighting |  | Green Creative | True |  |  | MR16 | GU5.3 | Description Enhance your track lighting using the energy-saving Green Creative 58286 LED MR16. Capable of replacing a 35-Watt halogen bulb, this 6-Watt MR16 will provide excellent lighting while saving you money on energy and maintenance costs! Saves up to 80 percent in energy costs over halogens Suitable for totally enclosed fixtures Compact size for easy installation 450 Lumens - 3000 Kelvin - 35 Deg. Flood - 12 Volt - GU5.3 Base - Green Creative 58286 LED MR16 - 6 Watt - 35 Watt Equal - Halogen Match | 3000 |  | 450 | 75 |  | 6 | 12 | 47.64 | 3.97 | 4.6649 | 2020Q3 | https://www.1000bulbs.com/product/201080/GREENCREATIVE-58286.html | 1000bulbs.com | 2020 | Yes
LED Lighting | Reflector | Green Creative | True |  |  | PAR16 | Medium (E26) | Description With a soft white color, this LED PAR16 provides a flood beam that is excellent for track lighting and landscape environments. Saves up to 90% in energy costs Low heat for a longer lifespan Replaces a 60-Watt halogen 480 Lumens - 2700 Kelvin - 35 Deg. Flood - Green Creative 57990 LED PAR16 - 6 Watt - 60 Watt Equal | 2700 |  | 480 | 80 |  | 6 | 12 | 83.64 | 6.97 | 8.19 | 2020Q3 | https://www.1000bulbs.com/product/201082/GREENCREATIVE-57990.html | 1000bulbs.com | 2020 | Yes
LED Lighting | A-Type | Brand Feit | True |  | General Purpose Replacement | A19 | E26 (Medium) | Damp Location Rated Damp Location Rated LED 17.5w A19 100w Equivalent, 25000 Hour 17.5 Watts 120 Volts Medium Base 5000 Kelvin 1600 Lumens 90 CRI 25000 Hour Life Replaces 100w Incandescent Mfg #OM100DM/950CA/2 CAC LED 17.5W A19 100W Equiv, 5000K, 25000 Hr, 2-Pack | 5000 | 96 | 1600 | 91.4286 | 25000 | 17.5 | 1 | 15.99 | 15.99 | 18.7889 | 2020Q3 | https://hdsupplysolutions.com/p/led-00-75-10-35/cac-led-175w-a19-100w-equiv-5000k-25000-hr-2-pack-p143755 | HD Supply | 2020 | Yes
LED Lighting | Downlight | TCP | True |  |  |  | Medium (E26) | Description For use in 5 or 6-inch housings, this retrofit LED downlight replaces 75-Watt incandescent bulbs for savings on energy and maintenance costs. UL listed for damp locations 3000K halogen color Dimmable 850 Lumens - 3000 Kelvin - 80 CRI - Smooth Baffle Trim - 120V - TCP LED11DR5630K 5-6 in. LED Downlight - 9.5 Watt - 75 Watt Equal - Halogen Match | 3000 | 80 | 850 | 170 |  | 5 | 6 | 72.42 | 12.07 | 14.1827 | 2020Q3 | https://www.1000bulbs.com/product/201093/TCP-10048.html | 1000bulbs.com | 2020 | Yes
LED Lighting | Downlight | TCP | True |  |  |  | Medium (E26) | Description Providing 900 Lumens at a cool white color temperature, this LED retrofit downlight offers energizing light in commercial and residential buildings. Replaces 75-Watt incandescent lamps UL damp location rated Dimmable 900 Lumens - 4100 Kelvin - 80 CRI - Smooth Baffle Trim - 120V - TCP LED11DR5641K 5-6 in. LED Downlight - 11 Watt - 75 Watt Equal - Cool White | 4100 | 80 | 900 | 81.8182 |  | 11 | 6 | 61.14 | 10.19 | 11.9736 | 2020Q3 | https://www.1000bulbs.com/product/201095/TCP-10049.html | 1000bulbs.com | 2020 | Yes
LED Lighting | A-Type | Brand Feit | True |  | General Purpose Replacement | A21 | E26 (Medium) | Damp Location Rated LED 17.5w A19 100w Equivalent, 25000 Hour 17.5 Watts 120 Volts Medium Base 2700 Kelvin 1600 Lumens 90 CRI 25000 Hour Life Replaces 100w Incandescent Mfg #OM100DM/927CA/2 CAC LED 17.5W A19 100W Equal, 2700K, 2-Pack | 2700 | 92 | 1600 | 91.4286 | 25000 | 17.5 | 1 | 15.99 | 15.99 | 18.7889 | 2020Q2 | https://hdsupplysolutions.com/p/led-00-75-10-35/cac-led-175w-a19-100w-equal-2700k-2-pack-p143754 | HD Supply | 2020 | Yes
LED Lighting | Downlight | Green Creative | True |  |  |  |  | Description This 10-Watt surface mount downlight provides excellent lighting and saves you money on energy costs for years to come. Replaces a 65-Watt incandescent bulb ETL rated for wet locations Wiring hardware included Mounts to 4-inch J-boxes Reduces high-angle light Note: See Dimmer Compatibility list prior to ordering. 560 Lumens - 4000 Kelvin - 90 CRI - Green Creative 58262 LED Downlight - Surface Mount - 10 Watt - 65 Watt Equal - Cool White | 4000 | 90 | 560 | 56 |  | 10 | 6 | 105.96 | 17.66 | 20.7512 | 2020Q3 | https://www.1000bulbs.com/product/201394/GREENCREATIVE-58262.html | 1000bulbs.com | 2020 | Yes
LED Lighting | Downlight | Green Creative | True |  |  |  |  | Description Add crisper colors to your kitchen for less with this LED downlight, using only 11 Watts to replace a 65-Watt incandescent lamp. Features a high CRI of 90 for clearer colors UL rated for wet environments Dimmable Note: See Dimmer Compatibility list prior to ordering. 720 Lumens - 3000 Kelvin - 90 CRI - Green Creative 58102 LED Downlight - Surface Mount - 11 Watt - 65 Watt Equal - Halogen Match | 3000 | 90 | 720 | 65.4545 |  | 11 | 6 | 124.44 | 20.74 | 24.3703 | 2020Q3 | https://www.1000bulbs.com/product/201403/GREENCREATIVE-58102.html | 1000bulbs.com | 2020 | Yes
LED Lighting | Downlight | Green Creative | True |  |  |  |  | Description This 11-Watt lamp takes the place of a 65-Watt incandescent bulb to reduce your energy costs dramatically in applications like utility rooms, kitchens, and restrooms. Mounts using 4-inch and 5 to 6-inch installation accessories Features dimming capability UL wet location rated 750 Lumens - 4000 Kelvin - 90 CRI - Green Creative 58103 LED Downlight - Surface Mount - 11 Watt - 65 Watt Equal - Cool White | 4000 | 90 | 750 | 68.1818 |  | 11 | 6 | 124.44 | 20.74 | 24.3703 | 2020Q3 | https://www.1000bulbs.com/product/201407/GREENCREATIVE-58103.html | 1000bulbs.com | 2020 | Yes
LED Lighting | Downlight | Green Creative | True |  |  |  |  | Description Replace incandescent downlighting with this 15-Watt LED downlight. Included J-box screws, wire nuts, and mounting bracket Features an impressive CRI of 90 for vivid color ETL rated for wet applications Dimmable 4000 Kelvin - 870 Lumens - Green Creative 58246 LED Downlight - Surface Mount - 15 Watt - 75 Watt Incandescent Equal - 90 CRI | 4000 | 90 | 870 | 58 |  | 15 | 6 | 119.82 | 19.97 | 23.4655 | 2020Q3 | https://www.1000bulbs.com/product/201410/GREENCREATIVE-58246.html | 1000bulbs.com | 2020 | Yes
LED Lighting | A-Type | Brand Feit | True |  | General Purpose Replacement | A19 | E26 (Medium) | Damp Location Rated LED 17.5w A19 100w Equivalent, 25000 Hour 17.5 Watts 120 Volts Medium Base 5000 Kelvin 1600 Lumens 90 CRI 25000 Hour Life Replaces 100w Incandescent Mfg #OM100DM/950CA/2 CAC LED 17.5W A19 100W Equiv, 5000K, 25000 Hr, 2-Pack | 5000 | 96 | 1600 | 91.4286 | 25000 | 17.5 | 1 | 15.99 | 15.99 | 18.7889 | 2020Q2 | https://hdsupplysolutions.com/p/led-00-75-10-35/cac-led-175w-a19-100w-equiv-5000k-25000-hr-2-pack-p143755 | HD Supply | 2020 | Yes
LED Lighting | Downlight | Lithonia Lighting | True |  |  |  |  | Description With its low-profile design and edge-lit LED technology, this dimmable LED downlight is a smart addition for shallow ceiling plenums. Features a remote driver box CSA rated for wet locations Air tight construction Wafer Module - 13 Watt - 65 Watt Incandescent Equal - 780 Lumens - 2700 Kelvin - Round - Lensed Trim - Dimmable - 120 Volt Lithonia WF6 - 6 in. Ultra Thin LED Downlight | 2700 |  | 780 | 60 |  | 13 | 6 | 137.1 | 22.85 | 26.8496 | 2020Q3 | https://www.1000bulbs.com/product/201624/LITH-0374.html | 1000bulbs.com | 2020 | Yes
LED Lighting | Downlight | Lithonia Lighting | True |  |  |  |  | Description This ultra-thin LED recessed downlight with remote driver box combines high-quality light output and efficiency while eliminating the need for housing. IC rated for new construction or remodel Replaces 65-Watt incandescents Ideal for shallow ceiling plenum 13 Watt - 65 Watt Incandescent Equal - 800 Lumens - 3000 Kelvin - Round - Lensed Trim - Dimmable - 120 Volt Lithonia WF6 - 6 in. Ultra Thin LED Downlight | 3000 |  | 800 | 61.5385 |  | 13 | 6 | 120 | 20 | 23.5008 | 2020Q3 | https://www.1000bulbs.com/product/201627/LITH-0346.html | 1000bulbs.com | 2020 | Yes
LED Lighting | Downlight | Lithonia Lighting | True |  |  |  |  | Description Install this high-quality ultra thin LED downlight and see the benefits of increased and evenly distributed light using its edge-lit LED technology. IC rated for new construction or remodel Ideal for shallow ceilings Wet location approved Dimmable 13 Watt - 90 Watt Incandescent Equal - 850 Lumens - 4000 Kelvin - Round - White Trim - Dimmable - 120 Volt Lithonia WF6 - 6 in. Ultra Thin LED Downlight | 4000 |  | 850 | 65.3846 |  | 13 | 6 | 152.28 | 25.38 | 29.8225 | 2020Q3 | https://www.1000bulbs.com/product/201629/LITH-0347.html | 1000bulbs.com | 2020 | Yes
LED Lighting |  | Euri Lighting | True |  |  | PAR30 Long Neck | Medium (E26) | Description Invest in the long-lasting 13-Watt Euri Lighting EP30-5000ew PAR30 LED bulb to replace 75-Watt incandescent bulbs. Designed with a long neck, this flood light bulb is suitable for use indoors to illuminate areas like kitchens and bathrooms or outdoors to illuminate landscape and pathways. Color rendering index (CRI) of 90 presents more accurate and brighter colors Recommended for recessed cans, track lights, and directional fixtures Can be dimmed down to 10-percent with a compatible dimmer Can be safely used in wet locations Emits 900 Lumens Color Corrected - 900 Lumens - 3000 Kelvin - 40 Deg. Flood - 120 Volt - Euri Lighting EP30-5000ew LED PAR30 Long Neck - 13 Watt - 75 Watt Equal | 3000 |  | 900 | 69.2308 |  | 13 | 20 | 202.6 | 10.13 | 11.9031 | 2020Q3 | https://www.1000bulbs.com/product/201867/IRT-10136.html | 1000bulbs.com | 2020 | Yes
LED Lighting | Reflector | PLT | True |  |  | BR40 | Medium (E26) | Description Provide strong, glare-free illumination to a room with this LED BR40 that is dimmable down to your desired brightness. Focus enhancing 4000 Kelvin cool white UL rated for damp locations 1100 Lumens - 4000 Kelvin - PLT-20179 LED BR40 - 15 Watt - 90 Watt Equal - Cool White | 4000 |  | 1100 | 73.3333 |  | 15 | 24 | 201.36 | 8.39 | 9.8586 | 2020Q3 | https://www.1000bulbs.com/product/202161/PLT-20179.html | 1000bulbs.com | 2020 | Yes
LED Lighting | Downlight | PLT |  |  |  |  | G23 | Description This PLT-20185 LED PL retrofit is an efficient replacement to 2 Pin G23 base CFL lamps with two types of installation, direct wire or plug and play. Replaces CFL PL lamps frequently used in downlights 4000 Kelvin cool white color temperature Suitable for damp locations Open fixture rated 2 Pin G23 base Replaces 5W-9W CFL - Plug and Play or Ballast Bypass - 120-277V - PLT-20185 LED PL - 2 Pin G23 Base - 4.5 Watt - 450 Lumens - 4000 Kelvin | 4000 |  | 450 | 90 |  | 5 | 20 | 195.4 | 9.77 | 11.4801 | 2020Q3 | https://www.1000bulbs.com/product/202166/PLT-20185.html | 1000bulbs.com | 2020 | No
LED Lighting | Downlight | PLT |  | Daylighting/Photocell, |  |  | G23 | Description This PLT-20186 LED PL retrofit is an efficient replacement to 2 Pin G23 base CFL lamps with two types of installation, direct wire or plug and play. Replaces CFL PL lamps frequently used in downlights 5000 Kelvin daylight white color temperature Suitable for damp locations Open fixture rated 2 Pin G23 base Replaces 5W-9W CFL - Plug and Play or Ballast Bypass - 120-277V - PLT-20186 LED PL - 2 Pin G23 Base - 4.5 Watt - 450 Lumens - 5000 Kelvin | 5000 |  | 450 | 90 |  | 5 | 20 | 195.4 | 9.77 | 11.4801 | 2020Q3 | https://www.1000bulbs.com/product/202167/PLT-20186.html | 1000bulbs.com | 2020 | No
LED Lighting | Downlight | PLT | True |  |  |  | Medium (E26) | Description Enjoy the benefits of LED lighting by replacing 85-Watt incandescent lights with this 15-Watt LED retrofit downlight. Fits most 5 or 6-inch rated cans with E26 sockets Adjustable spring loaded torsion clips ETL listed for wet locations Dimmable 900 Lumens - 3000 Kelvin - 90 CRI - Smooth Baffle Trim - 120V - PLT LED-10097 5-6 in. LED Downlight - 15 Watt - 85 Watt Equal - Halogen Match | 3000 | 90 | 900 | 60 |  | 15 | 12 | 71.4 | 5.95 | 6.9915 | 2020Q3 | https://www.1000bulbs.com/product/202350/LED-10097.html | 1000bulbs.com | 2020 | Yes
LED Lighting | Decorative | Cree | True |  |  | B13 | Candelabra (E12) | Description Replace 25-Watt incandescent bulbs in chandeliers, wall sconces, and ceiling fans with these 3-Watt Cree B13 LED bulbs. These candelabra bulbs produce 200 Lumens of omnidirectional light for all around illumination and have a color index rendering of 90 that makes colors appear brighter and more natural. Can be used in enclosed fixtures such as porch lights Dimmable down to 5 percent with some dimmers Suitable for use in damp locations Sold as a 3 pack 200 Lumens - 2700 Kelvin - Clear - Candelabra Base - 120 Volt - 3 Pack - Cree BB13-02027OMC-12DE12-1C600 LED Chandelier Bulb - 3 Watt - 25 Watt Equal - Incandescent Match | 2700 |  | 200 | 66.6667 |  | 3 | 8 | 17.12 | 2.14 | 2.5146 | 2020Q3 | https://www.1000bulbs.com/product/202375/CREE-10177.html | 1000bulbs.com | 2020 | Yes
LED Lighting | A-Type | Green Creative | False | Daylighting/Photocell, | General Purpose Replacement | A19 | E26 (Medium) | Damp Location Rated,Use With Timers,Use With Photo and/or Motion Sensors,Recessed Fixtures Damp Location Rated,Use With Timers,Use With Photo and/or Motion Sensors,Recessed Fixtures Home / Light Bulbs / LED / Green Creative - 58038 - 9A19/830/277V Universal Voltage; Suitable for Totally Enclosed Fixtures 9W A19 LED Lamp - Universal - 820 Lumens - Warm White (3000K) - 82 CRI - 25000 Hours - E26 (Medium) - 120 to 277V (Universal) Green Creative - 58038 - 9A19/830/277V | 3000 | 82 | 820 | 91.1111 | 25000 | 9 | 6 | 16.38 | 2.73 | 3.2079 | 2020Q3 | https://shop.regencylighting.com/lamps/led/9a19-830-277v-grc.html | Regency Lighting | 2020 | Yes
LED Lighting | A-Type | Green Creative | True | Daylighting/Photocell, | General Purpose Replacement | A19 | E26 (Medium) | Damp Location Rated,Use With Timers,Use With Photo and/or Motion Sensors,Recessed Fixtures Damp Location Rated,Use With Timers,Use With Photo and/or Motion Sensors,Recessed Fixtures Home / Light Bulbs / LED / Green Creative - 97781 - 9A19DIM/830 Energy Star Certified; Suitable for Damp Location; Approved for Enclosed Fixtures 9W A19 LED Lamp - Universal - 820 Lumens - Warm White (3000K) - 82 CRI - 25000 Hours - E26 (Medium) - 120 to 130V - Frost Green Creative - 97781 - 9A19DIM/830 | 3000 | 83 | 820 | 91.1111 | 25000 | 9 | 1 | 2.73 | 2.73 | 3.2079 | 2020Q3 | https://shop.regencylighting.com/lamps/led/9a19dim-830-grc.html | Regency Lighting | 2020 | Yes
LED Lighting | Reflector | TCP | True |  |  | MR16 | GU5.3 | Description Enhance your surroundings with the TCP LED512VMR1627KNFL MR16 LED narrow flood bulb, ideal for illuminating art work, merchandise, or décor. Automatically cut up to 85 percent on energy and save on maintenance costs when substituting for 35-Watt halogen alternatives. Produces 340 Lumens at a 2700 Kelvin color matched for incandescent bulbs while giving off less heat Lightweight and shatter resistant for effortless track light application Dimmable with compatible dimmers Shines at a 20-degree beam angle 340 Lumens - 2700 Kelvin - 20 Deg. Narrow Flood - 12 Volt - GU5.3 Base - TCP LED512VMR1627KNFL LED MR16 - 5 Watt - 35 Watt Equal - Incandescent Match | 1627 |  | 340 | 68 |  | 5 | 12 | 66.36 | 5.53 | 6.498 | 2020Q3 | https://www.1000bulbs.com/product/202746/TCP-10093.html | 1000bulbs.com | 2020 | Yes
LED Lighting | Reflector | Bulbrite | True |  |  | BR30 | Medium (E26) | Description This Bulbrite 860395 LED bulb produces a natural warm light similar to incandescent bulbs and is suitable for residential or commercial applications. Greatly reduces energy costs compared to its 65-Watt equal Similar look as traditional incandescent bulbs Smooth dimming technology 650 Lumens - 2700 Kelvin - Bulbrite 860395 LED BR30 - 9 Watt - 65 Watt Equal - Incandescent Match | 2700 |  | 650 | 72.2222 |  | 9 | 6 | 21.18 | 3.53 | 4.1479 | 2020Q3 | https://www.1000bulbs.com/product/202757/BULBRI-10055.html | 1000bulbs.com | 2020 | Yes
LED Lighting | Reflector | PLT | True |  |  | BR20 | Medium (E26) | Description The cool white light of this PLTL33113 LED BR20 bulb will deliver exceptional lighting and efficiency into your home by using only 7 Watts of energy compared to its 50-Watt incandescent equivalent. With this BR20 bulbs dimmable feature you will have the control to make your space fully bright or dimmed down for a more relaxing ambiance. Commonly used in recessed can, track, and display lighting fixtures Saves you 80 percent on energy expenses over each year of use Not for use in fully enclosed fixtures Damp location rated 550 Lumens - 4000 Kelvin - PLT-11032 LED R20 - 7 Watt - 50 Watt Equal - Cool White | 4000 |  | 550 | 78.5714 |  | 7 | 24 | 38.16 | 1.59 | 1.8683 | 2020Q3 | https://www.1000bulbs.com/product/202912/PLT-11032.html | 1000bulbs.com | 2020 | No
LED Lighting | Reflector | PLT | True |  |  | BR30 | Medium (E26) | Description Provide UV free lighting in your home or business with this LED BR30 bulb that offers a high efficiency and won't discolor or fade over time. Ideal for use in recessed can, track, and display lighting Up to 87 percent less energy than incandescents Safe for use in damp locations 650 Lumens - 4000 Kelvin - PLT PLTL54113 LED BR30 - 8 Watt - 65 Watt Equal - Cool White | 4000 |  | 650 | 81.25 |  | 8 | 24 | 54.96 | 2.29 | 2.6908 | 2020Q3 | https://www.1000bulbs.com/product/202916/PLT-11036.html | 1000bulbs.com | 2020 | Yes
LED Lighting | Reflector | PLT | True |  |  | BR30 | Medium (E26) | Description Replacing 65-Watt incandescent bulbs, this LED BR30 delivers a color matched for incandescent bulbs that is ideal for a more relaxing atmosphere. Uses 83 percent less energy than incandescents Long-lasting life of up to 25,000 hours Reduced glare 850 Lumens - 2700 Kelvin - PLT-11049 LED BR30 - 11 Watt - 65 Watt Equal - Incandescent Match | 2700 |  | 850 | 77.2727 | 25000 | 11 | 24 | 46.32 | 1.93 | 2.2678 | 2020Q3 | https://www.1000bulbs.com/product/202929/PLT-11049.html | 1000bulbs.com | 2020 | Yes
LED Lighting | Reflector | Soraa | True |  |  | BR30 | Medium (E26) | Description With a high CRI of 95 and Soraa's GaN on GaN technology, colors are rendered richer and whites are more vibrant than with standard LED bulbs. Can be used in open or fully enclosed fixtures Soothing color matched for halogen bulbs Ideal for kitchens, bedrooms, and offices Damp location rated Color Corrected - CRI 95 - 750 Lumens - 3000 Kelvin - Soraa SB30-11-120D-930-01 LED BR30 - 11.5 Watt - 65 Watt Equal - Halogen Match | 3000 |  | 750 | 150 |  | 5 | 60 | 985.8 | 16.43 | 19.3059 | 2020Q3 | https://www.1000bulbs.com/product/202975/LED-04218.html | 1000bulbs.com | 2020 | Yes
LED Lighting | Reflector | PLT | True |  |  | BR30 | Medium (E26) | Description This LED BR30 is exceptional in kitchens, offices, and work spaces due to its 4000 Kelvin cool white light and directional capabilities allowing for light to be directed exactly where it is needed. Commonly used in recessed can and track fixtures Lightweight design puts less stress on fixtures Dimmable 850 Lumens - 4000 Kelvin - PLT-11051 LED BR30 - 11 Watt - 65 Watt Equal - Cool White | 4000 |  | 850 | 77.2727 |  | 11 | 24 | 74.16 | 3.09 | 3.6309 | 2020Q3 | https://www.1000bulbs.com/product/203080/PLT-11051.html | 1000bulbs.com | 2020 | Yes
LED Lighting | Reflector | PLT | True |  |  | MR16 | GU5.3 | Description Replace your less efficient 50-Watt halogen bulbs with this 7-Watt PLTL3A312 LED MR16 and reduce energy costs for your home. Designed to provide directional lighting, this bulb is frequently used in track and recessed can fixtures where light needs to be directed to a specific area. Long life of up to 25,000 hours reduces replacements costs Commonly used to highlight art work and displays Ideal for damp locations such as kitchens Emits 500 Lumens of directional light See specs for dimmer compatibility 500 Lumens - 3000 Kelvin - 40 Deg. Flood - 12 Volt - GU5.3 Base - PLT-11044 LED MR16 - 7 Watt - 50 Watt Equal - Halogen Match | 3000 |  | 500 | 71.4286 | 25000 | 7 | 100 | 279 | 2.79 | 3.2784 | 2020Q3 | https://www.1000bulbs.com/product/203086/PLT-11044.html | 1000bulbs.com | 2020 | Yes
LED Lighting | Downlight | Bulbrite | True |  |  |  |  | Description The Bulbrite ultra-thin LED downlight features an integrated J-Box, so no connection to an external J-Box or E26 Adapter is needed. Color matched to incandescent bulbs UL rated for damp locations Energy Star certified 11.6 Watt - 75 Watt Incandescent Equal - 800 Lumens - 2700 Kelvin - Round - White Trim - Dimmable - 120 Volt - Bulbrite 773125 6 in. Ultra Thin LED Downlight | 2700 |  | 800 | 133.3333 |  | 6 | 1 | 10.2 | 10.2 | 11.9854 | 2020Q3 | https://www.1000bulbs.com/product/203098/BULBRI-10064.html | 1000bulbs.com | 2020 | Yes
LED Lighting | Downlight | Bulbrite | True |  |  |  |  | Description Complete with an integrated J-Box and clip springs, this ultra-thin LED downlight is simple to install throughout your home. Color matched for halogen bulbs Energy Star rated Fully dimmable 11.6 Watt - 65 Watt Incandescent Equal - 800 Lumens - 3000 Kelvin - Round - White Trim - Dimmable - 120 Volt 6 in. Ultra Thin LED Downlight | 3000 |  | 800 | 133.3333 |  | 6 | 6 | 61.2 | 10.2 | 11.9854 | 2020Q3 | https://www.1000bulbs.com/product/203099/BULBRI-10065.html | 1000bulbs.com | 2020 | Yes
LED Lighting | Downlight | Bulbrite | True |  |  |  |  | Description This 65-Watt ultra-thin LED downlight is ideal for damp spaces including kitchens and bathrooms. Included clip springs and integrated J-Box UL listed for damp locations IC rated 11.6 Watt - 65 Watt Incandescent Equal - 800 Lumens - 4000 Kelvin - Round - White Trim - Dimmable - 120 Volt 6 in. Ultra Thin LED Downlight | 4000 |  | 800 | 133.3333 |  | 6 | 6 | 61.2 | 10.2 | 11.9854 | 2020Q3 | https://www.1000bulbs.com/product/203100/BULBRI-10066.html | 1000bulbs.com | 2020 | Yes
LED Lighting | Decorative | Bulbrite | True |  |  | B11 | Candelabra (E12) | Description Bring an antique charm and energy-saving technology into your home with this 4.5-Watt LED chandelier bulb. High CRI of 90 presents more natural colors Emits a color for a cozy ambiance Fully dimmable 300 Lumens - 2700 Kelvin - Incandescent Match - Clear - Candelabra Base - 120 Volt - Bulbrite 776677 LED Chandelier Bulb - 4.5 Watt - 40 Watt Equal | 2700 |  | 300 | 60 |  | 5 | 10 | 45.4 | 4.54 | 5.3347 | 2020Q3 | https://www.1000bulbs.com/product/203241/BULBRI-10107.html | 1000bulbs.com | 2020 | Yes
LED Lighting | Downlight | PLT | True | Daylighting/Photocell, |  |  | Hard Wire | Description Ideal for retrofitting inefficient light sources for tall ceilings found in offices, airports, retail, malls, hospitals, lobbies and other commercial applications. Savings of up to 80 percent in energy costs Uses existing fixture frame for mounting 5000K daylight white light Dimmable 2000 Lumens - 5000 Kelvin - Smooth Baffle Trim - 120-277V 6 in. Retrofit LED Downlight - 25 Watt - Up to 100 Watt Metal Halide Equal | 5000 |  | 2000 | 80 |  | 25 | 1 | 83.63 | 83.63 | 98.2685 | 2020Q3 | https://www.1000bulbs.com/product/203297/PLT-20217.html | 1000bulbs.com | 2020 | Yes
LED Lighting | Downlight | PLT | True |  |  |  | Hard Wire | Description Ideal for retrofitting inefficient light sources for tall ceilings found in offices, airports, retail, malls, hospitals, lobbies and other commercial applications. Uses existing fixture frame for mounting Fits commercial 10-inch indoor housings Dimmable 3600 Lumens - 3000 Kelvin - Smooth Baffle Trim - 120-277V 10 in. Retrofit LED Downlight - 40W - Up to 150 Watt Metal Halide Equal | 3000 |  | 3600 | 90 |  | 40 | 1 | 89.85 | 89.85 | 105.5772 | 2020Q3 | https://www.1000bulbs.com/product/203369/PLT-20221.html | 1000bulbs.com | 2020 | Yes
LED Lighting | Downlight | PLT | True |  |  |  | Hard Wire | Description Ideal for retrofitting inefficient light sources for tall ceilings found in offices, airports, retail, malls, hospitals, lobbies and other commercial applications. Uses existing fixture frame for mounting Damp location rated 0-10 Volt dimming IC-rated fixture 4050 Lumens - 4000 Kelvin - Smooth Baffle Trim - 120-277V 10 in. Retrofit LED Downlight - 40 Watt - Up to 150 Watt Metal Halide Equal | 4000 |  | 4050 | 101.25 |  | 40 | 1 | 94.34 | 94.34 | 110.8531 | 2020Q3 | https://www.1000bulbs.com/product/203373/PLT-20222.html | 1000bulbs.com | 2020 | Yes
LED Lighting | Downlight | Green Creative | True |  |  |  | Medium (E26) | Description This LED downlight operates on just 18 Watts compared to its 100-Watt incandescent counterpart. Included hardware kit and (E26) base adapter Fits 5 to 6 inch recessed cans High color rendering of 90 Dimmable 1260 Lumens - 3000 Kelvin - 90 CRI - Stepped Baffle Trim - 120V - Green Creative 97995 5-6 in. LED Downlight - 18 Watt - 100 Watt Equal - Halogen Match | 3000 | 90 | 1260 | 70 |  | 18 | 6 | 93.96 | 15.66 | 18.4011 | 2020Q3 | https://www.1000bulbs.com/product/203394/GREENCREATIVE-97995.html | 1000bulbs.com | 2020 | Yes
LED Lighting | Downlight | PLT | True |  |  |  | Hard Wire | Description Ideal for retrofitting inefficient light sources for tall ceilings found in offices, airports, retail, malls, hospitals, lobbies and other commercial applications. Uses existing fixture frame for mounting Type IC rated Dimmable 4050 Lumens - 5000 Kelvin - Smooth Baffle Trim - 120-277V 10 in. Retrofit LED Downlight - 40 Watt - Up to 150 Watt Metal Halide Equal | 5000 |  | 4050 | 101.25 |  | 40 | 1 | 94.34 | 94.34 | 110.8531 | 2020Q3 | https://www.1000bulbs.com/product/203396/PLT-20223.html | 1000bulbs.com | 2020 | Yes
LED Lighting | A-Type | Green Creative | False | Daylighting/Photocell, | General Purpose Replacement | A19 | E26 (Medium) | Damp Location Rated,Use With Timers,Use With Photo and/or Motion Sensors,Recessed Fixtures Damp Location Rated,Use With Timers,Use With Photo and/or Motion Sensors,Recessed Fixtures Home / Light Bulbs / LED / LED A-Line / Green Creative - 58038 - 9A19/830/277V Universal Voltage; Suitable for Totally Enclosed Fixtures 9W A19 LED Lamp - Universal - 820 Lumens - Warm White (3000K) - 82 CRI - 25000 Hours - E26 (Medium) - 120 to 277V (Universal) Green Creative - 58038 - 9A19/830/277V | 3000 | 82 | 820 | 91.1111 | 25000 | 9 | 6 | 16.38 | 2.73 | 3.2079 | 2020Q3 | https://shop.regencylighting.com/lamps/led/a-line/9a19-830-277v-grc.html | Regency Lighting | 2020 | Yes
LED Lighting | A-Type | Green Creative | True | Daylighting/Photocell, | General Purpose Replacement | A19 | E26 (Medium) | Damp Location Rated,Use With Timers,Use With Photo and/or Motion Sensors,Recessed Fixtures Damp Location Rated,Use With Timers,Use With Photo and/or Motion Sensors,Recessed Fixtures Home / Light Bulbs / LED / LED A-Line / Green Creative - 97781 - 9A19DIM/830 Energy Star Certified; Suitable for Damp Location; Approved for Enclosed Fixtures 9W A19 LED Lamp - Universal - 820 Lumens - Warm White (3000K) - 82 CRI - 25000 Hours - E26 (Medium) - 120 to 130V - Frost Green Creative - 97781 - 9A19DIM/830 | 3000 | 83 | 820 | 91.1111 | 25000 | 9 | 1 | 2.73 | 2.73 | 3.2079 | 2020Q3 | https://shop.regencylighting.com/lamps/led/a-line/9a19dim-830-grc.html | Regency Lighting | 2020 | Yes
LED Lighting | A-Type | Sylvania | True | Daylighting/Photocell, | General Purpose Replacement | A19 | E26 (Medium) | Damp Location Rated,Use With Timers,Use With Photo and/or Motion Sensors,Recessed Fixtures Damp Location Rated,Use With Timers,Use With Photo and/or Motion Sensors,Recessed Fixtures Home / Light Bulbs / LED / LED A-Line / Sylvania - 74399 - LED9A19DIMO830U Lamp Finish Frosted 9W A19 LED Lamp - Universal - 800 Lumens - Warm White (3000K) - 80 CRI - 15000 Hours - E26 (Medium) - 120 to 130V - Frost Sylvania - 74399 - LED9A19DIMO830U | 3000 | 83 | 820 | 91.1111 | 25000 | 9 | 1 | 144.32 | 144.32 | 169.5816 | 2020Q3 | https://shop.regencylighting.com/lamps/led/a-line/led9a19dimo830u-74399.html | Regency Lighting | 2020 | Yes
LED Lighting |  | Philips | True |  |  | MRX16 | GU5.3 | Description Upgrade your lighting from halogen bulbs to the more efficient Philips 457515 MRX16 LED narrow flood bulb. Operating on 12 Volts, this damp-location rated bulb is ideal for highlighting merchandise or decor and can be used in open recessed fixtures and track lighting. Light output can be dimmed down to your desired level when paired with compatible dimmers Produces a color matched for halogen bulbs at 660 Lumens of consistent brightness For use with low-voltage transformers; see transformer compatibility chart Uses just 8.5 Watts to replace a 50-Watt halogen bulb Not suitable for totally enclosed fixtures 660 Lumens - 3000 Kelvin - 25 Deg. Narrow Flood - 12 Volt - GU5.3 Base - Philips 457515 LED MRX16 - 8.5 Watt - 50 Watt Equal - Halogen Match | 3000 |  | 660 | 132 |  | 5 | 10 | 190.7 | 19.07 | 22.408 | 2020Q3 | https://www.1000bulbs.com/product/203575/PHILIPS-457515.html | 1000bulbs.com | 2020 | Yes
LED Lighting |  | Satco |  | Daylighting/Photocell, |  | MR11 | GU4 | Description Accentuate décor and displays in retail shops, art galleries, or at home with a 5000 Kelvin daylight white Satco S9283 LED MR11 narrow flood bulb. This MR11 bulb will add a bright, crisp light to your displays and artwork without adding overwhelming heat. Suitable for indoor dry locations or outdoor use in fully enclosed fixtures Designed for track light fixtures, recessed cans, and landscape lighting Uses less wattage compared to other halogen alternatives 210 Lumens - 5000 Kelvin - 25 Deg. Narrow Flood - 12 Volt - GU4 Base - Satco S9283 LED MR11 - 3 Watt - 20 Watt Equal - Daylight White | 5000 |  | 210 | 70 |  | 3 | 12 | 87.96 | 7.33 | 8.613 | 2020Q3 | https://www.1000bulbs.com/product/203588/SATCO-S9283.html | 1000bulbs.com | 2020 | Yes
LED Lighting | Downlight | Halco | True |  |  |  | Medium (E26) | Description This dimmable LED downlight features a lightweight aluminum housing with a screw-in base and torsion springs for easy mounting into existing 6-inch recessed cans. Outlasts a 75-Watt incandescent equal UL listed for wet locations High CRI 800 Lumens - 2700 Kelvin - 90 CRI - Smooth Baffle Trim - 120V - Halco 99641 6 in. LED Downlight - 12 Watt - 75 Watt Equal - Incandescent Match | 2700 | 90 | 800 | 66.6667 |  | 12 | 6 | 64.8 | 10.8 | 12.6904 | 2020Q3 | https://www.1000bulbs.com/product/203811/HALCO-99641.html | 1000bulbs.com | 2020 | Yes
LED Lighting | Reflector | PLT | True |  |  | BR20 | Medium (E26) | Description Retrofit your existing track or recessed light fixtures with this LED BR20 bulb and combine beautiful illumination with outstanding energy efficiency. 2700 Kelvin for residential and hospitality applications UL Rated for damp locations 54,000 hour lifespan Dimmable 550 Lumens - 2700 Kelvin - PLT-11131 LED BR20 - 7 Watt - 50 Watt Equal - Incandescent Match | 2700 |  | 550 | 78.5714 | 54000 | 7 | 24 | 38.16 | 1.59 | 1.8683 | 2020Q3 | https://www.1000bulbs.com/product/203833/PLT-11131.html | 1000bulbs.com | 2020 | No
LED Lighting | Reflector | PLT | True | Daylighting/Photocell, |  | BR40 | Medium (E26) | Description Improve illumination and visibility by using the daylight white light of this BR40 LED bulb. Excellent upgrade for recessed can lights and track lighting High lumen output is perfect for tall ceilings Adjust output with compatible dimmers 1400 Lumens - 5000 Kelvin - PLT-11133 LED BR40 - 17 Watt - 100 Watt Equal - Daylight White | 5000 |  | 1400 | 82.3529 |  | 17 | 12 | 48 | 4 | 4.7002 | 2020Q3 | https://www.1000bulbs.com/product/203835/PLT-11133.html | 1000bulbs.com | 2020 | Yes
LED Lighting | Reflector | PLT | True |  |  | BR40 | Medium (E26) | Description This BR40 LED lamp is a perfect replacement for an 80-Watt incandescent flood bulb and is ideal for track and recessed can lighting. High output provides wide coverage from tall ceilings Safe for use in damp locations Dimmable 1050 Lumens - 4000 Kelvin - PLT-11134 LED BR40 - 12 Watt - 80 Watt Equal - Cool White | 4000 |  | 1050 | 87.5 |  | 12 | 12 | 36.48 | 3.04 | 3.5721 | 2020Q3 | https://www.1000bulbs.com/product/203839/PLT-11134.html | 1000bulbs.com | 2020 | Yes
LED Lighting |  | PLT | True | Daylighting/Photocell, |  | BR40 | Medium (E26) | Description Provide superior light quality when you make the switch to this BR40 LED bulb and save up to 85 percent in energy costs. Retrofits existing recessed and track light fixtures Daylight white light increases focus UL Rated for damp locations 1050 Lumens - 5000 Kelvin - PLT-11135 LED BR40 - 12 Watt - 80 Watt Equal - Daylight White | 5000 |  | 1050 | 87.5 |  | 12 | 12 | 36.48 | 3.04 | 3.5721 | 2020Q3 | https://www.1000bulbs.com/product/203850/PLT-11135.html | 1000bulbs.com | 2020 | Yes
LED Lighting | Decorative | PLT | True |  |  | B11 | Candelabra (E12) | Description With a simple upgrade from a standard 60-Watt incandescent light bulb, the PLTL4B213 LED chandelier bulb can make an impressive difference in your room's overall appearance. High color rendering index of 90 renders colors just like a natural light source Pair with a compatible dimmer for more energy savings Fit for indoor damp locations where moisture is present 500 Lumens - 4000 Kelvin - Clear - Candelabra Base - 120V - PLT-11138 LED Chandelier Bulb - 7.5 Watt - 60 Watt Equal - Cool White | 4000 |  | 500 | 100 |  | 5 | 50 | 208 | 4.16 | 4.8882 | 2020Q3 | https://www.1000bulbs.com/product/203854/PLT-11138.html | 1000bulbs.com | 2020 | Yes
LED Lighting |  | PLT | True |  |  | PAR20 | Medium (E26) | Description Provide excellent visibility when you use this LED PAR20 lamp in your existing track light fixtures. Ideal for track and other display fixtures Long-lasting alternative to halogen Dims down to desired brightness Lightweight and small design 500 Lumens - 3000 Kelvin - 40 Deg. Flood - 120 Volt - PLT-11140 LED PAR20 - 7 Watt - 50 Watt Equal | 3000 |  | 500 | 71.4286 |  | 7 | 24 | 64.08 | 2.67 | 3.1374 | 2020Q3 | https://www.1000bulbs.com/product/203856/PLT-11140.html | 1000bulbs.com | 2020 | Yes
LED Lighting | Reflector | PLT | True |  |  | PAR20 | Medium (E26) | Description With a very low heat generation, this LED flood light is ideal for use near delicate materials and objects and can easily be added to track lights or recessed cans. Long-lasting to reduce replacements Replaces a 50-Watt halogen bulb Dims to change light levels Lightweight design 500 Lumens - 5000 Kelvin - 40 Deg. Flood - 120 Volt - PLT-11142 LED PAR20 - 7 Watt - 50 Watt Equal | 5000 |  | 500 | 71.4286 |  | 7 | 24 | 49.68 | 2.07 | 2.4323 | 2020Q3 | https://www.1000bulbs.com/product/203858/PLT-11142.html | 1000bulbs.com | 2020 | Yes
LED Lighting | Downlight | Halco | True |  |  |  | Medium (E26) | Description This LED downlight features a high color rendering index of 90, enhancing the colors of an object or skin tone to a more true and vibrant appearance. Included medium (E26) socket adapter Energy Star compliant Wet location rated Frosted lens 650 Lumens - 2700 Kelvin - 90 CRI - Smooth Baffle Trim - 120V - Halco 99637 6 in. LED Downlight - 10 Watt - 65 Watt Equal - Incandescent Match | 2700 | 90 | 650 | 65 |  | 10 | 6 | 52.08 | 8.68 | 10.1993 | 2020Q3 | https://www.1000bulbs.com/product/203861/HALCO-99637.html | 1000bulbs.com | 2020 | Yes
LED Lighting | Downlight | Halco | True |  |  |  | Medium (E26) | Description With a high color rendering index of 90, this retrofit LED downlight produces a natural light, rendering brighter more accurate whites and vibrant colors. Pre-wired medium (E26) socket adapter Includes torsion springs for mounting Lightweight aluminum housing 650 Lumens - 4000 Kelvin - 90 CRI - Smooth Baffle Trim - 120V - Halco 99639 6 in. LED Downlight - 10 Watt - 65 Watt Equal - Cool White | 4000 | 90 | 650 | 65 |  | 10 | 6 | 52.08 | 8.68 | 10.1993 | 2020Q3 | https://www.1000bulbs.com/product/203863/HALCO-99639.html | 1000bulbs.com | 2020 | Yes
LED Lighting | Downlight | Halco | True |  |  |  | Medium (E26) | Description Improve visibility in places such as hotels, restaurants, offices and retail stores with this LED recessed downlight fixture which operates on only 12 Watts. UL approved for wet locations Medium E26 socket adapter Included torsion springs 800 Lumens - 4000 Kelvin - 90 CRI - Smooth Baffle Trim - 120V - Halco 99643 6 in. LED Downlight - 12 Watt - 75 Watt Equal - Cool White | 4000 | 90 | 800 | 66.6667 |  | 12 | 6 | 62.52 | 10.42 | 12.2439 | 2020Q3 | https://www.1000bulbs.com/product/203866/HALCO-99643.html | 1000bulbs.com | 2020 | Yes
LED Lighting | Downlight | Halco | True | Daylighting/Photocell, |  |  | Medium (E26) | Description Switch to this LED downlight fixture featuring a high color rendering of 90 to make objects and skin tones appear more vibrant and natural. Comparable to traditional 75-Watt incandescents Pre-wired medium (E26) socket adapter UL listed for use in wet locations Lightweight aluminum housing 800 Lumens - 5000 Kelvin - 90 CRI - Smooth Baffle Trim - 120V - Halco 99644 6 in. LED Downlight - 12 Watt - 75 Watt Equal - Daylight White | 5000 | 90 | 800 | 66.6667 |  | 12 | 6 | 64.8 | 10.8 | 12.6904 | 2020Q3 | https://www.1000bulbs.com/product/203867/HALCO-99644.html | 1000bulbs.com | 2020 | Yes
LED Lighting | Reflector | Green Creative | True |  |  | BR30 | GU24 | Description Built with LEDs floating above the bulb neck, the revolutionary cloud design of the Green Creative 98024 LED BR30 is lightweight and has superior heat management, making it ideal for enclosed fixtures. High CRI of 90; richer reds and natural skin tones GU24 base simply twist and locks into fixture 25,000 hour lifespan Color Corrected - 90 CRI - 700 Lumens - 2700 Kelvin - GU24 Base - Green Creative 98024 LED BR30 - 9.5 Watt - 65 Watt Equal - Incandescent Match | 2700 | 90 | 700 | 140 | 25000 | 5 | 6 | 16.14 | 2.69 | 3.1609 | 2020Q3 | https://www.1000bulbs.com/product/203975/GREENCREATIVE-98024.html | 1000bulbs.com | 2020 | Yes
LED Lighting |  | Green Energy |  |  |  | PAR36 | G53 Push-In or Push-Screw Terminal | Description Designed for use in a variety of applications, the Green Energy 61861-GEL PAR36 LED floodlight is ideal for operation in low voltage landscaping well lights, outdoor flood lights, and track light fixtures with G53 screw-in bases. Lasts over 20 times longer than standard incandescent bulbs to reduce maintenance costs 30-degree beam angle spreads out the light, giving a softer ambiance and less shadows Operates at either 12V AC or DC for added convenience 800 Lumens - 3000 Kelvin - 30 Deg. Flood - 12V - Green Energy 61861-GEL LED PAR36 - 9 Watt - 35W Equal - Halogen Match | 3000 |  | 800 | 88.8889 |  | 9 | 18 | 311.58 | 17.31 | 20.3399 | 2020Q3 | https://www.1000bulbs.com/product/204122/GELCO-61861.html | 1000bulbs.com | 2020 | Yes
LED Lighting |  | PLT |  |  |  | PAR36 | Quick Connect/Screw Terminal | Description For use in outdoor flood lights, track light fixtures, and well lights that accept PAR36 bulbs with screw-pin bases, the PLT LED-PAR36/WFL/3000K bulb features a parabolic dome lens with diffusing optics that reduce glare and eliminates the appearance of a sharp contrast between illuminated and non-illuminated areas. Tightly sealed with an IP-65 waterproof rating to keep water and dust away For use with 12V, 24V, or 28V applications Long-lasting 50,000-hour lifespan Light spreads at 120 degrees 900 Lumens - 3000 Kelvin - 120 Deg. Wide Flood - 12/24/28V - PLT-11156 LED PAR36 - 9 Watt - 50W Equal - Halogen Match | 3000 |  | 900 | 100 |  | 9 | 10 | 272.6 | 27.26 | 32.0316 | 2020Q3 | https://www.1000bulbs.com/product/204139/PLT-11156.html | 1000bulbs.com | 2020 | Yes
LED Lighting | Decorative | PLT | True |  |  | G16.5 | Candelabra (E12) | Description Designed to replicate the look of an old-fashioned incandescent bulb, this LED G16.5 filament bulb features vertical filaments that deliver a soft white light. Great for stringers, chandeliers, and sconces Equivalent to a 25-Watt incandescent Fully dimmable for brightness control 200 Lumens - 2700 Kelvin - Incandescent Match - Candelabra Base - 120 Volt - PLT-11157 2.05 in. Dia. - LED Globe - 2 Watt - 25 Watt Equal | 2700 |  | 200 | 100 |  | 2 | 10 | 33.8 | 3.38 | 3.9716 | 2020Q3 | https://www.1000bulbs.com/product/204140/PLT-11157.html | 1000bulbs.com | 2020 | Yes
LED Lighting | Decorative | PLT | True |  |  | G16.5 | Candelabra (E12) | Description Ideal for decorative wall sconces and patio light stringers, this LED G16.5 globe creates a warm and alluring environment. Long lifespan for less replacements Dimmable to control brightness Emits a soft white color 380 Lumens - 2700 Kelvin - Incandescent Match - Candelabra Base - 120 Volt - PLT-11158 2.05 in. Dia. - LED Globe - 4 Watt - 40 Watt Equal | 2700 |  | 380 | 95 |  | 4 | 10 | 43.1 | 4.31 | 5.0644 | 2020Q3 | https://www.1000bulbs.com/product/204141/PLT-11158.html | 1000bulbs.com | 2020 | Yes
LED Lighting | Decorative | PLT | True |  |  | G16.5 | Medium (E26) | Description Create an inviting and relaxing atmosphere by using this LED G16.5 globe with a decorative fixture. Great for chandeliers, stringers, and antique fixtures Perfect for historical and antique restorations Dimmable allows brightness adjustment Long lifespan decreases replacements 200 Lumens - 2700 Kelvin - Incandescent Match - Medium Base - 120 Volt - PLT-11159 2.05 in. Dia. - LED Globe - 2 Watt - 25 Watt Equal | 2700 |  | 200 | 100 |  | 2 | 10 | 35.4 | 3.54 | 4.1596 | 2020Q3 | https://www.1000bulbs.com/product/204142/PLT-11159.html | 1000bulbs.com | 2020 | Yes
LED Lighting | Decorative | PLT | True |  |  | G16.5 | Intermediate (E17) | Description Complement your antique fixture by using this LED G16.5 globe and provide a nostalgic and inviting atmosphere in a dining room, patio, or reception hall. For aesthetic use with decorative fixtures Fully dimmable to adjust brightness Features 2 visible filaments 200 Lumens - 2700 Kelvin - Incandescent Match - Intermediate Base - 120 Volt - PLT LED-FG16DE17-2W-27K 2.05 in. Dia. - LED Globe - 2 Watt - 25 Watt Equal | 2700 |  | 200 | 100 |  | 2 | 10 | 40.8 | 4.08 | 4.7942 | 2020Q3 | https://www.1000bulbs.com/product/204144/PLT-11161.html | 1000bulbs.com | 2020 | Yes
LED Lighting | Downlight | PLT | True |  |  |  | Medium (E26) | Description Save yourself the hassle of replacing an entire fixture by upgrading to this LED retrofit downlight and install it into a existing 4-inch recessed can housing with an E26 socket. UL approved for wet locations Dimmable High CRI 630 Lumens - 3000 Kelvin - 90 CRI - Smooth Baffle Trim - 120V - PLT LED-10100-DB 4 in. LED Downlight - 10.5 Watt - 50 Watt Equal - Halogen Match | 3000 | 90 | 630 | 126 |  | 5 | 4 | 22.96 | 5.74 | 6.7447 | 2020Q3 | https://www.1000bulbs.com/product/204322/LED-10100-DB.html | 1000bulbs.com | 2020 | Yes
LED Lighting | Downlight |  | True |  |  |  |  | Description This ultra-thin LED recessed downlight with remote driver box combines high-quality light output and efficiency while eliminating the need for housing. IC rated for new construction or remodel Vendor part#WF6 LL LED 40K BN M6 Brushed Nickel finish Wafer Module - 13 Watt - 65 Watt Incandescent Equal - 860 Lumens - 4000 Kelvin - Round - Lensed Trim - Dimmable - 120 Volt Lithonia WF6 - 6 in. Ultra Thin LED Downlight | 4000 |  | 860 | 66.1538 |  | 13 | 1 | 31.31 | 31.31 | 36.7905 | 2020Q3 | https://www.1000bulbs.com/product/204406/LITH-0413.html | 1000bulbs.com | 2020 | Yes
LED Lighting | Reflector | Bulbrite | True |  |  | MR16 | GU5.3 | Description This energy star rated LED MR16 is a long-lasting replacement for 50-Watt incandescents. Suitable for recessed and track lighting Saves up to 84 percent in energy costs GU5.3 base 585 Lumens - 3000 Kelvin - 15 Deg. Spot - 12 Volt - GU5.3 Base - Bulbrite 771305 LED MR16 - 8 Watt - 50 Watt Equal - Halogen Match | 3000 |  | 585 | 73.125 |  | 8 | 10 | 61.7 | 6.17 | 7.25 | 2020Q3 | https://www.1000bulbs.com/product/208177/BULBRI-10116.html | 1000bulbs.com | 2020 | Yes
LED Lighting | Downlight |  | True |  |  |  |  | Description Vendor #WF3 LED 30K MW M6 Ultra Thin LED Downlight - 8 Watt - 50 Watt Incandescent Equal - 550 Lumens - 3000 Kelvin - Round - White Trim - Dimmable - 120 Volt Lithonia WF3 - 3 in. Ultra Thin LED Downlight | 3000 |  | 550 | 68.75 |  | 8 | 1 | 27.69 | 27.69 | 32.5368 | 2020Q3 | https://www.1000bulbs.com/product/208199/LITH-0425.html | 1000bulbs.com | 2020 | Yes
LED Lighting | Decorative | PLT | True |  |  | B11 | Candelabra (E12) | Description Enhance the look of your commercial and residential space with this dimmable PLT LED chandelier bulb and take advantage of its low energy consumption of only 4.5 Watts compared to the traditional 40-Watt incandescent equivalent. UL rated for damp locations such as restrooms or covered outdoor fixtures Long lifespan means less hassle changing burnt out bulbs Designed with an E12 candelabra base Color matched for incandescent bulbs Note: See Dimmer Compatibility Chart prior to ordering. 40W Equal - 2700 Kelvin - Clear - Straight Tip - Candelabra Base - Dimmable - 120V LED Chandelier Bulb - 4.5W - 325 Lumens | 2700 |  | 325 | 65 |  | 5 | 50 | 99.5 | 1.99 | 2.3383 | 2020Q3 | https://www.1000bulbs.com/product/208210/PLT-11045-B.html | 1000bulbs.com | 2020 | Yes
LED Lighting | Decorative | PLT | True |  |  | B11 | Candelabra (E12) | Description Enhance the look of your commercial and residential space with this dimmable PLT LED chandelier bulb and take advantage of its low energy consumption of only 4.5 Watts compared to the traditional 40-Watt incandescent equivalent. UL rated for damp locations such as restrooms or covered outdoor fixtures Up to 25,000 hour lifespan means less hassle changing burnt out bulbs Illuminates with a color matched for halogen bulbs Designed with an E12 candelabra base Note: See Dimmer Compatibility Chart prior to ordering. 40W Equal - 3000 Kelvin - Clear - Straight Tip - Candelabra Base - Dimmable - 120V LED Chandelier Bulb - 4.5 Watt - 325 Lumens | 3000 |  | 325 | 65 | 25000 | 5 | 50 | 99.5 | 1.99 | 2.3383 | 2020Q3 | https://www.1000bulbs.com/product/208215/PLT-11046-B.html | 1000bulbs.com | 2020 | Yes
LED Lighting | Downlight | Green Creative | False |  |  |  | Mogul (E39)/Mogul (EX39) | Description Featuring integrated LEDs on both its top and bottom, this low bay retrofit provides bright lighting and eliminates shadows using both up and downlighting. Compatible with E39 or EX39 sockets Built-in safety clip and a safety cable 4000 Kelvin cool white Operates at 132 LPW 8600 Lumens - Mogul Base - Operates by Bypassing Ballast - 120-277 Volt - Green Creative 98124 LED - Low Bay Retrofit - 65 Watt - 175 Watt Metal Halide Equal - 4000 Kelvin | 4000 |  | 8600 | 132.3077 |  | 65 | 4 | 285.6 | 71.4 | 83.8978 | 2020Q3 | https://www.1000bulbs.com/product/208243/GREENCREATIVE-98124.html | 1000bulbs.com | 2020 | No
LED Lighting | A-Type | Sylvania | True | Daylighting/Photocell, | General Purpose Replacement | A19 | E26 (Medium) | Damp Location Rated,Use With Timers,Use With Photo and/or Motion Sensors,Recessed Fixtures Damp Location Rated,Use With Timers,Use With Photo and/or Motion Sensors,Recessed Fixtures Home / Light Bulbs / LED / Sylvania - 74399 - LED9A19DIMO830U Lamp Finish Frosted 9W A19 LED Lamp - Universal - 800 Lumens - Warm White (3000K) - 80 CRI - 15000 Hours - E26 (Medium) - 120 to 130V - Frost Sylvania - 74399 - LED9A19DIMO830U | 3000 | 83 | 820 | 91.1111 | 25000 | 9 | 1 | 144.32 | 144.32 | 169.5816 | 2020Q3 | https://shop.regencylighting.com/lamps/led/led9a19dimo830u-74399.html | Regency Lighting | 2020 | Yes
LED Lighting | Downlight | Green Creative | False | Daylighting/Photocell, |  |  | Mogul (E39)/Mogul (EX39) | Description Featuring integrated LEDs on both its top and bottom, this low bay retrofit provides bright lighting and eliminates shadows using both up and downlighting. Compatible with E39 or EX39 sockets Built-in safety clip and a safety cable 5000 Kelvin daylight white Operates at 132 LPW 8600 Lumens - Mogul Base - Operates by Bypassing Ballast - 120-277 Volt - Green Creative 98125 LED - Low Bay Retrofit - 65 Watt - 175 Watt Metal Halide Equal - 5000 Kelvin | 5000 |  | 8600 | 132.3077 |  | 65 | 4 | 285.6 | 71.4 | 83.8978 | 2020Q3 | https://www.1000bulbs.com/product/208249/GREENCREATIVE-98125.html | 1000bulbs.com | 2020 | No
LED Lighting | Downlight | Green Creative | False |  |  |  | Mogul (E39)/Mogul (EX39) | Description Featuring integrated LEDs on both its top and bottom, this low bay retrofit provides bright lighting and eliminates shadows using both up and downlighting. Compatible with E39 or EX39 sockets Built-in safety clip and a safety cable For use in low bay applications Operates at 125 LPW 4400 Lumens - Mogul Base - Operates by Bypassing Ballast - 120-277 Volt - Green Creative 98118 LED HID Retrofit - 35 Watt - 100 Watt Metal Halide Equal - 4000 Kelvin | 4000 |  | 4400 | 125.7143 |  | 35 | 6 | 299.82 | 49.97 | 58.7167 | 2020Q3 | https://www.1000bulbs.com/product/208250/GREENCREATIVE-98118.html | 1000bulbs.com | 2020 | Yes
LED Lighting | Downlight | Green Creative | False |  |  |  | Mogul (E39)/Mogul (EX39) | Description Featuring integrated LEDs on both its top and bottom, this low bay retrofit provides bright lighting and eliminates shadows using both up and downlighting. Compatible with E39 or EX39 sockets Built-in safety clip and a safety cable For use in low bay applications 4400 Lumens - Mogul Base - Operates by Bypassing Ballast - 120-277 Volt - Green Creative 98119 LED HID Retrofit - 35 Watt - 100 Watt Metal Halide Equal - 5000 Kelvin | 5000 |  | 4400 | 125.7143 |  | 35 | 6 | 299.82 | 49.97 | 58.7167 | 2020Q3 | https://www.1000bulbs.com/product/208252/GREENCREATIVE-98119.html | 1000bulbs.com | 2020 | Yes
LED Lighting | Downlight | Green Creative | False |  |  |  | Medium (E26) | Description Featuring integrated LEDs on both its top and bottom, this low bay retrofit provides bright lighting and eliminates shadows using both up and downlighting. Vertical burn position for low bay applications Built-in safety clip and a safety cable Operates at 125 LPW 4400 Lumens - Medium Base - Operates by Bypassing Ballast - 120-277 Volt - Green Creative 98121 LED HID Retrofit - 35 Watt - 100 Watt Metal Halide Equal - 4000 Kelvin | 4000 |  | 4400 | 125.7143 |  | 35 | 6 | 299.88 | 49.98 | 58.7284 | 2020Q3 | https://www.1000bulbs.com/product/208253/GREENCREATIVE-98121.html | 1000bulbs.com | 2020 | Yes
LED Lighting | Downlight | Green Creative | False |  |  |  | Medium (E26) | Description Featuring integrated LEDs on both its top and bottom, this low bay retrofit provides bright lighting and eliminates shadows using both up and downlighting. 70 percent energy savings over HIDs Built-in safety clip and a safety cable For use in low bay applications 4400 Lumens - Medium Base - Operates by Bypassing Ballast - 120-277 Volt - Green Creative 98122 LED HID Retrofit - 35 Watt - 100 Watt Metal Halide Equal - 5000 Kelvin | 5000 |  | 4400 | 125.7143 |  | 35 | 6 | 299.82 | 49.97 | 58.7167 | 2020Q3 | https://www.1000bulbs.com/product/208254/GREENCREATIVE-98122.html | 1000bulbs.com | 2020 | Yes
LED Lighting | A-Type | Green Creative | False | Daylighting/Photocell, | General Purpose Replacement | A19 | E26 (Medium) | Damp Location Rated,Use With Timers,Use With Photo and/or Motion Sensors,Recessed Fixtures Damp Location Rated,Use With Timers,Use With Photo and/or Motion Sensors,Recessed Fixtures Home Lamps, Bulbs, Ballasts Bulbs - LED LED - Traditional Lamps - A-Type 9A19/830/277V LED Lamp, 9W, 120-277V, Bulb: A-Type (A19), Base: Medium Screw (E26), Lumens: 820, CRI: 82, Color Temperature: 3000K, Rated Average Life: 25,000 Hrs. LED Lamp, 9W, 120-277V, 3000K, A-Type Green Creative 9A19/830/277V LED Lamp, 9W, 120-277V, 3000K, A-Type | 3000 | 82 | 820 | 91.1111 | 25000 | 9 | 1 | 18.46 | 18.46 | 21.6912 | 2020Q3 | https://www.rexelusa.com/usr/Root-Category/Lamps,-Bulbs,-Ballasts/Bulbs---LED/LED---Traditional/Lamps---A-Type/Green-Creative-9A19-830-277V-LED-Lamp,-9W,-120-277V,-3000K,-A-Type/p/1156374?prevPageNumber=94 | Rexel Energy Solutions | 2020 | Yes
LED Lighting | A-Type | SYLVANIA | True | Daylighting/Photocell, | General Purpose Replacement | A19 | E26 (Medium) | Damp Location Rated,Use With Timers,Use With Photo and/or Motion Sensors,Recessed Fixtures Damp Location Rated,Use With Timers,Use With Photo and/or Motion Sensors,Recessed Fixtures Home Lamps, Bulbs, Ballasts Bulbs - LED LED - Traditional Lamps - A-Type LED9A19DIMO830U LED Lamp, 9 Watt, A19, 3000K, 800 Lumen, 120 Volt, 80 CRI, Dimmable to 10%, 60 Watt Equivalent, Standard Pack Qty: 6 Sylvania Part # 74399 *** Discontinued *** LED Lamp, 9W, A19, 3000K, 800 Lumen, 120V, Dimmable *** Discontinued *** SYLVANIA LED9A19DIMO830U LED Lamp, 9W, A19, 3000K, 800 Lumen, 120V, Dimmable *** Discontinued *** | 3000 | 83 | 820 | 91.1111 | 25000 | 9 | 1 | 7.59 | 7.59 | 8.9185 | 2020Q3 | https://www.rexelusa.com/usr/Root-Category/Lamps,-Bulbs,-Ballasts/Bulbs---LED/LED---Traditional/Lamps---A-Type/SYLVANIA-LED9A19DIMO830U-LED-Lamp,-9W,-A19,-3000K,-800-Lumen,-120V,-Dimmable-Discontinued-/p/1095168?prevPageNumber=37 | Rexel Energy Solutions | 2020 | Yes
LED Lighting | Decorative | Green Creative | True |  |  | G25 | Medium (E26) | Description Designed with an attractive silver bowl, this LED G25 globe eliminates intense glare by shining light back towards the base of the bulb and reflecting it out of the fixture. Provides incredible energy savings Mimics the look of antique bulbs Dimmable to adjust brightness 400 Lumens - 2700 Kelvin - Incandescent Match - 120 Volt - Green Creative 97826 3.1 Dia. LED Globe - 4.5 Watt - 40 Watt Equal | 2700 |  | 400 | 80 |  | 5 | 6 | 54.3 | 9.05 | 10.6341 | 2020Q3 | https://www.1000bulbs.com/product/208264/GREENCREATIVE-97826.html | 1000bulbs.com | 2020 | Yes
LED Lighting | Downlight | Green Creative | True |  |  |  | Medium (E26) | Description Modernize the way you illuminate a room by using this LED retrofit downlight and reduce electrical usage by up to 80 percent. Fits into 5 or 6 inch recessed cans Included spring torsion clips Rated for wet locations Superior CRI of 90 840 Lumens - 3000 Kelvin - 90 CRI - Stepped Baffle Trim - 120V - Green Creative 97992 5-6 in. LED Downlight - 12 Watt - 75 Watt Equal - Halogen Match | 3000 | 90 | 840 | 70 |  | 12 | 1 | 12.58 | 12.58 | 14.782 | 2020Q3 | https://www.1000bulbs.com/product/208265/GREENCREATIVE-97992.html | 1000bulbs.com | 2020 | Yes
LED Lighting | Reflector | 90Plus Lighting | True |  |  | MR16 | GU5.3 | Description Replace your 50-Watt halogen bulbs with the 90+ Lighting SE-350.001 LED MR16 lamp that utilizes the latest in LED color rendering. Having a high R9 value produces strong reds making this bulb achieve highly accurate skin tone, it also enhances any food or object with stunning true color definition at an amazing value. Listed for energy efficiency by the CEC for Title 24, insuring high efficacy with a high quality of light Dimmable down to 1% when used with compatible dimmers Ideal for GU5.3 non enclosed fixtures Suitable for damp or dry locations Color Corrected - CRI 92 - 420 Lumens - 2700 Kelvin - 10 Deg. Narrow Spot - 12 Volt - GU5.3 Base - 90+ Lighting SE-350.001 LED MR16 - 7 Watt - 30 Watt Equal - Incandescent Match | 2700 |  | 420 | 60 |  | 7 | 20 | 71.4 | 3.57 | 4.1949 | 2020Q3 | https://www.1000bulbs.com/product/208317/PLT-11246.html | 1000bulbs.com | 2020 | Yes
LED Lighting | Reflector | 90Plus Lighting | True |  |  | MR16 | GU5.3 | Description Replace your 35-Watt halogen bulbs with the 90+ Lighting SE-350.002 LED MR16 lamp that utilizes the latest in LED color rendering. Having a high R9 value produces strong reds making this bulb achieve highly accurate skin tone, it also enhances any food or object with stunning true color definition at an amazing value. Listed for energy efficiency by the CEC for Title 24, insuring high efficacy with a high quality of light High color corrected CRI and concentrated beam ideal for highlighting artwork or displays Dimmable down to 1% when used with compatible dimmers Suitable for damp or dry locations Color Corrected - CRI 90 - 480 Lumens - 2700 Kelvin - 24 Deg. Narrow Flood - 12 Volt - GU5.3 Base - 90+ Lighting SE-350.002 LED MR16 - 7 Watt - 35 Watt Equal - Incandescent Match | 2700 |  | 480 | 68.5714 |  | 7 | 20 | 170 | 8.5 | 9.9878 | 2020Q3 | https://www.1000bulbs.com/product/208318/PLT-11247.html | 1000bulbs.com | 2020 | Yes
LED Lighting | Reflector | 90Plus Lighting | True |  |  | MR16 | GU10 | Description Raise expectations on general lighting requirements by using 90+ Lighting MR16 LED lamp and experience true color accuracy of the objects it illuminates. With overall energy savings, this MR16 LED outperforms higher wattage halogen bulbs and can be dimmed to your preferred level without flickering. Fits directly into existing recessed cans and track lights with GU10 sockets 10-degree beam angle ideal for highlighting artwork or displays Meets JA8 and title 24 requirements Color Corrected - CRI 90 - 420 Lumens - 2700 Kelvin - 10 Deg. Narrow Spot - 120 Volt - GU10 Base - 90+ Lighting SE-350.003 LED MR16 - 7 Watt - 60 Watt Equal - Incandescent Match | 2700 |  | 420 | 60 |  | 7 | 20 | 168.6 | 8.43 | 9.9056 | 2020Q3 | https://www.1000bulbs.com/product/208319/PLT-11248.html | 1000bulbs.com | 2020 | Yes
LED Lighting | Reflector | 90Plus Lighting | True |  |  | MR16 | GU10 | Description Replace your 50-Watt halogen bulbs with the 90+ Lighting SE-350.004 LED MR16 lamp that utilizes the latest in LED color rendering. Having a high R9 value produces strong reds making this bulb achieve highly accurate skin tone, it also enhances any food or object with stunning true color definition at an amazing value. Listed for energy efficiency by the CEC for Title 24, insuring high efficacy with a high quality of light Fits directly into existing recessed cans and track lights with GU10 sockets Dimmable down to 1% when used with compatible dimmers Suitable for damp or dry locations Color Corrected - CRI 90 - 440 Lumens - 2700 Kelvin - 24 Deg. Narrow Flood - 120 Volt - GU10 Base - 90+ Lighting SE-350.004 LED MR16 - 7 Watt - 50 Watt Equal - Incandescent Match | 2700 |  | 440 | 62.8571 |  | 7 | 20 | 148.6 | 7.43 | 8.7305 | 2020Q3 | https://www.1000bulbs.com/product/208321/PLT-11249.html | 1000bulbs.com | 2020 | Yes
LED Lighting | Downlight | PLT |  |  |  |  | G24q | Description Avoid the hassle of a ballast bypass by installing this PLT LED PL lamp for your wall sconces or downlights with a vertical G24q 4-pin base. This plug and play LED emits a color matched for incandescent bulbs and is suitable for use in dry locations and fully enclosed fixtures. Able to withstand temperatures up to 150 degrees Fahrenheit Lasts up to 5 times longer than standard CFLs Not for use with dimmers Replaces 13W-26W CFL - Plug and Play - 120-277V - PLT-50152 LED PL - 4 Pin G24q or GX24q Base - 9 Watt - 900 Lumens - 2700 Kelvin | 2700 |  | 900 | 69.2308 |  | 13 | 25 | 237.5 | 9.5 | 11.1629 | 2020Q3 | https://www.1000bulbs.com/product/208582/PLT-50152.html | 1000bulbs.com | 2020 | Yes
LED Lighting | Downlight |  | True |  |  |  |  | Description Invest in this LED downlight for affordable, energy-efficient lighting in new construction or retrofit applications. Features two additional gray and purple low-voltage wires Compatible with 0-10V dimming only Evenly diffused light, no glare 10 Watt - 65 Watt Incandescent Equal - 660 Lumens - 2700 Kelvin - Round - White Trim - Dimmable - 120-277 Volt Lithonia WF4 - 4 in. Ultra Thin LED Downlight | 2700 |  | 660 | 66 |  | 10 | 1 | 31.31 | 31.31 | 36.7905 | 2020Q3 | https://www.1000bulbs.com/product/208584/LITH-0447.html | 1000bulbs.com | 2020 | Yes
LED Lighting | A-Type | SYLVANIA | True | Daylighting/Photocell, | General Purpose Replacement | A19 | E26 (Medium) | Damp Location Rated,Use With Timers,Use With Photo and/or Motion Sensors,Recessed Fixtures Damp Location Rated,Use With Timers,Use With Photo and/or Motion Sensors,Recessed Fixtures Home Lamps, Bulbs, Ballasts Bulbs - LED LED - Traditional Lamps - A-Type LED9A19DIMO830URP 9 Watt, LED, A19, Frosted, Dimmable, 800 Lumen, 3000K, 80CRI, 120 Volt, 15000 Hour Life, 6 per Pack * Sylvania # 40043* 9 Watt, LED, A19, Dimmable, 800 Lumen, 3000K, 80CRI, 120V SYLVANIA LED9A19DIMO830URP 9 Watt, LED, A19, Dimmable, 800 Lumen, 3000K, 80CRI, 120V | 3000 | 83 | 820 | 91.1111 | 25000 | 9 | 1 | 3.49 | 3.49 | 4.1009 | 2020Q3 | https://www.rexelusa.com/usr/Root-Category/Lamps,-Bulbs,-Ballasts/Bulbs---LED/LED---Traditional/Lamps---A-Type/SYLVANIA-LED9A19DIMO830URP-9-Watt,-LED,-A19,-Dimmable,-800-Lumen,-3000K,-80CRI,-120V/p/1303013?prevPageNumber=4 | Rexel Energy Solutions | 2020 | Yes
LED Lighting | Decorative | PLT |  |  |  |  | 2G11 | Description Designed to directly replace high wattage CFLs, this PL-L LED lamp requires removal of the ballast to eliminate maintenance costs for an energy-efficient light in industrial and commercial spaces. This universally mounted lamp provides remarkable brightness with fewer lamp replacements. Operates on a 120-277V system to ensure you can retrofit a variety of applications Bulb design reduces internal heat, providing a more durable and consistent light Rated for dry locations and totally enclosed fixtures Direct wire, performs without the existing ballast These lamps are not for use with dimmers. Replaces 40W CFL - Ballast Bypass - 120-277 Volt - PLT-50156 LED PL-L Lamp - 4 Pin 2G11 Base - 23 Watt - 2500 Lumens - 2700 Kelvin | 2700 |  | 2500 | 62.5 |  | 40 | 10 | 99.9 | 9.99 | 11.7386 | 2020Q3 | https://www.1000bulbs.com/product/208621/PLT-50156.html | 1000bulbs.com | 2020 | No
LED Lighting | Decorative | PLT | False |  |  | T4 | G9 | Description Match the light of a 25-Watt halogen bulb at a fraction of the energy cost with the 3.5-Watt PLT-11278 LED bulb. Compatible with 120 voltage, this G9 base bulb is suitable for a large range of applications from functional lighting in under-cabinet fixtures to accent lighting in decorative chandeliers. Ceramic construction is more resistant to corrosion resulting in longer-lasting lighting Features a polycarbonate cover that protects 32 LED chips Outlasts halogen bulbs with its 20,000 hour long lifespan Light is evenly spread in a 300-degree beam angle Can be safely handled with bare hands 3.5W - 300 Lumens - Looped Base - 120 Volt - PLT-11278 G9 LED Bulb - 25 Watt Equal - 3000 Kelvin - Halogen Match | 3000 |  | 300 | 60 | 20000 | 5 | 20 | 45.6 | 2.28 | 2.6791 | 2020Q3 | https://www.1000bulbs.com/product/208630/PLT-11278.html | 1000bulbs.com | 2020 | Yes
LED Lighting | Decorative | PLT | True |  |  | T7 | G9 Looped | Description Match the light of a 50-Watt halogen bulb at a fraction of the energy cost with the 5-Watt PLT-11280 LED bulb. Non-breakable polycarbonate cover 20,000 Life hours Compatible with triac dimming controls Cool to the touch 480 Lumens - G9 Base - 120 Volt - PLT-11280 G9 - LED - 5 Watt - 50 Watt Equal - Halogen Match |  |  | 480 | 96 | 20000 | 5 | 20 | 78.4 | 3.92 | 4.6062 | 2020Q3 | https://www.1000bulbs.com/product/208632/PLT-11280.html | 1000bulbs.com | 2020 | Yes
LED Lighting | Decorative | PLT |  |  |  |  | 2G11 | Description Need to replace burned out CFLs? Choose this direct wire PLT LED lamp with 4-pin 2G11 bases to replace your high wattage CFLs in high-traffic areas or hard to reach spaces. This PL-L lamp can be universally mounted to provide a color matched for halogen bulbs in commercial areas. Works off of a built-in driver 120-277V system suitable for several applications Rated for dry locations and totally enclosed fixtures Direct wire, performs without the existing ballast DLC® Listing Number: PLTSP75212 Not for use with dimmers Replaces 40W CFL - Ballast Bypass - 120-277 Volt - PLT-50157 LED PL-L Lamp - 4 Pin 2G11 Base - 23 Watt - 2600 Lumens - 3000 Kelvin | 3000 |  | 2600 | 65 |  | 40 | 10 | 99.9 | 9.99 | 11.7386 | 2020Q3 | https://www.1000bulbs.com/product/208633/PLT-50157.html | 1000bulbs.com | 2020 | No
LED Lighting | Downlight | PLT | True |  |  |  | Hard Wire | Description Rated for up to 50,000 life hours and consuming up to 80 percent less energy than incandescent fixtures, this LED recessed downlight is a smart choice for reducing maintenance in hard to reach places. Anti-corrosive and anti-rust housing 3000 Kelvin halogen color Suitable for wet locations Features 0-10V dimming *Fixture has a 9 inch outside diameter and fits 8-inch can 1950 Lumens - 3000 Kelvin - 80 CRI - Stepped Baffle Trim - 120-277V - PLT-10770B 8 in. LED Downlight - 25 Watt - 200 Watt Equal - Halogen Match | 3000 | 80 | 1950 | 78 | 50000 | 25 | 1 | 38.97 | 38.97 | 45.7913 | 2020Q3 | https://www.1000bulbs.com/product/208851/PLT-10770B.html | 1000bulbs.com | 2020 | Yes
LED Lighting | Downlight | PLT | True |  |  |  | Hard Wire | Description Rated for up to 50,000 life hours and consuming up to 80 percent less energy than incandescent fixtures, this LED recessed downlight is a smart choice for reducing maintenance in hard to reach places. Anti-corrosive and anti-rust housing 3000 Kelvin halogen color Suitable for wet locations Features 0-10V dimming 2350 Lumens - 3000 Kelvin - 80 CRI - Stepped Baffle Trim - 120-277V - PLT-10772B 8 in. LED Downlight - 30 Watt - 200 Watt Equal - Halogen Match | 3000 | 80 | 2350 | 78.3333 | 50000 | 30 | 1 | 42.28 | 42.28 | 49.6806 | 2020Q3 | https://www.1000bulbs.com/product/208854/PLT-10772B.html | 1000bulbs.com | 2020 | Yes
LED Lighting | Downlight | PLT | True | Daylighting/Photocell, |  |  | Hard Wire | Description Rated for up to 50,000 life hours and consuming up to 80 percent less energy than incandescent fixtures, this LED recessed downlight is a smart choice for reducing maintenance in hard to reach places. Anti-corrosive and anti-rust housing 5000 Kelvin daylight white Suitable for wet locations Features 0-10V dimming 2350 Lumens - 5000 Kelvin - 83 CRI - Stepped Baffle Trim - 120-277V - PLT-10773B 8 in. LED Downlight - 30 Watt - 200 Watt Equal - Daylight White | 5000 | 83 | 2350 | 78.3333 | 50000 | 30 | 1 | 42.28 | 42.28 | 49.6806 | 2020Q3 | https://www.1000bulbs.com/product/208857/PLT-10773B.html | 1000bulbs.com | 2020 | Yes
LED Lighting | Downlight | PLT | True |  |  |  | Medium (E26) | Description This LED downlight has both E26 and direct wire options, PMMA plastic to prevent lens discoloration, and quick snap holding arms to quickly attach to a recessed can. Use in 4, 5, or 6 in. airtight IC recessed can locations Emits a color matched to incandescent lighting Energy Star rated for exceptional efficiency Smooth, uniform TRIAC dimming 650 Lumens - 2700 Kelvin - 80 CRI - Stepped Baffle Trim - 120V - PLT LDL4D6527E 4 in. LED Downlight - 10 Watt - 65 Watt Equal - Incandescent Match | 2700 | 80 | 650 | 65 |  | 10 | 48 | 302.88 | 6.31 | 7.4145 | 2020Q3 | https://www.1000bulbs.com/product/208883/TCP-10145.html | 1000bulbs.com | 2020 | Yes
LED Lighting |  | Cree | True |  |  | PAR30 Long Neck | Medium (E26) | Description Utilizing Cree TrueWhite technology, this LED PAR30 bulb delivers an exclusive combination of high CRI, beautiful light characteristics and lifelong color consistency, all while maintaining high luminous efficacy. This PAR30 flood light is an ideal choice in areas where dramatic pools of light are desired, such as in a recessed can over a kitchen prep area or a track lighting fixture highlighting larger pieces of artwork on a wall. Safe for damp locations; not for use where exposed directly to weather or water Replaces a 75-Watt incandescent with only 10.5 Watts for energy savings 3000 Kelvin color matched for halogen bulbs Suitable for use in enclosed light fixtures Dimmable to 5% with select dimmers Color Corrected - 850 Lumens - 3000 Kelvin - 40 Deg. Flood - 120 Volt - Cree BPAR30L-0803040C-12DE26-1C110 LED PAR30 Long Neck - 10.5 Watt - 75 Watt Equal | 3000 |  | 850 | 170 |  | 5 | 12 | 53.76 | 4.48 | 5.2642 | 2020Q3 | https://www.1000bulbs.com/product/208902/CREE-10194.html | 1000bulbs.com | 2020 | Yes
LED Lighting |  | Cree | True |  |  | PAR30 Long Neck | Medium (E26) | Description Utilizing Cree TrueWhite technology, this LED PAR30 bulb delivers an exclusive combination of high CRI, beautiful light characteristics and lifelong color consistency, all while maintaining high luminous efficacy. This PAR30 narrow flood light is an ideal choice in areas where focused pools of light are desired, such as in a recessed can over a kitchen prep area or a track lighting fixture highlighting artwork on a wall. Replaces a 75-Watt incandescent with only 10.5 Watts for significant energy savings Safe for damp locations; not for use where exposed directly to weather or water 3000 Kelvin color matched for halogen bulbs Suitable for use in enclosed light fixtures Dimmable to 5% with select dimmers Color Corrected - 850 Lumens - 3000 Kelvin - 25 Deg. Narrow Flood - 120 Volt - Cree BPAR30L-0803025C-12DE26-1C110 LED PAR30 Long Neck - 10.5 Watt - 75 Watt Equal | 3000 |  | 850 | 170 |  | 5 | 12 | 23.88 | 1.99 | 2.3383 | 2020Q3 | https://www.1000bulbs.com/product/208909/CREE-10195.html | 1000bulbs.com | 2020 | Yes
LED Lighting | Decorative | Satco | True |  |  | G25 | Medium (E26) | Description Offering evenly distributed light for a comfortable atmosphere, the dimmable Satco S9202 LED globe offers a wide range of decorative and utility applications. This G25 globe is constructed with a frosted lens and emits a cool white light while using only 6 Watts making it a more efficient alternative to a 40-Watt incandescent. Provides a cool white light, excellent for visibility in task-oriented areas Rated as safe to use in kitchens and bathrooms Offers up to 90 percent in energy savings Not suitable for use in enclosed fixtures 450 Lumens - 4000 Kelvin - Medium Base - 120 Volt - Satco S9202 LED - 3.13 in. Dia. Globe - 6 Watt - 40 Watt Equal - Cool White | 4000 |  | 450 | 75 |  | 6 | 6 | 39.72 | 6.62 | 7.7788 | 2020Q3 | https://www.1000bulbs.com/product/208920/SATCO-S9202.html | 1000bulbs.com | 2020 | Yes
LED Lighting | Decorative | Satco | True | Daylighting/Photocell, |  | G25 | Medium (E26) | Description Offering evenly distributed light for a comfortable atmosphere, the dimmable Satco S9203 LED globe offers a wide range of decorative and utility applications. This G25 globe is constructed with a frosted lens and emits a daylight white light while using only 6 Watts making it a more efficient alternative to a 60-Watt incandescent. Provides a daylight white light, excellent for visibility in task-oriented areas Rated as safe to use in kitchens and bathrooms Offers up to 90 percent in energy savings Not suitable for use in enclosed fixtures 450 Lumens - 5000 Kelvin - Medium Base - 120 Volt - Satco S9203 LED - 3.13 in. Dia. Globe - 6 Watt - 60 Watt Equal - Daylight White | 5000 |  | 450 | 75 |  | 6 | 6 | 39.72 | 6.62 | 7.7788 | 2020Q3 | https://www.1000bulbs.com/product/208927/SATCO-S9203.html | 1000bulbs.com | 2020 | Yes
LED Lighting | Decorative | Satco | True |  |  | ST19 | Medium (E26) | Description Enjoy the look and color of traditional incandescent lighting with all the benefits of LED technology when you purchase this LED Edison bulb. Excellent for ambient and decorative lighting Visible filaments for a vintage look Dimmable 650 Lumens - 2000 Kelvin - Color Matched For Incandescent Replacement - 120 Volt - Satco S9579 LED Edison Bulb - 6.5 Watt - 60 Watt Equal | 2000 |  | 650 | 130 |  | 5 | 6 | 38.28 | 6.38 | 7.4967 | 2020Q3 | https://www.1000bulbs.com/product/208932/SATCO-S9579.html | 1000bulbs.com | 2020 | Yes
LED Lighting | A-Type | Green Creative | True |  |  | A19 | GU24 | Description This A19 LED is a designed to provide an excellent light distribution, making it a wonderful addition to homes and office areas. Excellent replacement for CFL GU24 base bulbs Brightness matches 60-Watt incandescents Saves money on electricity costs 820 Lumens - 3000 Kelvin - GU24 Base - 120 Volt - Green Creative 97909 LED A19 - 9 Watt - 60 Watt Equal - Halogen Match | 3000 |  | 820 | 91.1111 |  | 9 | 6 | 29.82 | 4.97 | 5.8399 | 2020Q3 | https://www.1000bulbs.com/product/201099/GREENCREATIVE-97909.html | 1000bulbs.com | 2020 | Yes
LED Lighting | Reflector | MaxLite | True |  |  | PAR30 | Medium (E26) | Description With a focused 35-degree beam angle, this LED PAR30 bulb will complement living rooms, bedrooms, and hallways. Replaces a 75-Watt halogen Evenly diffused light Dimmable 850 Lumens - 3000 Kelvin - 40 Deg. Flood - 120 Volt - MaxLite 14099227 LED PAR30 Short Neck - 11 Watt - 75 Watt Equal | 3000 |  | 850 | 77.2727 |  | 11 | 24 | 128.64 | 5.36 | 6.2982 | 2020Q3 | https://www.1000bulbs.com/product/209003/MAXLITE-14099227.html | 1000bulbs.com | 2020 | Yes
LED Lighting | Reflector | MaxLite | True |  |  | PAR38 | Medium (E26) | Description This LED lamp produces a strong center beam that provides bright and crisp lighting to showcase artwork and products. Instant-on without any flicker 25,000-hour lifespan Dimmable 1050 Lumens - 3000 Kelvin - 40 Deg. Flood - 120 Volt - MaxLite 14099207 LED PAR38 - 13 Watt - 100 Watt Equal | 3000 |  | 1050 | 80.7692 |  | 13 | 24 | 222.96 | 9.29 | 10.9161 | 2020Q3 | https://www.1000bulbs.com/product/209010/MAXLITE-14099207.html | 1000bulbs.com | 2020 | Yes
LED Lighting | Downlight | Euri Lighting | True |  |  |  | Medium (E26) | Description Long-lasting and shatter resistant, this 12-Watt LED downlight produces a 90+ color rendering index for color accuracy and is compatible with most IC-rated 5-6 inch recessed light housings. CEC compliant, JA8 compliant, and Energy Star certified Replaces a 75-Watt incandescent Includes a medium E26 adapter Safe to use in wet locations 840 Lumens - 3000 Kelvin - 90 CRI - Stepped Baffle Trim - 120V - Euri Lighting DLC-4000E 6 in. LED Downlight - 12 Watt - 75 Watt Equal - Halogen Match | 3000 | 90 | 840 | 70 |  | 12 | 12 | 117.84 | 9.82 | 11.5389 | 2020Q3 | https://www.1000bulbs.com/product/209067/IRT-10192.html | 1000bulbs.com | 2020 | Yes
LED Lighting | Reflector | Euri Lighting | True |  |  | PAR20 | Medium (E26) | Description Featuring superior optics, this LED PAR20 delivers superior brightness, valuable energy savings, long-lasting performance, and true color perception. Replace 50-Watt incandescents Shatter-resistant for durability Ideal for display lighting Uniform color Color Corrected - 500 Lumens - 3000 Kelvin - 40 Deg. Flood - 120 Volt - 2 Pack - Euri Lighting EP20-5000CECW-2 LED PAR20 - 5.5 Watt - 50 Watt Equal | 3000 |  | 500 | 100 |  | 5 | 40 | 120.8 | 3.02 | 3.5486 | 2020Q3 | https://www.1000bulbs.com/product/209069/IRT-10196.html | 1000bulbs.com | 2020 | Yes
LED Lighting | Reflector | Euri Lighting |  |  |  | PAR30 Long Neck | Medium (E26) | Description Euri Lighting LED PAR30 lamps deliver superior brightness, valuable energy savings, long lasting performance, and true color perception. These long neck PAR30 LED flood bulbs are ideal for ambient lighting due to their uniform color matched to halogen lighting and replace conventional 75-Watt incandescent light bulbs. Energy Star listed, JA8 compliant, and meets CEC specifications Shatter resistance makes this a safer choice Safe to use in damp locations Sold as a 2-pack Color Corrected - 900 Lumens - 3000 Kelvin - 40 Deg. Flood - 120 Volt - 2 Pack - Euri Lighting EP30-5000CECW-2 LED PAR30 Long Neck - 10 Watt - 75 Watt Equal | 3000 |  | 900 | 90 |  | 10 | 40 | 226.4 | 5.66 | 6.6507 | 2020Q3 | https://www.1000bulbs.com/product/209072/IRT-10197.html | 1000bulbs.com | 2020 | Yes
LED Lighting | Reflector | Euri Lighting |  |  |  | BR20 | Medium (E26) | Description Showcase vivid colors with the high CRI of these LED BR20 lamps that replace traditional 50-Watt incandescents. Energy Star listed, JA8 compliant, and meets CEC specifications Shatter resistance reduces the risk of damage Up to 85 percent energy savings Color Corrected - CRI 90 - 525 Lumens - 3000 Kelvin - 2 Pack - Euri Lighting EB20-5000CEC-2 LED BR20 - 5.5 Watt - 50 Watt Equal - Halogen Match | 3000 |  | 525 | 105 |  | 5 | 40 | 104.8 | 2.62 | 3.0786 | 2020Q3 | https://www.1000bulbs.com/product/209073/IRT-10198.html | 1000bulbs.com | 2020 | Yes
LED Lighting | Downlight | Euri Lighting | True |  |  |  | Medium (E26) | Description Delivering quality illumination using a fraction of the energy, this LED downlight operates on only 13 Watts to outperform 80-Watt incandescent downlights. CEC compliant, JA8 compliant, and Energy Star certified Suitable for most IC-rated 4 inch recessed housings Includes a medium E26 adapter Safe to use in wet locations 910 Lumens - 4000 Kelvin - 90 CRI - Stepped Baffle Trim - 120V - Euri Lighting DLC4-2040E 4 in. LED Downlight - 13 Watt - 80 Watt Equal - Cool White | 4000 | 90 | 910 | 70 |  | 13 | 12 | 96.6 | 8.05 | 9.4591 | 2020Q3 | https://www.1000bulbs.com/product/209076/IRT-10191.html | 1000bulbs.com | 2020 | Yes
LED Lighting | Downlight | Euri Lighting |  |  |  |  | Medium (E26) | Description Durable and dependable, this LED downlight spreads even illumination, reduces maintenance expenses, and produces true color perception. CEC compliant, JA8 compliant, and Energy Star certified Flawlessly replaces a 115-Watt incandescent Rated for wet locations 1260 Lumens - 3000 Kelvin - 90 CRI - Stepped Baffle Trim - 120V - Euri Lighting DLC-5000e 6 in. LED Downlight - 18 Watt - 115 Watt Equal - Halogen Match | 3000 | 90 | 1260 | 70 |  | 18 | 12 | 126.96 | 10.58 | 12.4319 | 2020Q3 | https://www.1000bulbs.com/product/209077/IRT-10194.html | 1000bulbs.com | 2020 | Yes
LED Lighting | Downlight | Euri Lighting | True |  |  |  | Medium (E26) | Description Designed to last years, this 13-Watt LED downlight saves energy by replacing less efficient incandescent downlight without sacrificing brightness. CEC compliant, JA8 compliant, and Energy Star certified Suitable for most IC-rated 4 inch recessed housings Includes medium E26 base adaptor Safe to use in wet locations 910 Lumens - 3000 Kelvin - 90 CRI - Stepped Baffle Trim - 120V - Euri Lighting DLC4-2000e 4 in. LED Downlight - 13 Watt - 80 Watt Equal - Halogen Match | 3000 | 90 | 910 | 70 |  | 13 | 12 | 96.6 | 8.05 | 9.4591 | 2020Q3 | https://www.1000bulbs.com/product/209078/IRT-10190.html | 1000bulbs.com | 2020 | Yes
LED Lighting | Downlight | Euri Lighting |  |  |  |  | Medium (E26) | Description Designed for residential and commercial applications, this LED downlight matches the brightness of a 75-Watt incandescent bulb while operating on only 12 Watts. Fits into cans measuring 5 to 6-inches Comes with a medium E26 adapter Suitable for wet locations CEC and JA8 compliant High CRI of 90 840 Lumens - 4000 Kelvin - 90 CRI - Stepped Baffle Trim - 120V - Euri Lighting DLC-4040E 6 in. LED Downlight - 12 Watt - 75 Watt Equal - Cool White | 4000 | 90 | 840 | 70 |  | 12 | 12 | 111.72 | 9.31 | 10.9396 | 2020Q3 | https://www.1000bulbs.com/product/209079/IRT-10193.html | 1000bulbs.com | 2020 | Yes
LED Lighting | Downlight | Euri Lighting |  |  |  |  | Medium (E26) | Description This LED downlight spreads even illumination, reduces maintenance expenses, and produces true color perception. CEC compliant, JA8 compliant, and Energy Star certified 4000 Kelvin cool white color Safe to use in wet locations 1260 Lumens - 4000 Kelvin - 90 CRI - Stepped Baffle Trim - 120V - Euri Lighting DLC-5040e 6 in. LED Downlight - 18 Watt - 115 Watt Equal - Cool White | 4000 | 90 | 1260 | 70 |  | 18 | 12 | 122.52 | 10.21 | 11.9971 | 2020Q3 | https://www.1000bulbs.com/product/209080/IRT-10195.html | 1000bulbs.com | 2020 | Yes
LED Lighting | Downlight | Halco | True |  |  |  | Medium (E26) | Description Choose this LED retrofit downlight and begin saving up to 80 percent on energy usage when compared to incandescent options. Listed as Title 24 and JA8 certified E26 medium base socket adapter Includes friction clips High CRI of 90 650 Lumens - 2700 Kelvin - 90 CRI - Smooth Baffle Trim - 120V - Halco 99633 4 in. LED Downlight - 10 Watt - 50 Watt Equal - Incandescent Match | 2700 | 90 | 650 | 65 |  | 10 | 12 | 98.04 | 8.17 | 9.6001 | 2020Q3 | https://www.1000bulbs.com/product/209182/HALCO-99633.html | 1000bulbs.com | 2020 | Yes
LED Lighting | Downlight | Halco | True |  |  |  | Medium (E26) | Description Choose this LED retrofit downlight and begin saving up to 80 percent on energy usage when compared to incandescent options. Listed as Title 24 and JA8 certified E26 medium base socket adapter Includes friction clips High CRI of 90 650 Lumens - 4000 Kelvin - 90 CRI - Smooth Baffle Trim - 120V - Halco 99635 4 in. LED Downlight - 10 Watt - 50 Watt Equal - Cool White | 4000 | 90 | 650 | 65 |  | 10 | 12 | 107.76 | 8.98 | 10.5518 | 2020Q3 | https://www.1000bulbs.com/product/209186/HALCO-99635.html | 1000bulbs.com | 2020 | Yes
LED Lighting | Downlight | Halco | True |  |  |  | Medium (E26) | Description Choose this LED retrofit downlight and begin saving up to 80 percent on energy usage when compared to incandescent options. E26 medium base socket adapter Approved for damp locations Title 24 and JA8 certified Includes torsion springs 1100 Lumens - 4000 Kelvin - 90 CRI - Smooth Baffle Trim - 120V - Halco 99647 6 in. LED Downlight - 15 Watt - 100 Watt Equal - Cool White | 4000 | 90 | 1100 | 73.3333 |  | 15 | 6 | 75.48 | 12.58 | 14.782 | 2020Q3 | https://www.1000bulbs.com/product/209187/HALCO-99647.html | 1000bulbs.com | 2020 | Yes
LED Lighting | Downlight | Halco | True |  |  |  | Medium (E26) | Description Choose this LED retrofit downlight and begin saving up to 80 percent on energy usage when compared to incandescent options. E26 medium base socket adapter Title 24 and JA8 certified Includes friction clips High CRI of 90 Dimmable 1100 Lumens - 2700 Kelvin - 90 CRI - Smooth Baffle Trim - 120V - Halco 99645 6 in. LED Downlight - 15 Watt - 100 Watt Equal - Incandescent Match | 2700 | 90 | 1100 | 73.3333 |  | 15 | 6 | 75.48 | 12.58 | 14.782 | 2020Q3 | https://www.1000bulbs.com/product/209189/HALCO-99645.html | 1000bulbs.com | 2020 | Yes
LED Lighting | Downlight | 90Plus Lighting | True |  |  |  | Medium (E26) | Description An efficient alternative to 75-Watt incandescents, this downlight fixture is a time saving alternative to replacing recessed cans. Stepped baffle reduces glare Suitable for damp locations High CRI of 93 850 Lumens - 3000 Kelvin - 93 CRI - Stepped Baffle Trim - 120V - 90+ Lighting SE-350.060 5-6 in. LED Downlight - 11 Watt - 75 Watt Equal - Halogen Match | 3000 | 93 | 850 | 77.2727 |  | 11 | 6 | 39.72 | 6.62 | 7.7788 | 2020Q3 | https://www.1000bulbs.com/product/209202/PLT-11305.html | 1000bulbs.com | 2020 | Yes
LED Lighting | Downlight | 90Plus Lighting | True |  |  |  | Medium (E26) | Description An efficient alternative to 75-Watt incandescents, this downlight fixture is a time saving alternative to replacing recessed cans. Stepped baffle reduces glare Suitable for damp locations High CRI of 93 850 Lumens - 4000 Kelvin - 93 CRI - Stepped Baffle Trim - 120V - 90+ Lighting SE-350.061 5-6 in. LED Downlight - 11 Watt - 75 Watt Equal - Cool White | 4000 | 93 | 850 | 77.2727 |  | 11 | 6 | 39.72 | 6.62 | 7.7788 | 2020Q3 | https://www.1000bulbs.com/product/209203/PLT-11306.html | 1000bulbs.com | 2020 | Yes
LED Lighting | Downlight | 90Plus Lighting | True | Daylighting/Photocell, |  |  | Medium (E26) | Description An efficient alternative to 75-Watt incandescents, this downlight fixture is a time saving alternative to replacing recessed cans. Stepped baffle reduces glare Suitable for damp locations High CRI of 93 850 Lumens - 5000 Kelvin - 93 CRI - Stepped Baffle Trim - 120V - 90+ Lighting SE-350.062 5-6 in. LED Downlight - 11 Watt - 75 Watt Equal - Daylight White | 5000 | 93 | 850 | 77.2727 |  | 11 | 6 | 39.72 | 6.62 | 7.7788 | 2020Q3 | https://www.1000bulbs.com/product/209204/PLT-11307.html | 1000bulbs.com | 2020 | Yes
LED Lighting | Downlight | 90Plus Lighting | True |  |  |  | Medium (E26) | Description An efficient alternative to 90-Watt incandescents, this downlight fixture is a time saving alternative to replacing recessed cans. Stepped baffle reduces glare Suitable for damp locations High CRI of 93 1100 Lumens - 3000 Kelvin - 93 CRI - Stepped Baffle Trim - 120V - 90+ Lighting SE-350.064 5-6 in. LED Downlight - 15 Watt - 90 Watt Equal - Halogen Match | 3000 | 93 | 1100 | 73.3333 |  | 15 | 6 | 48 | 8 | 9.4003 | 2020Q3 | https://www.1000bulbs.com/product/209208/PLT-11309.html | 1000bulbs.com | 2020 | Yes
LED Lighting | Downlight | 90Plus Lighting | True |  |  |  | Medium (E26) | Description An efficient alternative to 90-Watt incandescents, this downlight fixture is a time saving alternative to replacing recessed cans. Stepped baffle reduces glare Suitable for damp locations High CRI of 93 1100 Lumens - 4000 Kelvin - 93 CRI - Stepped Baffle Trim - 120V - 90+ Lighting SE-350.065 5-6 in. LED Downlight - 15 Watt - 90 Watt Equal - Cool White | 4000 | 93 | 1100 | 73.3333 |  | 15 | 6 | 48 | 8 | 9.4003 | 2020Q3 | https://www.1000bulbs.com/product/209209/PLT-11310.html | 1000bulbs.com | 2020 | Yes
LED Lighting | Downlight | 90Plus Lighting | True | Daylighting/Photocell, |  |  | Medium (E26) | Description An efficient alternative to 90-Watt incandescents, this downlight fixture is a time saving alternative to replacing recessed cans. Stepped baffle reduces glare Suitable for damp locations High CRI of 93 1100 Lumens - 5000 Kelvin - 93 CRI - Stepped Baffle Trim - 120V - 90+ Lighting SE-350.066 5-6 in. LED Downlight - 15 Watt - 90 Watt Equal - Daylight White | 5000 | 93 | 1100 | 73.3333 |  | 15 | 6 | 48 | 8 | 9.4003 | 2020Q3 | https://www.1000bulbs.com/product/209210/PLT-11311.html | 1000bulbs.com | 2020 | Yes
LED Lighting | Decorative | Satco | True |  |  | ST19 | Medium (E26) | Description Maintain the traditional look and feel of antique incandescent bulbs while benefiting from LED technology with this LED Edison bulb. Warm white light shines through a tinted lens Provides decorative lighting Dimmable 400 Lumens - 2000 Kelvin - Color Matched For Incandescent Replacement - 120 Volt - Satco S9578 LED Edison Bulb - 4.5 Watt - 40 Watt Equal | 2000 |  | 400 | 80 |  | 5 | 6 | 38.28 | 6.38 | 7.4967 | 2020Q3 | https://www.1000bulbs.com/product/209211/SATCO-S9578.html | 1000bulbs.com | 2020 | Yes
LED Lighting | A-Type | Green Creative | True |  | LED | A19 | GU24 | Product Description The Green Creative 97909 9 Watt LED GU24 A19 Bulb is an extremely energy efficient light bulb, operating on only 9 Watts. This A19 bulb replaces your 60 Watt incandescent bulbs. The 97809 emits 820 Lumens of 3000KWarm White Light. This product has a life expectancy of 25,000 life hours and is covered by a 3 year warranty. Features: Comfortable warm diffused light Natural A-lamp shape fits all applications Ideal for lamps with shades Suitable for use in totally enclosed fixtures GU24 9W - 60 Watt Incandescent Equivalent - GU24 - 3000K - Dimmable Green Creative - 97909 - 9A19DIM/830/GU24 - LED A19 Bulb | 3000 | 82 | 820 | 91.1111 | 25000 | 9 | 1 | 8.48 | 8.48 | 9.9643 | 2020Q3 | https://www.energyavenue.com/Green-Creative/97909 | Energy Avenue | 2020 | Yes
LED Lighting | Reflector | MaxLite | True |  |  | PAR30 | Medium (E26) | Description This 11-Watt LED PAR30 lamp has a strong 40-degree beam angle that is ideal for track, recessed, and many other directional lighting applications. Smooth dimming down to 10% Saves up to 85% in energy Replaces 75-Watt halogen 850 Lumens - 2700 Kelvin - 40 Deg. Flood - 120 Volt - MaxLite 14099226 LED PAR30 Short Neck - 11 Watt - 75 Watt Equal | 2700 |  | 850 | 77.2727 |  | 11 | 24 | 128.64 | 5.36 | 6.2982 | 2020Q3 | https://www.1000bulbs.com/product/209473/MAXLITE-14099226.html | 1000bulbs.com | 2020 | Yes
LED Lighting | Downlight | TCP | True | Daylighting/Photocell, |  |  |  | Description This LED downlight is ultra-thin at just 0.8 inches in depth to fit into applications where traditional downlights can't. Outperforms 90-Watt incandescents Separate steel encased LED driver 5000 Kelvin daylight white Snap-in mounting springs 14 Watt - 90 Watt Incandescent Equal - 1100 Lumens - 5000 Kelvin - Round - White Trim - Dimmable - 120 Volt - TCP DDR6015 6 in. Ultra Thin LED Downlight | 5000 |  | 1100 | 78.5714 |  | 14 | 24 | 352.32 | 14.68 | 17.2496 | 2020Q3 | https://www.1000bulbs.com/product/209540/TCP-10155.html | 1000bulbs.com | 2020 | Yes
LED Lighting | A-Type | Green Creative | False |  | A19 (Arbitrary) |  | Medium Screw (E26), Medium Screw (E26), Medium Screw (E26) | Home Lamps, Bulbs, Ballasts Bulbs - LED LED - Traditional Lamps - A-Type LED Lamp, 9W, 120-277V, Bulb: A-Type (A19), Base: Medium Screw (E26), Lumens: 820, CRI: 82, Color Temperature: 3000K, Rated Average Life: 25,000 Hrs. Green Creative 58038 LED Lamp, 9W, 120-277V, 3000K, A-Type | 3000 | 82 | 820 | 91.1111 |  | 9 | 1 | 2.53 | 2.53 | 2.9728 | 2020Q3 | https://www.platt.com/platt-electric-supply/LED-Traditional-Lamps-A-Type/Green-Creative/58038/product.aspx?zpid=218350 | Platt | 2020 | Yes
LED Lighting | Decorative | PLT | True | Daylighting/Photocell, |  | B11 | Candelabra (E12) | Description Keep the classic chandelier look without overspending on energy by upgrading from a 40-Watt incandescent bulb to this PLT LED bulb. Operating on only 4.5 Watts, the PLT-11355 LED lamp features a unique concave lens that helps emit a daylight white light in a wide beam angle. Can be used in a range of fixtures with a candelabra (E12) socket Offers long-term savings with its 43,000 hour lifespan Brightness can be reduced with a compatible dimmer Well suited for damp locations like kitchens See Dimmer Compatibility list prior to ordering. 40W Equal - 5000 Kelvin - Clear - Straight Tip - Candelabra Base - Dimmable - 120V LED Chandelier Bulb - 4.5W - 325 Lumens | 5000 |  | 325 | 65 | 43000 | 5 | 50 | 138 | 2.76 | 3.2431 | 2020Q3 | https://www.1000bulbs.com/product/209631/PLT-11355.html | 1000bulbs.com | 2020 | Yes
LED Lighting | Decorative | PLT | True |  |  | G25 | Medium (E26) | Description Combing the energy-efficiency of LED and the vintage aesthetic of a 19th century bulb, this 4.5-Watt LED globe is great for wire cages, chandeliers, and patio light strings. Brightness is similar to a 40-Watt incandescent Promotes a warm and inviting atmosphere Offers a long-term lifespan Dimmable 450 Lumens - 2700 Kelvin - Incandescent Match - Medium Base - 120 Volt - PLT-11356 3.15 in. Dia. - LED Globe - 4.5 Watt - 40 Watt Equal | 2700 |  | 450 | 90 |  | 5 | 24 | 54 | 2.25 | 2.6438 | 2020Q3 | https://www.1000bulbs.com/product/209635/PLT-11356.html | 1000bulbs.com | 2020 | Yes
LED Lighting | Reflector | PLT | True |  |  | PAR16 | GU10 | Description Illuminate art work and other displays in vivid tones with this LED PAR16 light bulb that has an incredibly high CRI of 94. Ideal for track and recessed lighting Emits a halogen white color Excellent energy efficiency Dimmable Color Corrected - 400 Lumens - 3000 Kelvin - 40 Deg. Flood - 120 Volt - GU10 Base - PLT-20251 LED PAR16 - 5.5 Watt - 50 Watt Equal | 3000 |  | 400 | 80 |  | 5 | 60 | 213.6 | 3.56 | 4.1831 | 2020Q3 | https://www.1000bulbs.com/product/209721/PLT-20251.html | 1000bulbs.com | 2020 | Yes
LED Lighting | A-Type | Green Creative | False | Daylighting/Photocell, | General Purpose Replacement | A19 | E26 (Medium) | Damp Location Rated,Use With Timers,Use With Photo and/or Motion Sensors,Recessed Fixtures Home / Light Bulbs / LED / Green Creative - 58038 - 9A19/830/277V Universal Voltage; Suitable for Totally Enclosed Fixtures 9W A19 LED Lamp - Universal - 820 Lumens - Warm White (3000K) - 82 CRI - 25000 Hours - E26 (Medium) - 120 to 277V (Universal) Green Creative - 58038 - 9A19/830/277V | 3000 | 82 | 820 | 91.1111 | 25000 | 9 | 6 | 15.84 | 2.64 | 3.1021 | 2020Q2 | https://shop.regencylighting.com/lamps/led/9a19-830-277v-grc.html | Regency Lighting | 2020 | Yes
LED Lighting | A-Type | Green Creative | True | Daylighting/Photocell, | General Purpose Replacement | A19 | E26 (Medium) | Damp Location Rated,Use With Timers,Use With Photo and/or Motion Sensors,Recessed Fixtures Home / Light Bulbs / LED / Green Creative - 97781 - 9A19DIM/830 Energy Star Certified; Suitable for Damp Location; Approved for Enclosed Fixtures 9W A19 LED Lamp - Universal - 820 Lumens - Warm White (3000K) - 82 CRI - 25000 Hours - E26 (Medium) - 120 to 130V - Frost Green Creative - 97781 - 9A19DIM/830 | 3000 | 83 | 820 | 91.1111 | 25000 | 9 | 1 | 2.64 | 2.64 | 3.1021 | 2020Q2 | https://shop.regencylighting.com/lamps/led/9a19dim-830-grc.html | Regency Lighting | 2020 | Yes
LED Lighting | Reflector | TCP | True |  |  | BR30 | Medium (E26) | Description Eliminate the hassle of replacing incandescents in hard to reach areas by investing in this long-lasting TCP LED BR30 bulb. Ideal for track or recessed cans in rooms with warm tones Saves on energy costs compared to incandescents Enclosed fixture and damp location rated 650 Lumens - 2700 Kelvin - TCP L65BR30D15V27K LED BR30 - 9.5 Watt - 65 Watt Equal - Incandescent Match | 2700 |  | 650 | 130 |  | 5 | 12 | 31.2 | 2.6 | 3.0551 | 2020Q3 | https://www.1000bulbs.com/product/209822/TCP-10203.html | 1000bulbs.com | 2020 | Yes
LED Lighting |  | TCP | True |  |  | PAR38 | Medium (E26) | Description Made for use in indoor and outdoor areas, this TCP PAR38 bulb emits a color matched for halogen bulbs that will work well in rooms with warm décor and outdoors to illuminate plant life. The TCP L90P38D15V30KFL PAR38 features a longer lifespan than standard 65-Watt incandescents which cuts bulb relamping costs and reduces the hassle of replacing bulbs in hard to reach places. Outperforms incandescents with a 13-Watt operation that saves up to 85% in energy costs PAR38 shape is suitable for track lights, recessed cans, and directional flood light fixtures Suitable for wet locations (where exposed to water) only when installed with the base up Brightness of 1100 Lumens is evenly spread in a 40-degree beam angle 1100 Lumens - 3000 Kelvin - 40 Deg. Flood - 120 Volt - TCP L90P38D15V30KFL LED PAR38 - 13 Watt - 90 Watt Equal | 3000 |  | 1100 | 84.6154 |  | 13 | 12 | 67.32 | 5.61 | 6.592 | 2020Q3 | https://www.1000bulbs.com/product/209825/TCP-10204.html | 1000bulbs.com | 2020 | Yes
LED Lighting | Downlight | Light Efficient Design |  |  |  |  | GX23-2 | Description Trust in dependable LED technology to provide task-enhancing, cool white light while consuming 54 percent less energy than standard fluorescent bulbs. Designed to operate off a 13-Watt magnetic ballast, the Light Efficient Design LED-7312-40K-G2 PL LED lamp can also bypass the existing ballast entirely with little maintenance required. Suitable for horizontal socket recessed downlights and vertical wall fixtures Compatible with up to 26-Watt magnetic ballasts UL approved for damp locations Replaces 13W CFL - Plug and Play or Ballast Bypass - 120-277V - Light Efficient Design LED-7312-40K-G2 LED PL - 2 Pin GX23-2 Base - 7 Watt - 900 Lumens - 4000 Kelvin | 4000 |  | 900 | 69.2308 |  | 13 | 24 | 257.52 | 10.73 | 12.6082 | 2020Q3 | https://www.1000bulbs.com/product/209826/LED-731240KG2.html | 1000bulbs.com | 2020 | Yes
LED Lighting | Decorative | SYLVANIA | True |  |  | G25 | Medium (E26) | Description Designed to mimic the look of vintage filament bulbs, these LED G30 globes are a perfect way to add style and pizzazz to your home or business. Reduced maintenance and replacement costs Dimmable to adjust brightness Emits a very warm white color Sold as a 2 pack 650 Lumens - 2200 Kelvin - Color Matched For Incandescent Replacement - Medium Base - 120 Volt - SYLVANIA 40068 3.75 in. Dia. - LED Globe - 6.5 Watt - 60 Watt Equal - 2 Pack | 2200 |  | 650 | 130 |  | 5 | 4 | 18.12 | 4.53 | 5.3229 | 2020Q3 | https://www.1000bulbs.com/product/209981/SYLVANIA-40068.html | 1000bulbs.com | 2020 | Yes
LED Lighting | Downlight | Green Creative |  |  |  |  | G24q/GX24q | Description Featuring a simple plug and play operation, you can quickly take out a 42-Watt CFL and replace it with the Green Creative 98250 LED bulb without the need to disconnect the ballast. Provides a light output of 2000 Lumens that can be dimmed to the desired brightness Long lifespan drastically lowers the need for replacements Installs vertically to provide quality downlighting Replaces 32W-42W CFL - Plug and Play - 120-277V - Green Creative 98250 LED PL - 4 Pin G24q or GX24q Base - 17 Watt - 2000 Lumens - 4000 Kelvin | 4000 |  | 2000 | 62.5 |  | 32 | 6 | 145.56 | 24.26 | 28.5064 | 2020Q3 | https://www.1000bulbs.com/product/210086/GREENCREATIVE-98250.html | 1000bulbs.com | 2020 | Yes
LED Lighting | A-Type | Green Creative | False | Daylighting/Photocell, | General Purpose Replacement | A19 | E26 (Medium) | Damp Location Rated,Use With Timers,Use With Photo and/or Motion Sensors,Recessed Fixtures Home / Light Bulbs / LED / LED A-Line / Green Creative - 58038 - 9A19/830/277V Universal Voltage; Suitable for Totally Enclosed Fixtures 9W A19 LED Lamp - Universal - 820 Lumens - Warm White (3000K) - 82 CRI - 25000 Hours - E26 (Medium) - 120 to 277V (Universal) Green Creative - 58038 - 9A19/830/277V | 3000 | 82 | 820 | 91.1111 | 25000 | 9 | 6 | 15.84 | 2.64 | 3.1021 | 2020Q2 | https://shop.regencylighting.com/lamps/led/a-line/9a19-830-277v-grc.html | Regency Lighting | 2020 | Yes
LED Lighting | Downlight | Green Creative | False |  |  |  | G24d/G24q/GX24d/GX24q | Description Make the hassle of ballast maintenance and CFL replacements disappear by investing in this LED PL lamp. While traditional CFL lighting can depreciate over time, the Green Creative 98256 LED bulb is designed to maintain a comfortable color matched for halogen bulbs through its long lifespan of up to 50,000 hours. Compatible with 2-pin and 4-pin G24d, GX24d, G24q, or GX24q base sockets Saves up to 60% in energy costs when used to replace 42-Watt CFLs Designed for vertical installation into covered fixtures like downlights Features a heat sink design that allows for better heat dissipation Operates directly off of 120 to 277 line voltage Note: These lamps are not for use with dimmers. Replaces 26W-42W CFL - Ballast Bypass - 120-277V - Green Creative 98256 LED PL - 2 Pin or 4 Pin G24 or GX24 Base - 16.5 Watt - 1800 Lumens - 3000 Kelvin | 3000 |  | 1800 | 69.2308 | 50000 | 26 | 6 | 154.14 | 25.69 | 30.1867 | 2020Q3 | https://www.1000bulbs.com/product/210108/GREENCREATIVE-98256.html | 1000bulbs.com | 2020 | Yes
LED Lighting | Downlight | TCP | True |  |  |  | Medium (E26) | Description Choose this 9-Watt LED retrofit downlight and save up to 60 percent on energy usage when compared to a 50-Watt incandescent downlight. Energy Star, Title 24, Title 20 and JA8 certified E26 medium base socket adapter Approved for damp locations Includes friction clips 550 Lumens - 3000 Kelvin - 90 CRI - Stepped Baffle Trim - 120V - TCP L9DR4D3530K95 4 in. LED Downlight - 9 Watt - 50 Watt Equal - Halogen Match | 3000 | 90 | 550 | 61.1111 |  | 9 | 6 | 47.22 | 7.87 | 9.2476 | 2020Q3 | https://www.1000bulbs.com/product/210111/TCP-10236.html | 1000bulbs.com | 2020 | Yes
LED Lighting | Downlight | TCP | True |  |  |  | Medium (E26) | Description Save up to 60 percent in energy costs when you switch from a 65-Watt incandescent downlight to this 6-inch retrofit LED downlight. Title 24, JA8, Title 20, and Energy Star certified Medium (E26) socket adapter High CRI of 90 750 Lumens - 3000 Kelvin - 90 CRI - Stepped Baffle Trim - 120V - TCP L11DR56D3530K95 6 in. LED Downlight - 11 Watt - 65 Watt Equal - Halogen Match | 3000 | 90 | 750 | 68.1818 |  | 11 | 6 | 56.22 | 9.37 | 11.0101 | 2020Q3 | https://www.1000bulbs.com/product/210113/TCP-10238.html | 1000bulbs.com | 2020 | Yes
LED Lighting | Decorative | Green Creative | True |  |  | ST19 | Medium (E26) | Description As a perfect replica of an incandescent bulb from early 18th-century lighting, this LED Edison bulb is ideal for antique-style restoration and decorative fixtures. Light color and tint create a vintage feel Dimmable for light adjustment Saves up to 80% in energy 300 Lumens - 2000 Kelvin - Color Matched For Incandescent Replacement - 120 Volt - Green Creative 98239 LED Edison Bulb - 4 Watt - 40 Watt Equal | 2000 |  | 300 | 75 |  | 4 | 6 | 24.72 | 4.12 | 4.8412 | 2020Q3 | https://www.1000bulbs.com/product/210129/GREENCREATIVE-98239.html | 1000bulbs.com | 2020 | Yes
LED Lighting | Downlight | Green Creative |  |  |  |  | G24d/G24q/GX24d/GX24q | Description Improve the visibility in commercial spaces by adding this LED PL lamp into ceiling downlights for cool white light. As a self-ballasted bulb, the Green Creative 98258 G24 PL LED saves on the labor costs from frequently replacing CFL bulbs and the maintenance costs of ballasts all the while providing quality illumination. Heat sink fins allow for improved heat dissipation which lengthens the life of the bulb Vertical mounting orientation directs all light downwards in an even light distribution Universal G24 base is compatible with G24d, GX24d, G24q, and GX24q CFLs Operates directly off of 120-277 line voltage Note: These lamps are not for use with dimmers. Replaces 26W-42W CFL - Ballast Bypass - 120-277V - Green Creative 98258 LED PL - 2 Pin or 4 Pin G24 or GX24 Base - 16.5 Watt - 1900 Lumens - 4000 Kelvin | 4000 |  | 1900 | 73.0769 |  | 26 | 6 | 154.14 | 25.69 | 30.1867 | 2020Q3 | https://www.1000bulbs.com/product/210132/GREENCREATIVE-98258.html | 1000bulbs.com | 2020 | Yes
LED Lighting | A-Type | Green Creative | True | Daylighting/Photocell, | General Purpose Replacement | A19 | E26 (Medium) | Damp Location Rated,Use With Timers,Use With Photo and/or Motion Sensors,Recessed Fixtures Home / Light Bulbs / LED / LED A-Line / Green Creative - 97781 - 9A19DIM/830 Energy Star Certified; Suitable for Damp Location; Approved for Enclosed Fixtures 9W A19 LED Lamp - Universal - 820 Lumens - Warm White (3000K) - 82 CRI - 25000 Hours - E26 (Medium) - 120 to 130V - Frost Green Creative - 97781 - 9A19DIM/830 | 3000 | 83 | 820 | 91.1111 | 25000 | 9 | 1 | 2.64 | 2.64 | 3.1021 | 2020Q2 | https://shop.regencylighting.com/lamps/led/a-line/9a19dim-830-grc.html | Regency Lighting | 2020 | Yes
LED Lighting | A-Type | Sylvania | True | Daylighting/Photocell, | General Purpose Replacement | A19 | E26 (Medium) | Damp Location Rated,Use With Timers,Use With Photo and/or Motion Sensors,Recessed Fixtures Home / Light Bulbs / LED / LED A-Line / Sylvania - 74399 - LED9A19DIMO830U Lamp Finish Frosted 9W A19 LED Lamp - Universal - 800 Lumens - Warm White (3000K) - 80 CRI - 15000 Hours - E26 (Medium) - 120 to 130V - Frost Sylvania - 74399 - LED9A19DIMO830U | 3000 | 83 | 820 | 91.1111 | 25000 | 9 | 1 | 138.43 | 138.43 | 162.6606 | 2020Q2 | https://shop.regencylighting.com/lamps/led/a-line/led9a19dimo830u-74399.html | Regency Lighting | 2020 | Yes
LED Lighting | Reflector | TCP | True |  |  | BR30 | Medium (E26) | Description Create an intimate setting in your home, restaurant, or coffee shop with this LED BR30 that can emit a neutral halogen color or seamlessly shift down to give a candlelit ambiance. Low heat minimizes maintenance Outlasts incandescent lamps Uses up to 88% less energy 8 Watt - 650 Lumens - 65 Watt Equal - TCP FBR30D65GL1 LED BR30 - Smooth Dims from Incandescent to Candle Light Colors |  |  | 650 | 81.25 |  | 8 | 12 | 77.52 | 6.46 | 7.5907 | 2020Q3 | https://www.1000bulbs.com/product/210413/TCP-10250.html | 1000bulbs.com | 2020 | Yes
LED Lighting | Decorative | TCP | True |  |  | ST19 | Medium (E26) | Description Complement your antique fixture by using this LED Edison bulb that smooth dims from incandescent to candle light colors. Low heat minimizes maintenance costs Warm dimming from 3200K to 1800K Long life minimizes replacements 500 Lumens - 1800-3200 Kelvin - Incandescent to Candlelight Colors - 120 Volt - TCP FST19D60GL1 LED Edison Bulb - 8 Watt - 60 Watt Equal | 3200 |  | 500 | 62.5 |  | 8 | 48 | 310.08 | 6.46 | 7.5907 | 2020Q3 | https://www.1000bulbs.com/product/210477/TCP-10254.html | 1000bulbs.com | 2020 | Yes
LED Lighting | Downlight | TCP | True |  |  |  |  | Description With no need for a recessed can or junction box, this snap-in downlight can be directly mounted to drywall, drop ceilings, and other locations. Outperforms inefficient 90-Watt incandescents Separate steel encased LED driver Smooth, uniform Triac dimming Snap-in mounting springs 14 Watt - 90 Watt Incandescent Equal - 1100 Lumens - 4000 Kelvin - Round - White Trim - Dimmable - 120 Volt - TCP DDR60140 6 in. Ultra Thin LED Downlight | 4000 |  | 1100 | 78.5714 |  | 14 | 24 | 352.32 | 14.68 | 17.2496 | 2020Q3 | https://www.1000bulbs.com/product/210480/TCP-10154.html | 1000bulbs.com | 2020 | Yes
LED Lighting | Downlight | TCP | True |  |  |  |  | Description With no need for a recessed can or junction box, this snap-in downlight can be directly mounted to drywall, drop ceilings, and other locations. Outperforms inefficient 120-Watt incandescents Separate steel encased LED driver Smooth, uniform Triac dimming Snap-in mounting springs 18 Watt - 120 Watt Incandescent Equal - 1550 Lumens - 4000 Kelvin - Round - White Trim - Dimmable - 120V - TCP DDR80140 8 in. Ultra Thin LED Downlight | 4000 |  | 1550 | 86.1111 |  | 18 | 12 | 246.96 | 20.58 | 24.1823 | 2020Q3 | https://www.1000bulbs.com/product/210481/TCP-10158.html | 1000bulbs.com | 2020 | Yes
LED Lighting | Downlight | TCP | True |  |  |  |  | Description Without the need for a recessed can or junction box, this snap-in downlight can be directly mounted to drywall, drop ceilings, and other locations. Outperforms inefficient 75-Watt incandescents Separate steel encased LED driver Smooth, uniform Triac dimming Snap-in mounting springs 13 Watt - 75 Watt Incandescent Equal - 850 Lumens - 5000 Kelvin - Round - White Trim - Dimmable - 120 Volt - TCP DDR40150 4 in. Ultra Thin LED Downlight | 5000 |  | 850 | 65.3846 |  | 13 | 24 | 282 | 11.75 | 13.8067 | 2020Q3 | https://www.1000bulbs.com/product/210489/TCP-10151.html | 1000bulbs.com | 2020 | Yes
LED Lighting | Downlight | TCP | True |  |  |  |  | Description Without the need for a recessed can or junction box, this TCP snap-in downlight can be directly mounted to drywall, drop ceilings, and other locations. Outperforms inefficient 75-Watt incandescents Separate steel encased LED driver Smooth, uniform Triac dimming Snap-in mounting springs 13 Watt - 75 Watt Incandescent Equal - 850 Lumens - 3000 Kelvin - Round - White Trim - Dimmable - 120 Volt - TCP DDR40130 4 in. Ultra Thin LED Downlight | 3000 |  | 850 | 65.3846 |  | 13 | 24 | 282 | 11.75 | 13.8067 | 2020Q3 | https://www.1000bulbs.com/product/210490/TCP-10149.html | 1000bulbs.com | 2020 | Yes
LED Lighting | Downlight | TCP | True |  |  |  |  | Description Without the need for a recessed can or junction box, this TCP snap-in downlight can be directly mounted to drywall, drop ceilings, and other locations. Outperforms inefficient 75-Watt incandescents Separate steel encased LED driver Smooth, uniform Triac dimming Snap-in mounting springs 13 Watt - 75 Watt Incandescent Equal - 850 Lumens - 4000 Kelvin - Round - White Trim - Dimmable - 120 Volt - TCP DDR40140 4 in. Ultra Thin LED Downlight | 4000 |  | 850 | 65.3846 |  | 13 | 24 | 282 | 11.75 | 13.8067 | 2020Q3 | https://www.1000bulbs.com/product/210503/TCP-10150.html | 1000bulbs.com | 2020 | Yes
LED Lighting | Downlight | TCP | True |  |  |  |  | Description With no need for a recessed can or junction box, this snap-in downlight can be directly mounted to drywall, drop ceilings, and other locations. Outperforms inefficient 90-Watt incandescents Separate steel encased LED driver Smooth, uniform Triac dimming Snap-in mounting springs 14 Watt - 90 Watt Incandescent Equal - 1100 Lumens - 3000 Kelvin - Round - White Trim - Dimmable - 120 Volt - TCP DDR60130 6 in. Ultra Thin LED Downlight | 3000 |  | 1100 | 78.5714 |  | 14 | 24 | 352.32 | 14.68 | 17.2496 | 2020Q3 | https://www.1000bulbs.com/product/210505/TCP-10153.html | 1000bulbs.com | 2020 | Yes
LED Lighting | Downlight | TCP | True |  |  |  |  | Description With no need for a recessed can or junction box, this snap-in downlight can be directly mounted to drywall, drop ceilings, and other locations. Outperforms inefficient 120-Watt incandescents Separate steel encased LED driver Smooth, uniform Triac dimming Snap-in mounting springs 18 Watt - 120 Watt Incandescent Equal - 1550 Lumens - 3000 Kelvin - Round - White Trim - Dimmable - 120 Volt - TCP DDR80130 8 in. Ultra Thin LED Downlight | 3000 |  | 1550 | 86.1111 |  | 18 | 12 | 246.96 | 20.58 | 24.1823 | 2020Q3 | https://www.1000bulbs.com/product/210507/TCP-10157.html | 1000bulbs.com | 2020 | Yes
LED Lighting | Downlight | TCP | True |  |  |  |  | Description With no need for a recessed can or junction box, this snap-in downlight can be directly mounted to drywall, drop ceilings, and other locations. Outperforms inefficient 120-Watt incandescents Separate steel encased LED driver Smooth, uniform Triac dimming Snap-in mounting springs 18 Watt - 120 Watt Incandescent Equal - 1550 Lumens - 5000 Kelvin - Round - White Trim - Dimmable - 120 Volt - TCP DDR80150 8 in. Ultra Thin LED Downlight | 5000 |  | 1550 | 86.1111 |  | 18 | 12 | 259.92 | 21.66 | 25.4513 | 2020Q3 | https://www.1000bulbs.com/product/210508/TCP-10159.html | 1000bulbs.com | 2020 | Yes
LED Lighting | Decorative | 90Plus Lighting |  |  |  | S14 | Medium (E26) | Description Containing a vintage-style vertical filament, this LED ST14 bulb decorates an area with an antique, classic atmosphere. Great for stringers, signs, and decorative fixtures Enhances natural and vibrant colors Color recreates a candlelight color 70 Lumens - 2400 Kelvin - Color Matched For Incandescent Replacement - 120 Volt - 90+ Lighting SE-350.176 LED S14 Bulb - 1 Watt - 5 Watt Equal | 2400 |  | 70 | 70 |  | 1 | 12 | 18.96 | 1.58 | 1.8566 | 2020Q3 | https://www.1000bulbs.com/product/210773/PLT-11454.html | 1000bulbs.com | 2020 | Yes
LED Lighting | Decorative | 90Plus Lighting |  |  |  | S14 | Medium (E26) | Description Decorate your favorite spot with this soft white LED ST14 light that provides a vintage aesthetic while using less energy. Comfortable lighting in a soft white color Excellent for signs and string lights Colors appear natural and vibrant Suitable for wet locations 70 Lumens - 2700 Kelvin - Incandescent Match - 120 Volt - 90+ Lighting SE-350.177 LED S14 Bulb - 1 Watt - 5 Watt Equal | 2700 |  | 70 | 70 |  | 1 | 12 | 18.96 | 1.58 | 1.8566 | 2020Q3 | https://www.1000bulbs.com/product/210777/PLT-11455.html | 1000bulbs.com | 2020 | Yes
LED Lighting | Downlight | Euri Lighting | True |  |  |  |  | Description Using a 120-degree beam angle, this ultra-thin LED downlight spreads 600 Lumens to create an inviting ambiance with its halogen white light. Includes an attached external driver Rated for damp locations Dimmable 9 Watt - 60 Watt Incandescent Equal - 600 Lumens - 3000 Kelvin - Round - White Trim - Dimmable - 120V - Euri Lighting DLC4S-2000e 4 in. Ultra Thin LED Downlight | 3000 |  | 600 | 66.6667 |  | 9 | 12 | 140.16 | 11.68 | 13.7245 | 2020Q3 | https://www.1000bulbs.com/product/210879/IRT-10215.html | 1000bulbs.com | 2020 | Yes
LED Lighting | Downlight | Euri Lighting | True |  |  |  |  | Description Made for small spaces a recessed can or tall fixture won't fit, this ultra slim LED downlight is designed to reduce energy and maintenance costs. Replaces 60-Watt incandescents ETL listed for damp locations Diffused light, no glare IC rated 9 Watt - 60 Watt Incandescent Equal - 600 Lumens - 4000 Kelvin - Round - White Trim - Dimmable - 120V - Euri Lighting DLC4S-2040e 4 in. Ultra Thin LED Downlight | 4000 |  | 600 | 66.6667 |  | 9 | 12 | 140.16 | 11.68 | 13.7245 | 2020Q3 | https://www.1000bulbs.com/product/210903/IRT-10217.html | 1000bulbs.com | 2020 | Yes
LED Lighting | Downlight | Euri Lighting | True |  |  |  |  | Description This LED downlight provides trouble-free installation via an attached junction box, spring action clips, and a slim design. Replaces a 100-Watt incandescents UL listed for damp locations Dimmable IC rated 12 Watt - 100 Watt Incandescent Equal - 900 Lumens - 3000 Kelvin - Round - White Trim - Dimmable - 120V - Euri Lighting DLC6S-2000e 6 in. Ultra Thin LED Downlight | 3000 |  | 900 | 75 |  | 12 | 12 | 167.64 | 13.97 | 16.4153 | 2020Q3 | https://www.1000bulbs.com/product/210904/IRT-10218.html | 1000bulbs.com | 2020 | Yes
LED Lighting | Downlight | Euri Lighting | True | Daylighting/Photocell, |  |  |  | Description This 12-Watt LED downlight surpasses its incandescent counterparts by increasing energy efficiency and reducing maintenance costs. Connected junction box and spring action clips 30,000-hour rated lifespan 5000 Kelvin daylight white Energy Star certified 12 Watt - 100 Watt Incandescent Equal - 900 Lumens - 5000 Kelvin - Round - White Trim - Dimmable - 120V - Euri Lighting DLC6S-2050e 6 in. Ultra Thin LED Downlight | 5000 |  | 900 | 75 |  | 12 | 12 | 167.64 | 13.97 | 16.4153 | 2020Q3 | https://www.1000bulbs.com/product/210907/IRT-10219.html | 1000bulbs.com | 2020 | Yes
LED Lighting | Downlight | Euri Lighting | True |  |  |  |  | Description Capable of dimming down from a crisp 900 Lumens, this LED downlight is the perfect choice to meet your desired ambiance. 12-Watt equivalent for 100-Watt incandescents Included spring action clips and junction box UL listed for damp locations Dimmable IC rated 12 Watt - 100 Watt Incandescent Equal - 900 Lumens - 4000 Kelvin - Round - White Trim - Dimmable - 120V - Euri Lighting DLC6S-2040e 6 in. Ultra Thin LED Downlight | 4000 |  | 900 | 75 |  | 12 | 12 | 167.64 | 13.97 | 16.4153 | 2020Q3 | https://www.1000bulbs.com/product/210910/IRT-10220.html | 1000bulbs.com | 2020 | Yes
LED Lighting | Downlight | Euri Lighting | True |  |  |  |  | Description Easy installation, dimming features, and an outstanding CRI of 90 makes this 6-inch LED downlight a top class option to select for your downlight needs. Replaces 100-Watt incandescent downlights IC rated for new construction or remodel Ideal for shallow ceiling plenum UL listed for damp locations Dimmable 12 Watt - 100 Watt Incandescent Equal - 900 Lumens - 3000 Kelvin - Round - White Trim - Dimmable - 120V - Euri Lighting DLC6S-2000ej 6 in. Ultra Thin LED Downlight | 3000 |  | 900 | 75 |  | 12 | 1 | 15.23 | 15.23 | 17.8958 | 2020Q3 | https://www.1000bulbs.com/product/210931/IRT-10221.html | 1000bulbs.com | 2020 | Yes
LED Lighting | Downlight | Euri Lighting | True |  |  |  |  | Description Easy installation, dimming features, and an outstanding CRI of 90 makes this 6-inch LED downlight a top class option to select for your downlight needs. 12-Watt equivalent for 100-Watt incandescents IC rated for new construction or remodel Ideal for shallow ceiling plenum Attached junction box Dimmable 900 Lumens - 4000 Kelvin - White Trim - Dimmable - 120 Volt - Euri Lighting DLC6S-2040ej 6 in. - LED Thin Downlight - 12 Watt - 100 Watt Equal - Cool White | 4000 |  | 900 | 75 |  | 12 | 1 | 15.23 | 15.23 | 17.8958 | 2020Q3 | https://www.1000bulbs.com/product/210932/IRT-10222.html | 1000bulbs.com | 2020 | Yes
LED Lighting | A-Type | Sylvania | True | Daylighting/Photocell, | General Purpose Replacement | A19 | E26 (Medium) | Damp Location Rated,Use With Timers,Use With Photo and/or Motion Sensors,Recessed Fixtures Home / Light Bulbs / LED / Sylvania - 74399 - LED9A19DIMO830U Lamp Finish Frosted 9W A19 LED Lamp - Universal - 800 Lumens - Warm White (3000K) - 80 CRI - 15000 Hours - E26 (Medium) - 120 to 130V - Frost Sylvania - 74399 - LED9A19DIMO830U | 3000 | 83 | 820 | 91.1111 | 25000 | 9 | 1 | 138.43 | 138.43 | 162.6606 | 2020Q2 | https://shop.regencylighting.com/lamps/led/led9a19dimo830u-74399.html | Regency Lighting | 2020 | Yes
LED Lighting | A-Type | Green Creative | True |  | LED | A19 | GU24 | Product Description The Green Creative 97909 9 Watt LED GU24 A19 Bulb is an extremely energy efficient light bulb, operating on only 9 Watts. This A19 bulb replaces your 60 Watt incandescent bulbs. The 97809 emits 820 Lumens of 3000KWarm White Light. This product has a life expectancy of 25,000 life hours and is covered by a 3 year warranty. Features: Comfortable warm diffused light Natural A-lamp shape fits all applications Ideal for lamps with shades Suitable for use in totally enclosed fixtures 9W - 60 Watt Incandescent Equivalent - GU24 - 3000K - Dimmable Green Creative - 97909 - 9A19DIM/830/GU24 - LED A19 Bulb | 3000 | 82 | 820 | 91.1111 | 25000 | 9 | 1 | 4.9 | 4.9 | 5.7577 | 2020Q2 | https://www.energyavenue.com/Green-Creative/97909 | Energy Avenue | 2020 | Yes
LED Lighting | A-Type | Green Creative | False |  | A19 (Arbitrary) |  | E26 (Medium Screw) | HomeLamps, Bulbs, BallastsBulbs - LEDLED - TraditionalLamps - A-Type LED Lamp, 9W, 120-277V, Bulb: A-Type (A19), Base: Medium Screw (E26), Lumens: 820, CRI: 82, Color Temperature: 3000K, Rated Average Life: 25,000 Hrs. Green Creative 58038 LED Lamp, 9W, 120-277V, 3000K, A-Type | 3000 | 82 | 820 | 91.1111 |  | 9 | 1 | 6.18 | 6.18 | 7.2617 | 2020Q2 | https://www.platt.com/platt-electric-supply/LED-Traditional-Lamps-A-Type/Green-Creative/58038/product.aspx?zpid=218350 | Platt | 2020 | Yes
LED Lighting | A-Type | Green Creative | True |  | A19 (Arbitrary) |  | E26 (Medium Screw) | HomeLamps, Bulbs, BallastsBulbs - LEDLED - TraditionalLamps - A-Type Dimmable LED Lamp, 9W, 120V, Bulb: A-Type (A19), Base: Medium Screw (E26), Lumens: 820, CRI: 82, Color Temperature: 3000K, Rated Average Life: 25,000 Hrs. Green Creative 97781 Dimmable LED Lamp, 9W, 120V, 3000K, A-Type | 3000 | 82 | 820 | 91.1111 |  | 9 | 1 | 5.01 | 5.01 | 5.8869 | 2020Q2 | https://www.platt.com/platt-electric-supply/LED-Traditional-Lamps-A-Type/Green-Creative/97781/product.aspx?zpid=242370 | Platt | 2020 | Yes
LED Lighting | Reflector | Green Creative |  |  |  | PAR38 | Medium (E26) | Description If you are searching for economical display lighting, look no further than this Green Creative LED PAR38 bulb. Operating off of 25 Watts, this LED bulb can replace a 250-Watt halogen bulb and has little to no heat generation which allows it to be used to light delicate pieces of art that may fade or burn with halogen lighting. Focused narrow beam with a powerful brightness of 2500 Lumens is ideal for high ceilings Excellent CRI of 92 enhances the natural and vibrant colors of the objects it highlights Halogen color temperature complements rooms and objects with warm tones Suitable for track, recessed, and other directional light fixtures Color Corrected - 2500 Lumens - 3000 Kelvin - 25 Deg. Narrow Flood - 120-277 Volt - Green Creative 98210 LED PAR38 - 25 Watt - 250 Watt Equal | 3000 |  | 2500 | 100 |  | 25 | 6 | 205.56 | 34.26 | 40.2568 | 2020Q3 | https://www.1000bulbs.com/product/211131/GREENCREATIVE-98210.html | 1000bulbs.com | 2020 | Yes
LED Lighting |  | Green Creative |  |  |  | PAR38 | Medium (E26) | Description Eliminate the constant replacement of halogen bulbs in high ceilings by upgrading to this long-lasting Green Creative LED PAR38 bulb. With a combination of a high CRI, a bright output of 2500 Lumens, and a 25-degree beam angle, this LED bulb is an excellent choice for displays lighting in commercial and residential areas. Suitable for track lights, recessed cans, and other open directional fixtures Free of UV light and low heat generation won’t fade or damage art pieces Outperforms 250-Watt halogen bulbs by working off of only 25 Watts High CRI of 92 that highlights natural and rich colors 4000 Kelvin light is a clear, cool white color Color Corrected - 2500 Lumens - 4000 Kelvin - 25 Deg. Narrow Flood - 120-277 Volt - Green Creative 98212 LED PAR38 - 25 Watt - 250 Watt Equal | 4000 |  | 2500 | 100 |  | 25 | 6 | 205.56 | 34.26 | 40.2568 | 2020Q3 | https://www.1000bulbs.com/product/211135/GREENCREATIVE-98212.html | 1000bulbs.com | 2020 | Yes
LED Lighting |  | Green Creative |  |  |  | PAR38 | Medium (E26) | Description Illuminate commercial or residential spaces with the crisp, cool white light of this Green Creative LED PAR38 bulb. This LED flood light bulb emits light in a 40-degree beam making it a versatile bulb, usable for accent or general lighting. Lifespan lowers the need for replacements and offers long-term energy savings Great for recessed cans, track lights, and other directional light fixtures A brightness of 2500 Lumens is great for areas with high ceilings High CRI of 92 portrays rich reds and more natural skin tones Saves up to 90% in energy when replacing a 250-Watt bulb Can be safely used in damp locations Color Corrected - 2500 Lumens - 4000 Kelvin - 40 Deg. Flood - 120-277 Volt - Green Creative 98213 LED PAR38 - 25 Watt - 250 Watt Equal | 4000 |  | 2500 | 100 |  | 25 | 6 | 205.56 | 34.26 | 40.2568 | 2020Q3 | https://www.1000bulbs.com/product/211137/GREENCREATIVE-98213.html | 1000bulbs.com | 2020 | Yes
LED Lighting | Downlight | Green Creative |  |  |  |  | G23 | Description Offering direct wire functionality if the ballast fails during plug and play operation, the Green Creative hybrid LED PL lamp allows you to continue using the same lamp in your existing pin-based ceiling fixture. This horizontal or vertically mounted LED features a 180-degree rotatable base that allows for proper placement regardless of the G23 socket orientation in the downlight. Features 280 Lumens with a halogen color temperature Suitable for use in totally enclosed fixtures UL listed for damp locations Not for use with dimmers Replaces 5W-9W CFL - Plug and Play or Ballast Bypass - 120-277V - Green Creative 57813 LED PL - 2 Pin G23 Base - 3.5 Watt - 280 Lumens - 3000 Kelvin | 3000 |  | 280 | 56 |  | 5 | 6 | 63.84 | 10.64 | 12.5024 | 2020Q3 | https://www.1000bulbs.com/product/211154/GREENCREATIVE-57813.html | 1000bulbs.com | 2020 | No
LED Lighting | Downlight | Green Creative |  |  |  |  | G23 | Description With the option to run off your existing magnetic ballast or direct voltage, this directional Green Creative LED PL light conveniently plugs into your fluorescent downlight. This Green Creative 57815 PL lamp stays cooler than CFLs, making it suitable for use in totally enclosed fixtures without over-heating to save up to 60 percent in energy usage. For use in vertical wall sconces and horizontal mounted recessed can lights Base rotates at 180-degrees to help adjust the light beam Not recommended for use with dimmers Replaces 5W-9W CFL - Plug and Play or Ballast Bypass - 120-277V - Green Creative 57815 LED PL - 2 Pin G23 Base - 3.5 Watt - 320 Lumens - 4000 Kelvin | 4000 |  | 320 | 64 |  | 5 | 6 | 63.84 | 10.64 | 12.5024 | 2020Q3 | https://www.1000bulbs.com/product/211180/GREENCREATIVE-57815.html | 1000bulbs.com | 2020 | No
LED Lighting | A-Type | Green Creative | True |  | A19 (Arbitrary) |  | GU24 (2-Pin Twist Lock) | HomeLamps, Bulbs, BallastsBulbs - LEDLED - TraditionalLamps - A-Type Dimmable LED Lamp, 9W, 120V, Bulb: A-Type (A19), Base: GU24, Lumens: 820, CRI: 82, Color Temperature: 3000K, Rated Average Life: 25,000 Hrs Green Creative 97909 Dimmable LED Lamp, 9W, 120V, 3000K, GU24 | 3000 | 82 | 820 | 91.1111 |  | 9 | 1 | 6.69 | 6.69 | 7.861 | 2020Q2 | https://www.platt.com/platt-electric-supply/LED-Traditional-Lamps-A-Type/Green-Creative/97909/product.aspx?zpid=233801 | Platt | 2020 | Yes
LED Lighting | A-Type | TCP | True |  | A19/21 | E26 (Medium) | E26 (Medium) | Home / Light Bulbs / LED / LED A-Line / TCP - L6A19D2541K Durable Plastic Housing; Enclosed Fixture Rated; Damp Location Rated 5.5W A19 LED Lamp - Universal - 500 Lumens - Cool White (4100K) - 80 CRI - 25000 Hours - E26 (Medium) - 120 to 130V TCP - L6A19D2541K | 4100 | 80 | 500 | 90.9091 | 25000 | 5.5 | 1 | 3.02 | 3.02 | 3.5486 | 2020Q3 | https://shop.regencylighting.com/lamps/led/a-line/l6a19d2541k-tcp.html | Regency Lighting | 2020 | Yes
LED Lighting | A-Type | TCP | True |  | A19/21 | E26 (Medium) | E26 (Medium) | Home / Light Bulbs / LED / TCP - L6A19D2541K Durable Plastic Housing; Enclosed Fixture Rated; Damp Location Rated 5.5W A19 LED Lamp - Universal - 500 Lumens - Cool White (4100K) - 80 CRI - 25000 Hours - E26 (Medium) - 120 to 130V TCP - L6A19D2541K | 4100 | 80 | 500 | 90.9091 | 25000 | 5.5 | 1 | 3.02 | 3.02 | 3.5486 | 2020Q3 | https://shop.regencylighting.com/lamps/led/l6a19d2541k-tcp.html | Regency Lighting | 2020 | Yes
LED Lighting | A-Type | Green Creative |  |  | LED | A21 | E26 (Medium) | Topbulb » LED Bulbs » LED Standard Shape » LED 3-Way » Green Creative 16335 - 5.5/10.5/17W A21 LED - 40/75/100W Equal - 3 Way - Warm White This professional grade Green Creative 5.5/10.5/17 watt LED is used in 3-way fixtures and provides the equivalent light as a 40/75/100 watt incandescent 3-way bulb as well as 40% more energy savings than CFL. With an exceptional 94 lumens per watt efficacy and a 330° omnidirectional light distribution, this LED provides comfortable, warm diffuse illumination ideal for table and floor lamps with shades. See the document below for complete specifications. LED Technology Notice Due to constantly evolving nature of LED technology, manufacturers will reserve the right to replace this product with next generation technology. We appreciate your understanding and acceptance of this policy. Utility/Government Incentives Documents Green Creative 17A21G4/827/3WAY Specification Sheet About Green Creative Green Creative, founded in 2010, is a solid state lighting development and manufacturing company based in Silicon Valley, CA. The company offers a comprehensive line of high-performance LED solutions that have been adopted by some of the largest companies in the world. Green Creative focuses on professional-grade LED lamps and fixtures that meet the high standards of commercial, institutional and industrial installations. Anchored by strongly integrated R&D capabilities and patented technology, Green Creative's innovation, performance and reliability have been recognized year after year by the Illuminating Engineering Society Progress Report, the LEDs Magazine Sapphire Awards and Lighting for Tomorrow. 25000 Hours • 2700K • CRI 80 Green Creative 16335 - 5.5/10.5/17W A21 LED - 40/75/100W Equal - 3 Way - Warm White | 2700 | 80 | 500 | 90.9091 | 25000 | 5.5 | 1 | 19.98 | 19.98 | 23.4773 | 2020Q3 | https://www.topbulb.com/green-creative-16335-17a21g4-827-3way-55-105-17w-120v-2700k | Top Bulb | 2020 | Yes
LED Lighting | Decorative | Bulbrite | True |  |  | G25 | Medium (E26) | Description Create a Victorian style lighting design by using this antique LED globe with a decorative fixture without the high energy costs and frequent replacements of an incandescent bulb. High CRI displays vibrant and radian colors Great for indoor and outdoor use Features an amber-tinted finish Emits a very warm white light Saves up to 88% in energy Dimmable 450 Lumens - 2200 Kelvin - Color Matched For Incandescent Replacement - Medium Base - 120 Volt - Bulbrite 776800 3.15 in. Dia. - LED Globe - 5 Watt - 40 Watt Equal | 2200 |  | 450 | 90 |  | 5 | 240 | 1706.4 | 7.11 | 8.3545 | 2020Q3 | https://www.1000bulbs.com/product/211253/BULBRI-776800.html | 1000bulbs.com | 2020 | Yes
LED Lighting | Decorative | Bulbrite | True |  |  | S14 | Medium (E26) | Description Suitable for use in wet locations, this LED S14 can be confidently used in outdoor, eye-catching applications like patio string lights without the worry of water damage. Brightness matches 25-Watt incandescents Saves up to 90% in energy usage Soft white color Dimmable 250 Lumens - 2700 Kelvin - Incandescent Match - 120 Volt - Bulbrite 776851 LED S14 Bulb - 3 Watt - 25 Watt Equal | 2700 |  | 250 | 83.3333 |  | 3 | 100 | 355 | 3.55 | 4.1714 | 2020Q3 | https://www.1000bulbs.com/product/211288/BULBRI-776851.html | 1000bulbs.com | 2020 | Yes
LED Lighting | A-Type | Green Creative | False |  |  | A21 |  | Equivalent to 40/75/100W incandescent Not Dimmable More Information This TITANIUM LED SERIES 4.0 A21 3-way lamp has been designed and engineered for demanding commercial applications. Features: Wattage: 5.5W / 10.5W / 17W LED Bulb Shape: A21 Bulb Base: E26 Base Voltage: 120V Rated Life: 25,000 hours Color Temperature: 2700K Finish: White CRI: 80 Lumens: 500 / 1000 / 1600 Beam Spread: 330 degrees Equivalent to 40/75/100W incandescent Not Dimmable Model: 16335 *MFG Part Number*: 16335 This TITANIUM LED SERIES 4.0 A21 3-way lamp has been designed and engineered for demanding commercial applications. Green Creative 5.5W / 10.5W / 17W 3-Way A21 LED Bulb - E26 Base, 120V | 2700 | 80 | 500 | 90.9091 | 25000 | 5.5 | 1 | 15.47 | 15.47 | 18.1778 | 2020Q2 | https://www.lbclighting.com/led/light-bulb-led/grnc-16335.html | LBC Lighting | 2020 | Yes
LED Lighting | A-Type | TCP | True |  | A19/21 | E26 (Medium) | E26 (Medium) | Home / Light Bulbs / LED / LED A-Line / TCP - L6A19D2541K Energy Star; Durable Plastic Housing; Enclosed Fixture Rated; Damp Location Rated 5.5W A19 LED Lamp - Universal - 500 Lumens - Cool White (4100K) - 80 CRI - 25000 Hours - E26 (Medium) - 120 to 130V TCP - L6A19D2541K | 4100 | 80 | 500 | 90.9091 | 25000 | 5.5 | 1 | 2.87 | 2.87 | 3.3724 | 2020Q2 | https://shop.regencylighting.com/lamps/led/a-line/l6a19d2541k-tcp.html | Regency Lighting | 2020 | Yes
LED Lighting | A-Type | TCP | True |  | A19/21 | E26 (Medium) | E26 (Medium) | Home / Light Bulbs / LED / TCP - L6A19D2541K Energy Star; Durable Plastic Housing; Enclosed Fixture Rated; Damp Location Rated 5.5W A19 LED Lamp - Universal - 500 Lumens - Cool White (4100K) - 80 CRI - 25000 Hours - E26 (Medium) - 120 to 130V TCP - L6A19D2541K | 4100 | 80 | 500 | 90.9091 | 25000 | 5.5 | 1 | 2.87 | 2.87 | 3.3724 | 2020Q2 | https://shop.regencylighting.com/lamps/led/l6a19d2541k-tcp.html | Regency Lighting | 2020 | Yes
LED Lighting | A-Type | Green Creative |  |  | LED | A21 | E26 (Medium) | Topbulb » LED Bulbs » LED Standard Shape » LED 3-Way » Green Creative 16335 - 5.5/10.5/17W A21 LED - 40/75/100W Equal - 3 Way - Warm White This professional grade Green Creative 5.5/10.5/17 watt LED is used in 3-way fixtures and provides the equivalent light as a 40/75/100 watt incandescent 3-way bulb as well as 40% more energy savings than CFL. With an exceptional 94 lumens per watt efficacy and a 330° omnidirectional light distribution, this LED provides comfortable, warm diffuse illumination ideal for table and floor lamps with shades. See the document below for complete specifications. LED Technology Notice Due to constantly evolving nature of LED technology, manufacturers will reserve the right to replace this product with next generation technology. We appreciate your understanding and acceptance of this policy. Utility/Government Incentives Documents Green Creative 17A21G4/827/3WAY Specification Sheet About Green Creative Green Creative, founded in 2010, is a solid state lighting development and manufacturing company based in Silicon Valley, CA. The company offers a comprehensive line of high-performance LED solutions that have been adopted by some of the largest companies in the world. Green Creative focuses on professional-grade LED lamps and fixtures that meet the high standards of commercial, institutional and industrial installations. Anchored by strongly integrated R&D capabilities and patented technology, Green Creative's innovation, performance and reliability have been recognized year after year by the Illuminating Engineering Society Progress Report, the LEDs Magazine Sapphire Awards and Lighting for Tomorrow. 25000 Hours • 2700K • CRI 80 Green Creative 16335 - 5.5/10.5/17W A21 LED - 40/75/100W Equal - 3 Way - Warm White | 2700 | 80 | 500 | 90.9091 | 25000 | 5.5 | 1 | 19.98 | 19.98 | 23.4773 | 2020Q2 | https://www.topbulb.com/green-creative-16335-17a21g4-827-3way-55-105-17w-120v-2700k | Top Bulb | 2020 | Yes
LED Lighting | A-Type | Brand Generic | True |  | General Purpose Replacement | A19 | E26 (Medium) | Damp Location Rated Damp Location Rated LED Bulb A19 8.8 Watt 120 Volt Medium Base 2,700 Kelvin 800 Lumens 90+ CRI 25,000 Hour Life Replaces 60W Incandescent Mfg #OM60DM/927CA/4 CAC LED 8.8W A19 60W Equiv, 2700K, 25000 Hr 4-Pack | 2700 | 92 | 800 | 90.9091 | 25000 | 8.8 | 1 | 15.96 | 15.96 | 18.7536 | 2020Q3 | https://hdsupplysolutions.com/p/led-00-75-10-35/cac-led-88w-a19-60w-equiv-2700k-25000-hr-4-pack-p135706 | HD Supply | 2020 | Yes
LED Lighting | A-Type | Brand Generic | True |  | General Purpose Replacement | A19 | E26 (Medium) | Damp Location Rated Damp Location Rated CAC LED 8.8W A19 60W Equivalent, 25,000 Hour 5000k 4-pack 8.8 Watts 120 Volts E26 Base 5000 Kelvin 800 Lumens 90 CRI 25,000 Hour Life Replaces 60W Incandescent Mfg #OM60DM/950CA/4 CAC LED 8.8W A19 60W Equiv, 5000K, 25000 Hr 4-Pack | 5000 | 96 | 800 | 90.9091 | 25000 | 8.8 | 1 | 11.98 | 11.98 | 14.077 | 2020Q3 | https://hdsupplysolutions.com/p/led-00-75-10-35/cac-led-88w-a19-60w-equiv-5000k-25000-hr-4-pack-p132846 | HD Supply | 2020 | Yes
LED Lighting | A-Type | Brand Generic | True |  | General Purpose Replacement | A19 | GU24 | Damp Location Rated Damp Location Rated Feit 8 Watt A19 60 Watt Equivalent GU24 Base 120 Volt 3000 Kelvin 450 Lumens 80 CRI 10950 Hour Rated Average Life Non-Dimmable Replaces 60 Watt Incandescent Bulb Mfg #BPOM60DM/930CA/GU24 CAC LED 8.8W A19 GU24 60W Equiv, 3000K, 25000 Hr | 3000 | 92 | 800 | 90.9091 | 25000 | 8.8 | 1 | 9.99 | 9.99 | 11.7386 | 2020Q3 | https://hdsupplysolutions.com/p/led-00-75-10-35/cac-led-88w-a19-gu24-60w-equiv-3000k-25000-hr-p135707 | HD Supply | 2020 | Yes
LED Lighting | Decorative | Green Creative | True |  |  | B11 | Medium (E26) | Description Maintain the beautiful look of a classic 19th century filament bulb with the performance of a 40-Watt incandescent when you use this LED chandelier bulb. For chandeliers, sconces, and decorative table lamps Renders natural skin tones and radiant colors Saves up to 91% in energy costs Output of is dimmable 300 Lumens - 2700 Kelvin - Incandescent Match - Clear - Medium Base - 120 Volt - Green Creative 98242 LED Chandelier Bulb - 3.3 Watt - 40 Watt Equal | 2700 |  | 300 | 100 |  | 3 | 6 | 23.82 | 3.97 | 4.6649 | 2020Q3 | https://www.1000bulbs.com/product/211306/GREENCREATIVE-98242.html | 1000bulbs.com | 2020 | Yes
LED Lighting | A-Type | Feit | True |  | General Purpose Replacement | A19 | E26 (Medium) | Damp Location Rated Damp Location Rated Home / Light Bulbs / LED / LED A-Line / Feit - A1960/927CA/FIL/4 4 Pack / Priced per Lamp; Damp Location Rated; Energy Star Approved 8.8W A19 LED Lamp - Universal - 800 Lumens - Warm White (2700K) - 90 CRI - 15000 hrs. - E26 (Medium) - 120 to 130V - Clear Feit - A1960/927CA/FIL/4 | 2700 | 92 | 800 | 90.9091 | 15000 | 8.8 | 1 | 17.5 | 17.5 | 20.5632 | 2020Q3 | https://shop.regencylighting.com/lamps/led/a-line/a1960-927ca-fil-4-fet.html | Regency Lighting | 2020 | Yes
LED Lighting | Decorative | Green Creative | True |  |  | B11 | Candelabra (E12) | Description While incandescent bulbs are prone to flickering, this LED bulb offers a consistent output of 500 Lumens in a soft white color while complementing your elegant décor. Lasts up to 15 times longer than incandescents Superior efficiency saves up to 91% Excellent for decorative fixtures Dimmable 500 Lumens - 2700 Kelvin - Incandescent Match - Clear - Candelabra Base - 120 Volt - Green Creative 98454 LED Chandelier Bulb - 5 Watt - 60 Watt Equal | 2700 |  | 500 | 100 |  | 5 | 6 | 24.72 | 4.12 | 4.8412 | 2020Q3 | https://www.1000bulbs.com/product/211316/GREENCREATIVE-98454.html | 1000bulbs.com | 2020 | Yes
LED Lighting | A-Type | Feit | True |  | General Purpose Replacement | A19 | E26 (Medium) | Damp Location Rated Damp Location Rated Home / Light Bulbs / LED / Feit - A1960/927CA/FIL/4 4 Pack / Priced per Lamp; Damp Location Rated; Energy Star Approved 8.8W A19 LED Lamp - Universal - 800 Lumens - Warm White (2700K) - 90 CRI - 15000 hrs. - E26 (Medium) - 120 to 130V - Clear Feit - A1960/927CA/FIL/4 | 2700 | 92 | 800 | 90.9091 | 15000 | 8.8 | 1 | 17.5 | 17.5 | 20.5632 | 2020Q3 | https://shop.regencylighting.com/lamps/led/a1960-927ca-fil-4-fet.html | Regency Lighting | 2020 | Yes
LED Lighting | Decorative | Green Creative | True |  |  | B11 | Medium (E26) | Description Make the change to LED without losing the soft white light of traditional incandescent lighting by upgrading to this LED chandelier bulb. Excellent for chandeliers, sconces, and hanging lights Long lifespan lowers replacements Smooth uniform dimming 500 Lumens - 2700 Kelvin - Incandescent Match - Clear - Medium Base - 120 Volt - Green Creative 98455 LED Chandelier Bulb - 5 Watt - 60 Watt Equal | 2700 |  | 500 | 100 |  | 5 | 6 | 24.72 | 4.12 | 4.8412 | 2020Q3 | https://www.1000bulbs.com/product/211320/GREENCREATIVE-98455.html | 1000bulbs.com | 2020 | Yes
LED Lighting | A-Type | Philips Lighting | True | Daylighting/Photocell, | General Purpose Replacement | A19 | E26 (Medium) | Damp Location Rated,Use With Timers,Use With Photo and/or Motion Sensors,Recessed Fixtures Damp Location Rated,Use With Timers,Use With Photo and/or Motion Sensors,Recessed Fixtures LED A-Style Light Bulbs Philips dimmable 8.8 watt 2700K 90 CRI A19 LED bulb generates as much light as many 60 watt incandescent bulbs. Suitable for use in enclosed fixtures Title 20 compliant No lead or mercury means easy and environmentally safe disposal Very long life - Rated to still put out 70% as much light after 15,000 hours of operation as it does when brand new Compatible with Lutron AYCL-153P and DVCL-153P dimmers Do not “hot swap” this bulb. Turn off fixture before replacing existing bulb. Suitable for use in enclosed fixtures Title 20 compliant No lead or mercury means easy and environmentally safe disposal Very long life - Rated to still put out 70% as much light after 15,000 hours of operation as it does when brand new Compatible with Lutron AYCL-153P and DVCL-153P dimmers Philips Dimmable 8.8W 2700K A19 LED Bulb, 90 CRI, Title 20 Compliant, Enclosed Fixture Rated | 2700 | 92 | 800 | 90.9091 | 15000 | 8.8 | 6 | 3.19 | 0.53167 | 0.62473 | 2020Q3 | https://www.bulbs.com/product/8-8A19-PER-927-P-E26-DIM | Bulbs.com | 2020 | Yes
LED Lighting | Decorative | Green Creative | True |  |  | G25 | Medium (E26) | Description Providing a very warm white color similar to candlelight, this LED bulb is a terrific choice for ambient lighting in restaurants, living rooms, and other gathering areas. Great for string lights and other decorative fixtures Creates an elegant atmosphere Amber coating for a warm glow Can be dimmed 250 Lumens - 2000 Kelvin - Color Matched For Candle Glow - Medium Base - 120 Volt - Green Creative 98378 3.15 in. Dia. - LED Globe - 4 Watt - 40 Watt Equal | 2000 |  | 250 | 62.5 |  | 4 | 6 | 29.34 | 4.89 | 5.7459 | 2020Q3 | https://www.1000bulbs.com/product/211322/GREENCREATIVE-98378.html | 1000bulbs.com | 2020 | Yes
LED Lighting | Decorative | Green Creative | True |  |  | G16.5 | Candelabra (E12) | Description Combining a vintage look and modern technology, this LED globe bulb showcases four filaments that resemble the look of 19th century lighting making it a great choice for areas with industrial or vintage décor. Creates a calm and cozy atmosphere Long lifespan reduces replacements Saves up to 90% in energy Output can be dimmed 350 Lumens - 2700 Kelvin - Incandescent Match - Candelabra Base - 120 Volt - Green Creative 98451 1.97 in. Dia. - LED Globe - 4 Watt - 40 Watt Equal | 2700 |  | 350 | 87.5 |  | 4 | 12 | 34.68 | 2.89 | 3.3959 | 2020Q3 | https://www.1000bulbs.com/product/211332/GREENCREATIVE-98451.html | 1000bulbs.com | 2020 | Yes
LED Lighting | Decorative | Green Creative | True |  |  | G16.5 | Medium (E26) | Description Pair your decorative fixture with this vintage LED globe bulb to add a touch of elegance to a room. Resembles 19th century lighting Saves up to 90% in energy Light is evenly diffused Dimmable 350 Lumens - 2700 Kelvin - Incandescent Match - Medium Base - 120 Volt - Green Creative 98452 2.05 in. Dia. - LED Globe - 4 Watt - 40 Watt Equal | 2700 |  | 350 | 87.5 |  | 4 | 12 | 34.68 | 2.89 | 3.3959 | 2020Q3 | https://www.1000bulbs.com/product/211333/GREENCREATIVE-98452.html | 1000bulbs.com | 2020 | Yes
LED Lighting | Decorative | Bulbrite | True |  |  | G25 | Medium (E26) | Description Designed with a clear lens, this dimmable LED G25 clearly displays four, refined LED filaments to radiate a pleasant light with a high CRI to keep colors looking deep and vibrant. Excellent for indoor and outdoor areas Replaces a 60-Watt incandescent bulb Saves up to 86% in energy Elegant, soft white light 800 Lumens - 2700 Kelvin - Incandescent Match - Medium Base - 120 Volt - Bulbrite 776775 3.15 in. Dia. - LED Globe - 8.5 Watt - 60 Watt Equal | 2700 |  | 800 | 160 |  | 5 | 240 | 1706.4 | 7.11 | 8.3545 | 2020Q3 | https://www.1000bulbs.com/product/211334/BULBRI-776775.html | 1000bulbs.com | 2020 | Yes
LED Lighting | Decorative | Green Creative |  |  |  | S14 | Medium (E26) | Description If you’re planning an elegant display, look no further than this LED S14 filament bulb for your decorative fixture or light stringer. Lifespan reduces the hassle of replacements Saves 90% in energy usage Safe for wet locations 55 Lumens - 2700 Kelvin - Incandescent Match - 120 Volt - Green Creative 98457 LED S14 Bulb - 1 Watt - 10 Watt Equal | 2700 |  | 55 | 55 |  | 1 | 12 | 25.8 | 2.15 | 2.5263 | 2020Q3 | https://www.1000bulbs.com/product/211338/GREENCREATIVE-98457.html | 1000bulbs.com | 2020 | Yes
LED Lighting | Reflector | Green Creative | True |  |  | MR16 | GU5.3 | Description Enhance the colors of your art displays or portraits with a high CRI bulb like this Green Creative LED MR16. Equal to a 75-Watt halogen, the Green Creative 98481 LED MR16 operates at 7 Watts for a savings of up to 90 percent in energy consumption making it Energy Star certified. JA8 and T20 certified helps meet California Energy Commission requirements 15-degree spot beam light focuses on a specific subject or area Control the brightness with a compatible dimmer switch Suitable for use in a totally enclosed fixture UL rated for use in damp locations Color Corrected - CRI 92 - 580 Lumens - 2700 Kelvin - 15 Deg. Spot - 12 Volt - GU5.3 Base - Green Creative 98481 LED MR16 - 7 Watt - 75 Watt Equal - Incandescent Match | 2700 |  | 580 | 82.8571 |  | 7 | 12 | 145.32 | 12.11 | 14.2297 | 2020Q3 | https://www.1000bulbs.com/product/211483/GREENCREATIVE-98481.html | 1000bulbs.com | 2020 | Yes
LED Lighting | Reflector | Green Creative | True |  |  | MR16 | GU5.3 | Description Save up to 90 percent in energy consumption and make the colors of objects and areas look more vivid and rich with this high CRI LED MR16 light bulb. The Green Creative 98482 LED MR16 provides a 25-degree narrow flood beam that can be used for larger items that need to be highlighted such as a centerpiece or a painting. Adjust the brightness of your light using a compatible dimmer switch Approved for use in California with its JA8 and Title 20 certification Equivalent to a 75-Watt halogen bulb Suitable for totally enclosed fixtures Listed for use in damp locations Color Corrected - CRI 92 - 580 Lumens - 2700 Kelvin - 25 Deg. Narrow Flood - 12 Volt - GU5.3 Base - Green Creative 98482 LED MR16 - 7.5 Watt - 75 Watt Equal - Incandescent Match | 2700 |  | 580 | 116 |  | 5 | 12 | 145.32 | 12.11 | 14.2297 | 2020Q3 | https://www.1000bulbs.com/product/211496/GREENCREATIVE-98482.html | 1000bulbs.com | 2020 | Yes
LED Lighting | Reflector | Green Creative | True |  |  | MR16 | GU5.3 | Description Create a warm welcoming ambiance for residential or commercial spaces with this Green Creative LED MR16 bulb. With a high CRI, the Green Creative 98481 LED MR16 makes the natural colors of your area and objects look more vivid and stand out. Replaces a 75-Watt halogen bulb for savings of up to 90% For use in totally enclosed fixtures JA8 and Title 20 certified Color Corrected - CRI 92 - 580 Lumens - 2700 Kelvin - 35 Deg. Flood - 12 Volt - GU5.3 Base - Green Creative 98483 LED MR16 - 7.5 Watt - 75 Watt Equal - Incandescent Match | 2700 |  | 580 | 116 |  | 5 | 12 | 145.32 | 12.11 | 14.2297 | 2020Q3 | https://www.1000bulbs.com/product/211498/GREENCREATIVE-98483.html | 1000bulbs.com | 2020 | Yes
LED Lighting | Reflector | Green Creative | True |  |  | MR16 | GU5.3 | Description Invest in this Green Creative LED MR16 light bulb to help increase color definition in objects or areas and decrease power consumption when you swap out halogen bulbs. Featuring a 25-degree beam angle, this Green Creative 98485 LED lamp has a high CRI of 92 adding richer, vivid colors to displays and decor. 7.5 Watt LED provides the same output as a 75 Watt halogen cutting energy usage by 90% JA8 certified and Title 20 compliant enables this bulb to be used in California Control light output with a compatible dimmer switch Can be used in a totally enclosed fixture Color Corrected - CRI 92 - 580 Lumens - 3000 Kelvin - 25 Deg. Narrow Flood - 12 Volt - GU5.3 Base - Green Creative 98485 LED MR16 - 7.5 Watt - 75 Watt Equal - Halogen Match | 3000 |  | 580 | 116 |  | 5 | 12 | 145.32 | 12.11 | 14.2297 | 2020Q3 | https://www.1000bulbs.com/product/211503/GREENCREATIVE-98485.html | 1000bulbs.com | 2020 | Yes
LED Lighting | Reflector | Green Creative | True |  |  | MR16 | GU5.3 | Description Upgrade 75-Watt halogen lamps to this Energy Star certified lamp that operates at only 7.5 Watts to save up to 90 percent in energy cost. This Green Creative 98486 LED MR16 features a high CRI and provides an enhance color to make skin tones look more natural and vibrant while making objects and areas more vivid. Suitable for use in California due to JA8 certification and Title 20 compliance Damp location rated and suitable for use in totally enclosed fixtures Dimmable when used with a compatible dimmer switch Provides a 35-degree flood beam spread Color Corrected - CRI 92 - 580 Lumens - 3000 Kelvin - 35 Deg. Flood - 12 Volt - GU5.3 Base - Green Creative 98486 LED MR16 - 7.5 Watt - 75 Watt Equal - Halogen Match | 3000 |  | 580 | 116 |  | 5 | 12 | 145.32 | 12.11 | 14.2297 | 2020Q3 | https://www.1000bulbs.com/product/211504/GREENCREATIVE-98486.html | 1000bulbs.com | 2020 | Yes
LED Lighting | Downlight | TCP | True |  |  | MR16 | GU10 | Description Pair your track light or recessed downlight with this TCP MR16 LED bulb and aim a concentrated 20-degree beam of light to accent objects in indoor or outdoor spaces. While halogen MR16 bulbs create a lot of heat, this LED bulb has little to no heat generation making it safe to illuminate delicate art, fabrics, and furniture that would normally fade or burn with halogen lighting. Efficient alternative to 50-Watt halogen bulbs that saves up to 89% in energy costs Safe to use in damp locations and outdoors when installed in an enclosed fixture Long lifespan outlasts halogen bulbs and reduces lamp replacement costs Full light output of 500 Lumens can be dimmed to provide softer lighting GU10 base twists and locks into a variety of directional fixtures 500 Lumens - 4100 Kelvin - 20 Deg. Narrow Flood - 120 Volt - GU10 Base - TCP LED7MR16GU1041KNFL LED MR16 - 5.5 Watt - 50 Watt Equal - Cool White | 4100 |  | 500 | 100 |  | 5 | 12 | 42 | 3.5 | 4.1126 | 2020Q3 | https://www.1000bulbs.com/product/211642/TCP-10401.html | 1000bulbs.com | 2020 | No
LED Lighting | A-Type | Philips Lighting | True | Daylighting/Photocell, | General Purpose Replacement | A19 | E26 (Medium) | Damp Location Rated,Use With Timers,Use With Photo and/or Motion Sensors,Recessed Fixtures Damp Location Rated,Use With Timers,Use With Photo and/or Motion Sensors,Recessed Fixtures LED A-Style Light Bulbs Philips dimmable 8.8 watt 90 CRI 4000K cool white A19 LED bulb generates as much light as many 60 watt incandescent bulbs. Title 20 compliant Suitable for use in enclosed fixtures No lead or mercury means easy and environmentally safe disposal Saves 51.2 watts in electricity compared to a 60 watt incandescent Very long life - Rated to still put out 70% as much light after 15,000 hours of operation as it does when brand new Do not “hot swap” this bulb. Turn off fixture before replacing existing bulb. Title 20 compliant Suitable for use in enclosed fixtures No lead or mercury means easy and environmentally safe disposal Saves 51.2 watts in electricity compared to a 60 watt incandescent Very long life - Rated to still put out 70% as much light after 15,000 hours of operation as it does when brand new Philips Dimmable 8.8W 90 CRI 4000K A19 LED Bulb, Enclosed Fixture Rated, Title 20 Compliant | 4000 | 95 | 800 | 90.9091 | 15000 | 8.8 | 6 | 3.19 | 0.53167 | 0.62473 | 2020Q3 | https://www.bulbs.com/product/8-8A19-PER-940-P-E26-DIM-6-1FB-T20 | Bulbs.com | 2020 | Yes
LED Lighting | A-Type | Philips Lighting | True | Daylighting/Photocell, | General Purpose Replacement | A19 | E26 (Medium) | Damp Location Rated,Use With Timers,Use With Photo and/or Motion Sensors,Recessed Fixtures Damp Location Rated,Use With Timers,Use With Photo and/or Motion Sensors,Recessed Fixtures LED A-Style Light Bulbs Philips dimmable 8.8 watt 90 CRI 5000K bright white A19 LED bulb generates as much light as many 60 watt incandescent bulbs. Title 20 compliant Suitable for use in enclosed fixtures No lead or mercury means easy and environmentally safe disposal Saves 51.2 watts in electricity compared to a 60 watt incandescent Very long life - Rated to still put out 70% as much light after 15,000 hours of operation as it does when brand new Do not “hot swap” this bulb. Turn off fixture before replacing existing bulb. Title 20 compliant Suitable for use in enclosed fixtures No lead or mercury means easy and environmentally safe disposal Saves 51.2 watts in electricity compared to a 60 watt incandescent Very long life - Rated to still put out 70% as much light after 15,000 hours of operation as it does when brand new Philips Dimmable 8.8W 90 CRI 5000K A19 LED Bulb, Enclosed Fixture Rated, Title 20 Compliant | 5000 | 95 | 800 | 90.9091 | 15000 | 8.8 | 6 | 3.19 | 0.53167 | 0.62473 | 2020Q3 | https://www.bulbs.com/product/8-8A19-PER-950-P-E26-DIM-6-1FB-T20 | Bulbs.com | 2020 | Yes
LED Lighting | A-Type | Feit Electric | False | Daylighting/Photocell, |  | A-19 | Medium (E26) | LED A-Style Light Bulbs Feit Electric non-dimmable 8.8 watt 2700K warm white 90 CRI dusk to dawn A19 LED bulb generates as much light as many 60 watt incandescent bulbs. Includes a built-in sensor that turns the light on at night and off in the morning. No smart home or app required Adjustable, built-in photocell light detection sensor Saves 51.2 watts of electricity compared to a 60 watt incandescent No lead or mercury means easy and environmentally safe disposal Very long life - Rated to still put out 70% as much light after 15,000 hours of operation as it does when brand new Not suitable for enclosed fixtures because heat build up may shorten life. Do not “hot swap” this bulb. Turn off fixture before replacing existing bulb. No smart home or app required Adjustable, built-in photocell light detection sensor Saves 51.2 watts of electricity compared to a 60 watt incandescent No lead or mercury means easy and environmentally safe disposal Very long life - Rated to still put out 70% as much light after 15,000 hours of operation as it does when brand new Feit Non-Dimmable 8.8W 2700K 90 CRI Dusk To Dawn A19 LED Bulb | 2700 | 90 | 800 | 90.9091 | 15000 | 8.8 | 12 | 6.99 | 0.5825 | 0.68446 | 2020Q3 | https://www.bulbs.com/product/A800-927CA-DD-LEDI | Bulbs.com | 2020 | Yes
LED Lighting | A-Type | Philips Lighting | True |  | A19 | Arbitrary | E26 Single Contact Medium Screw | Philips Lighting LED lamp in frosted finish, features A19 arbitrary shape and E26 single contact medium screw base. It has a voltage rating of 120-Volts and current rating of 80-Milli-Amps. The 8.8-Watt bulb delivers a white light output of 800-Lumens with 3000K color temperature and 90 CRI. It has an average life of 15000 Hours. The 250-Degree beam angle provides even light distribution. The dimmable lamp has an efficacy of 90 LPW and power factor of 0.7. It measures 62.5-mm x 111.5-mm. Philips Lighting 550442 Dimmable A19 LED Lamp 8.8-Watt E26 Single Contact Medium Screw 3000K 800-Lumens 90 CRI Frosted | 3000 | 90 | 800 | 90.9091 | 15000 | 8.8 | 1 | 5 | 5 | 5.8752 | 2020Q3 | https://www.ew-ne.com/lighting-1600000000/philips-lighting-550442-dimmable-a19-led-lamp-8-8-watt-e26-single-contact-medium-screw-3000k-800-lumens-90-cri-frosted-884800 | Electrical Wholesalers Inc | 2020 | Yes
LED Lighting | A-Type | Philips Lighting | True | Daylighting/Photocell, | A19 | Arbitrary | E26 Medium Screw | Philips Lighting CorePro LED lamp in frosted finish, has plastic construction for added durability. The A19 arbitrary lamp with E26 medium screw base, has a voltage rating of 120-Volts. The 8.8-Watt lamp delivers daylight output of 800-Lumens with 5000K color temperature and 90 CRI. It has an average life of 15000 Hours. The dimmable lamp measures 4.39-inches. It is suitable for commercial or residential applications. Lamp meets UL, Energy Star Pending, Title 20 standards. Philips Lighting 550459 Dimmable A19 LED Lamp E26 Medium Screw Base 8.8-Watt 800-Lumens 90 CRI 5000K Daylight CorePro | 5000 | 90 | 800 | 90.9091 | 15000 | 8.8 | 1 | 4.55 | 4.55 | 5.3464 | 2020Q3 | https://www.ew-ne.com/lighting-1600000000/philips-lighting-550459-dimmable-a19-led-lamp-e26-medium-screw-base-8-8-watt-800-lumens-90-cri-5000k-daylight-corepro-883153 | Electrical Wholesalers Inc | 2020 | Yes
LED Lighting | A-Type | Philips Lighting | True |  |  | A19 (Arbitrary) | Medium Screw (E26) | Home Lamps, Bulbs, Ballasts Bulbs - LED LED - Traditional Lamps - A-Type 8.8A19/PER/927-22/P/E26/WG-6/1FB-T20 LED Lamp, 8.8 Watt, 800 Lumen, 2700K, 120 Volt, A19, Frosted, Medium Base, Dimmable, 6 Per Pack, *Philips Part # 479444* LED Lamp, 8.8 Watt, 800 Lumen, 2700K, 120V, A19, Medium Base Philips Lighting 8.8A19/PER/927-22/P/E26/WG-6/1FB-T20 LED Lamp, 8.8 Watt, 800 Lumen, 2700K, 120V, A19, Medium Base | 2700 |  | 800 | 90.9091 |  | 8.8 | 1 | 4.28 | 4.28 | 5.0292 | 2020Q3 | https://www.rexelusa.com/usr/Root-Category/Lamps,-Bulbs,-Ballasts/Bulbs---LED/LED---Traditional/Lamps---A-Type/Philips-Lighting-8-8A19-PER-927-22-P-E26-WG-6-1FB-T20-LED-Lamp,-8-8-Watt,-800-Lumen,-2700K,-120V,-A19,-Medium-Base/p/1546299?prevPageNumber=7 | Rexel Energy Solutions | 2020 | Yes
LED Lighting | Reflector | PLT | True | Daylighting/Photocell, |  | BR20 | Medium (E26) | Description Retrofit multiple rooms with these LED BR20 lamps that use a fraction of the energy of 50-Watt incandescent equivalents. 5000 Kelvin is ideal for detail oriented activities 110-degree beam angle Flicker-free dimming 550 Lumens - 5000 Kelvin - 6 Pack - PLT-11033-6PK LED BR20 - 7 Watt - 50 Watt Equal - Daylight White | 5000 |  | 550 | 78.5714 |  | 7 | 4 | 8.4 | 2.1 | 2.4676 | 2020Q3 | https://www.1000bulbs.com/product/212035/PLT-11033-6PK.html | 1000bulbs.com | 2020 | Yes
LED Lighting | Reflector | PLT | True |  |  | BR30 | Medium (E26) | Description Functioning at an exemplary 81 LPW, these LED BR30 bulbs provide the same brightness you expect of 65-Watt incandescents while only requiring 20 percent of the energy. Superb lifetime for long periods of consistent, quality lighting Soft white light is ideal for residential and hospitality use Instant-on illumination 650 Lumens - 2700 Kelvin - 6 Pack - PLT-11034-6PK LED BR30 - 8 Watt - 65 Watt Equal - Incandescent Match | 2700 |  | 650 | 81.25 |  | 8 | 4 | 10.4 | 2.6 | 3.0551 | 2020Q3 | https://www.1000bulbs.com/product/212036/PLT-11034-6PK.html | 1000bulbs.com | 2020 | Yes
LED Lighting | Reflector | PLT | True |  |  | BR30 | Medium (E26) | Description These BR30 bulbs are ideal for retrofitting entire track systems or recessed cans with LED technology that save up to 83 percent in energy costs compared to incandescents. Long life span of 25,000 hours reduces replacements No warm-up time, lights up instantly Sold in packs of 6 850 Lumens - 3000 Kelvin - 6 Pack - PLT-11050-6PK LED BR30 - 11 Watt - 65 Watt Equal - Halogen Match | 3000 |  | 850 | 77.2727 | 25000 | 11 | 4 | 11.16 | 2.79 | 3.2784 | 2020Q3 | https://www.1000bulbs.com/product/212042/PLT-11050-6PK.html | 1000bulbs.com | 2020 | Yes
LED Lighting | Reflector | PLT | True | Daylighting/Photocell, |  | BR30 | Medium (E26) | Description Maximize your savings by changing out your less efficient 65-Watt incandescents for these LED BR30s that save up to 83 percent on energy consumption. Daylight white color temperature reduces eye strain Pack of 6 ideal for retrofitting track fixtures Dimmable 850 Lumens - 5000 Kelvin - 6 Pack - PLT-11052-6PK LED BR30 - 11 Watt - 65 Watt Equal - Daylight White | 5000 |  | 850 | 77.2727 |  | 11 | 4 | 11.6 | 2.9 | 3.4076 | 2020Q3 | https://www.1000bulbs.com/product/212043/PLT-11052-6PK.html | 1000bulbs.com | 2020 | Yes
LED Lighting | Reflector | PLT | True |  |  | BR40 | Medium (E26) | Description Sold in a pack of 6, these LED BR40 bulbs can retrofit entire rooms or track fixtures and emit a cool white light that is ideal for task lighting. Saves up to 80 percent on energy compared to incandescents Can be used in damp locations like kitchens and bathrooms Smooth dimming capabilities 1400 Lumens - 4000 Kelvin - 6 Pack - PLT-11054-6PK LED BR40 - 17 Watt - 100 Watt Equal - Cool White | 4000 |  | 1400 | 82.3529 |  | 17 | 2 | 10.06 | 5.03 | 5.9104 | 2020Q3 | https://www.1000bulbs.com/product/212044/PLT-11054-6PK.html | 1000bulbs.com | 2020 | Yes
LED Lighting | Decorative | PLT | True |  |  | B11 | Candelabra (E12) | Description Decorate your home with the classic, beautiful glow of these PLT LED chandelier bulbs that last for years to come. Designed with highly efficient LED technology, these chandelier bulbs are fully dimmable with a compatible switch and provide an ideal replacement to 40-Watt incandescent equivalents. Candelabra (E12) base commonly used in ornamental fixtures Dimmable with compatible switches for lowered energy costs Concave lens allows light to radiate at a wide-angle beam Requires no warm-up time and stays cool to the touch Comes in a pack of 10 ideal for chandelier placement 325 Lumens - 4000 Kelvin - Clear - Candelabra Base - 120 Volt - 10 Pack - PLT-11322-10PK LED Chandelier Bulb - 4.5 Watt - 40 Watt Equal - Cool White | 4000 |  | 325 | 65 |  | 5 | 5 | 11.55 | 2.31 | 2.7143 | 2020Q3 | https://www.1000bulbs.com/product/212045/PLT-11322-10PK.html | 1000bulbs.com | 2020 | Yes
LED Lighting | Decorative | PLT | True | Daylighting/Photocell, |  | B11 | Candelabra (E12) | Description Create an elegant atmosphere with these dimmable PLT LED chandelier bulbs that add a classic touch to decorative displays. Emitting a beautiful, vivid daylight white color temperature, these high CRI bulbs help colors appear as they would under natural sunlight and improve color contrast. Will fit most chandeliers, wallchieres, or sconces with its slim candelabra base Cost-effective replacement to equivalent 60-Watt incandescents Suitable for use in damp locations for flexible placement 500 Lumens - 5000 Kelvin - Clear - Candelabra Base - 120 Volt - 10 Pack - PLT-11139-10PK LED Chandelier Bulb - 7.5 Watt - 60 Watt Equal - Daylight White | 5000 |  | 500 | 100 |  | 5 | 5 | 19.95 | 3.99 | 4.6884 | 2020Q3 | https://www.1000bulbs.com/product/212055/PLT-11139-10PK.html | 1000bulbs.com | 2020 | Yes
LED Lighting | Reflector | PLT | True |  |  | PAR20 | Medium (E26) | Description Offering excellent savings, these bulbs have a long lifespan of up to 25,000 hours and operate on only 7 Watts compared to 50-Watt halogens. Ideal for recessed cans and track lights Color helps improve visibility 500 Lumens of uniform light Turns on instantly No warm up time 500 Lumens - 4000 Kelvin - 40 Deg. Flood - 120 Volt - 6 Pack - PLT-11141-6PK LED PAR20 - 7 Watt - 50 Watt Equal | 4000 |  | 500 | 71.4286 | 25000 | 7 | 4 | 10.68 | 2.67 | 3.1374 | 2020Q3 | https://www.1000bulbs.com/product/212057/PLT-11141-6PK.html | 1000bulbs.com | 2020 | Yes
LED Lighting | Reflector | Soraa | True |  |  | PAR30 Long Neck | Medium (E26) | Description This 1190 Lumen LED PAR30 uses GaN-on-GaN technology to maximize brightness while its dedicated heat sink fins maintain an optimal operating temperature to ensure peak performance. Prismatic lens provides a defined beam angle High R9 enhances the vibrancy of red hues 40% longer lifetime than other LEDs Extraordinary CRI of 92 Dimmable Color Corrected - 1190 Lumens - 2700 Kelvin - 25 Deg. Narrow Flood - 120 Volt - Soraa 08813 LED PAR30 Long Neck - 14 Watt - 120 Watt Equal | 2700 |  | 1190 | 85 |  | 14 | 20 | 442.8 | 22.14 | 26.0154 | 2020Q3 | https://www.1000bulbs.com/product/212141/SORAA-08813.html | 1000bulbs.com | 2020 | Yes
LED Lighting | Downlight | Soraa | True |  |  | MR16 | GU10 | Description Use the superior color rendering of this Soraa Brilliant HL LED MR16 to bring out the radiance in your color scheme and reveal a warmth that other LEDs fail to capture. This 690 Lumen downlight uses GaN-on-GaN technology to produce 5 times more light per LED than the industry standard while heat sink fins regulate the temperature to optimal levels. Portray the true, colors of a display with a high CRI of 90 GaN-on-GaN design exceeds typical LED performance GU10 base for effortless twist-and-lock installation Heat sink fins regulate temperature to ideal levels 2700K accents warm tones for hospitality lighting Advanced prismatic lens reduces wasted light Superior R9 richly renders red tones Color Corrected - CRI 90 - 690 Lumens - 2700 Kelvin - 25 Deg. Narrow Flood - 120 Volt - GU10 Base - Soraa 08758 LED MR16 - 9 Watt - 75 Watt Equal - Incandescent Match | 2700 |  | 690 | 76.6667 |  | 9 | 100 | 1750 | 17.5 | 20.5632 | 2020Q3 | https://www.1000bulbs.com/product/212144/SORAA-08758.html | 1000bulbs.com | 2020 | No
LED Lighting | Reflector | Soraa | True |  |  | MR16 | GU10 | Description Have the true, vibrant colors of your location be seen with this Soraa Brilliant HL LED MR16 which is designed to emit a crisp beam with a high color rendering index of 90 to reflect the real world. Ideal for use in broad spaces, this LED MR16 uses a prismatic lens to maintain a 60-degree wide flood beam angle to minimize light spill and optimize efficiency. This lamp's GaN-on-GaN construction and multiple heat sink fins allow the use of a single LED to provide up to 5 times the light of a conventional LED source while still performing reliably at high temperatures. Heightens color quality and clarity with an exceptional CRI of 90 Exclusive GaN-on-GaN design maximizes LED output Reveals rich red tones that standard LEDs wash out Creates an inviting atmosphere with a 3000K beam Twist-and-locks into place with secure GU10 base Color Corrected - CRI 90 - 725 Lumens - 3000 Kelvin - 60 Deg. Wide Flood - 120 Volt - GU10 Base - Soraa 08768 LED MR16 - 9 Watt - 75 Watt Equal - Halogen Match | 3000 |  | 725 | 80.5556 |  | 9 | 100 | 1750 | 17.5 | 20.5632 | 2020Q3 | https://www.1000bulbs.com/product/212145/SORAA-08768.html | 1000bulbs.com | 2020 | Yes
LED Lighting | Reflector | Soraa | True |  |  | PAR30 | Medium (E26) | Description Featuring point-source optics and a prismatic lens, this LED PAR30 emits a controlled beam that produces uniformed illumination and eliminates overlapping shadows. Great for professional and residential use Prismatic lens reduces wasted light Maintains a low temperature High R9 for vibrant red hues Marvelous CRI of 92 Color Corrected - 1230 Lumens - 3000 Kelvin - 25 Deg. Narrow Flood - 120 Volt - Soraa 08831 LED PAR30 Short Neck - 14 Watt - 100 Watt Equal | 3000 |  | 1230 | 87.8571 |  | 14 | 20 | 442.8 | 22.14 | 26.0154 | 2020Q3 | https://www.1000bulbs.com/product/212146/SORAA-08831.html | 1000bulbs.com | 2020 | Yes
LED Lighting | Reflector | Soraa | True |  |  | PAR30 | Medium (E26) | Description Whether for residential or professional lighting, the exceptionally high CRI of this LED PAR30 bulb will elevate your display beyond what can be achieved with standard PAR lamps. Up to 5 times brighter than other LEDs Innovative GaN-on-GaN technology Creates attractive, crisp shadows 36-degree beam angle Superb CRI of 92 Color Corrected - 1230 Lumens - 3000 Kelvin - 36 Deg. Flood - 120 Volt - Soraa 08835 LED PAR30 Short Neck - 14 Watt - 100 Watt Equal | 3000 |  | 1230 | 87.8571 |  | 14 | 20 | 442.8 | 22.14 | 26.0154 | 2020Q3 | https://www.1000bulbs.com/product/212147/SORAA-08835.html | 1000bulbs.com | 2020 | Yes
LED Lighting | Reflector | Soraa | True |  |  | PAR20 | Medium (E26) | Description With advanced color rendering technology, this LED PAR20 renders natural and vivid colors while providing a 36-degree beam flood angle. Enhances red tones that other LEDs wash out Prismatic lens aims a precise beam Color complements earthy tones Superior output over halogen Ideal for track lighting Color Corrected - 960 Lumens - 3000 Kelvin - 36 Deg. Flood - 120 Volt - Soraa 08805 LED PAR20 - 10.8 Watt - 90 Watt Equal | 3000 |  | 960 | 120 |  | 8 | 20 | 398.6 | 19.93 | 23.4185 | 2020Q3 | https://www.1000bulbs.com/product/212148/SORAA-08805.html | 1000bulbs.com | 2020 | Yes
LED Lighting | Reflector | Soraa | True |  |  | PAR30 Long Neck | Medium (E26) | Description Possessing a world-class CRI of 92, this LED PAR30 lamp portrays color in more vivid and natural tones to distinguish your display with unrivaled quality. Point-source optics for a precise beam angle GaN-on-GaN for better output and efficacy Color is great for hospitality use High R9 enhances red hues Smooth dimming Color Corrected - 1190 Lumens - 2700 Kelvin - 60 Deg. Wide Flood - 120 Volt - Soraa 08821 LED PAR30 Long Neck - 14 Watt - 120 Watt Equal | 2700 |  | 1190 | 85 |  | 14 | 20 | 442.8 | 22.14 | 26.0154 | 2020Q3 | https://www.1000bulbs.com/product/212149/SORAA-08821.html | 1000bulbs.com | 2020 | Yes
LED Lighting | Downlight | Soraa | True |  |  | MR16 | GU10 | Description Surpassing standard LED technology, this Soraa Brilliant HL LED MR16 bulb utilizes GaN-on-GaN technology to produce five times more light from a given LED and lasts up to 10,000 hours longer than the average lifetime. Operating on just 7.5-Watts, this superior downlight processes 600 Lumens through prismatic lenses to create a strictly controlled 25-degree beam angle that minimizes wasted light. Accentuates color with industry-leading high CRI technology GaN-on-GaN technology pushes LED efficiency to its peak Point-source optics keeps a professionally, uniform beam Reliably disperses heat to operate at high temperatures Accurately renders reds for vibrant, warm displays GU10 base securely twist-and-locks into place Color Corrected - CRI 90 - 600 Lumens - 2700 Kelvin - 25 Deg. Narrow Flood - 120 Volt - GU10 Base - Soraa 08744 LED MR16 - 7.5 Watt - 75 Watt Equal - Incandescent Match | 2700 |  | 600 | 120 | 10000 | 5 | 100 | 1500 | 15 | 17.6256 | 2020Q3 | https://www.1000bulbs.com/product/212150/SORAA-08744.html | 1000bulbs.com | 2020 | No
LED Lighting | Reflector | Soraa | True |  |  | PAR30 | Medium (E26) | Description Better and brighter, this LED PAR30 uses GaN-on-GaN technology that eclipses the output, lifetime, and efficiency of conventional LEDs. Low heat for use with sensitive displays Concentrated 25-degree beam angle Rich and complete color scheme 2700 Kelvin color temperature Amazing CRI of 92 Color Corrected - 1190 Lumens - 2700 Kelvin - 25 Deg. Narrow Flood - 120 Volt - Soraa 08829 LED PAR30 Short Neck - 14 Watt - 100 Watt Equal | 2700 |  | 1190 | 85 |  | 14 | 20 | 442.8 | 22.14 | 26.0154 | 2020Q3 | https://www.1000bulbs.com/product/212151/SORAA-08829.html | 1000bulbs.com | 2020 | Yes
LED Lighting | Reflector | Soraa | True |  |  | MR16 | GU5.3 | Description Residential or commercial, maximize the performance of your lighting with the highly advanced GaN-on-GaN technology found only in Soraa products like the Vivid series. The revolutionary construction of this LED MR16 enables its single LED to produce brightness up to 5 times greater than normal LEDs can and award its light with an astounding CRI of 95 for world-class color rendering. This lamp is equipped with warm dimming capabilities designed to complement warmer hues as its brightness decreases for beautiful lighting at any intensity. Remarkable CRI of 95 renders color with unmatched detail and richness Point-source optics create clean, crisp shadows by using a single LED 410 Lumens efficiently replaces 50-Watt halogen equivalents Heat sink fins regulate lamp temperature to optimal levels Displays whites with a vibrancy matching halogen options Plug and play installation with a simple GU5.3 base Color Corrected CRI 95 - 7.5 Watt - 410 Lumens - 50 Watt Equal - 25 Deg. Narrow Flood - GU 5.3 Base - Soraa 06619 LED MR16 - Smooth Dims from Incandescent to Candle Light Colors |  |  | 410 | 82 |  | 5 | 100 | 2421 | 24.21 | 28.4477 | 2020Q3 | https://www.1000bulbs.com/product/212152/SORAA-06619.html | 1000bulbs.com | 2020 | Yes
LED Lighting | Reflector | Soraa | True |  |  | MR16 | GU5.3 | Description See colors in a new light with the amazing color rendering abilities of this Soraa Vivid LED MR16 lamp that provides a continuous spectrum of hues for the closest appearance to natural sunlight. Providing cleaner and brighter shades of white with its violet-based light, this MR16 lamp uses GaN-on-GaN technology to efficiently maintain a maximum output and performance that is superior to conventional LEDs. Ideal for display lighting with its crisp, point-source optics, this bulb can be dimmed down to a softer lumen output or to a lower color temperature for a warmer, more inviting environment in your space. Excellent color-rendering produces cleaner shades of white and more vibrant hues Supplies richer shades of red for warmer colors and healthier skin tones Warm dimming from 2700K to 1800K with compatible switches GaN-on-GaN design provides superior performance and output Point-source optics promotes defined shadows Thermal design self-regulates temperature Color Corrected CRI 95 - 7.5 Watt - 410 Lumens - 50 Watt Equal - 36 Deg. Flood - 12V - GU5.3 Base - Soraa 06621 LED MR16 - Smooth Dims from Incandescent to Candle Light Colors | 2700 |  | 410 | 82 |  | 5 | 100 | 2421 | 24.21 | 28.4477 | 2020Q3 | https://www.1000bulbs.com/product/212198/SORAA-06621.html | 1000bulbs.com | 2020 | Yes
LED Lighting | Reflector | Soraa | True |  |  | MR16 | GU5.3 | Description Create a comfortable and inviting atmosphere for your guests with the warm dimming capabilities of this Soraa Vivid LED MR16. Dimmable from 3000K to 1800K and down to less than 20 percent of its 430 Lumen output, this lamp brings life back into your displays with its full spectrum rendering, which includes deep and warm colors for a natural appearance. Point-source lighting focuses light beams for defined shadows Self-regulates temperature if max temperature is approached GaN-on-GaN technology outperforms standard LEDs High R9 value provides vibrant and natural red hues Violet-based light allows for crisp white shades Color Corrected CRI 95 - 7.5 Watt - 430 Lumens - 50 Watt Equal - 25 Deg. Narrow Flood - GU5.3 Base - Soraa 06623 LED MR16 - Smooth Dims from Incandescent to Candle Light Colors | 3000 |  | 430 | 86 |  | 5 | 100 | 2421 | 24.21 | 28.4477 | 2020Q3 | https://www.1000bulbs.com/product/212201/SORAA-06623.html | 1000bulbs.com | 2020 | Yes
LED Lighting | Reflector | Soraa | True |  |  | MR16 | GU5.3 | Description Help the colors in your room stand out with the amazing full spectrum color rendering of this Soraa Vivid LED MR16 bulb that provides bright, vivid hues and crisp white shades with its violet-based light. Featuring warm dimming from 3000K to 1800K, this efficient bulb can be adjusted to match the desired atmosphere for your space and offers a powerful light output with its GaN-on-GaN technology for superior performance to conventional LEDs. Operating temperature is self-regulated to preserve the lifetime Point-source optics design allows for more defined shadows 36-degree flood beam is ideal for directional lighting Provides output dimming with compatible switches Color Corrected CRI 95 - 7.5 Watt - 430 Lumens - 50 Watt Equal - 36 Deg. Flood - GU5.3 Base - Soraa 06625 LED MR16 - Smooth Dims from Incandescent to Candle Light Colors | 3000 |  | 430 | 86 |  | 5 | 100 | 2421 | 24.21 | 28.4477 | 2020Q3 | https://www.1000bulbs.com/product/212202/SORAA-06625.html | 1000bulbs.com | 2020 | Yes
LED Lighting | Reflector | Soraa | True |  |  | MR16 | GU10 | Description Upgrade from halogen lighting to this Soraa Brilliant HL LED MR16 that uses a prismatic lens and single-source lighting in order to highlight chosen areas with a uniform beam of light. Featuring highly-efficient GaN-on-GaN construction, this lamp provides a high-density of light per unit area to deliver maximum output and performance for 5 times more light than conventional LEDs. Offering a high CRI of 90 for accurate color rendering, this MR16 bulb is compatible with trailing edge and leading phase cut dimmers for adjustable, high-quality lighting. Safely cools down when faced with high temperature environments Excellent, focused optics produce more controlled beams of light High R9 value provides rich, natural red shades Color Corrected - CRI 90 - 690 Lumens - 2700 Kelvin - 36 Deg. Flood - 120 Volt - GU10 Base - Soraa 08760 LED MR16 - 9 Watt - 75 Watt Equal - Incandescent Match | 2700 |  | 690 | 76.6667 |  | 9 | 100 | 1707 | 17.07 | 20.0579 | 2020Q3 | https://www.1000bulbs.com/product/212207/SORAA-08760.html | 1000bulbs.com | 2020 | Yes
LED Lighting | Reflector | Soraa | True |  |  | PAR30 | Medium (E26) | Description Producing soft white light at a lumen output of 1190, this LED PAR30 lamp diffuses a wide flood beam angle to cover an area and help improve visibility indoors or outdoors. Enhances natural and vivid hues Regulates temperature safely Brightness is dimmable CRI of 92 Color Corrected - 1190 Lumens - 2700 Kelvin - 60 Deg. Wide Flood - 120 Volt - Soraa 08837 LED PAR30 Short Neck - 14 Watt - 100 Watt Equal | 2700 |  | 1190 | 85 |  | 14 | 20 | 442.8 | 22.14 | 26.0154 | 2020Q3 | https://www.1000bulbs.com/product/212208/SORAA-08837.html | 1000bulbs.com | 2020 | Yes
LED Lighting | Reflector | Soraa | True |  |  | PAR30 | Medium (E26) | Description Featuring a Lumen output of 1230 and GaN-on-GaN technology, this LED PAR30 provides a uniform, controlled wide flood beam of light that is 5 times brighter than conventional LEDs. Accurate color rendering and natural hues 3000 Kelvin color temperature Self-regulates temperature Dimmable down to 1% Color Corrected - 1230 Lumens - 3000 Kelvin - 60 Deg. Wide Flood - 120 Volt - Soraa 08839 LED PAR30 Short Neck - 14 Watt - 100 Watt Equal | 3000 |  | 1230 | 87.8571 |  | 14 | 20 | 442.8 | 22.14 | 26.0154 | 2020Q3 | https://www.1000bulbs.com/product/212225/SORAA-08839.html | 1000bulbs.com | 2020 | Yes
LED Lighting | Reflector | Soraa | True |  |  | PAR20 | Medium (E26) | Description Draw attention to an object or specific space with the powerful narrow flood beam of this PAR20 that is ideal for recessed lighting in retail and hospitality areas. Outperforms halogen and other LEDs Colors appear more vivid and bright Emits a controlled 25 degree beam Uses single, point-source optics Provides richer red hues Produces crisp shadows Color Corrected - 960 Lumens - 3000 Kelvin - 25 Deg. Narrow Flood - 120 Volt - Soraa 08803 LED PAR20 - 10.8 Watt - 90 Watt Equal | 3000 |  | 960 | 120 |  | 8 | 20 | 398.6 | 19.93 | 23.4185 | 2020Q3 | https://www.1000bulbs.com/product/212234/SORAA-08803.html | 1000bulbs.com | 2020 | Yes
LED Lighting | Reflector | Soraa | True |  |  | PAR30 Long Neck | Medium (E26) | Description Featuring a prismatic lens, LED PAR30 provides uniform illumination in a precise 9-degree beam angle to draw attention to your displays. GaN-on-GaN technology for superior efficacy Focused beam angle with defined shadows Brightness is adjustable with a dimmer Works with Snap System accessories Self-regulating temperature High CRI for natural hues Color Corrected - 1190 Lumens - 2700 Kelvin - 9 Deg. Narrow Spot - 120 Volt - Soraa 08809 LED PAR30 Long Neck - 14 Watt - 120 Watt Equal | 2700 |  | 1190 | 85 |  | 14 | 20 | 500 | 25 | 29.376 | 2020Q3 | https://www.1000bulbs.com/product/212235/SORAA-08809.html | 1000bulbs.com | 2020 | Yes
LED Lighting | Reflector | Soraa | True | Daylighting/Photocell, |  | MR16 | GU10 | Description Intensify the color saturation of your commercial and residential displays with the high CRI of this Soraa Brilliant HL LED MR16 lamp. Maximizing the light output and performance with state-of-the-art GaN-on-GaN technology, the Soraa 08746 LED MR16 single source optic emits exceptional brightness resulting in superior lighting with sharp, defined shadows. High CRI reflects a natural daylight making object colors look more vibrant Provides 600 Lumens for a brighter output than other LED MR16s Superior thermal heat management for sensitive lighting displays 85% more energy efficient than standard 75-Watt halogen bulbs Color Corrected - CRI 90 - 600 Lumens - 2700 Kelvin - 36 Deg. Flood - 120 Volt - GU10 Base - Soraa 08746 LED MR16 - 7.5 Watt - 75 Watt Equal - Incandescent Match | 2700 |  | 600 | 120 |  | 5 | 10 | 150 | 15 | 17.6256 | 2020Q3 | https://www.1000bulbs.com/product/212250/SORAA-08746.html | 1000bulbs.com | 2020 | Yes
LED Lighting | Reflector | Soraa | True |  |  | MR16 | GU10 | Description Surround yourself with the superior light quality of the Soraa 00787 LED PAR30 narrow spot lamp. Soraa's Brilliant HL series LED lamp uses one of the most advanced high color rendering technology (CRI) that makes the color of an object or space appear more accurate and vibrant to the human eye. The innovative GaN-on-GaN technology provides 5 times more light output than standard LEDs and uses precision point source optics for a smooth controlled beam to provide crisp shadows. The advanced high CRI helps colors appear brighter and more natural Controls the 25-degree narrow flood beam with point source optics Soraa's GaN-on-GaN maximizes light output and performance Equal to a 75-Watt halogen lamp for 85% in energy savings Quickly cools down in high-temperature environments Color Corrected - CRI 90 - 725 Lumens - 3000 Kelvin - 25 Deg. Narrow Flood - 120 Volt - GU10 Base - Soraa 08764 LED MR16 - 9 Watt - 75 Watt Equal - Halogen Match | 3000 |  | 725 | 80.5556 |  | 9 | 10 | 170.7 | 17.07 | 20.0579 | 2020Q3 | https://www.1000bulbs.com/product/212252/SORAA-08764.html | 1000bulbs.com | 2020 | Yes
LED Lighting | Reflector | Soraa | True |  |  | MR16 | GU5.3 | Description With an impressive color rendering of 90, the Soraa MR16 LED from the Brilliant HL series offers a more natural and true color of the object it illuminates. By utilizing the GaN-on-GaN technology and point-source optics, this MR16 bulb provides a precise 25-degree narrow flood beam angle, crisp shadows with a minimal light spill in a 3000 Kelvin color temperature, and outperforms other brand-name LEDs. Renders object colors more vividly using a high CRI 90 85% more energy efficient than 75-Watt halogen bulbs GaN-on-GaN technology emits 5 times more light Thermal management technology reduces heat Works with a variety of phase-cut dimmers Color Corrected - CRI 90 - 630 Lumens - 3000 Kelvin - 25 Deg. Narrow Flood - 12 Volt - GU5.3 Base - Soraa 08730 LED MR16 - 7.5 Watt - 75 Watt Equal - Halogen Match | 3000 |  | 630 | 126 |  | 5 | 10 | 132.1 | 13.21 | 15.5223 | 2020Q3 | https://www.1000bulbs.com/product/212253/SORAA-08730.html | 1000bulbs.com | 2020 | Yes
LED Lighting | Reflector | Soraa | True |  |  | PAR30 Long Neck | Medium (E26) | Description Use the most advanced color rendering technology available by adding this LED PAR30 bulb to your display to enhance the natural and vibrant colors of an object or area. GaN-on-GaN technology enhances output Works with with Snap lens accessories Controlled narrow spot beam angle Longer lamp life than halogen Crisp and defined shadows Low heat diffusion High CRI of 92 Color Corrected - 1230 Lumens - 3000 Kelvin - 9 Deg. Narrow Spot - 120 Volt - Soraa 08811 LED PAR30 Long Neck - 14 Watt - 120 Watt Equal | 3000 |  | 1230 | 87.8571 |  | 14 | 20 | 500 | 25 | 29.376 | 2020Q3 | https://www.1000bulbs.com/product/212255/SORAA-08811.html | 1000bulbs.com | 2020 | Yes
LED Lighting | Reflector | Soraa | True |  |  | PAR30 | Medium (E26) | Description Unlike other LED lamps, this LED PAR30 lamp exceeds standard color rendering expectations with its high-quality CRI of 92 for realistic color portrayal ideal for hospitality and high-end retail applications. Point source optics and prismatic lens Produce a precise flood beam angle Minimal spill light and crisp shadows Up to 85% in energy efficiency Low heat for longer lifespan GaN-on-GaN technology Dimmable Color Corrected - 1190 Lumens - 2700 Kelvin - 36 Deg. Flood - 120 Volt - Soraa 08833 LED PAR30 Short Neck - 14 Watt - 100 Watt Equal | 2700 |  | 1190 | 85 |  | 14 | 20 | 442.8 | 22.14 | 26.0154 | 2020Q3 | https://www.1000bulbs.com/product/212257/SORAA-08833.html | 1000bulbs.com | 2020 | Yes
LED Lighting | Reflector | Soraa | True |  |  | MR16 | GU10 | Description Maximize your light output and performance with GaN-on-Gan technology to provide crisp shadows with minimal glare by using this Soraa Brilliant HL LED MR16 bulb. Featuring thermal management technology for longer lamp life, the Soraa 08766 LED MR16 features the most advanced color rendering technology (high CRI) in the market to provide more accurate, natural tones and vibrant colors to objects and areas. High CRI of 90 renders colors in objects more realistically to the sunlight Provides 5 times more light output than other LEDs using GaN-on-GaN Point source optics emits precisely focused beams and sharp shadows Use with a phase-cut dimmer to adjust the light levels for your liking Saves up to 85% in energy usage compared to halogen lamps Color Corrected - CRI 90 - 725 Lumens - 3000 Kelvin - 36 Deg. Flood - 120 Volt - GU10 Base - Soraa 08766 LED MR16 - 9 Watt - 75 Watt Equal - Halogen Match | 3000 |  | 725 | 80.5556 |  | 9 | 10 | 175 | 17.5 | 20.5632 | 2020Q3 | https://www.1000bulbs.com/product/212258/SORAA-08766.html | 1000bulbs.com | 2020 | Yes
LED Lighting | Reflector | Soraa | True |  |  | MR16 | GU5.3 | Description Surpass all other LED MR16 lamps in the market with the Brilliant HL series by drawing the lush colors of nature into your environment thanks to Soraa's leading high CRI lamps. This innovative LED MR16 features GaN-on-GaN technology for superior light output and point-source optics creating more defined shadows while producing a higher Lumen output for higher ceilings. Provides an excellent high CRI to render the colors in objects more realistic GaN on GaN provides up to 5 times more light output than regular LEDs 3000K color temperature for spaces where earthy tones are being used Integrated thermal management reduces heat to increase lamp life Similar light output as a 75-Watt halogen bulb Color Corrected - CRI 90 - 665 Lumens - 3000 Kelvin - 36 Deg. Flood - 12 Volt - GU5.3 Base - Soraa 08740 LED MR16 - 9 Watt - 75 Watt Equal - Halogen Match | 3000 |  | 665 | 73.8889 |  | 9 | 10 | 160.7 | 16.07 | 18.8829 | 2020Q3 | https://www.1000bulbs.com/product/212259/SORAA-08740.html | 1000bulbs.com | 2020 | Yes
LED Lighting | Reflector | Soraa | True |  |  | PAR20 | Medium (E26) | Description From retail to residential, this LED PAR20 lamp is the key to creating an impressive display while saving on energy costs. Brings out the best colors in objects Produces a precise beam angle 85% in energy savings Superior light output Point-source optics Crisp shadows Dimmable Color Corrected - 930 Lumens - 2700 Kelvin - 36 Deg. Flood - 120 Volt - Soraa 08797 LED PAR 20 - 11 Watt - 90 Watt Equal | 2700 |  | 930 | 84.5455 |  | 11 | 20 | 398.6 | 19.93 | 23.4185 | 2020Q3 | https://www.1000bulbs.com/product/212260/SORAA-08797.html | 1000bulbs.com | 2020 | Yes
LED Lighting | Reflector | Soraa | True | Daylighting/Photocell, |  | MR16 | GU10 | Description Highlight residential and commercial applications with the best high color rendering index (CRI) on the market and generate the colors of objects similar to the natural daylight with this Soraa LED MR16 lamp. The Soraa Brilliant HL series gives off a brighter Lumen output than other LED MR16s while featuring a high-quality point source optics and prismatic lens designed to provide a controlled uniform 36-degree flood beam, creating crisp shadows with minimal glare. Superior color rendering allows objects to appear more accurate and vivid Soraa's GaN-on-GaN enhances the light output and performance Designed with thermal management to increase lamp life Point source optics create definite shadows Provides smooth uniform dimming Color Corrected - CRI 90 - 630 Lumens - 3000 Kelvin - 36 Deg. Flood - 120 Volt - GU10 Base - Soraa 08754 LED MR16 - 7.5 Watt - 75 Watt Equal - Halogen Match | 3000 |  | 630 | 126 |  | 5 | 10 | 146.4 | 14.64 | 17.2026 | 2020Q3 | https://www.1000bulbs.com/product/212261/SORAA-08754.html | 1000bulbs.com | 2020 | Yes
LED Lighting | Reflector | PLT | True |  |  | BR40 | Medium (E26) | Description Producing a powerful brightness, each of these LED BR40 bulbs operate on a low wattage to keep your home well-lit and energy costs low. Halogen color flatters the warm tones in residential units Long lifespan reduces the hassle of replacements Pack of 6 1400 Lumens - 3000 Kelvin - 6 Pack - PLT-11053-6PK LED BR40 - 17 Watt - 100 Watt Equal - Halogen Match | 3000 |  | 1400 | 82.3529 |  | 17 | 2 | 10.06 | 5.03 | 5.9104 | 2020Q3 | https://www.1000bulbs.com/product/212269/PLT-11053-6PK.html | 1000bulbs.com | 2020 | Yes
LED Lighting | A-Type | Philips Lighting | True |  |  | A19 (Arbitrary) | Medium Screw (E26) | Home Lamps, Bulbs, Ballasts Bulbs - LED LED - Traditional Lamps - A-Type 8.8A19/PER/927/P/E26/DIM-6/1FB-T20 LED Lamp, 8.8 Watt, 800 Lumen, 2700K, 120 Volt, A19, Frosted, Medium Base, Dimmable, 6 Per Pack, *Philips Part # 550434* LED Lamp, 8.8 Watt, 800 Lumen, 2700K, 120V, A19, Medium Base Philips Lighting 8.8A19/PER/927/P/E26/DIM-6/1FB-T20 LED Lamp, 8.8 Watt, 800 Lumen, 2700K, 120V, A19, Medium Base | 2700 |  | 800 | 90.9091 |  | 8.8 | 1 | 3.24 | 3.24 | 3.8071 | 2020Q3 | https://www.rexelusa.com/usr/Root-Category/Lamps,-Bulbs,-Ballasts/Bulbs---LED/LED---Traditional/Lamps---A-Type/Philips-Lighting-8-8A19-PER-927-P-E26-DIM-6-1FB-T20-LED-Lamp,-8-8-Watt,-800-Lumen,-2700K,-120V,-A19,-Medium-Base/p/1547871?prevPageNumber=26 | Rexel Energy Solutions | 2020 | Yes
LED Lighting | Reflector | Soraa | True |  |  | MR16 | GU5.3 | Description Reveal the natural lush colors in your living space with Soraa's high CRI MR16 LED that leads the market in performance and quality. This Brilliant HL series LED MR16 features GaN-on-GaN technology to significantly increase light output for higher ceilings. Soraa's patented point-source optics creates a finely tuned flood beam light to reduce glare and clean up shadows. Emits more light output per LED than other LEDs in the market Excellent R9 value render colors more accurately and vividly 2700K color temperature provides a welcoming warm tone Provides a bright 690 Lumen output for clearer visibility Efficient 12.5-Watt LED replaces 75-Watt halogen Color Corrected - CRI 90 - 690 Lumens - 2700 Kelvin - 36 Deg. Flood - 12 Volt - GU5.3 Base - Soraa 08736 LED MR16 - 9 Watt - 75 Watt Equal - Incandescent Match | 2700 |  | 690 | 76.6667 |  | 9 | 100 | 1564 | 15.64 | 18.3776 | 2020Q3 | https://www.1000bulbs.com/product/216417/SORAA-08736.html | 1000bulbs.com | 2020 | Yes
LED Lighting | Reflector | Soraa | True |  |  | MR16 | GU5.3 | Description Utilizing GaN-on-GaN technology and point source optics, this Soraa 08734 LED MR16 outperforms all other competitors to provide a precise 25-degree narrow flood beam angle for crisp shadows without any blur. With an impressive high CRI of 90, this Brilliant HL series LED MR16 promotes vivid color accuracy and more natural skin tones. R9 red color value improves the color accuracy of skin tones and natural finishes such as wood Superior thermal management reduces heat, ideal for sensitive displays 25-degree narrow flood beam is suitable for artwork and exhibits Works with a variety of dimmers for brightness control Smooth dimming capabilities without flickering Color Corrected - CRI 90 - 690 Lumens - 2700 Kelvin - 25 Deg. Narrow Flood - 12 Volt - GU5.3 Base - Soraa 08734 LED MR16 - 9 Watt - 75 Watt Equal - Incandescent Match | 2700 |  | 690 | 76.6667 |  | 9 | 100 | 1564 | 15.64 | 18.3776 | 2020Q3 | https://www.1000bulbs.com/product/216419/SORAA-08734.html | 1000bulbs.com | 2020 | Yes
LED Lighting | Reflector | Soraa | True |  |  | MR16 | GU5.3 | Description The Soraa 08738 LED MR16 from the Brilliant HL series far exceeds the expectations of standard LED lamps on the market with its portrayal of realistic color accuracy. The Soraa 08738 LED MR16 features GaN-on-GaN technology for superior light output and point-source optics creating more defined shadows while producing a higher lumen output for higher ceilings. Advanced R9 value enriches reds to render a more natural color in skin tones and furniture Enhances rooms and displays in dimmed and undimmed light settings without flickering Provides an excellent high CRI and R9 light for accurate color rendering Works with trailing edge and leading-edge phase-cut dimmers Suited for halogen replacement for indoor application Color Corrected - CRI 90 - 725 Lumens - 3000 Kelvin - 25 Deg. Narrow Flood - 12 Volt - GU5.3 Base - Soraa 08738 LED MR16 - 9 Watt - 75 Watt Equal - Halogen Match | 3000 |  | 725 | 80.5556 |  | 9 | 100 | 1607 | 16.07 | 18.8829 | 2020Q3 | https://www.1000bulbs.com/product/216420/SORAA-08738.html | 1000bulbs.com | 2020 | Yes
LED Lighting | Reflector | Soraa | True |  |  | PAR30 Long Neck | Medium (E26) | Description Using GaN-on-GaN technology with reliable thermal management, this LED PAR30 brings in maximum light output with flicker-free performance over its long lifespan. Precise beam angle with crisp shadows Point source optics for uniform light High CRI for natural colors High R9 value for rich reds Brightness is dimmable Color Corrected - 1230 Lumens - 3000 Kelvin - 60 Deg. Wide Flood - 120 Volt - Soraa 08823 LED PAR30 Long Neck - 14 Watt - 120 Watt Equal | 3000 |  | 1230 | 87.8571 |  | 14 | 20 | 442.8 | 22.14 | 26.0154 | 2020Q3 | https://www.1000bulbs.com/product/216422/SORAA-08823.html | 1000bulbs.com | 2020 | Yes
LED Lighting | Reflector | Soraa | True |  |  | MR16 | GU10 | Description Featuring a GU10 base, the Soraa 08762 LED MR16 is suitable for use in high-end commercial applications due to its high color rendering index that highlights the natural and vivid colors on objects and surroundings. The Brilliant HL series also comes with Soraa's GaN-on-GaN technology and point source optics to provide a higher Lumen output than other competitor LEDs and a more focused light beam for crisp shadows. Wide flood beam angle emits an invigorating 3000 Kelvin, halogen color temperature R9 value make reds appear vibrant and skin tones more natural Economical 9-Watt LED MR16 replaces 75-Watt halogen lamp Works with different types of phase-cut dimmers Color Corrected - CRI 90 - 690 Lumens - 2700 Kelvin - 60 Deg. Wide Flood - 120 Volt - GU10 Base - Soraa 08762 LED MR16 - 9 Watt - 75 Watt Equal - Incandescent Match | 3000 |  | 690 | 76.6667 |  | 9 | 100 | 1750 | 17.5 | 20.5632 | 2020Q3 | https://www.1000bulbs.com/product/216423/SORAA-08762.html | 1000bulbs.com | 2020 | Yes
LED Lighting | Reflector | Soraa | True |  |  | PAR20 | Medium (E26) | Description Combining high CRI technology and point source optics, this LED PAR20 delivers a brighter light output in a smooth, uniform narrow flood beam for more precise and crisper shadows. Energy saving alternative incandescents Great for high ceiling applications Provides more natural tones Works with dimmer controls High R9 for vibrant reds Color Corrected - 930 Lumens - 2700 Kelvin - 25 Deg. Narrow Flood - 120 Volt - Soraa 08795 LED PAR20 - 11 Watt - 90 Watt Equal | 2700 |  | 930 | 84.5455 |  | 11 | 20 | 398.6 | 19.93 | 23.4185 | 2020Q3 | https://www.1000bulbs.com/product/216425/SORAA-08795.html | 1000bulbs.com | 2020 | Yes
LED Lighting | Reflector | Soraa | True |  |  | PAR30 Long Neck | Medium (E26) | Description Using GaN-on-GaN technology and point-source optics, this LED PAR30 delivers a maximum light output with a uniform beam spread and flicker-free performance over its long lifespan. Produces a bright 1230 Lumen output Full spectrum renders natural colors R9 value enhances red hues Precise flood beam angle Excellent for high ceilings Sharp shadows Dimmable Color Corrected - 1230 Lumens - 3000 Kelvin - 36 Deg. Flood - 120 Volt - Soraa 08819 LED PAR30 Long Neck - 14 Watt - 120 Watt Equal | 3000 |  | 1230 | 87.8571 |  | 14 | 20 | 442.8 | 22.14 | 26.0154 | 2020Q3 | https://www.1000bulbs.com/product/216426/SORAA-08819.html | 1000bulbs.com | 2020 | Yes
LED Lighting | Reflector | Soraa | True |  |  | PAR30 Long Neck | Medium (E26) | Description Featuring GaN-on-GaN technology and single source optics, this LED PAR30 provides a brighter light output and controlled flood beam angle to reduce glare and provide crisp shadows. Full spectrum for a realistic color display Ideal for deep recessed can fixtures R9 value provides vivid reds Brightness can be dimmed Excellent for high ceilings Color Corrected - 1190 Lumens - 2700 Kelvin - 36 Deg. Flood - 120 Volt - Soraa 08817 LED PAR30 Long Neck - 14 Watt - 120 Watt Equal | 2700 |  | 1190 | 85 |  | 14 | 20 | 442.8 | 22.14 | 26.0154 | 2020Q3 | https://www.1000bulbs.com/product/216427/SORAA-08817.html | 1000bulbs.com | 2020 | Yes
LED Lighting | Reflector | Soraa | True |  |  | MR16 | GU5.3 | Description Purchase the advanced Brilliant HL series LED MR16 lamp with single-source optics to provide a more controlled uniform beam angle for single crisp shadows. The high CRI allows this energy-efficient LED MR16 to make the colors of objects and surroundings pop. GaN-on-GaN technology has superior quality light output compared to standard LEDs Advanced R9 renders brighter reds for more natural skin tones and vibrant colors Narrow flood beam angle is ideal for highlighting displays and artwork Provide a soothing ambiance with a 2700K color temperature Seamless dimming capabilities without flickering Color Corrected - CRI 90 - 600 Lumens - 2700 Kelvin - 25 Deg. Narrow Flood - 12 Volt - GU5.3 Base - Soraa 08724 LED MR16 - 7.5 Watt - 75 Watt Equal - Incandescent Match | 2700 |  | 600 | 120 |  | 5 | 100 | 1321 | 13.21 | 15.5223 | 2020Q3 | https://www.1000bulbs.com/product/216428/SORAA-08724.html | 1000bulbs.com | 2020 | Yes
LED Lighting | Reflector | Soraa | True |  |  | PAR20 | Medium (E26) | Description This LED PAR20 outperforms other LED competitors using GaN-on-GaN technology and single-source optics for brighter light output and smooth uniform beam, resulting in crisp defined shadows and superior lighting. Superior color accuracy in skin tones and furniture wood High R9 makes reds appear natural Uniform color across the beam Smooth dimming Color Corrected - 930 Lumens - 2700 Kelvin - 60 Deg. Wide Flood - 120 Volt - Soraa 08799 LED PAR20 - 10.8 Watt - 90 Watt Equal | 2700 |  | 930 | 116.25 |  | 8 | 20 | 398.6 | 19.93 | 23.4185 | 2020Q3 | https://www.1000bulbs.com/product/216429/SORAA-08799.html | 1000bulbs.com | 2020 | Yes
LED Lighting | Downlight | PLT | True |  |  |  | Medium (E26) | Description Enhance your lighting with this 4-inch LED downlight that is easy to install in tight spaces, making it a quick upgrade for long term energy savings. Ultra lightweight for easy installation High color rendering index of 90 Dimmable 720 Lumens - 2700 Kelvin - 90 CRI - Stepped Baffle Trim - 120V - PLT-11672 4 in. LED Downlight - 8 Watt - 65 Watt Equal - Incandescent Match | 2700 | 90 | 720 | 90 |  | 8 | 12 | 77.88 | 6.49 | 7.626 | 2020Q3 | https://www.1000bulbs.com/product/216553/PLT-11672.html | 1000bulbs.com | 2020 | Yes
LED Lighting | Downlight | PLT | True |  |  |  |  | Description Well suited to illuminate galleries and residential areas, this LED downlight provides excellent color rendering to showcase vibrant red hues and natural skin tones making displays more dynamic. Includes standard household adapter Easily fits into tight spaces Halogen white light 720 Lumens - 3000 Kelvin - 90 CRI - Stepped Baffle Trim - 120V - PLT-11673 4 in. LED Downlight - 8 Watt - 65 Watt Equal - Halogen Match | 3000 | 90 | 720 | 90 |  | 8 | 12 | 77.88 | 6.49 | 7.626 | 2020Q3 | https://www.1000bulbs.com/product/216554/PLT-11673.html | 1000bulbs.com | 2020 | Yes
LED Lighting | Downlight | PLT | True |  |  |  | Medium (E26) | Description This 4-in. LED downlight features a high CRI of 90, allowing colors to appear vivid and distinguishable. Included standard household base adapter Frosted lens diffuses glare Low heat generation 720 Lumens - 4000 Kelvin - 90 CRI - Stepped Baffle Trim - 120V - PLT-11674 4 in. LED Downlight - 8 Watt - 65 Watt Equal - Cool White | 4000 | 90 | 720 | 90 |  | 8 | 12 | 77.88 | 6.49 | 7.626 | 2020Q3 | https://www.1000bulbs.com/product/216555/PLT-11674.html | 1000bulbs.com | 2020 | Yes
LED Lighting | A-Type | Philips Lighting | True |  |  | A19 (Arbitrary) | Medium Screw (E26) | Home Lamps, Bulbs, Ballasts Bulbs - LED LED - Traditional Lamps - A-Type 8.8A19/PER/950/P/E26/DIM-6/1FB-T20 LED Lamp, 8.8 Watt, 800 Lumen, 5000K, 120 Volt, A19, Frosted, Medium Base, Dimmable, 6 Per Pack, *Philips Part # 550459* LED Lamp, 8.8 Watt, 800 Lumen, 5000K, 120V, A19, Medium Base Philips Lighting 8.8A19/PER/950/P/E26/DIM-6/1FB-T20 LED Lamp, 8.8 Watt, 800 Lumen, 5000K, 120V, A19, Medium Base | 5000 |  | 800 | 90.9091 |  | 8.8 | 1 | 3.24 | 3.24 | 3.8071 | 2020Q3 | https://www.rexelusa.com/usr/Root-Category/Lamps,-Bulbs,-Ballasts/Bulbs---LED/LED---Traditional/Lamps---A-Type/Philips-Lighting-8-8A19-PER-950-P-E26-DIM-6-1FB-T20-LED-Lamp,-8-8-Watt,-800-Lumen,-5000K,-120V,-A19,-Medium-Base/p/1435349?prevPageNumber=12 | Rexel Energy Solutions | 2020 | Yes
LED Lighting | A-Type | Brand Generic | True |  | General Purpose Replacement | A19 | E26 (Medium) | Damp Location Rated LED Bulb A19 8.8 Watt 120 Volt Medium Base 2,700 Kelvin 800 Lumens 90+ CRI 25,000 Hour Life Replaces 60W Incandescent Mfg #OM60DM/927CA/4 CAC LED 8.8W A19 60W Equiv, 2700K, 25000 Hr 4-Pack | 2700 | 92 | 800 | 90.9091 | 25000 | 8.8 | 1 | 15.96 | 15.96 | 18.7536 | 2020Q2 | https://hdsupplysolutions.com/p/led-00-75-10-35/cac-led-88w-a19-60w-equiv-2700k-25000-hr-4-pack-p135706 | HD Supply | 2020 | Yes
LED Lighting | Downlight | PLT | [5 empty] | Description With excellent CRI, this LED downlight fixture complements the red hues and natural tones in any room. Alternative to 100-Watt incandescent lights Up to 85% in energy savings 2700 Kelvin soft white 1050 Lumens - 2700 Kelvin - 90 CRI - PLT-11683 LED Downlight - Surface Mount - 15 Watt - 100 Watt Equal - Incandescent Match | 2700 | 90 | 1050 | 70 |  | 15 | 48 | 369.12 | 7.69 | 9.036 | 2020Q3 | https://www.1000bulbs.com/product/216582/PLT-11683.html | 1000bulbs.com | 2020 | Yes
LED Lighting | Decorative | Bulbrite | True |  |  | B11 | Candelabra (E12) | Description Featuring a spectacular CRI of 90, this LED decorative bulb enhances the true colors of a room with an accuracy and vibrancy unmatched by most LED options. Excellent for chandelier and sconces Saves up to 90% in energy Provides a halogen color 300 Lumens - 3000 Kelvin - Halogen Match - Clear - Candelabra Base - 120 Volt - Bulbrite 776876 LED Chandelier Bulb - 4 Watt - 40 Watt Equal | 3000 |  | 300 | 75 |  | 4 | 10 | 50 | 5 | 5.8752 | 2020Q3 | https://www.1000bulbs.com/product/216600/BULBRI-776876.html | 1000bulbs.com | 2020 | Yes
LED Lighting | Reflector | TCP | True | Daylighting/Photocell, |  | BR40 | Medium (E26) | Description This LED BR40 bulb is a long lasting alternative to incandescent lamps which burn out quickly and require frequent replacements. Frosted lens reduces glare for a more comfortable light 5000 Kelvin mimics daylight and boosts productivity Dimmable 1060 Lumens - 5000 Kelvin - TCP LED12BR40D50K LED BR40 - 14 Watt - 75 Watt Equal - Daylight White | 5000 |  | 1060 | 75.7143 |  | 14 | 12 | 64.8 | 5.4 | 6.3452 | 2020Q3 | https://www.1000bulbs.com/product/216651/TCP-10472.html | 1000bulbs.com | 2020 | Yes
LED Lighting | Reflector | TCP | True |  |  | MR16 | GU5.3 | Description Complement your art, products, or furniture by highlighting them with the quality lighting of this TCP MR16 LED bulb. As a superior replacement to a 50-Watt halogen bulb, this MR16 offers a similar color temperature, brightness, and color rendering quality while operating on a small fraction of the energy. High CRI and halogen colored light complement spaces with earthy and red tones Small size and GU5.3 base make it compatible with various display fixtures Brightness can be reduced with a dimmer, allowing for modifications Output of 425 Lumens is evenly diffused in a narrow flood beam Long lifespan keeps replacement time and costs low Color Corrected - CRI 90 - 425 Lumens - 3000 Kelvin - 20 Deg. Narrow Flood - 12 Volt - GU5.3 Base - TCP LED712VMR16930KNFL LED MR16 - 7 Watt - 50 Watt Equal - Halogen Match | 3000 |  | 425 | 60.7143 |  | 7 | 48 | 696 | 14.5 | 17.0381 | 2020Q3 | https://www.1000bulbs.com/product/216652/TCP-10473.html | 1000bulbs.com | 2020 | Yes
LED Lighting | Reflector | TCP | True | Daylighting/Photocell, |  | MR16 | GU5.3 | Description Make art, objects, and furniture appear like they do under natural daylight with the high CRI of this TCP MR16 LED bulb. While incandescent lighting creates UV and IR radiation that fades and damages objects, this MR16 bulb maintains the color temperature, brightness, or color rendering quality of traditional halogen lighting in an environmentally friendly way. Light is spread evenly in a 40 degree beam that can be used as general or accent lighting Cool white light with superior rendering making reds appear vivid and skin tones natural GU5.3 base and small size make it an excellent choice for display cases and fixtures Can be paired with a dimmer to allow for brightness adjustment Color Corrected - CRI 90 - 425 Lumens - 4100 Kelvin - 40 Deg. Flood - 12 Volt - GU5.3 Base - TCP LED712VMR16941KFL LED MR16 - 6.5 Watt - 50 Watt Equal - Cool White | 4100 |  | 425 | 85 |  | 5 | 48 | 696 | 14.5 | 17.0381 | 2020Q3 | https://www.1000bulbs.com/product/216655/TCP-10475.html | 1000bulbs.com | 2020 | Yes
LED Lighting | Reflector | PLT | True |  |  | BR40 | Medium (E26) | Description Install these LED BR40 bulbs for a highly efficient alternative to incandescent lighting that won't yellow or fade over time. Ideal option for larger 6-inch recessed cans and track fixtures Instant-on without warm-up time or flickering Pack of 6 can retrofit whole rooms 1050 Lumens - 2700 Kelvin - 6 Pack - PLT-11029-6PK LED BR40 - 12 Watt - 80 Watt Equal - Incandescent Match | 2700 |  | 1050 | 87.5 |  | 12 | 2 | 7.34 | 3.67 | 4.3124 | 2020Q3 | https://www.1000bulbs.com/product/216728/PLT-11029-6PK.html | 1000bulbs.com | 2020 | Yes
LED Lighting | A-Type | Brand Generic | True |  | General Purpose Replacement | A19 | E26 (Medium) | Damp Location Rated CAC LED 8.8W A19 60W Equivalent, 25,000 Hour 5000k 4-pack 8.8 Watts 120 Volts E26 Base 5000 Kelvin 800 Lumens 90 CRI 25,000 Hour Life Replaces 60W Incandescent Mfg #OM60DM/950CA/4 CAC LED 8.8W A19 60W Equiv, 5000K, 25000 Hr 4-Pack | 5000 | 96 | 800 | 90.9091 | 25000 | 8.8 | 1 | 11.98 | 11.98 | 14.077 | 2020Q2 | https://hdsupplysolutions.com/p/led-00-75-10-35/cac-led-88w-a19-60w-equiv-5000k-25000-hr-4-pack-p132846 | HD Supply | 2020 | Yes
LED Lighting | Downlight | PLT | True |  |  |  | Medium (E26) | Description This LED downlight features a high CRI that accentuates the natural colors in objects and your surroundings. Torsion clips and standard household base adapter Frosted polycarbonate lens IC Rated 900 Lumens - 2700 Kelvin - 90 CRI - Stepped Baffle Trim - 120V - PLT-11656 5-6 in. LED Downlight - 10 Watt - 75 Watt Equal - Incandescent Match | 2700 | 90 | 900 | 90 |  | 10 | 8 | 59.04 | 7.38 | 8.6718 | 2020Q3 | https://www.1000bulbs.com/product/216833/PLT-11656.html | 1000bulbs.com | 2020 | Yes
LED Lighting | Downlight | PLT | True |  |  |  | Medium (E26) | Description The high color rendering index of this LED downlight enhances vibrant colors more than traditional LEDs. Frosted polycarbonate lens reduces glare Smooth uniform dimming IC rated 900 Lumens - 3000 Kelvin - 90 CRI - Stepped Baffle Trim - 120V - PLT-11657 5-6 in. LED Downlight - 10 Watt - 75 Watt Equal - Halogen Match | 3000 | 90 | 900 | 90 |  | 10 | 8 | 59.04 | 7.38 | 8.6718 | 2020Q3 | https://www.1000bulbs.com/product/216835/PLT-11657.html | 1000bulbs.com | 2020 | Yes
LED Lighting | Downlight | PLT | True |  |  |  | Medium (E26) | Description Enhance the natural colors of objects and spaces for commercial and residential applications with this LED downlight fixture featuring a high color rendering index of 90. Frosted lens reduces glare Dimmable IC rated 900 Lumens - 4000 Kelvin - 90 CRI - Stepped Baffle Trim - 120V - PLT-11658 5-6 in. LED Downlight - 10 Watt - 75 Watt Equal - Cool White | 4000 | 90 | 900 | 90 |  | 10 | 8 | 59.04 | 7.38 | 8.6718 | 2020Q3 | https://www.1000bulbs.com/product/216837/PLT-11658.html | 1000bulbs.com | 2020 | Yes
LED Lighting | Downlight | PLT | True | Daylighting/Photocell, |  |  | Medium (E26) | Description Combined with a high CRI 90 and a daylight white color temperature, this LED downlight produces the most natural light possible, rendering brighter more accurate whites and vibrant colors. Frosted polycarbonate lens reduces glare Dimmable IC rated 900 Lumens - 5000 Kelvin - 90 CRI - Stepped Baffle Trim - 120V - PLT-11659 5-6 in. LED Downlight - 10 Watt - 75 Watt Equal - Daylight White | 5000 | 90 | 900 | 90 |  | 10 | 8 | 59.04 | 7.38 | 8.6718 | 2020Q3 | https://www.1000bulbs.com/product/216840/PLT-11659.html | 1000bulbs.com | 2020 | Yes
LED Lighting | Downlight | PLT | True |  |  |  | Medium (E26) | Description Present your family and friends with a cozy atmosphere while bringing out the natural colors of objects and spaces using this high CRI LED downlight. Frosted lens reduces glare Smooth dimming IC rated 1260 Lumens - 2700 Kelvin - 90 CRI - Stepped Baffle Trim - 120V - PLT-11660 5-6 in. LED Downlight - 14 Watt - 85 Watt Equal - Incandescent Match | 2700 | 90 | 1260 | 90 |  | 14 | 8 | 66.24 | 8.28 | 9.7293 | 2020Q3 | https://www.1000bulbs.com/product/216841/PLT-11660.html | 1000bulbs.com | 2020 | Yes
LED Lighting | Downlight | PLT | True |  |  |  | Medium (E26) | Description This LED downlight retrofit kit includes a medium base adapter for easy installation in 5 to 6-inch housings. Color rendering index of 90 Dimmable IC rated 1260 Lumens - 3000 Kelvin - 90 CRI - Stepped Baffle Trim - 120V - PLT-11661 5-6 in. LED Downlight - 14 Watt - 85 Watt Equal - Halogen Match | 3000 | 90 | 1260 | 90 |  | 14 | 8 | 66.24 | 8.28 | 9.7293 | 2020Q3 | https://www.1000bulbs.com/product/216842/PLT-11661.html | 1000bulbs.com | 2020 | Yes
LED Lighting | Downlight | PLT | True |  |  |  | Medium (E26) | Description Enhance your lighting setup with the efficiency and high CRI of this LED downlight to enhance the colors of objects and areas. Frosted lens reduces glare 4000 Kelvin cool white Dimmable 1260 Lumens - 4000 Kelvin - 90 CRI - Stepped Baffle Trim - 120V - PLT-11662 5-6 in. LED Downlight - 14 Watt - 90 Watt Equal - Cool White | 4000 | 90 | 1260 | 90 |  | 14 | 8 | 66.24 | 8.28 | 9.7293 | 2020Q3 | https://www.1000bulbs.com/product/216845/PLT-11662.html | 1000bulbs.com | 2020 | Yes
LED Lighting | Downlight | PLT | True | Daylighting/Photocell, |  |  | Medium (E26) | Description Switch your incandescent fixture to this high CRI LED retrofit downlight to enhance the colors of objects and spaces while providing years of maintenance-free lighting. Standard household base adapter and torsion springs Frosted lens reduces glare Dimmable 1260 Lumens - 5000 Kelvin - 90 CRI - Stepped Baffle Trim - 120V - PLT-11663 5-6 in. LED Downlight - 14 Watt - 85 Watt Equal - Daylight White | 5000 | 90 | 1260 | 90 |  | 14 | 8 | 66.24 | 8.28 | 9.7293 | 2020Q3 | https://www.1000bulbs.com/product/216847/PLT-11663.html | 1000bulbs.com | 2020 | Yes
LED Lighting | A-Type | Brand Generic | True |  | General Purpose Replacement | A19 | GU24 | Damp Location Rated Feit 8 Watt A19 60 Watt Equivalent GU24 Base 120 Volt 3000 Kelvin 450 Lumens 80 CRI 10950 Hour Rated Average Life Non-Dimmable Replaces 60 Watt Incandescent Bulb Mfg #BPOM60DM/930CA/GU24 CAC LED 8.8W A19 GU24 60W Equiv, 3000K, 25000 Hr | 3000 | 92 | 800 | 90.9091 | 25000 | 8.8 | 1 | 9.99 | 9.99 | 11.7386 | 2020Q2 | https://hdsupplysolutions.com/p/led-00-75-10-35/cac-led-88w-a19-gu24-60w-equiv-3000k-25000-hr-p135707 | HD Supply | 2020 | Yes
LED Lighting | Decorative | TCP | True |  |  | B11 | Candelabra (E12) | Description Created to mimic the classic look of a 19th-century bulb, this LED bulb displays vertical filaments that operate with the high functionality of LED technology. For chandelier, sconce, and other decorative fixtures Color and tinted recreate a candlelight glow Low heat for use with delicate objects 225 Lumens - 2200 Kelvin - Candle Glow - Amber Tint - Candelabra Base - 120 Volt - TCP FB11D2522KE12G LED Chandelier Bulb - 3 Watt - 25 Watt Equal | 2200 |  | 225 | 75 |  | 3 | 12 | 38.04 | 3.17 | 3.7249 | 2020Q3 | https://www.1000bulbs.com/product/216997/TCP-10497.html | 1000bulbs.com | 2020 | Yes
LED Lighting | Decorative | TCP | True |  |  | B11 | Candelabra (E12) | Description Designed to create a welcoming atmosphere, this LED vintage bulb has a soft output measured at 250 Lumens in a soft white color that shines through a tinted glass to create lighting reminiscent of candlelight. LED filaments are more noticeable than incandescents Excellent for fixtures that need multiple bulbs Provides a subtle glow 250 Lumens - 2700 Kelvin - Incandescent Match - Amber Tint - Candelabra Base - 120 Volt - TCP FB11D2527KE12G LED Chandelier Bulb - 3 Watt - 25 Watt Equal | 2700 |  | 250 | 83.3333 |  | 3 | 12 | 38.04 | 3.17 | 3.7249 | 2020Q3 | https://www.1000bulbs.com/product/217000/TCP-10499.html | 1000bulbs.com | 2020 | Yes
LED Lighting | Decorative | TCP | True |  |  | B11 | Medium (E26) | Description This LED decorative lamp provides a combination of form and function that lowers electricity costs while promoting a relaxing ambiance. Color is similar to a candlelight glow Dimmable down from 100 to 5% Substantial lifespan 225 Lumens - 2200 Kelvin - Candle Glow - Frosted - Medium Base - 120 Volt - TCP FB11D2522KW LED Chandelier Bulb - 3 Watt - 25 Watt Equal | 2200 |  | 225 | 75 |  | 3 | 12 | 38.04 | 3.17 | 3.7249 | 2020Q3 | https://www.1000bulbs.com/product/217044/TCP-10507.html | 1000bulbs.com | 2020 | Yes
LED Lighting | Decorative | TCP | True |  |  | B11 | Medium (E26) | Description Featuring a frosted finish and straight tip, this decorative LED bulb emits a soft white color that promotes an inviting ambiance suited for hosting and entertaining guests. Uses 88% less energy than incandescents Less maintenance and relamping Dimmable 250 Lumens - 2700 Kelvin - Incandescent Match - Frosted - Medium Base - 120 Volt - TCP FB11D2527EW LED Chandelier Bulb - 3 Watt - 25 Watt Equal | 2700 |  | 250 | 83.3333 |  | 3 | 12 | 38.04 | 3.17 | 3.7249 | 2020Q3 | https://www.1000bulbs.com/product/217048/TCP-10509.html | 1000bulbs.com | 2020 | Yes
LED Lighting | Decorative | TCP | True |  |  | B11 | Candelabra (E12) | Description Produce vintage, incandescent-style illumination with this chandelier bulb that features the modern energy efficiency of LED technology. Uses 90% less power than incandescents Long lifespan reduces maintenance costs Color resembles candlelight 500 Lumens - 2200 Kelvin - Candle Glow - Clear - Candelabra Base - 120 Volt - TCP FB11D6022EE12CS LED Chandelier Bulb - 5 Watt - 60 Watt Equal | 2200 |  | 500 | 100 |  | 5 | 12 | 38.76 | 3.23 | 3.7954 | 2020Q3 | https://www.1000bulbs.com/product/217078/TCP-10533.html | 1000bulbs.com | 2020 | Yes
LED Lighting | Decorative | TCP | True |  |  | B11 | Medium (E26) | Description Decorate your room with the soft white light of this LED chandelier bulb and create an inviting atmosphere that is perfect for relaxation. Very little heat, safe for sensitive displays Frosted for a gentle, uniform glow Reduces the stress of relamping 500 Lumens - 2700 Kelvin - Incandescent Match - Frosted - Medium Base - 120 Volt - TCP FB11D6027EW LED Chandelier Bulb - 5 Watt - 60 Watt Equal | 2700 |  | 500 | 100 |  | 5 | 12 | 52.44 | 4.37 | 5.1349 | 2020Q3 | https://www.1000bulbs.com/product/217103/TCP-10517.html | 1000bulbs.com | 2020 | Yes
LED Lighting | Decorative | TCP | True | Daylighting/Photocell, |  | B11 | Candelabra (E12) | Description A model of vintage class, this LED chandelier bulb uses the daylight white light emitted from its gorgeously displayed vertical filaments to complement vibrant, high-end color schemes. Ideal for chandeliers and decorative sconces Saves 92% on energy costs Output can be dimmed 500 Lumens - 5000 Kelvin - Daylight White - Clear - Candelabra Base - 120 Volt - TCP FB11D6050EE12CS LED Chandelier Bulb - 5 Watt - 60 Watt Equal | 5000 |  | 500 | 100 |  | 5 | 12 | 38.76 | 3.23 | 3.7954 | 2020Q3 | https://www.1000bulbs.com/product/217148/TCP-10537.html | 1000bulbs.com | 2020 | Yes
LED Lighting | Decorative | TCP | True |  |  | G16 | Candelabra (E12) | Description Capture the decorative allure of 19th-century lighting while still enjoying the efficient energy-saving benefits of modern LED technology with this LED globe bulb. Color creates a homey and nostalgic feel Showcases two vertical LED filaments Long lifespan ensures lasting use Saves up to 88% in energy costs Small, 2-inch diameter 225 Lumens - 2200 Kelvin - Color Matched For Incandescent Replacement - Candelabra Base - 120 Volt - TCP FG16D2522KE12C 2 in. Dia. - LED Globe - 3 Watt - 25 Watt Equal | 2200 |  | 225 | 75 |  | 3 | 12 | 47.4 | 3.95 | 4.6414 | 2020Q3 | https://www.1000bulbs.com/product/217169/TCP-10538.html | 1000bulbs.com | 2020 | Yes
LED Lighting | Decorative | TCP | True |  |  | G16 | Candelabra (E12) | Description Casting a soft white light, this beautiful LED G16 bulb creates a relaxing effect and pairs perfectly with hanging pendants and string lights. Mimics the look of 19th-century lighting Long lifespan outlasts incandescents Cuts energy usage by up to 88% Replaces 25-Watt incandescents Dimmable 250 Lumens - 2700 Kelvin - Incandescent Match - Candelabra Base - 120 Volt - TCP FG16D2527EE12C 2 in. Dia. - LED Globe - 3 Watt - 25 Watt Equal | 2700 |  | 250 | 83.3333 |  | 3 | 12 | 47.4 | 3.95 | 4.6414 | 2020Q3 | https://www.1000bulbs.com/product/217171/TCP-10539.html | 1000bulbs.com | 2020 | Yes
LED Lighting | Decorative | TCP | True |  |  | G16 | Candelabra (E12) | Description Switch to this refined LED G16 bulb and maintain the classic, vintage design of incandescent globes while drastically cutting energy costs by up to 88 percent. Reduces the need for replacements Emits a gentle 250 Lumens Long-lasting LED filaments Neutral halogen color 250 Lumens - 3000 Kelvin - Halogen Match - Candelabra Base - 120 Volt - TCP FG16D2530EE12C 2 in. Dia. - LED Globe - 3 Watt - 25 Watt Equal | 3000 |  | 250 | 83.3333 |  | 3 | 12 | 47.4 | 3.95 | 4.6414 | 2020Q3 | https://www.1000bulbs.com/product/217172/TCP-10540.html | 1000bulbs.com | 2020 | Yes
LED Lighting | Decorative | TCP | True |  |  | G16 | Candelabra (E12) | Description Adorn your decorative fixtures with the beautiful design of this LED globe bulb while illuminating a clear, cool white light. Ideal for fixtures that leave the bulb exposed Fantastic for affordable, high-quality lighting Drastically outlast incandescents 250 Lumens - 4000 Kelvin - Cool White - Candelabra Base - 120 Volt - TCP FG16D2540EE12C 2 in. Dia. - LED Globe - 3 Watt - 25 Watt Equal | 4000 |  | 250 | 83.3333 |  | 3 | 12 | 34.2 | 2.85 | 3.3489 | 2020Q3 | https://www.1000bulbs.com/product/217173/TCP-10541.html | 1000bulbs.com | 2020 | Yes
LED Lighting | Decorative | TCP | True | Daylighting/Photocell, |  | G16 | Candelabra (E12) | Description Keep the stunning, vintage aesthetic that incandescent filament bulbs deliver while saving on energy costs with this LED globe bulb. Excellent for antique, decorative fixtures Reduces the need for bulb replacements Long lifespan reduces maintenance 250 Lumens - 5000 Kelvin - Daylight White - Candelabra Base - 120 Volt - TCP FG16D2550EE12C 2 in. Dia. - LED Globe - 3 Watt - 25 Watt Equal | 5000 |  | 250 | 83.3333 |  | 3 | 12 | 47.4 | 3.95 | 4.6414 | 2020Q3 | https://www.1000bulbs.com/product/217174/TCP-10542.html | 1000bulbs.com | 2020 | Yes
LED Lighting | Decorative | TCP | True |  |  | G16 | Candelabra (E12) | Description Emitting a very warm white color, this LED globe bulb imitates the glow of candlelight to create a relaxing and nostalgic ambiance in any room. Great for a decorative lighting Up to 90% in energy savings Dimmer capabilities 325 Lumens - 2200 Kelvin - Color Matched For Incandescent Replacement - Candelabra Base - 120 Volt - TCP FG16D4022KE12C 2 in. Dia. - LED Globe - 4 Watt - 40 Watt Equal | 2200 |  | 325 | 81.25 |  | 4 | 12 | 54.6 | 4.55 | 5.3464 | 2020Q3 | https://www.1000bulbs.com/product/217175/TCP-10543.html | 1000bulbs.com | 2020 | Yes
LED Lighting | Decorative | TCP | True |  |  | G16 | Candelabra (E12) | Description Transform your decorative lighting into an elegant reminder of the 19th-century by installing this LED G16 bulb into a pendant or chandelier. Lifespan surpasses that of incandescents Saves up to 90% in energy costs Color enriches warm hues 350 Lumens - 2700 Kelvin - Incandescent Match - Candelabra Base - 120 Volt - TCP FG16D4027EE12C 2 in. Dia. - LED Globe - 4 Watt - 40 Watt Equal | 2700 |  | 350 | 87.5 |  | 4 | 12 | 54.6 | 4.55 | 5.3464 | 2020Q3 | https://www.1000bulbs.com/product/217176/TCP-10544.html | 1000bulbs.com | 2020 | Yes
LED Lighting |  | Euri Lighting | True |  |  | MR16 | GU10 | Description Add sophistication to lighting displays with this Euri Lighting EP-MR16GU10-7W flood light. GU10 base for easy installation in track lighting, recessed lighting, and range hoods Ideal for hard to reach fixtures due to bulb's impressive life-hours Smooth dimming sets any mood 500 Lumens - 4000 Kelvin - 40 Deg. Flood - 120 Volt - GU10 Base - Euri Lighting EP-MR16GU10-7W LED MR16 - 7 Watt - 50 Watt Equal - Cool White - 10 Pack | 4000 |  | 500 | 71.4286 |  | 7 | 10 | 25.5 | 2.55 | 2.9963 | 2020Q3 | https://www.1000bulbs.com/product/217245/IRT-10245.html | 1000bulbs.com | 2020 | Yes
LED Lighting | A-Type | Feit | True |  | General Purpose Replacement | A19 | E26 (Medium) | Damp Location Rated Home / Light Bulbs / LED / LED A-Line / Feit - A1960/927CA/FIL/4 4 Pack / Priced per Lamp; Damp Location Rated; Energy Star Approved 8.8W A19 LED Lamp - Universal - 800 Lumens - Warm White (2700K) - 90 CRI - 15000 hrs. - E26 (Medium) - 120 to 130V - Clear Feit - A1960/927CA/FIL/4 | 2700 | 92 | 800 | 90.9091 | 15000 | 8.8 | 1 | 16.84 | 16.84 | 19.7877 | 2020Q2 | https://shop.regencylighting.com/lamps/led/a-line/a1960-927ca-fil-4-fet.html | Regency Lighting | 2020 | Yes
LED Lighting | A-Type | Feit | True |  | General Purpose Replacement | A19 | E26 (Medium) | Damp Location Rated Home / Light Bulbs / LED / Feit - A1960/927CA/FIL/4 4 Pack / Priced per Lamp; Damp Location Rated; Energy Star Approved 8.8W A19 LED Lamp - Universal - 800 Lumens - Warm White (2700K) - 90 CRI - 15000 hrs. - E26 (Medium) - 120 to 130V - Clear Feit - A1960/927CA/FIL/4 | 2700 | 92 | 800 | 90.9091 | 15000 | 8.8 | 1 | 16.84 | 16.84 | 19.7877 | 2020Q2 | https://shop.regencylighting.com/lamps/led/a1960-927ca-fil-4-fet.html | Regency Lighting | 2020 | Yes
LED Lighting | Reflector | PLT | True |  |  | BR20 | Medium (E26) | Description Ideal for use in recessed fixtures, these LED BR20 bulbs have a wide, 110-degree beam angle suited for general lighting applications. 25,000-hour lifespan far outlasts incandescents Instant-on illumination Dimmable 550 Lumens - 3000 Kelvin - 6 Pack - PLT-11031-6PK LED BR20 - 7 Watt - 50 Watt Equal - Halogen Match | 3000 |  | 550 | 78.5714 |  | 7 | 4 | 7.84 | 1.96 | 2.3031 | 2020Q3 | https://www.1000bulbs.com/product/217381/PLT-11031-6PK.html | 1000bulbs.com | 2020 | Yes
LED Lighting | Reflector | PLT | True |  |  | PAR20 | Medium (E26) | Description These LED PAR20 lamps greatly reduce the frequency of replacing bulbs, saving time and money. Ideal for hard to reach fixtures Dimmable for ambient lighting Flicker free 500 Lumens - 2700 Kelvin - 40 Deg. Flood - 120 Volt - 6 Pack - PLT-11038-6PK LED PAR20 - 7 Watt - 50 Watt Equal | 2700 |  | 500 | 71.4286 |  | 7 | 4 | 10.68 | 2.67 | 3.1374 | 2020Q3 | https://www.1000bulbs.com/product/217402/PLT-11038-6PK.html | 1000bulbs.com | 2020 | Yes
LED Lighting | Reflector | PLT | True |  |  | PAR30 | Medium (E26) | Description These dimmable LED PAR30 bulbs fit into shallow recessed fixtures providing a 3000 Kelvin color. Pack replaces multiple halogen bulbs Free from yellowing Instantly turns on No flickering 850 Lumens - 3000 Kelvin - 40 Deg. Flood - 120 Volt - 6 Pack - PLT-11239-6PK LED PAR30 Short Neck - 11 Watt - 75 Watt Equal | 3000 |  | 850 | 77.2727 |  | 11 | 2 | 7.22 | 3.61 | 4.2419 | 2020Q3 | https://www.1000bulbs.com/product/217403/PLT-11239-6PK.html | 1000bulbs.com | 2020 | Yes
LED Lighting | Reflector | PLT |  |  |  | PAR38 | Medium (E26) | Description Provide vibrant color representation with these PLT-11040-6PK LED PAR38 that feature a high CRI of 90. Replace multiple lamps for color coordinated energy efficient lighting Offers up to 83% in energy savings over incandescent bulbs Excellent for display purposes, merchandise, or decor Instant-on light with no delay Color Corrected - 1050 Lumens - 2700 Kelvin - 40 Deg. Flood - 120 Volt - 6 Pack - PLT-11040-6PK LED PAR38 - 15 Watt - 100 Watt Equal | 2700 |  | 1050 | 70 |  | 15 | 2 | 12.62 | 6.31 | 7.4145 | 2020Q3 | https://www.1000bulbs.com/product/217404/PLT-11040-6PK.html | 1000bulbs.com | 2020 | Yes
LED Lighting | Decorative | PLT | True |  |  | B11 | Candelabra (E12) | Description Choose these PLT-11048-10PK LED chandelier bulbs that are color matched for incandescent light to create a comfortable inviting atmosphere. Incredible energy savings of up to 85 percent compared to incandescent lamps Replace multiple incandescent bulbs at once for color coordinated efficiency High color rendering index of 90 for vivid, natural color representation Use with a dimmer switch for tasteful ambiance 500 Lumens - 2700 Kelvin - Candelabra Base - 120 Volt - 10 Pack - PLT-11048-10PK LED Chandelier Bulb - 7.5 Watt - 60 Watt Equal - Incandescent Match | 2700 |  | 500 | 100 |  | 5 | 5 | 19.95 | 3.99 | 4.6884 | 2020Q3 | https://www.1000bulbs.com/product/217407/PLT-11048-10PK.html | 1000bulbs.com | 2020 | Yes
LED Lighting | Downlight | TCP | True |  |  |  |  | Description Install this LED downlight fixture into your ceilings to produce a cool white color and a bright lumen output for superb illumination in residential and commercial applications. Equivalent brightness to 75-Watt incandescents Easy wiring to existing j-box Frosted lens reduces glare 1100 Lumens - 4100 Kelvin - 120 Volt - TCP SDL61D41K LED Downlight - 14 Watt - 75 Watt Equal - Cool White | 4100 |  | 1100 | 78.5714 |  | 14 | 1 | 10.62 | 10.62 | 12.4789 | 2020Q3 | https://www.1000bulbs.com/product/217452/TCP-10613.html | 1000bulbs.com | 2020 | Yes
LED Lighting | Downlight | PLT | True |  |  |  |  | Description Provide the same brightness as a 100-Watt incandescent at a drastically lower energy cost with this LED downlight. Mounts onto a j-box or a recessed can with an adapter Excellent color rendering 1050 Lumens - 3000 Kelvin - 90 CRI - PLT-11684 LED Downlight - Surface Mount - 15 Watt - 100 Watt Equal - Halogen Match | 3000 | 90 | 1050 | 70 |  | 15 | 48 | 369.12 | 7.69 | 9.036 | 2020Q3 | https://www.1000bulbs.com/product/217506/PLT-11684.html | 1000bulbs.com | 2020 | Yes
LED Lighting | Downlight | PLT | True |  |  |  |  | Description This LED downlight requires 85 percent less energy than 100-Watt incandescent can lights. Great for high ceilings High CRI of 90 1050 Lumens - 4000 Kelvin - 90 CRI - PLT-11685 LED Downlight - Surface Mount - 15 Watt - 100 Watt Equal - Cool White | 4000 | 90 | 1050 | 70 |  | 15 | 48 | 369.12 | 7.69 | 9.036 | 2020Q3 | https://www.1000bulbs.com/product/217507/PLT-11685.html | 1000bulbs.com | 2020 | Yes
LED Lighting | Downlight | PLT | True | Daylighting/Photocell, |  |  |  | Description This LED downlight mimics the color rendering of sunlight that makes objects and surroundings stand out in vibrant and more natural appearing hues. Saves up to 85 percent in energy costs High CRI of 90 1050 Lumens - 5000 Kelvin - 90 CRI - PLT-11686 LED Downlight - Surface Mount - 15 Watt - 100 Watt Equal - Daylight White | 5000 | 90 | 1050 | 70 |  | 15 | 48 | 369.12 | 7.69 | 9.036 | 2020Q3 | https://www.1000bulbs.com/product/217510/PLT-11686.html | 1000bulbs.com | 2020 | Yes
LED Lighting | Reflector | TCP | True |  |  | MR16 | GU5.3 | Description This TCP Allusion LED MR16 provides more reliable, general illumination capable of dimming to a traditional incandescent glow in track or display lighting. Offers flicker free, silent dimming with compatible dimmer switches Uses 85% less energy than traditional equivalents Generates little heat for easier replacement Warm dims from 3000 - 1800 Kelvin 20 Deg. narrow flood 7 Watt - 350 Lumens - 50 Watt Equal - 20 Deg. Narrow Flood - GU5.3 Base - TCP L712VMR16DNFLA LED MR16 - Smooth Dims from Halogen to Candlelight Colors | 1800 |  | 350 | 50 |  | 7 | 48 | 530.88 | 11.06 | 12.9959 | 2020Q3 | https://www.1000bulbs.com/product/217518/TCP-10595.html | 1000bulbs.com | 2020 | Yes
LED Lighting | Reflector | TCP | True |  |  | PAR20 | Medium (E26) | Description Create a soft and comfortable ambiance by using the warm dimming feature of this LED PAR20 bulb to change from a halogen to a very warm white color. Longer-lasting alternative to halogen Warm dims from 3000 - 2000 Kelvin No buzzing, flickering, or glare Offers 85% in energy savings Excellent for small fixtures 7 Watt - 50 Watt Equal - 525 Lumens - 25 Deg. Narrow Flood - 120 Volt - TCP L7P20DNFLA LED PAR20 - Smooth Dims from Halogen to Candlelight Colors | 2000 |  | 525 | 75 |  | 7 | 12 | 84.84 | 7.07 | 8.3075 | 2020Q3 | https://www.1000bulbs.com/product/217523/TCP-10596.html | 1000bulbs.com | 2020 | Yes
LED Lighting | Reflector | TCP | True |  |  | PAR20 | Medium (E26) | Description Create a soft and comfortable ambiance by using the warm dimming feature of this LED PAR20 bulb to change from a halogen to a very warm white color. Longer-lasting alternative to halogen Warm dims from 3000 - 2000 Kelvin No discoloration, flickering, or glare 40 deg. flood beam angle 87% in energy savings 6.5 Watt - 50 Watt Equal - 525 Lumens - 40 Deg. Flood - 120 Volt - TCP L7P20DFLA LED PAR20 - Smooth Dims from Halogen to Candlelight Colors | 2000 |  | 525 | 105 |  | 5 | 12 | 84.84 | 7.07 | 8.3075 | 2020Q3 | https://www.1000bulbs.com/product/217524/TCP-10597.html | 1000bulbs.com | 2020 | Yes
LED Lighting | Decorative | PLT | False |  |  | T4.5 | G9 Looped | Description Maintain the color and brightness of a 20-Watt halogen bulb with the long lasting benefits of LED technology by investing in the PLT-11696 LED mini indicator bulb. Excellent for utility lighting in under cabinet fixtures to decorative lighting in chandeliers Safe to use in compact spaces with little to no heat generation Uses 90% less energy than halogen alternatives 2 Watt - 190 Lumens - 120 Volt - PLT-11696 G9 LED Bulb - 20 Watt Equal - 3000 Kelvin - Halogen Match | 3000 |  | 190 | 95 |  | 2 | 20 | 31.4 | 1.57 | 1.8448 | 2020Q3 | https://www.1000bulbs.com/product/217560/PLT-11696.html | 1000bulbs.com | 2020 | Yes
LED Lighting | A-Type | Philips Lighting | True |  | A19 (Arbitrary) |  | E26 (Medium Screw) | HomeLamps, Bulbs, BallastsBulbs - LEDLED - TraditionalLamps - A-Type Dimmable LED Lamp with warm glow effect, 8.8W, 120V, Bulb: A-Type (A19), Base: Medium Screw (E26), Lumens: 800 (60W Equivalent), CRI: 90, Color Temperature: 2700-2200K. 15,000 Hrs. Average Life Rating, *Philips Part # 47944-4* 12NC: 929001940904. 8.8A19/PER/927-22/P/E26/WG 6/1FB T20. Title 20 Qualified. Suitable for use in enclosed fixtures. Formally known as: 9.5A19/PER/827-22/P/E26/WG. Philips Lighting 8.8A19/PER/927-22/P/E26/WG Dimmable T20 LED Lamp, A19, 8.8W, 120V | 2200 | 90 | 800 | 90.9091 |  | 8.8 | 1 | 5.36 | 5.36 | 6.2982 | 2020Q2 | https://www.platt.com/platt-electric-supply/LED-Traditional-Lamps-A-Type/Philips-Lighting/8-8A19-PER-927-22-P-E26-WG/product.aspx?zpid=1153069 | Platt | 2020 | Yes
LED Lighting | A-Type | Philips Lighting | True |  | A19 (Arbitrary) |  | E26 (Medium Screw) | HomeLamps, Bulbs, BallastsBulbs - LEDLED - TraditionalLamps - A-Type Dimmable LED Lamp, 9W, 120V, Bulb: A-Type (A19), Base: Medium Screw (E26), Lumens: 800, CRI: 90, Color Temperature: 3000K. Rated Average Life: 25,000 Hrs. *Philips Part # 550442, 12NC 929002036204* 60W Equivalent. Suitable for Use in Enclosed Fixtures Philips Lighting 8.8A19/PER/930/P/E26/DIM 6/1FB T20 9W A19 Dimmable LED Bulb 3K | 3000 | 90 | 800 | 90.9091 |  | 8.8 | 1 | 3.8 | 3.8 | 4.4651 | 2020Q2 | https://www.platt.com/platt-electric-supply/LED-Traditional-Lamps-A-Type/Philips-Lighting/8-8A19-PER-930-P-E26-DIM-6-1FB-T20/product.aspx?zpid=1532627 | Platt | 2020 | Yes
LED Lighting | Reflector | Green Creative | True |  |  | PAR20 | Medium (E26) | Description Bring attention to a display with the high CRI of this LED PAR20 bulb. Highlights the natural and true colors of objects Soft warm light matches incandescents Longer-lasting than halogen bulbs Color Corrected - 560 Lumens - 2700 Kelvin - 25 Deg. Narrow Flood - 120 Volt - Green Creative 34891 LED PAR20 - 6.5 Watt - 50 Watt Equal | 2700 |  | 560 | 112 |  | 5 | 6 | 62.4 | 10.4 | 12.2204 | 2020Q3 | https://www.1000bulbs.com/product/217912/GREENCREATIVE-34891.html | 1000bulbs.com | 2020 | Yes
LED Lighting | Reflector | Green Creative | True |  |  | PAR20 | Medium (E26) | Description From general to accent lighting, this LED PAR20 bulb is the energy efficient floodlight you need for your room. 87% energy savings over halogen lamps Used in recessed and track lights Renders rich and natural colors Color Corrected - 560 Lumens - 2700 Kelvin - 40 Deg. Flood - 120 Volt - Green Creative 34892 LED PAR20 - 6.5 Watt - 50 Watt Equal | 2700 |  | 560 | 112 |  | 5 | 6 | 62.4 | 10.4 | 12.2204 | 2020Q3 | https://www.1000bulbs.com/product/217966/GREENCREATIVE-34892.html | 1000bulbs.com | 2020 | Yes
LED Lighting | Reflector | Green Creative | True |  |  | PAR20 | Medium (E26) | Description Make a seamless transition to LED by replacing a halogen with this LED PAR20 bulb and maintain the same color at a lower cost. Beam is excellent for directional fixtures Great for sensitive displays High CRI Color Corrected - 580 Lumens - 3000 Kelvin - 25 Deg. Narrow Flood - 120 Volt - Green Creative 34894 LED PAR20 - 6.5 Watt - 50 Watt Equal | 3000 |  | 580 | 116 |  | 5 | 6 | 62.4 | 10.4 | 12.2204 | 2020Q3 | https://www.1000bulbs.com/product/217967/GREENCREATIVE-34894.html | 1000bulbs.com | 2020 | Yes
LED Lighting | Reflector | Green Creative | True |  |  | PAR20 | Medium (E26) | Description Improve the quality of your light as well as your energy savings with this LED PAR20 bulb. Great for display and general lighting Renders natural and vibrant colors Brightness can be dimmed Color Corrected - 580 Lumens - 3000 Kelvin - 40 Deg. Flood - 120 Volt - Green Creative 34895 LED PAR20 - 6.5 Watt - 50 Watt Equal | 3000 |  | 580 | 116 |  | 5 | 6 | 62.4 | 10.4 | 12.2204 | 2020Q3 | https://www.1000bulbs.com/product/217968/GREENCREATIVE-34895.html | 1000bulbs.com | 2020 | Yes
LED Lighting | Reflector | Green Creative | True |  |  | PAR20 | Medium (E26) | Description Minimize the hassle of replacing bulbs in hard to reach places by using this LED PAR20 bulb. High CRI for detailed and vibrant colors Great fit for small can lights Smooth, even dimming Long lifespan Color Corrected - CRI 95 - 600 Lumens - 4000 Kelvin - 40 Deg. Flood - Green Creative 34896 LED PAR20 - 6.5 Watt - 50 Watt Equal - Cool White | 4000 |  | 600 | 120 |  | 5 | 6 | 62.4 | 10.4 | 12.2204 | 2020Q3 | https://www.1000bulbs.com/product/217969/GREENCREATIVE-34896.html | 1000bulbs.com | 2020 | Yes
LED Lighting |  | Green Creative | True |  |  | PAR20 | Medium (E26) | Description Featuring a black finish, this LED PAR20 bulb will blend in with an existing recessed can or track light fixture while providing premium optics. Excellent for accent or general lighting Highlights rich reds and natural colors Low heat and glare Color Corrected - 580 Lumens - 3000 Kelvin - 40 Deg. Flood - 120 Volt - Green Creative 34897 LED PAR20 - 6.5 Watt - 50 Watt Equal | 3000 |  | 580 | 116 |  | 5 | 6 | 62.4 | 10.4 | 12.2204 | 2020Q3 | https://www.1000bulbs.com/product/217970/GREENCREATIVE-34897.html | 1000bulbs.com | 2020 | Yes
LED Lighting | Reflector | Green Creative | True |  |  | PAR30 Long Neck | Medium (E26) | Description Provide quality lighting at a lower energy cost than halogen bulbs with this LED PAR30 bulb. Makes reds and natural tones appear vibrant Dims smoothly to desired output Saves up to 85% in energy Color Corrected - 950 Lumens - 2700 Kelvin - 25 Deg. Narrow Flood - 120 Volt - Green Creative 34899 LED PAR30 Long Neck - 11 Watt - 75 Watt Equal | 2700 |  | 950 | 86.3636 |  | 11 | 6 | 113.82 | 18.97 | 22.2905 | 2020Q3 | https://www.1000bulbs.com/product/217972/GREENCREATIVE-34899.html | 1000bulbs.com | 2020 | Yes
LED Lighting | Reflector | Green Creative | True |  |  | PAR30 Long Neck | Medium (E26) | Description Maintain the warm color of incandescent lighting with the longevity of LED technology by using this LED PAR30 bulb. Excellent for accent or general lighting Great for deep recessed cans Spectacular color rendition Color Corrected - 950 Lumens - 2700 Kelvin - 40 Deg. Flood - 120 Volt - Green Creative 34900 LED PAR30 Long Neck - 11 Watt - 75 Watt Equal | 2700 |  | 950 | 86.3636 |  | 11 | 6 | 113.82 | 18.97 | 22.2905 | 2020Q3 | https://www.1000bulbs.com/product/217974/GREENCREATIVE-34900.html | 1000bulbs.com | 2020 | Yes
LED Lighting | Reflector | Green Creative | True |  |  | PAR30 Long Neck | Medium (E26) | Description Add high-end lighting without the high costs of halogen bulbs by using this LED PAR30 bulb. Close match to traditional halogen color CRI makes colors and details stand out Low heat for use with delicate objects Saves up to 85% in energy Color Corrected - 990 Lumens - 3000 Kelvin - 15 Deg. Spot - 120 Volt - Green Creative 34901 LED PAR30 Long Neck - 11 Watt - 75 Watt Equal | 3000 |  | 990 | 90 |  | 11 | 6 | 113.82 | 18.97 | 22.2905 | 2020Q3 | https://www.1000bulbs.com/product/217976/GREENCREATIVE-34901.html | 1000bulbs.com | 2020 | Yes
LED Lighting | Reflector | Green Creative | True |  |  | PAR30 Long Neck | Medium (E26) | Description Opt for a more efficient alternative with this LED PAR30 and you can use up to six bulbs and still maintain energy costs lower than a single halogen bulb. High CRI enhances vibrant and true colors Seamless color replacement for halogen Long lasting and low maintenance Saves up to 85% energy Color Corrected - 990 Lumens - 3000 Kelvin - 25 Deg. Narrow Flood - 120 Volt - Green Creative 34902 LED PAR30 Long Neck - 11 Watt - 75 Watt Equal | 3000 |  | 990 | 90 |  | 11 | 6 | 113.82 | 18.97 | 22.2905 | 2020Q3 | https://www.1000bulbs.com/product/217977/GREENCREATIVE-34902.html | 1000bulbs.com | 2020 | Yes
LED Lighting | Reflector | Green Creative |  |  |  | PAR30 Long Neck | Medium (E26) | Description Lower maintenance costs and improve color quality in your displays with this Green Creative LED PAR30 bulb. 85% more efficient than halogens Incredible 50,000-hour lifespan Enhances natural tones Color Corrected - 990 Lumens - 3000 Kelvin - 40 Deg. Flood - 120-277 Volt - Green Creative 34914 LED PAR30 Long Neck - 11 Watt - 75 Watt Equal | 3000 |  | 990 | 90 |  | 11 | 6 | 132.66 | 22.11 | 25.9801 | 2020Q3 | https://www.1000bulbs.com/product/218012/GREENCREATIVE-34914.html | 1000bulbs.com | 2020 | Yes
LED Lighting | Reflector | Green Creative | True |  |  | PAR30 | Medium (E26) | Description Replace halogen lamps with this LED PAR30 and see energy savings of up to 85 percent. Low glare for a clean light appearance Long lifespan reduces replacements Exceptional CRI enhances colors Color Corrected - 950 Lumens - 2700 Kelvin - 15 Deg. Spot - 120 Volt - Green Creative 34906 LED PAR30 Short Neck - 11 Watt - 75 Watt Equal | 2700 |  | 950 | 86.3636 |  | 11 | 6 | 116.88 | 19.48 | 22.8898 | 2020Q3 | https://www.1000bulbs.com/product/218014/GREENCREATIVE-34906.html | 1000bulbs.com | 2020 | Yes
LED Lighting | Reflector | Green Creative | True |  |  | PAR30 | Medium (E26) | Description Featuring museum-grade CRI, this LED PAR30 is perfect to highlight the vibrant colors in residential or commercial displays. Low wattage saves 85% in energy costs High R9 rating enriches red tones Long life for less replacements Color Corrected - 950 Lumens - 2700 Kelvin - 25 Deg. Narrow Flood - 120 Volt - Green Creative 34907 LED PAR30 Short Neck - 11 Watt - 75 Watt Equal | 2700 |  | 950 | 86.3636 |  | 11 | 6 | 116.88 | 19.48 | 22.8898 | 2020Q3 | https://www.1000bulbs.com/product/218015/GREENCREATIVE-34907.html | 1000bulbs.com | 2020 | Yes
LED Lighting | Reflector | Green Creative | True |  |  | PAR30 | Medium (E26) | Description This low wattage LED PAR30 drastically cuts energy costs when it replaces less efficient halogens. True chroma technology enriches colors Long lifespan reduces costs Low glare Color Corrected - 950 Lumens - 2700 Kelvin - 40 Deg. Flood - 120 Volt - Green Creative 34908 LED PAR30 Short Neck - 11 Watt - 75 Watt Equal | 2700 |  | 950 | 86.3636 |  | 11 | 6 | 116.88 | 19.48 | 22.8898 | 2020Q3 | https://www.1000bulbs.com/product/218016/GREENCREATIVE-34908.html | 1000bulbs.com | 2020 | Yes
LED Lighting | Reflector | Green Creative | True |  |  | PAR30 | Medium (E26) | Description This LED PAR30 features exceptional CRI and efficiency for accent and track lighting. Long lifespan reduces replacements Refine series optics eliminate glare High R9 renders richer red hues Color Corrected - 990 Lumens - 3000 Kelvin - 15 Deg. Spot - 120 Volt - Green Creative 34909 LED PAR30 Short Neck - 11 Watt - 75 Watt Equal | 3000 |  | 990 | 90 |  | 11 | 6 | 116.88 | 19.48 | 22.8898 | 2020Q3 | https://www.1000bulbs.com/product/218017/GREENCREATIVE-34909.html | 1000bulbs.com | 2020 | Yes
LED Lighting | Reflector | Green Creative | True |  |  | PAR30 | Medium (E26) | Description Utilizing advanced optics for unbeatable CRI, this LED PAR30 is the ideal choice for professional display lighting. Compact design for shallow fixtures Long, low maintenance lifespan 85% less energy than halogens Color Corrected - 990 Lumens - 3000 Kelvin - 25 Deg. Narrow Flood - 120 Volt - Green Creative 34910 LED PAR30 Short Neck - 11 Watt - 75 Watt Equal | 3000 |  | 990 | 90 |  | 11 | 6 | 116.88 | 19.48 | 22.8898 | 2020Q3 | https://www.1000bulbs.com/product/218018/GREENCREATIVE-34910.html | 1000bulbs.com | 2020 | Yes
LED Lighting | Reflector | Green Creative | True |  |  | PAR30 | Medium (E26) | Description Capture the true vibrancy of color in your displays with the professional-grade, high CRI light of this LED PAR30 bulb. Cuts energy costs by up to 85% Flood beam for general lighting Low heat for sensitive displays Color Corrected - 990 Lumens - 3000 Kelvin - 40 Deg. Flood - 120 Volt - Green Creative 34911 LED PAR30 Short Neck - 11 Watt - 75 Watt Equal | 3000 |  | 990 | 90 |  | 11 | 6 | 116.88 | 19.48 | 22.8898 | 2020Q3 | https://www.1000bulbs.com/product/218019/GREENCREATIVE-34911.html | 1000bulbs.com | 2020 | Yes
LED Lighting | Reflector | Green Creative | True |  |  | PAR30 | Medium (E26) | Description Superior to typical LEDs, this LED PAR30 renders colors with richer reds and more natural skin tones. Long life hours for low maintenance Saves up to 85% in energy costs Ideal for shallow recessed cans Color Corrected - 1030 Lumens - 4000 Kelvin - 40 Deg. Flood - 120 Volt - Green Creative 34912 LED PAR30 Short Neck - 11 Watt - 75 Watt Equal | 4000 |  | 1030 | 93.6364 |  | 11 | 6 | 116.88 | 19.48 | 22.8898 | 2020Q3 | https://www.1000bulbs.com/product/218020/GREENCREATIVE-34912.html | 1000bulbs.com | 2020 | Yes
LED Lighting | Reflector | Green Creative | True |  |  | PAR30 | Medium (E26) | Description This LED PAR30 bulb slashes energy costs by up to 85 percent when replacing halogen bulbs. Complements black track lights and recessed cans Vivid colors with a high CRI Low glare for clear lighting Generates 90 LPW Color Corrected - 990 Lumens - 3000 Kelvin - 40 Deg. Flood - 120 Volt - Green Creative 34913 LED PAR30 Short Neck - 11 Watt - 75 Watt Equal | 3000 |  | 990 | 90 |  | 11 | 6 | 116.88 | 19.48 | 22.8898 | 2020Q3 | https://www.1000bulbs.com/product/218021/GREENCREATIVE-34913.html | 1000bulbs.com | 2020 | Yes
LED Lighting | Downlight | Satco | True |  |  |  |  | Description Retrofit inefficient incandescents with this adjustable LED downlight that emits high CRI light for vibrant, natural colors. Gimbal adjusts 30 degrees and rotates 355 degrees Turns on instantly with no delay 4000K cool white light Includes E26 adapter Dimmable Adjustable Gimbal - 800 Lumens - 4000 Kelvin - 90 CRI - Stepped Baffle Trim - 120 Volt - Satco S39474 5-6 in. LED Downlight - 9 Watt - 60 Watt Equal - Cool White | 4000 | 90 | 800 | 88.8889 |  | 9 | 8 | 154.48 | 19.31 | 22.69 | 2020Q3 | https://www.1000bulbs.com/product/218109/SATCO-S39474.html | 1000bulbs.com | 2020 | Yes
LED Lighting | Downlight | TCP | True | Daylighting/Photocell, |  |  |  | Description This 8 in. LED downlight saves 82 percent in energy use while providing bright, reliable lighting for retail displays, office spaces, hotel lobbies, etc. Installs without a recessed can 5000 Kelvin daylight white 2400 Lumen output Smooth metal trim 2400 Lumens - 5000 Kelvin - 120-277V - TCP DLC824UZD50K 8 in. Commercial LED Downlight - 24 Watt - 150 Watt HID Equal - Daylight White | 5000 |  | 2400 | 100 |  | 24 | 1 | 66.32 | 66.32 | 77.9286 | 2020Q3 | https://www.1000bulbs.com/product/218221/TCP-10677.html | 1000bulbs.com | 2020 | Yes
LED Lighting | Downlight | TCP | True |  |  |  |  | Description This 10 in. LED downlight saves 80 percent in energy use while providing bright, reliable lighting for retail displays, office spaces, hotel lobbies, etc. Installs without a recessed can 3000 Lumen output level 4100 Kelvin cool white Smooth metal trim 3000 Lumens - 4100 Kelvin - 120-277V - TCP DLC1030UZD41K 10 in. Commercial LED Downlight - 30 Watt - 150 Watt HID Equal - Cool White | 4100 |  | 3000 | 100 |  | 30 | 1 | 88.38 | 88.38 | 103.8499 | 2020Q3 | https://www.1000bulbs.com/product/218222/TCP-10678.html | 1000bulbs.com | 2020 | Yes
LED Lighting | Downlight | TCP | True | Daylighting/Photocell, |  |  |  | Description This 10 in. LED downlight saves 80 percent in energy use while providing bright, reliable lighting for retail displays, office spaces, hotel lobbies, etc. Installs without a recessed can 5000 Kelvin daylight white 3000 Lumen output Smooth metal trim 3000 Lumens - 5000 Kelvin - 120-277V - TCP DLC1030UZD50K 10 in. Commercial LED Downlight - 30 Watt - 150 Watt HID Equal - Daylight White | 5000 |  | 3000 | 100 |  | 30 | 1 | 88.38 | 88.38 | 103.8499 | 2020Q3 | https://www.1000bulbs.com/product/218223/TCP-10679.html | 1000bulbs.com | 2020 | Yes
LED Lighting | Downlight | TCP | True |  |  |  |  | Description This 10 in. LED downlight saves 80 percent in energy use while providing bright, reliable lighting for retail displays, office spaces, hotel lobbies, etc. Installs without a recessed can 4100 Kelvin cool white 5000 Lumen output Smooth metal trim 5000 Lumens - 4100 Kelvin - 120-277V - TCP DLC1050UZD41K 10 in. Commercial LED Downlight - 50 Watt - 175 Watt HID Equal - Cool White | 4100 |  | 5000 | 100 |  | 50 | 1 | 94.02 | 94.02 | 110.4771 | 2020Q3 | https://www.1000bulbs.com/product/218224/TCP-10680.html | 1000bulbs.com | 2020 | Yes
LED Lighting | Downlight | TCP | True | Daylighting/Photocell, |  |  |  | Description This 12 in. LED downlight saves 70 percent in energy use while providing bright, reliable lighting for retail displays, office spaces, hotel lobbies, etc. Installs without a recessed can 5000 Kelvin daylight white 4500 Lumen output Smooth metal trim 4500 Lumens - 5000 Kelvin - 120-277V - TCP DLC1245UZD50K 12 in. Commercial LED Downlight - 45 Watt - 150 Watt HID Equal - Daylight White | 5000 |  | 4500 | 100 |  | 45 | 1 | 100.52 | 100.52 | 118.1149 | 2020Q3 | https://www.1000bulbs.com/product/218227/TCP-10683.html | 1000bulbs.com | 2020 | Yes
LED Lighting | Downlight | TCP | True |  |  |  |  | Description Eliminate the need for recessed cans and junction boxes with this snap-in LED downlight that directly mounts into drywall, drop ceilings, and other locations. Trim color can be changed with compatible models Steel-encased, separated LED driver Includes snap-in mounting springs Shatter-resistant, low-glare lens 120V Triac dimming 14 Watt - 85 Watt Incandescent Equal - 1100 Lumens - 3000 Kelvin - Round - White Trim - Dimmable - 120V - TCP DDC61D30K 6 in. Ultra Thin LED Downlight | 3000 |  | 1100 | 78.5714 |  | 14 | 12 | 162 | 13.5 | 15.863 | 2020Q3 | https://www.1000bulbs.com/product/218491/TCP-10742.html | 1000bulbs.com | 2020 | Yes
LED Lighting | Downlight | TCP | True |  |  |  |  | Description Eliminate the need for recessed cans and junction boxes with this snap-in LED downlight that directly mounts into drywall, drop ceilings, and other locations. Trim color can be changed with compatible models Steel-encased, separated LED driver Includes snap-in mounting springs Shatter-resistant, low-glare lens 120V Triac dimming 14 Watt - 85 Watt Incandescent Equal - 1100 Lumens - 3500 Kelvin - Round - White Trim - Dimmable - 120V - TCP DDC61D35K 6 in. Ultra Thin LED Downlight | 3500 |  | 1100 | 78.5714 |  | 14 | 12 | 162 | 13.5 | 15.863 | 2020Q3 | https://www.1000bulbs.com/product/218493/TCP-10743.html | 1000bulbs.com | 2020 | Yes
LED Lighting | Downlight | TCP | True |  |  |  |  | Description Eliminate the need for recessed cans and junction boxes with this snap-in LED downlight that directly mounts into drywall, drop ceilings, and other locations. Trim color can be changed with compatible models Steel-encased, separated LED driver Includes snap-in mounting springs Shatter-resistant, low-glare lens 120V Triac dimming 14 Watt - 85 Watt Incandescent Equal - 1100 Lumens - 4100 Kelvin - Round - White Trim - Dimmable - 120V - TCP DDC61D41K 6 in. Ultra Thin LED Downlight | 4100 |  | 1100 | 78.5714 |  | 14 | 12 | 162 | 13.5 | 15.863 | 2020Q3 | https://www.1000bulbs.com/product/218549/TCP-10744.html | 1000bulbs.com | 2020 | Yes
LED Lighting | Downlight | TCP | True |  |  |  |  | Description Eliminate the need for recessed cans and junction boxes with this snap-in LED downlight that directly mounts into drywall, drop ceilings, and other locations. Trim color can be changed with compatible models Steel-encased, separated LED driver Includes snap-in mounting springs Shatter-resistant, low-glare lens 120V Triac dimming 14 Watt - 85 Watt Incandescent Equal - 1100 Lumens - 5000 Kelvin - Round - White Trim - Dimmable - 120V - TCP DDC61D50K 6 in. Ultra Thin LED Downlight | 5000 |  | 1100 | 78.5714 |  | 14 | 12 | 162 | 13.5 | 15.863 | 2020Q3 | https://www.1000bulbs.com/product/218569/TCP-10745.html | 1000bulbs.com | 2020 | Yes
LED Lighting | Decorative | Euri Lighting | True |  |  | G25 | Medium (E26) | Description Efficiently replace 3-inch globes with this stylish LED filament globe that emits lower heat than comparable incandescents. Enclosed fixture rated Amber finish Dimmable 250 Lumens - 2200 Kelvin - Medium Base - 120 Volt - Euri Lighting - VG25-3020ad LED G25 - 5 Watt - Color Matched For Candle Glow | 2200 |  | 250 | 50 |  | 5 | 1 | 6.76 | 6.76 | 7.9433 | 2020Q3 | https://www.1000bulbs.com/product/218625/IRT-10286.html | 1000bulbs.com | 2020 | Yes
LED Lighting | Downlight | Halco | True |  |  |  |  | Description This LED downlight includes an E26 base adapter to allow installation into both recessed cans as well as directly into junction boxes. Up to 82 percent in energy savings Diameter - 7.28 inches 2700 Kelvin soft white Wet location rated High CRI of 90 IC-rated 1200 Lumens - 2700 Kelvin - 90 CRI - Halco 82989 LED Downlight - Surface Mount - 15 Watt - 85 Watt Equal - Incandescent Match | 2700 | 90 | 1200 | 80 |  | 15 | 1 | 12.29 | 12.29 | 14.4412 | 2020Q3 | https://www.1000bulbs.com/product/218636/HALCO-82989.html | 1000bulbs.com | 2020 | Yes
LED Lighting | Downlight | Halco | True |  |  |  |  | Description This LED downlight includes an E26 base adapter to allow installation into both recessed cans as well as directly into junction boxes. Up to 82 percent in energy savings Diameter - 7.28 inches 3000 Kelvin halogen Wet location rated High CRI of 90 IC-rated 1200 Lumens - 3000 Kelvin - 90 CRI - Halco 82990 LED Downlight - Surface Mount - 15 Watt - 85 Watt Equal - Halogen Match | 3000 | 90 | 1200 | 80 |  | 15 | 1 | 12.29 | 12.29 | 14.4412 | 2020Q3 | https://www.1000bulbs.com/product/218637/HALCO-82990.html | 1000bulbs.com | 2020 | Yes
LED Lighting | Downlight | Halco | True |  |  |  |  | Description This LED downlight includes an E26 base adapter to allow installation into both recessed cans as well as directly into junction boxes. Up to 82% in energy savings Diameter - 7.28 inches 4000 Kelvin cool white Wet location rated High CRI of 90 IC-rated 1200 Lumens - 4000 Kelvin - 90 CRI - Halco 82991 LED Downlight - Surface Mount - 15 Watt - 85 Watt Equal - Cool White | 4000 | 90 | 1200 | 80 |  | 15 | 1 | 12.29 | 12.29 | 14.4412 | 2020Q3 | https://www.1000bulbs.com/product/218638/HALCO-82991.html | 1000bulbs.com | 2020 | Yes
LED Lighting | Downlight | Halco | True | Daylighting/Photocell, |  |  |  | Description This LED downlight includes an E26 base adapter to allow installation into both recessed cans as well as directly into junction boxes. Up to 82% in energy savings 5000 Kelvin daylight white Diameter - 7.28 inches Wet location rated High CRI of 90 IC-rated 1200 Lumens - 5000 Kelvin - 90 CRI - Halco 82992 LED Downlight - Surface Mount - 15 Watt - 85 Watt Equal - Daylight White | 5000 | 90 | 1200 | 80 |  | 15 | 1 | 12.29 | 12.29 | 14.4412 | 2020Q3 | https://www.1000bulbs.com/product/218639/HALCO-82992.html | 1000bulbs.com | 2020 | Yes
LED Lighting | A-Type | Green Creative | True |  |  | A19 |  | 60W Incandescent replacement Silver bowl redirects light - prevents glare Micro-designed driver - No heatsink required Comfortable warm diffused light Vintage A-lamp look fits all applications Smooth dimming with existing installations More Information 7.5W A19 Filament LED Bulb - E26 Base, 120V Features: Wattage: 7.5W LED Bulb Base: E26 Base Bulb Shape: A19 Finish: Silver/Clear Voltage: 120V Rated Life: 15,000 hours Color Temperature: 2700K CRI: 82 Lumens: 680 Beam Angle: 300° 60W Incandescent replacement Silver bowl redirects light - prevents glare Micro-designed driver - No heatsink required Comfortable warm diffused light Vintage A-lamp look fits all applications Smooth dimming with existing installations Model: 98358 *MFG Part Number*: 98358 7.5W A19 Filament LED Bulb - E26 Base, 120V Green Creative 7.5W A19 Filament LED Bulb - E26 Base, 120V | 2700 | 82 | 680 | 90.6667 | 15000 | 7.5 | 1 | 6.87 | 6.87 | 8.0725 | 2020Q2 | https://www.lbclighting.com/led/light-bulb-led/grnc-98358.html | LBC Lighting | 2020 | Yes
LED Lighting | A-Type | TCP | True |  | A19/21 | E26 (Medium) | E26 (Medium) | Home / Light Bulbs / LED / LED A-Line / TCP - LFF60A19D1527K Approved for Use in Damp Locations; Approved for Enclosed Fixtures 8W A19 LED Lamp - Universal - 725 Lumens - Warm White (2700K) - 80 CRI - 15000 hrs. - E26 (Medium) - 120 to 130V TCP - LFF60A19D1527K | 2700 | 80 | 725 | 90.625 | 15000 | 8 | 1 | 2.92 | 2.92 | 3.4311 | 2020Q3 | https://shop.regencylighting.com/lamps/led/a-line/lff60a19d1527k-tcp.html | Regency Lighting | 2020 | Yes
LED Lighting | A-Type | TCP | True |  | A19/21 | E26 (Medium) | E26 (Medium) | Home / Light Bulbs / LED / TCP - LFF60A19D1527K Approved for Use in Damp Locations; Approved for Enclosed Fixtures 8W A19 LED Lamp - Universal - 725 Lumens - Warm White (2700K) - 80 CRI - 15000 hrs. - E26 (Medium) - 120 to 130V TCP - LFF60A19D1527K | 2700 | 80 | 725 | 90.625 | 15000 | 8 | 1 | 2.92 | 2.92 | 3.4311 | 2020Q3 | https://shop.regencylighting.com/lamps/led/lff60a19d1527k-tcp.html | Regency Lighting | 2020 | Yes
LED Lighting | A-Type | TCP | True |  |  | A19 | Medium (E26) | Description Maintain the classic aesthetic of incandescent bulbs while saving up to 85% on energy costs by upgrading to this LED A19 bulb. Uses 8 Watts to replace 60-Watt incandescents All-glass lens resembles incandescents Frosted lens provides low-glare Great for general fixtures Very low heat generation Dimmable 725 Lumens - 2700 Kelvin - 120 Volt - TCP LFF60A19D1527K LED A19 - 8 Watt - 60 Watt Equal - Incandescent Match | 2700 |  | 725 | 90.625 |  | 8 | 48 | 63.36 | 1.32 | 1.5511 | 2020Q3 | https://www.1000bulbs.com/product/211319/TCP-10351.html | 1000bulbs.com | 2020 | Yes
LED Lighting | A-Type | TCP | True | Daylighting/Photocell, |  | A19 | Medium (E26) | Description Enjoy quality lighting that is inexpensive and long-lasting by usingbthis LED A19 bulb. Glass lens is similar to incandescents Ideal for general fixture applications Frosted lens minimizes glare Daylight white color 725 Lumens - 5000 Kelvin - 120 Volt - TCP LFF60A19D1550K LED A19 - 8 Watt - 60 Watt Equal - Daylight White | 5000 |  | 725 | 90.625 |  | 8 | 48 | 63.36 | 1.32 | 1.5511 | 2020Q3 | https://www.1000bulbs.com/product/211321/TCP-10352.html | 1000bulbs.com | 2020 | Yes
LED Lighting | A-Type | TCP | True |  | A19/21 | E26 (Medium) | E26 (Medium) | Home / Light Bulbs / LED / LED A-Line / TCP - LFF60A19D1527K Approved for Use in Damp Locations; Approved for Enclosed Fixtures 8W A19 LED Lamp - Universal - 725 Lumens - Warm White (2700K) - 80 CRI - 15000 hrs. - E26 (Medium) - 120 to 130V TCP - LFF60A19D1527K | 2700 | 80 | 725 | 90.625 | 15000 | 8 | 1 | 2.78 | 2.78 | 3.2666 | 2020Q2 | https://shop.regencylighting.com/lamps/led/a-line/lff60a19d1527k-tcp.html | Regency Lighting | 2020 | Yes
LED Lighting | A-Type | TCP | True |  | A19/21 | E26 (Medium) | E26 (Medium) | Home / Light Bulbs / LED / TCP - LFF60A19D1527K Approved for Use in Damp Locations; Approved for Enclosed Fixtures 8W A19 LED Lamp - Universal - 725 Lumens - Warm White (2700K) - 80 CRI - 15000 hrs. - E26 (Medium) - 120 to 130V TCP - LFF60A19D1527K | 2700 | 80 | 725 | 90.625 | 15000 | 8 | 1 | 2.78 | 2.78 | 3.2666 | 2020Q2 | https://shop.regencylighting.com/lamps/led/lff60a19d1527k-tcp.html | Regency Lighting | 2020 | Yes
LED Lighting | Decorative | Bulbrite | True |  |  | ST18 | Medium (E26) | Description Featuring an incredible 90 CRI, this LED Edison bulb is an efficient and attractive addition to decorative fixtures while keeping a similar color quality to incandescent bulbs. Meets California Energy Codes: JA8, Title 20, and Title 24 Safe for wet locations such as outdoor patios Highly efficient 100 LPW 850 Lumens - 3000 Kelvin - Halogen Match - 120 Volt - Bulbrite 776769 LED Edison Bulb - 8 Watt - 60 Watt Equal | 3000 | 90 | 850 | 106.25 |  | 8 | 10 | 69.2 | 6.92 | 8.1313 | 2020Q3 | https://www.1000bulbs.com/product/219185/BULBRI-776769.html | 1000bulbs.com | 2020 | Yes
LED Lighting | A-Type | Cree | True |  | A19/21 | E26 (Medium) | E26 (Medium) | Home / Light Bulbs / LED / LED A-Line / Cree - A19-60W-27K-U1 Energy Star Qualified; Suitable for Damp Locations; Not for Use in Totally Enclosed Fixtures 9W A19 LED Lamp - Universal - 815 Lumens - Warm White (2700K) - 85 CRI - 25000 Hours - E26 (Medium) - 120 to 130V Cree - A19-60W-27K-U1 | 2700 | 85 | 815 | 90.5556 | 25000 | 9 | 1 | 6.46 | 6.46 | 7.5907 | 2020Q3 | https://shop.regencylighting.com/lamps/led/a-line/a19-60w-27k-u1-cre.html | Regency Lighting | 2020 | Yes
LED Lighting | A-Type | Cree | True |  | A19/21 | E26 (Medium) | E26 (Medium) | Home / Light Bulbs / LED / Cree - A19-60W-27K-U1 Energy Star Qualified; Suitable for Damp Locations; Not for Use in Totally Enclosed Fixtures 9W A19 LED Lamp - Universal - 815 Lumens - Warm White (2700K) - 85 CRI - 25000 Hours - E26 (Medium) - 120 to 130V Cree - A19-60W-27K-U1 | 2700 | 85 | 815 | 90.5556 | 25000 | 9 | 1 | 6.46 | 6.46 | 7.5907 | 2020Q3 | https://shop.regencylighting.com/lamps/led/a19-60w-27k-u1-cre.html | Regency Lighting | 2020 | Yes
LED Lighting | Reflector | Euri Lighting | True |  |  | MR16 | GU5.3 | Description Deliver superior brightness, valuable energy savings, and long-lasting performance with this high-quality LED MR16 bulb. Replaces conventional 50-Watt incandescent bulbs 2700 Kelvin soft white color temperature Ideal for accent lighting 500 Lumens - 2700 Kelvin - 40 Deg. Flood - 12 Volt - GU5.3 Base - Euri Lighting EM16-7W4020EW LED MR16 - 7 Watt - 50 Watt Equal - Incandescent Match | 2700 |  | 500 | 71.4286 |  | 7 | 120 | 358.8 | 2.99 | 3.5134 | 2020Q3 | https://www.1000bulbs.com/product/219391/IRT-10300.html | 1000bulbs.com | 2020 | Yes
LED Lighting | Reflector | Euri Lighting | True |  |  | MR16 | GU5.3 | Description Deliver superior brightness, valuable energy savings, and long-lasting performance with this high-quality LED MR16 bulb. Replaces conventional 50-Watt incandescent bulbs 3000 Kelvin halogen white color temperature Ideal for accent lighting 500 Lumens - 3000 Kelvin - 40 Deg. Flood - 12 Volt - GU5.3 Base - Euri Lighting EM16-7W4000EW LED MR16 - 7 Watt - 50 Watt Equal - Halogen Match | 3000 |  | 500 | 71.4286 |  | 7 | 120 | 358.8 | 2.99 | 3.5134 | 2020Q3 | https://www.1000bulbs.com/product/219394/IRT-10301.html | 1000bulbs.com | 2020 | Yes
LED Lighting | Reflector | Euri Lighting | True |  |  | MR16 | GU5.3 | Description Deliver superior brightness, valuable energy savings, and long-lasting performance with this high-quality LED MR16 bulb. Replaces conventional 50-Watt incandescent bulbs 4000 Kelvin cool white color temperature Ideal for accent lighting 500 Lumens - 4000 Kelvin - 40 Deg. Flood - 12 Volt - GU5.3 Base - Euri Lighting EM16-7W4040EW LED MR16 - 7 Watt - 50 Watt Equal - Cool White | 4000 |  | 500 | 71.4286 |  | 7 | 120 | 358.8 | 2.99 | 3.5134 | 2020Q3 | https://www.1000bulbs.com/product/219399/IRT-10302.html | 1000bulbs.com | 2020 | Yes
LED Lighting | Reflector | Euri Lighting | True | Daylighting/Photocell, |  | MR16 | GU5.3 | Description Deliver superior brightness, valuable energy savings, and long-lasting performance with this high-quality LED MR16 bulb. Replaces conventional 50-Watt incandescent bulbs 5000 Kelvin daylight white color temperature Ideal for accent lighting 500 Lumens - 5000 Kelvin - 40 Deg. Flood - 12 Volt - GU5.3 Base - Euri Lighting EM16-7W4050EW LED MR16 - 7 Watt - 50 Watt Equal - Daylight White | 5000 |  | 500 | 71.4286 |  | 7 | 120 | 358.8 | 2.99 | 3.5134 | 2020Q3 | https://www.1000bulbs.com/product/219404/IRT-10303.html | 1000bulbs.com | 2020 | Yes
LED Lighting | Decorative | Euri Lighting |  |  |  | CA9.5 | Candelabra (E12) | Description This animated LED flame bulb accents and decorates every fixture, from an outdoor lantern to an indoor chandelier. Features over 300 programmed LEDs Simulates a natural, flickering flame Clean glass lens and white base 80 Lumens - 1800 Kelvin - Clear - Candelabra Base - 120 Volt - Euri Lighting ECA9.5-2120fc LED Flame Bulb - 1 Watt - 6 Watt Equal - Candle Glow | 1800 |  | 80 | 80 |  | 1 | 40 | 648 | 16.2 | 19.0356 | 2020Q3 | https://www.1000bulbs.com/product/219408/IRT-10308.html | 1000bulbs.com | 2020 | Yes
LED Lighting | Downlight | Cree | True |  |  |  | GU24 | Description Featuring Cree's TrueWhite technology, this 9.5-watt LED downlight enhances red and unsaturated yellow light levels. Saving up to 85 percent in energy costs Energy Star qualified downlight Lifetime rating of 50,000 hours 575 Lumens - 2700 Kelvin - 90 CRI - Smooth Baffle Trim - 120 Volt - Cree CR4-575L-27K-12-GU24 4 in. LED Downlight - 9.5 Watt - 50 Watt Equal - Incandescent Match | 2700 | 90 | 575 | 115 | 50000 | 5 | 1 | 37 | 37 | 43.4764 | 2020Q3 | https://www.1000bulbs.com/product/88373/CREE-CR4575L2712GU24.html | 1000bulbs.com | 2020 | Yes
LED Lighting | Downlight | Cree | True |  |  |  | GU24 | Description Featuring Cree's TrueWhite technology, this 12-Watt LED downlight makes the best impression in lighting with enhanced red and unsaturated yellow light levels. Saving up to 85 percent in energy costs Energy Star qualified downlight Lifetime rating of 50,000 hours 800 Lumens - 2700 Kelvin - 90 CRI - Smooth Baffle Trim - 120 Volt - Cree CR6-800L-27K-12-GU24 6 in. LED Downlight - 12 Watt - 65 Watt Equal - Incandescent Match | 2700 | 90 | 800 | 66.6667 | 50000 | 12 | 1 | 66.15 | 66.15 | 77.7288 | 2020Q3 | https://www.1000bulbs.com/product/88381/CREE-CR6800L2712GU24.html | 1000bulbs.com | 2020 | Yes
LED Lighting | Reflector | TCP | True |  |  | PAR30 Long Neck | Medium (E26) | Description With a very low heat generation and a narrow flood beam this LED PAR30 bulb makes an excellent choice for sensitive lighting displays. Color creates a warm atmosphere Great for directional fixtures Output can be dimmed 1050 Lumens - 2700 Kelvin - 25 Deg. Narrow Flood - 120 Volt - TCP LED14P30D27KNFL LED PAR30 Long Neck - 14 Watt - 75 Watt Equal | 2700 |  | 1050 | 75 |  | 14 | 12 | 152.28 | 12.69 | 14.9112 | 2020Q3 | https://www.1000bulbs.com/product/99878/TCP-14P30D27KNFL.html | 1000bulbs.com | 2020 | Yes
LED Lighting | Downlight | TCP | True |  |  | PAR30 | Medium (E26) | Description Using up to 80 percent less energy than halogen bulbs, this PAR30 lamp is perfect for track, recessed downlight, and many other applications. Excellent for sensitive displays 40-degree flood beam angle Smooth, uniform dimming Very low heat generation 800 Lumens - 2700 Kelvin - 40 Deg. Flood - 120 Volt - TCPLED12P30SD27KFL LED PAR30 Short Neck - 10 Watt - 75 Watt Equal | 2700 |  | 800 | 80 |  | 10 | 12 | 155.28 | 12.94 | 15.205 | 2020Q3 | https://www.1000bulbs.com/product/99891/TCP-12P30SD27KFL.html | 1000bulbs.com | 2020 | No
LED Lighting | Downlight | TCP | False |  |  | PAR30 Long Neck | Medium (E26) | Description Rated at 25,000 life hours, the TCP Elite LED12P30V30KFL PAR30L long neck 12-watt LED bulb has a smooth, clean outside housing allowing it to blend seamlessly into lighting applications. This 40 degree flood light has a color matched for halogen bulbs, providing excellent color consistency that enhances the colors of the lighting focal point. UL listed for damp locations, can be used outdoors in enclosed fixtures, withstands humidity Perfect for track, recessed downlight, outdoor lighting and many other applications Up to 85% less energy than halogen alternatives Ideal for non-dimmable flood light applications Excellent for sensitive display lighting 850 Lumens - 3000 Kelvin - 40 Deg. Flood - 120 Volt - TCP LED12P30V30KFL LED PAR30 Long Neck - 12 Watt - 75 Watt Equal | 3000 |  | 850 | 70.8333 | 25000 | 12 | 12 | 50.28 | 4.19 | 4.9234 | 2020Q3 | https://www.1000bulbs.com/product/99892/TCP-12P30V30KFL.html | 1000bulbs.com | 2020 | No
LED Lighting | Downlight | TCP | True |  |  | PAR30 | Medium (E26) | Description This 10-Watt LED PAR30 lamp features smooth, uniform dimming from 100 to 0.5 percent and exceeds all industry performance requirements for directional lamps. Perfect for track and recessed downlights 25-degree narrow flood beam angle 2700 Kelvin color temperature Saves up to 80% in energy Very low heat generation Dimmable 850 Lumens - 2700 Kelvin - 25 Deg. Narrow Flood - 120 Volt - TCPLED12P30SD27KNFL LED PAR30 Short Neck - 10 Watt - 75 Watt Equal | 2700 |  | 850 | 85 |  | 10 | 12 | 144.96 | 12.08 | 14.1945 | 2020Q3 | https://www.1000bulbs.com/product/99894/TCP-12P30SD27KNFL.html | 1000bulbs.com | 2020 | No
LED Lighting | Downlight | TCP | True |  |  | PAR30 | Medium (E26) | Description Equivalent to a 75-watt halogen bulb, this 10-Watt LED PAR30 lamp offers a long lasting performance making it the perfect bulb for track, recessed downlight. Excellent for sensitive display lighting Uniform dimming from 100 to 0.5% 80% less energy than halogen 25-degree flood beam angle 3000 Kelvin color 850 Lumens - 3000 Kelvin - 25 Deg. Narrow Flood - 120 Volt - TCPLED12P30SD30KNFL LED PAR30 Short Neck - 10 Watt - 75 Watt Equal | 3000 |  | 850 | 85 |  | 10 | 12 | 144.96 | 12.08 | 14.1945 | 2020Q3 | https://www.1000bulbs.com/product/99901/TCP-12P30SD30KNFL.html | 1000bulbs.com | 2020 | No
LED Lighting | Reflector | TCP | True |  |  | BR40 | Medium (E26) | Description Emitting a bright, 1060 Lumen output, this LED BR40 bulb is perfect for use in high ceilings or large rooms. Uses up to 85 percent less energy than incandescents Ideal for use in recessed cans or track fixtures UL approved for damp locations 1060 Lumens - 3000 Kelvin - TCP LED12BR40D30K LED BR40 - 14 Watt - 65 Watt Equal - Halogen Match | 3000 |  | 1060 | 75.7143 |  | 14 | 12 | 45 | 3.75 | 4.4064 | 2020Q3 | https://www.1000bulbs.com/product/99999/TCP-12BR40D30K.html | 1000bulbs.com | 2020 | Yes
LED Lighting | Reflector | Kichler | [5 empty] | Home Fixtures Outdoor Lighting Landscape Lighting LED Landscape In-Ground - 100 Lumens - Brass - 3000K Back Description Add a decorative finishing touch along with added security to the exterior of your home using well lights. The Kichler LED All-Purpose recessed lighting fixture 16140CBR30 combines the energy savings, durability and reliability for functional addition to your outdoor area. This fully sealed and encapsulated fixture features Centennial Brass finish and 3000K color temperature. The three field changeable beam optics are included with each fixture: 20-, 40- (factory installed), and 75-degrees allow you to put light where you want it. A removable spring clip and compression sleeve adapt to a wide variety of applications for seamless installation. The 12V Integrated LED Mini All-Purpose Recessed Light designed with a 6000kV surge protection to defend against power surges, irregularities, and a 9-15-volt operating range. Kichler Lighting brings you a wide variety of exciting landscape lighting solutions, unique finishes, fresh colors and unequaled quality. Bees Lighting carries a wide selection of In-ground lighting fixtures with different decorative styles, finishes and sizes that bring the fresh look to your outdoor space. Centennial Brass Finish. Tempered Glass. Primary Bulb(s): 1 x 2.00 watts. UL Wet Listed. IP68 rated. Suitable for wet locations. LED Landscape In-Ground - 100 Lumens - Brass - 3000K | 3000 | 80 | 100 | 50 | 50000 | 2 | 1 | 121 | 121 | 142.1797 | 2020Q3 | https://www.beeslighting.com/16140CBR30 | Bee's Lighting | 2020 | No
LED Lighting | Reflector | Kichler | [5 empty] | Home Fixtures Outdoor Lighting Landscape Lighting LED Landscape In-Ground - 200 Lumens - Brass - 3000K Back Description Add a decorative finishing touch along with added security to the exterior of your home using well lights. The Kichler LED All-Purpose recessed lighting fixture 16141CBR30 combines the energy savings, durability and reliability for functional addition to your outdoor area. This fully sealed and encapsulated fixture features Centennial Brass finish and 3000K color temperature. The three field changeable beam optics are included with each fixture: 20-, 40- (factory installed), and 75-degrees allow you to put light where you want it. A removable spring clip and compression sleeve adapt to a wide variety of applications for seamless installation. The 12V Integrated LED Mini All-Purpose Recessed Light designed with a 6000kV surge protection to defend against power surges, irregularities, and a 9-15-volt operating range. Kichler Lighting brings you a wide variety of exciting landscape lighting solutions, unique finishes, fresh colors and unequaled quality. Bees Lighting carries a wide selection of In-ground lighting fixtures with different decorative styles, finishes and sizes that bring the fresh look to your outdoor space. Centennial Brass Finish. Tempered Glass. Primary Bulb(s): 1 x 3.50 watts. UL Wet Listed. IP68 rated. Suitable for wet locations. LED Landscape In-Ground - 200 Lumens - Brass - 3000K | 3000 | 80 | 200 | 50 | 50000 | 4 | 1 | 147.5 | 147.5 | 173.3182 | 2020Q3 | https://www.beeslighting.com/16141CBR30 | Bee's Lighting | 2020 | No
LED Lighting | Reflector | Kichler | [5 empty] | Home Fixtures Outdoor Lighting Landscape Lighting LED Landscape In-Ground - 775 Lumens - Brass - 3000K Back Description Add a decorative finishing touch along with added security to the exterior of your home using well lights. The C-Series In-Ground Light 16227CBR30 from Kichler Lighting is durable and constructed to adjust the direction of the light from outside the fixture - leaving the factory seal intact. Featuring a cast brass housing that sits within a heavy-duty polymetric sleeve, it also offers silicone rubber gaskets at the lens, a potted driver, and a strain relief below, all designed to prevent water ingression. This 120V Light features a Centennial Brass finish, 45 degree and 3000K color temperature. Stainless Steel Trim Ring accessory is also available. Kichler Lighting brings you a wide variety of exciting landscape lighting solutions, unique finishes, fresh colors and unequaled quality. Bees Lighting carries a wide selection of In-ground lighting fixtures with different decorative styles, finishes and sizes that bring the fresh look to your outdoor space. Centennial Brass Finish. Primary Bulb(s): 1 x 10.00 watts. Clear Glass ETL Wet Listed. Suitable for wet locations. LED Landscape In-Ground - 775 Lumens - Brass - 3000K | 3000 | 80 | 775 | 77.5 | 55000 | 10 | 1 | 445.5 | 445.5 | 523.4797 | 2020Q3 | https://www.beeslighting.com/16227CBR30 | Bee's Lighting | 2020 | No
LED Lighting | Reflector | Kichler | [5 empty] | Home Fixtures Outdoor Lighting Landscape Lighting LED Landscape In-Ground - 775 Lumens - Brass - 4000K Back Description Add a decorative finishing touch along with added security to the exterior of your home using well lights. The C-Series In-Ground Light 16227CBR40 from Kichler Lighting is durable and constructed to adjust the direction of the light from outside the fixture - leaving the factory seal intact. Featuring a cast brass housing that sits within a heavy-duty polymetric sleeve, it also offers silicone rubber gaskets at the lens, a potted driver, and a strain relief below, all designed to prevent water ingression. This 120V Light features a Centennial Brass finish, 45 degree and 4000K color temperature. Stainless Steel Trim Ring accessory is also available. Kichler Lighting brings you a wide variety of exciting landscape lighting solutions, unique finishes, fresh colors and unequaled quality. Bees Lighting carries a wide selection of In-ground lighting fixtures with different decorative styles, finishes and sizes that bring the fresh look to your outdoor space. Centennial Brass Finish. Primary Bulb(s): 1 x 10.00 watts. Clear Glass ETL Wet Listed. Suitable for wet locations. LED Landscape In-Ground - 775 Lumens - Brass - 4000K | 4000 | 80 | 775 | 77.5 | 55000 | 10 | 1 | 445.5 | 445.5 | 523.4797 | 2020Q3 | https://www.beeslighting.com/16227CBR40 | Bee's Lighting | 2020 | No
LED Lighting | Reflector | Kichler | [5 empty] | Home Fixtures Outdoor Lighting Landscape Lighting LED Landscape In-Ground - 775 Lumens - Brass - 3000K Back Description Add a decorative finishing touch along with added security to the exterior of your home using well lights. The C-Series In-Ground Light 16228CBR30 from Kichler Lighting is durable and constructed to adjust the direction of the light from outside the fixture - leaving the factory seal intact. Featuring a cast brass housing that sits within a heavy-duty polymetric sleeve, it also offers silicone rubber gaskets at the lens, a potted driver, and a strain relief below, all designed to prevent water ingression. This 120V Light features a Centennial Brass finish, 60 degree and 3000K color temperature. Stainless Steel Trim Ring accessory is also available. Kichler Lighting brings you a wide variety of exciting landscape lighting solutions, unique finishes, fresh colors and unequaled quality. Bees Lighting carries a wide selection of In-ground lighting fixtures with different decorative styles, finishes and sizes that bring the fresh look to your outdoor space. Centennial Brass Finish. Primary Bulb(s): 1 x 10.00 watts. Clear Glass ETL Wet Listed. Suitable for wet locations. LED Landscape In-Ground - 775 Lumens - Brass - 3000K | 3000 | 80 | 775 | 77.5 | 55000 | 10 | 1 | 445.5 | 445.5 | 523.4797 | 2020Q3 | https://www.beeslighting.com/16228CBR30 | Bee's Lighting | 2020 | No
LED Lighting | Reflector | Kichler | [5 empty] | Home Fixtures Outdoor Lighting Landscape Lighting LED Landscape In-Ground - 775 Lumens - Brass - 4000K Back Description Add a decorative finishing touch along with added security to the exterior of your home using well lights. The C-Series In-Ground Light 16228CBR40 from Kichler Lighting is durable and constructed to adjust the direction of the light from outside the fixture - leaving the factory seal intact. Featuring a cast brass housing that sits within a heavy-duty polymetric sleeve, it also offers silicone rubber gaskets at the lens, a potted driver, and a strain relief below, all designed to prevent water ingression. This 120V Light features a Centennial Brass finish, 60 degree and 4000K color temperature. Stainless Steel Trim Ring accessory is also available. Kichler Lighting brings you a wide variety of exciting landscape lighting solutions, unique finishes, fresh colors and unequaled quality. Bees Lighting carries a wide selection of In-ground lighting fixtures with different decorative styles, finishes and sizes that bring the fresh look to your outdoor space. Centennial Brass Finish. Primary Bulb(s): 1 x 10.00 watts. Clear Glass ETL Wet Listed. Suitable for wet locations. LED Landscape In-Ground - 775 Lumens - Brass - 4000K | 4000 | 80 | 775 | 77.5 | 55000 | 10 | 1 | 445.5 | 445.5 | 523.4797 | 2020Q3 | https://www.beeslighting.com/16228CBR40 | Bee's Lighting | 2020 | No
LED Lighting | Decorative | Access Lighting | True |  |  |  |  | Home Fixtures Flush Mount Lighting Boxer - 6 in. - LED Square Flush Mount - 800 Lumens - 3000K - Bronze Finish Back Description A geometric design constructed of square steel tubing that is finished in a Matte Black and accented with Satin Brass. Add a Vintage bulb for a Restoration look or a Globe lamp for a Contemporary approach. Whatever design you desire this collection will make it happen at a price that will make you smile., Maxim Lighting provides a large selection of light fixtures Boxer - 6 in. - LED Square Flush Mount - 800 Lumens - 3000K - Bronze Finish | 3000 | 90 | 800 | 66.6667 |  | 12 | 1 | 52 | 52 | 61.102 | 2020Q3 | https://www.beeslighting.com/20813LEDD-BRZ-ACR | Bee's Lighting | 2020 | Yes
LED Lighting | Decorative | Access Lighting | True |  |  |  |  | Home Fixtures Flush Mount Lighting Boxer - 8 in. - LED Square Flush Mount - 1100 Lumens - 3000K - Bronze Finish Back Description A geometric design constructed of square steel tubing that is finished in a Matte Black and accented with Satin Brass. Add a Vintage bulb for a Restoration look or a Globe lamp for a Contemporary approach. Whatever design you desire this collection will make it happen at a price that will make you smile., Maxim Lighting provides a large selection of light fixtures Boxer - 8 in. - LED Square Flush Mount - 1100 Lumens - 3000K - Bronze Finish | 3000 | 90 | 1100 | 73.3333 |  | 15 | 1 | 56 | 56 | 65.8022 | 2020Q3 | https://www.beeslighting.com/20814LEDD-BRZ-ACR | Bee's Lighting | 2020 | Yes
LED Lighting | Decorative | Maxim Lighting | True |  |  |  |  | Home Fixtures Vanity Lights Revolve - 13 in. - 2 Lights - LED Vanity Light - 1000 Lumens - 3000K - Gold Finish Back Description Satin White glass globes are nested behind rings of Gold which dramatically contrasts against the Black metal background. Soft and natural light is provided by replaceable G9 LED lamps which are included in each fixture., Maxim Lighting provides a large selection of light fixtures Revolve - 13 in. - 2 Lights - LED Vanity Light - 1000 Lumens - 3000K - Gold Finish | 3000 | 80 | 1000 | 125 | 20000 | 8 | 1 | 190 | 190 | 223.2573 | 2020Q3 | https://www.beeslighting.com/21602SWBKGLD | Bee's Lighting | 2020 | No
LED Lighting | Decorative | Maxim Lighting | True |  |  |  |  | Home Fixtures Vanity Lights Revolve - 20 in. - 3 Lights - LED Vanity Light - 1500 Lumens - 3000K - Gold Finish Back Description Satin White glass globes are nested behind rings of Gold which dramatically contrasts against the Black metal background. Soft and natural light is provided by replaceable G9 LED lamps which are included in each fixture., Maxim Lighting provides a large selection of light fixtures Revolve - 20 in. - 3 Lights - LED Vanity Light - 1500 Lumens - 3000K - Gold Finish | 3000 | 80 | 1500 | 125 | 20000 | 12 | 1 | 258 | 258 | 303.16 | 2020Q3 | https://www.beeslighting.com/21603SWBKGLD | Bee's Lighting | 2020 | No
LED Lighting | Decorative | Maxim Lighting | True |  |  |  |  | Home Fixtures Vanity Lights Revolve - 27 in. - 4 Lights - LED Vanity Light - 2000 Lumens - 3000K - Gold Finish Back Description Satin White glass globes are nested behind rings of Gold which dramatically contrasts against the Black metal background. Soft and natural light is provided by replaceable G9 LED lamps which are included in each fixture., Maxim Lighting provides a large selection of light fixtures Revolve - 27 in. - 4 Lights - LED Vanity Light - 2000 Lumens - 3000K - Gold Finish | 3000 | 80 | 2000 | 125 | 20000 | 16 | 1 | 318 | 318 | 373.6623 | 2020Q3 | https://www.beeslighting.com/21604SWBKGLD | Bee's Lighting | 2020 | No
LED Lighting | Decorative | Maxim Lighting | True |  |  |  |  | Home Fixtures Vanity Lights Revolve - 34 in. - 5 Lights - LED Vanity Light - 2500 Lumens - 3000K - Gold Finish Back Description Satin White glass globes are nested behind rings of Gold which dramatically contrasts against the Black metal background. Soft and natural light is provided by replaceable G9 LED lamps which are included in each fixture., Maxim Lighting provides a large selection of light fixtures Revolve - 34 in. - 5 Lights - LED Vanity Light - 2500 Lumens - 3000K - Gold Finish | 3000 | 80 | 2500 | 125 | 20000 | 20 | 1 | 398 | 398 | 467.6654 | 2020Q3 | https://www.beeslighting.com/21605SWBKGLD | Bee's Lighting | 2020 | No
LED Lighting | Downlight | Lithonia | True |  |  |  | E26, 2-pin | Home Fixtures Recessed Lighting 3 in - 50W Equal - LED Retrofit Downlight - 530 Lumens - 8.7W - 2700K - White Back Description The adjustable LED iGimbal downlighting module is 80% more efficient than incandescent luminaries, performing for 35,000 hours or more with exceptional energy efficiency and near zero maintenance. The LED iGimbal is intended for sloped ceiling applications, grazing textured surfaces, wall washing, and highlighting artwork or other architectural features. Retrofits into most existing recessed downlighting installations or new construction and remodel applications. Spun steel gimbal reflectors with 360° of rotation and at least 45° of adjustable tilt in both directions Primary power disconnect provided for simple connection to a dedicated LED connector in the housing Diffused lens at end of mixing chamber to provide even light distribution for general illumination Suitable for installation in standard height rough-in sections 3 in - 50W Equal - LED Retrofit Downlight - 530 Lumens - 8.7W - 2700K - White | 2700 | 91 | 530 | 58.8889 | 35000 | 9 | 1 | 44 | 44 | 51.7017 | 2020Q3 | https://www.beeslighting.com/3IGMW-LED-27K-90CRI-M6 | Bee's Lighting | 2020 | Yes
LED Lighting | Downlight | Lithonia | True |  |  |  | E26, 2-pin | Home Fixtures Recessed Lighting 3 in - 50W Equal - LED Retrofit Downlight - 560 Lumens - 8.7W - 3000K - White Back Description The adjustable LED iGimbal downlighting module is 80% more efficient than incandescent luminaries, performing for 35,000 hours or more with exceptional energy efficiency and near zero maintenance. The LED iGimbal is intended for sloped ceiling applications, grazing textured surfaces, wall washing, and highlighting artwork or other architectural features. Retrofits into most existing recessed downlighting installations or new construction and remodel applications. Spun steel gimbal reflectors with 360° of rotation and at least 45° of adjustable tilt in both directions Primary power disconnect provided for simple connection to a dedicated LED connector in the housing Diffused lens at end of mixing chamber to provide even light distribution for general illumination Suitable for installation in standard height rough-in sections 3 in - 50W Equal - LED Retrofit Downlight - 560 Lumens - 8.7W - 3000K - White | 3000 | 91 | 560 | 62.2222 | 35000 | 9 | 1 | 44 | 44 | 51.7017 | 2020Q3 | https://www.beeslighting.com/3IGMW-LED-30K-90CRI-M6 | Bee's Lighting | 2020 | Yes
LED Lighting | Decorative | Green Creative | True |  |  | Torpedo |  | Home Bulbs Decorative Light Bulbs LED - 4.5W - Clear Straight Tip Torpedo - 40W Equal - 350 Lumens - 2400K Warm White - Candelabra Back Description This TITANIUM LED SERIES 4.0 candlehas been designed and engineered for demanding commercial decorative applications. With only 4.5W it offers the same light output as a 40W incandescent source and lasts 25 times longer. Its compact heat sink allows it to blend seamlessly into a variety of fixtures and applications, and with 275 degrees of omnidirectional lighting, it is the ideal energy efficient alternative to incandescent light sources. 40W incandescent replacement ENERGY STAR certified High efficacy 70 LPW Compact heat sink blends in with fixtures Omnidirectional light distribution (275º) Dimmable with most existing fixtures 2700K / 2400K CCT 25 000 hr lifetime LED - 4.5W - Clear Straight Tip Torpedo - 40W Equal - 350 Lumens - 2400K Warm White - Candelabra | 2400 | 83 | 350 | 70 | 25000 | 5 | 1 | 3.98 | 3.98 | 4.6767 | 2020Q3 | https://www.beeslighting.com/4.5B11G4DIM-824 | Bee's Lighting | 2020 | Yes
LED Lighting | Downlight | Kichler Lighting | True |  |  |  |  | Home Fixtures Flush Mount Lighting Zeo - 7 in. - LED Round Disk Light - 820 Lumens - 4000K - Brushed Nickel Finish Back Description When there's no room for shadows or dark spots, you can count on Kichler's 7 inch Zeo 4000K LED to deliver the optimal lighting performance you need. Utilizing edgelit technology, Zeo's optical diffuser completely fills with light, assuring maximum light distribution with no dark edges. This downlight features a round shape and Brushed Nickel finish. Perfect for ambient or task lighting in residential or light commercial spaces. Zeo - 7 in. - LED Round Disk Light - 820 Lumens - 4000K - Brushed Nickel Finish | 4000 | 90 | 820 | 58.5714 | 40000 | 14 | 1 | 55.95 | 55.95 | 65.7434 | 2020Q3 | https://www.beeslighting.com/44244NILED40 | Bee's Lighting | 2020 | Yes
LED Lighting | Downlight | Kichler Lighting | True |  |  |  |  | Home Fixtures Flush Mount Lighting Zeo - 7 in. - LED Round Disk Light - 820 Lumens - 4000K - White Finish Back Description When there's no room for shadows or dark spots, you can count on Kichler's 7 inch Zeo 3000K LED to deliver the optimal lighting performance you need. Utilizing edgelit technology, Zeo's optical diffuser completely fills with light, assuring maximum light distribution with no dark edges. This downlight features a round shape and White finish. Perfect for ambient or task lighting in residential or light commercial spaces. Zeo - 7 in. - LED Round Disk Light - 820 Lumens - 4000K - White Finish | 4000 | 90 | 820 | 58.5714 | 40000 | 14 | 1 | 53.95 | 53.95 | 63.3933 | 2020Q3 | https://www.beeslighting.com/44244WHLED40 | Bee's Lighting | 2020 | Yes
LED Lighting | Downlight | Kichler Lighting | True |  |  |  |  | Home Fixtures Flush Mount Lighting Zeo - 7 in. - LED Square Flush Mount Light - 820 Lumens - 3000K - Brushed Nickel Back Description When there's no room for shadows or dark spots, you can count on Kichler's 7 inch Zeo 3000K LED to deliver the optimal lighting performance you need. Utilizing edgelit technology, Zeo's optical diffuser completely fills with light, assuring maximum light distribution with no dark edges. This downlight features a square shape and Brushel Nickel finish. Perfect for ambient or task lighting in residential or light commercial spaces. Zeo - 7 in. - LED Square Flush Mount Light - 820 Lumens - 3000K - Brushed Nickel | 3000 | 90 | 820 | 58.5714 | 40000 | 14 | 1 | 55.95 | 55.95 | 65.7434 | 2020Q3 | https://www.beeslighting.com/44245NILED30 | Bee's Lighting | 2020 | Yes
LED Lighting | Downlight | Kichler Lighting | True |  |  |  |  | Home Fixtures Flush Mount Lighting Zeo - 7 in. - LED Square Flush Mount Light - 820 Lumens - 4000K - Brushed Nickel Back Description When there's no room for shadows or dark spots, you can count on Kichler's 7 inch Zeo 4000K LED to deliver the optimal lighting performance you need. Utilizing edgelit technology, Zeo's optical diffuser completely fills with light, assuring maximum light distribution with no dark edges. This downlight features a square shape and Brushel Nickel finish. Perfect for ambient or task lighting in residential or light commercial spaces. Zeo - 7 in. - LED Square Flush Mount Light - 820 Lumens - 4000K - Brushed Nickel | 4000 | 90 | 820 | 58.5714 | 40000 | 14 | 1 | 55.95 | 55.95 | 65.7434 | 2020Q3 | https://www.beeslighting.com/44245NILED40 | Bee's Lighting | 2020 | Yes
LED Lighting | Downlight | Kichler Lighting | True |  |  |  |  | Home Fixtures Flush Mount Lighting Zeo - 7 in. - LED Square Flush Mount Light - 820 Lumens - 4000K - White Finish Back Description When there's no room for shadows or dark spots, you can count on Kichler's 7 inch Zeo 4000K LED to deliver the optimal lighting performance you need. Utilizing edgelit technology, Zeo's optical diffuser completely fills with light, assuring maximum light distribution with no dark edges. This downlight features a square shape and White finish. Perfect for ambient or task lighting in residential or light commercial spaces. Zeo - 7 in. - LED Square Flush Mount Light - 820 Lumens - 4000K - White Finish | 4000 | 90 | 820 | 58.5714 | 40000 | 14 | 1 | 53.95 | 53.95 | 63.3933 | 2020Q3 | https://www.beeslighting.com/44245WHLED40 | Bee's Lighting | 2020 | Yes
LED Lighting | Downlight | Lithonia | True |  |  |  | E26, 2-pin | Home Fixtures Recessed Lighting 4 in - 50W Equal - LED Retrofit Downlight - 480 Lumens - 8W - 2700K - Brushed Nickel Back Description Directional LED recessed lighting fixtures for residential or commercial application types. The Lithonia Lighting adjustable LED gimbal fixtures are 80% more efficient than incandescent luminaries, performing for 35,000 hours or more. Great for sloped ceiling applications, grazing textured surfaces, wall washing, and highlighting artwork or other architectural features. Over 35° tilt in both directions with 180° rotation Primary power disconnect provided for simple connection to a dedicated LED connector in the housing Diffused lens at end of mixing chamber to provide even light distribution for general illumination Suitable for installation in standard height rough-in sections 4 in - 50W Equal - LED Retrofit Downlight - 480 Lumens - 8W - 2700K - Brushed Nickel | 2700 | 91 | 480 | 60 | 35000 | 8 | 1 | 54 | 54 | 63.4521 | 2020Q3 | https://www.beeslighting.com/4G1BN-LED-27K-90CRI-M6 | Bee's Lighting | 2020 | No
LED Lighting | Downlight | Lithonia | True |  |  |  | E26, 2-pin | Home Fixtures Recessed Lighting 4 in - 50W Equal - LED Retrofit Downlight - 500 Lumens - 8W - 3000K - Brushed Nickel Back Description Directional LED recessed lighting fixtures for residential or commercial application types. The Lithonia Lighting adjustable LED gimbal fixtures are 80% more efficient than incandescent luminaries, performing for 35,000 hours or more. Great for sloped ceiling applications, grazing textured surfaces, wall washing, and highlighting artwork or other architectural features. Over 35° tilt in both directions with 180° rotation Primary power disconnect provided for simple connection to a dedicated LED connector in the housing Diffused lens at end of mixing chamber to provide even light distribution for general illumination Suitable for installation in standard height rough-in sections 4 in - 50W Equal - LED Retrofit Downlight - 500 Lumens - 8W - 3000K - Brushed Nickel | 3000 | 93 | 500 | 62.5 | 35000 | 8 | 1 | 54 | 54 | 63.4521 | 2020Q3 | https://www.beeslighting.com/4G1BN-LED-30K-90CRI-M6 | Bee's Lighting | 2020 | Yes
LED Lighting | Downlight | Lithonia | True |  |  |  | E26, 2-pin | Home Fixtures Recessed Lighting 4 in - 50W Equal - LED Retrofit Downlight - 560 Lumens - 8W - 4000K - Brushed Nickel Back Description Directional LED recessed lighting fixtures for residential or commercial application types. The Lithonia Lighting adjustable LED gimbal fixtures are 80% more efficient than incandescent luminaries, performing for 35,000 hours or more. Great for sloped ceiling applications, grazing textured surfaces, wall washing, and highlighting artwork or other architectural features. Over 35° tilt in both directions with 180° rotation Primary power disconnect provided for simple connection to a dedicated LED connector in the housing Diffused lens at end of mixing chamber to provide even light distribution for general illumination Suitable for installation in standard height rough-in sections 4 in - 50W Equal - LED Retrofit Downlight - 560 Lumens - 8W - 4000K - Brushed Nickel | 4000 | 94 | 560 | 70 | 35000 | 8 | 1 | 54 | 54 | 63.4521 | 2020Q3 | https://www.beeslighting.com/4G1BN-LED-40K-90CRI-M6 | Bee's Lighting | 2020 | Yes
LED Lighting | Downlight | Lithonia | True |  |  |  | E26, 2-pin | Home Fixtures Recessed Lighting 4 in - 50W Equal - LED Retrofit Downlight - 640 Lumens - 10W - 3000K - White Back Description The adjustable LED iGimbal downlighting module is 80% more efficient than incandescent luminaries, performing for 35,000 hours or more with exceptional energy efficiency and near zero maintenance. The LED iGimbal is intended for sloped ceiling applications, grazing textured surfaces, wall washing, and highlighting artwork or other architectural features. Retrofits into most existing recessed downlighting installations or new construction and remodel applications. Spun steel gimbal reflectors with 360° of rotation and at least 45° of adjustable tilt in both directions Primary power disconnect provided for simple connection to a dedicated LED connector in the housing Diffused lens at end of mixing chamber to provide even light distribution for general illumination Suitable for installation in standard height rough-in sections 4 in - 50W Equal - LED Retrofit Downlight - 640 Lumens - 10W - 3000K - White | 3000 | 92 | 640 | 64 | 35000 | 10 | 1 | 44 | 44 | 51.7017 | 2020Q3 | https://www.beeslighting.com/4IGMW-LED-30K-90CRI-M6 | Bee's Lighting | 2020 | Yes
LED Lighting | Downlight | Lithonia | True |  |  |  | E26, 2-pin | Home Fixtures Recessed Lighting 5 in - 65W Equal - LED Retrofit Downlight - 680 Lumens - 10W - 2700K - Brushed Nickel Back Description Directional LED recessed lighting fixtures for residential or commercial application types. The Lithonia Lighting adjustable LED gimbal fixtures are 80% more efficient than incandescent luminaries, performing for 35,000 hours or more. Great for sloped ceiling applications, grazing textured surfaces, wall washing, and highlighting artwork or other architectural features. Over 35° tilt in both directions with 180° rotation Primary power disconnect provided for simple connection to a dedicated LED connector in the housing Diffused lens at end of mixing chamber to provide even light distribution for general illumination Suitable for installation in standard height rough-in sections 5 in - 65W Equal - LED Retrofit Downlight - 680 Lumens - 10W - 2700K - Brushed Nickel | 2700 | 91 | 680 | 68 | 35000 | 10 | 1 | 44 | 44 | 51.7017 | 2020Q3 | https://www.beeslighting.com/5G1BN-LED-27K-90CRI-M6 | Bee's Lighting | 2020 | Yes
LED Lighting | Downlight | Lithonia | True |  |  |  | E26, 2-pin | Home Fixtures Recessed Lighting 5 in - 65W Equal - LED Retrofit Downlight - 780 Lumens - 10W - 3000K - Brushed Nickel Back Description Directional LED recessed lighting fixtures for residential or commercial application types. The Lithonia Lighting adjustable LED gimbal fixtures are 80% more efficient than incandescent luminaries, performing for 35,000 hours or more. Great for sloped ceiling applications, grazing textured surfaces, wall washing, and highlighting artwork or other architectural features. Over 35° tilt in both directions with 180° rotation Primary power disconnect provided for simple connection to a dedicated LED connector in the housing Diffused lens at end of mixing chamber to provide even light distribution for general illumination Suitable for installation in standard height rough-in sections 5 in - 65W Equal - LED Retrofit Downlight - 780 Lumens - 10W - 3000K - Brushed Nickel | 3000 | 91 | 780 | 78 | 35000 | 10 | 1 | 44 | 44 | 51.7017 | 2020Q3 | https://www.beeslighting.com/5G1BN-LED-30K-90CRI-M6 | Bee's Lighting | 2020 | Yes
LED Lighting | Downlight | Lithonia | True |  |  |  | E26, 2-pin | Home Fixtures Recessed Lighting 5 in - 65W Equal - LED Retrofit Downlight - 800 Lumens - 10W - 4000K - Brushed Nickel Back Description Directional LED recessed lighting fixtures for residential or commercial application types. The Lithonia Lighting adjustable LED gimbal fixtures are 80% more efficient than incandescent luminaries, performing for 35,000 hours or more. Great for sloped ceiling applications, grazing textured surfaces, wall washing, and highlighting artwork or other architectural features. Over 35° tilt in both directions with 180° rotation Primary power disconnect provided for simple connection to a dedicated LED connector in the housing Diffused lens at end of mixing chamber to provide even light distribution for general illumination Suitable for installation in standard height rough-in sections 5 in - 65W Equal - LED Retrofit Downlight - 800 Lumens - 10W - 4000K - Brushed Nickel | 4000 | 94 | 800 | 80 | 35000 | 10 | 1 | 44 | 44 | 51.7017 | 2020Q3 | https://www.beeslighting.com/5G1BN-LED-40K-90CRI-M6 | Bee's Lighting | 2020 | Yes
LED Lighting | Downlight |  | True |  |  |  |  | Home Fixtures Flush Mount Lighting Blink Luxe - 17 in. - LED Disk Lights - 2200 Lumens - 3000K - Nickel Finish Back Description The Satco 62-1529 LED Ceiling Flush Mount Light comes in a length of 17 in. . The Fixture has a Polished Nickel color finish. This 31.5 Watts 2200 Lumens with warm White Color temperature at 3000K. LED Square light are an excellent lighting solution for indoor commercial and residential applications like Hospital, office, restaurant, bathroom, hallway, meeting room.Features: This surface mount Square downlight uses the latest in edge-lighting technology to produce a low glare smooth lighting effect. Quick and easy installation. Energie Saving. LED Flush Mount Light has a lifetime rated life span of 50,000 hours Dimmable LED disk light Damp location rated for protection Color rendering index CRI 90 5 Years warranty Blink Luxe - 17 in. - LED Disk Lights - 2200 Lumens - 3000K - Nickel Finish | 3000 | 90 | 2200 | 70.9677 | 50000 | 31 | 1 | 124 | 124 | 145.7048 | 2020Q3 | https://www.beeslighting.com/62-1529 | Bee's Lighting | 2020 | Yes
LED Lighting | Downlight | Satco | True |  |  |  |  | Home Fixtures Flush Mount Lighting Blink Luxe - 17 in. - LED Disk Lights - 2200 Lumens - 3000K - Nickel Finish Back Description The Satco 62-1530 LED Ceiling Flush Mount Light comes in a length of 17 in. . The Fixture has a Brushed Nickel color finish. This 31.5 Watts 2200 Lumens with warm White Color temperature at 3000K. LED Square light are an excellent lighting solution for indoor commercial and residential applications like Hospital, office, restaurant, bathroom, hallway, meeting room.Features: This surface mount Square downlight uses the latest in edge-lighting technology to produce a low glare smooth lighting effect. Quick and easy installation. Energie Saving. LED Flush Mount Light has a lifetime rated life span of 50,000 hours Dimmable LED disk light Damp location rated for protection Color rendering index CRI 90 5 Years warranty Blink Luxe - 17 in. - LED Disk Lights - 2200 Lumens - 3000K - Nickel Finish | 3000 | 90 | 2200 | 70.9677 | 50000 | 31 | 1 | 124 | 124 | 145.7048 | 2020Q3 | https://www.beeslighting.com/62-1530 | Bee's Lighting | 2020 | Yes
LED Lighting | Downlight | Lithonia | True |  |  |  | E26, 2-pin | Home Fixtures Recessed Lighting 6 in - 65W Equal - LED Retrofit Downlight - 680 Lumens - 10W - 2700K - Brushed Nickel Back Description Directional LED recessed lighting fixtures for residential or commercial application types. The Lithonia Lighting adjustable LED gimbal fixtures are 80% more efficient than incandescent luminaries, performing for 35,000 hours or more. Great for sloped ceiling applications, grazing textured surfaces, wall washing, and highlighting artwork or other architectural features. Over 35° tilt in both directions with 180° rotation Primary power disconnect provided for simple connection to a dedicated LED connector in the housing Diffused lens at end of mixing chamber to provide even light distribution for general illumination Suitable for installation in standard height rough-in sections 6 in - 65W Equal - LED Retrofit Downlight - 680 Lumens - 10W - 2700K - Brushed Nickel | 2700 | 91 | 680 | 68 | 35000 | 10 | 1 | 44 | 44 | 51.7017 | 2020Q3 | https://www.beeslighting.com/6G1BN-LED-27K-90CRI-M6 | Bee's Lighting | 2020 | Yes
LED Lighting | Downlight | Lithonia | True |  |  |  | E26, 2-pin | Home Fixtures Recessed Lighting 6 in - 65W Equal - LED Retrofit Downlight - 790 Lumens - 10W - 3000K - Brushed Nickel Back Description Directional LED recessed lighting fixtures for residential or commercial application types. The Lithonia Lighting adjustable LED gimbal fixtures are 80% more efficient than incandescent luminaries, performing for 35,000 hours or more. Great for sloped ceiling applications, grazing textured surfaces, wall washing, and highlighting artwork or other architectural features. Over 35° tilt in both directions with 180° rotation Primary power disconnect provided for simple connection to a dedicated LED connector in the housing Diffused lens at end of mixing chamber to provide even light distribution for general illumination Suitable for installation in standard height rough-in sections 6 in - 65W Equal - LED Retrofit Downlight - 790 Lumens - 10W - 3000K - Brushed Nickel | 3000 | 91 | 790 | 79 | 35000 | 10 | 1 | 44 | 44 | 51.7017 | 2020Q3 | https://www.beeslighting.com/6G1BN-LED-30K-90CRI-M6 | Bee's Lighting | 2020 | Yes
LED Lighting | Downlight | Lithonia | True |  |  |  | E26, 2-pin | Home Fixtures Recessed Lighting 6 in - 65W Equal - LED Retrofit Downlight - 820 Lumens - 10W - 4000K - Brushed Nickel Back Description Directional LED recessed lighting fixtures for residential or commercial application types. The Lithonia Lighting adjustable LED gimbal fixtures are 80% more efficient than incandescent luminaries, performing for 35,000 hours or more. Great for sloped ceiling applications, grazing textured surfaces, wall washing, and highlighting artwork or other architectural features. Over 35° tilt in both directions with 180° rotation Primary power disconnect provided for simple connection to a dedicated LED connector in the housing Diffused lens at end of mixing chamber to provide even light distribution for general illumination Suitable for installation in standard height rough-in sections 6 in - 65W Equal - LED Retrofit Downlight - 820 Lumens - 10W - 4000K - Brushed Nickel | 4000 | 94 | 820 | 82 | 35000 | 10 | 1 | 44 | 44 | 51.7017 | 2020Q3 | https://www.beeslighting.com/6G1BN-LED-40K-90CRI-M6 | Bee's Lighting | 2020 | Yes
LED Lighting | Downlight | Lithonia | True |  |  |  | E26, 2-pin | Home Fixtures Recessed Lighting 6 in - 65W Equal - LED Retrofit Downlight - 750 Lumens - 12W - 3000K - White Back Description The adjustable LED iGimbal downlighting module is 80% more efficient than incandescent luminaries, performing for 35,000 hours or more with exceptional energy efficiency and near zero maintenance. The LED iGimbal is intended for sloped ceiling applications, grazing textured surfaces, wall washing, and highlighting artwork or other architectural features. Retrofits into most existing recessed downlighting installations or new construction and remodel applications. Spun steel gimbal reflectors with 360° of rotation and at least 45° of adjustable tilt in both directions Primary power disconnect provided for simple connection to a dedicated LED connector in the housing Diffused lens at end of mixing chamber to provide even light distribution for general illumination Suitable for installation in standard height rough-in sections 6 in - 65W Equal - LED Retrofit Downlight - 750 Lumens - 12W - 3000K - White | 3000 | 92 | 750 | 62.5 | 35000 | 12 | 1 | 44 | 44 | 51.7017 | 2020Q3 | https://www.beeslighting.com/6IGMW-LED-30K-90CRI-M6 | Bee's Lighting | 2020 | Yes
LED Lighting | Decorative | Maxim Lighting | True |  |  | G9 |  | Home Fixtures Vanity Lights Bravado - 26 in. - LED Vanity Lights - 1400 Lumens - 3000K - Bronze Finish Back Description Heavy pressed glass Clear Ice shades sparkle when illuminated by the long life LED lamps included with every fixture. The metal frames are available in your choice of Polished Chrome or Golden Bronze to enhance virtually any vanity any bathroom decor., Maxim Lighting provides a large selection of light fixtures Bravado - 26 in. - LED Vanity Lights - 1400 Lumens - 3000K - Bronze Finish | 3000 | 80 | 1400 | 70 |  | 20 | 1 | 398 | 398 | 467.6654 | 2020Q3 | https://www.beeslighting.com/9045CIGO | Bee's Lighting | 2020 | No
LED Lighting | Decorative | Maxim Lighting | True |  |  | G9 |  | Home Fixtures Vanity Lights Bravado - 33 in. - LED Vanity Lights - 1400 Lumens - 3000K - Bronze Finish Back Description Heavy pressed glass Clear Ice shades sparkle when illuminated by the long life LED lamps included with every fixture. The metal frames are available in your choice of Polished Chrome or Golden Bronze to enhance virtually any vanity any bathroom decor., Maxim Lighting provides a large selection of light fixtures Bravado - 33 in. - LED Vanity Lights - 1400 Lumens - 3000K - Bronze Finish | 3000 | 80 | 1400 | 70 |  | 20 | 1 | 338 | 338 | 397.1631 | 2020Q3 | https://www.beeslighting.com/9045CIPC | Bee's Lighting | 2020 | No
LED Lighting | Decorative | Maxim Lighting | True |  |  | G9 |  | Home Fixtures Wall Sconces Groove - 5 in. - LED Armed Sconces - 400 Lumens - 3000K - Chrome Finish Back Description Square Clear Ribbed glass are supported by metal frames of Polished Chrome and powered by easily replaceable LED lamps. The square glass can be positioned either square with the back plate or with the corner facing out to give a variation of looks., Maxim Lighting provides a large selection of light fixtures Groove - 5 in. - LED Armed Sconces - 400 Lumens - 3000K - Chrome Finish | 3000 | 80 | 400 | 100 |  | 4 | 1 | 70 | 70 | 82.2527 | 2020Q3 | https://www.beeslighting.com/9071CRPC | Bee's Lighting | 2020 | Yes
LED Lighting | Decorative | Maxim Lighting | True |  |  | G9 |  | Home Fixtures Vanity Lights Groove - 36 in. - LED Vanity Lights - 2000 Lumens - 3000K - Polished Finish Back Description Square Clear Ribbed glass are supported by metal frames of Polished Chrome and powered by easily replaceable LED lamps. The square glass can be positioned either square with the back plate or with the corner facing out to give a variation of looks., Maxim Lighting provides a large selection of light fixtures Groove - 36 in. - LED Vanity Lights - 2000 Lumens - 3000K - Polished Finish | 3000 | 80 | 2000 | 100 |  | 20 | 1 | 308 | 308 | 361.9119 | 2020Q3 | https://www.beeslighting.com/9075CRPC | Bee's Lighting | 2020 | No
LED Lighting | Decorative | Maxim Lighting | True |  |  | G9 |  | Home Fixtures Wall Sconces Peak - 5 in. - LED Armed Sconces - 400 Lumens - 3000K - Polished Chrome Finish Back Description Faceted heavy glass of Clear Ice has a 3 dimensional illusion as well as a shimmering appearance when illuminated by high powered LED lamps included. Polished Chrome frames complete this sharp contemporary look in bath vanity lighting., Maxim Lighting provides a large selection of light fixtures Peak - 5 in. - LED Armed Sconces - 400 Lumens - 3000K - Polished Chrome Finish | 3000 | 80 | 400 | 100 |  | 4 | 1 | 80 | 80 | 94.0031 | 2020Q3 | https://www.beeslighting.com/9081CIPC | Bee's Lighting | 2020 | Yes
LED Lighting | Decorative | Maxim Lighting | True |  |  | G9 |  | Home Fixtures Vanity Lights Peak - 33 in. - LED Vanity Lights - 2000 Lumens - 3000K - Polished Chrome Finish Back Description Faceted heavy glass of Clear Ice has a 3 dimensional illusion as well as a shimmering appearance when illuminated by high powered LED lamps included. Polished Chrome frames complete this sharp contemporary look in bath vanity lighting., Maxim Lighting provides a large selection of light fixtures Peak - 33 in. - LED Vanity Lights - 2000 Lumens - 3000K - Polished Chrome Finish | 3000 | 80 | 2000 | 100 |  | 20 | 1 | 358 | 358 | 420.6638 | 2020Q3 | https://www.beeslighting.com/9085CIPC | Bee's Lighting | 2020 | No
LED Lighting | Downlight | Green Creative | True |  |  |  | Pre-wired | Home Fixtures Commercial Lighting Commercial Downlights Commercial LED Retrofit Downlight - 60W - 2700K Back Description Green Creative 98070 LED Specfit retrofit downlight offers a new modern way to LED lighting Solution. The 98070 LED retrofit downlight is a large light engine and driver that can be manipulated to fit any setting. Lumens and wattages can be picked from options from 3000 lumens at 37.5W to 4000 lumens at 48.5W to 5000 lumens at 60W. The Green Creative 98070 LED retrofit specfit downlight is suitable to replace CFL fixtures of up to 84W. 98070 LED specfit downlight is compatible with a variety of reflectors to add design to the LED Downlight, suitable to be used with 4 inch reflectors, 6 inch reflectors, 8 inch and 9.5 inch reflectors. Features: SPECFIT luminaires have SelectDrive technology that allows for lumen output selection Compatible with multiple reflector options in different color finishes 0-10V dimmable LED retrofit downlight Universal voltage 120-277V Color Temperature = 2700K Color rendering index 90 LEL = Large light engine Compatible with reflector sizes 6", 8", 9.5" LED life rate of 100,000 hours 5 year warranty Commercial LED Retrofit Downlight - 60W - 2700K | 2700 | 90 | 5000 | 83.3333 | 100000 | 60 | 1 | 160.58 | 160.58 | 188.6877 | 2020Q3 | https://www.beeslighting.com/98070 | Bee's Lighting | 2020 | Yes
LED Lighting | Downlight | Green Creative | True |  |  |  | Pre-wired | Home Fixtures Commercial Lighting Commercial Downlights Commercial LED Retrofit Downlight - 60W - 3000K Back Description Green Creative 98071 LED Specfit retrofit downlight offers a new modern way to LED lighting Solution. The 98071 LED retrofit downlight is a large light engine and driver that can be manipulated to fit any setting. Lumens and wattages can be picked from options from 3000 lumens at 37.5W to 4000 lumens at 48.5W to 5000 lumens at 60W. The Green Creative 98071 LED retrofit specfit downlight is suitable to replace CFL fixtures of up to 84W. 98071 LED specfit downlight is compatible with a variety of reflectors to add design to the LED Downlight, suitable to be used with 6 inch reflectors, 8 inch and 9.5 inch reflectors. Features: SPECFIT luminaires have SelectDrive technology that allows for lumen output selection Compatible with multiple reflector options in different color finishes 0-10V dimmable LED retrofit downlight Universal voltage 120-277V Color Temperature = 3000K Color rendering index 90 LEL = Large light engine Compatible with reflector sizes 6", 8", 9.5" LED life rate of 100,000 hours 5 year warranty Commercial LED Retrofit Downlight - 60W - 3000K | 3000 | 90 | 5000 | 83.3333 | 100000 | 60 | 1 | 160.58 | 160.58 | 188.6877 | 2020Q3 | https://www.beeslighting.com/98071 | Bee's Lighting | 2020 | Yes
LED Lighting | Downlight | Green Creative | True |  |  |  | Pre-wired | Home Fixtures Commercial Lighting Commercial Downlights Commercial LED Retrofit Downlight - 60W - 3500K Back Description Green Creative 98072 LED Specfit retrofit downlight offers a new modern way to LED lighting Solution. The 98072 LED retrofit downlight is a large light engine and driver that can be manipulated to fit any setting. Lumens and wattages can be picked from options from 3500 lumens at 37.5W to 4000 lumens at 48.5W to 5000 lumens at 60W. The Green Creative 98072 LED retrofit specfit downlight is suitable to replace CFL fixtures of up to 84W. 98072 LED specfit downlight is compatible with a variety of reflectors to add design to the LED Downlight, suitable to be used with 6 inch reflectors, 8 inch and 9.5 inch reflectors. Features: SPECFIT luminaires have SelectDrive technology that allows for lumen output selection Compatible with multiple reflector options in different color finishes 0-10V dimmable LED retrofit downlight Universal voltage 120-277V Color Temperature = 3500K Color rendering index 90 LEL = Large light engine Compatible with reflector sizes 6", 8", 9.5" LED life rate of 100,000 hours 5 year warranty Commercial LED Retrofit Downlight - 60W - 3500K | 3500 | 90 | 5000 | 83.3333 | 100000 | 60 | 1 | 160.58 | 160.58 | 188.6877 | 2020Q3 | https://www.beeslighting.com/98072 | Bee's Lighting | 2020 | Yes
LED Lighting | Downlight | Green Creative | True |  |  |  | Pre-wired | Home Fixtures Commercial Lighting Commercial Downlights Commercial LED Retrofit Downlight - 60W - 4000K Back Description Green Creative 98073 LED Specfit retrofit downlight offers a new modern way to LED lighting Solution. The 98073 LED retrofit downlight is a large light engine and driver that can be manipulated to fit any setting. Lumens and wattages can be picked from options from 3500 lumens at 37.5W to 4000 lumens at 48.5W to 5000 lumens at 60W. The Green Creative 98073 LED retrofit specfit downlight is suitable to replace CFL fixtures of up to 84W. 98073 LED specfit downlight is compatible with a variety of reflectors to add design to the LED Downlight, suitable to be used with 6 inch reflectors, 8 inch and 9.5 inch reflectors. Features: SPECFIT luminaires have SelectDrive technology that allows for lumen output selection Compatible with multiple reflector options in different color finishes 0-10V dimmable LED retrofit downlight Universal voltage 120-277V Color Temperature = 4000K Color rendering index 90 LEL = Large light engine Compatible with reflector sizes 6", 8", 9.5" LED life rate of 100,000 hours 5 year warranty Commercial LED Retrofit Downlight - 60W - 4000K | 4000 | 90 | 5000 | 83.3333 | 100000 | 60 | 1 | 160.58 | 160.58 | 188.6877 | 2020Q3 | https://www.beeslighting.com/98073 | Bee's Lighting | 2020 | Yes
LED Lighting | A-Type | Cree | True |  | A19/21 | E26 (Medium) | E26 (Medium) | Home / Light Bulbs / LED / LED A-Line / Cree - A19-60W-27K-U1 Energy Star Qualified; Suitable for Damp Locations; Not for Use in Totally Enclosed Fixtures 9W A19 LED Lamp - Universal - 815 Lumens - Warm White (2700K) - 85 CRI - 25000 Hours - E26 (Medium) - 120 to 130V Cree - A19-60W-27K-U1 | 2700 | 85 | 815 | 90.5556 | 25000 | 9 | 1 | 6.23 | 6.23 | 7.3205 | 2020Q2 | https://shop.regencylighting.com/lamps/led/a-line/a19-60w-27k-u1-cre.html | Regency Lighting | 2020 | Yes
LED Lighting | Reflector | American Bright | [5 empty] | Home Fixtures Commercial Lighting LED Refrigerated Display Lights 16W - 1200 Lumens - 4ft - LED Cooler - Refrigerator Display Case - Freezer Light - Center- 4000K Back Description SimpleTube Slimm is designed to replace more costly, less efficient, and mercury-containing products currently in place, such as fluorescent and compact fluorescent lights (CFL) Patented SimpleDrive technology for direct AC connection No external driver, easy installation and maintenance Custom optical design offers better versatility in various applications Uniform light distribution and high CRI for attractive display Lightweight slim design Six year comprehensive warranty 16W - 1200 Lumens - 4ft - LED Cooler - Refrigerator Display Case - Freezer Light - Center- 4000K | 4000 |  | 1200 | 75 | 50000 | 16 | 1 | 79 | 79 | 92.8281 | 2020Q3 | https://www.beeslighting.com/AB-STU-484016C | Bee's Lighting | 2020 | No
LED Lighting | Reflector | American Bright | [5 empty] | Home Fixtures Commercial Lighting LED Refrigerated Display Lights 20W - 1500 Lumens - 5ft - LED Cooler - Refrigerator Display Case - Freezer Light - Center- 4000K Back Description SimpleTube Slimm is designed to replace more costly, less efficient, and mercury-containing products currently in place, such as fluorescent and compact fluorescent lights (CFL) Patented SimpleDrive technology for direct AC connection No external driver, easy installation and maintenance Custom optical design offers better versatility in various applications Uniform light distribution and high CRI for attractive display Lightweight slim design Six year comprehensive warranty 20W - 1500 Lumens - 5ft - LED Cooler - Refrigerator Display Case - Freezer Light - Center- 4000K | 4000 |  | 1500 | 75 | 50000 | 20 | 1 | 99 | 99 | 116.3288 | 2020Q3 | https://www.beeslighting.com/AB-STU-604020C | Bee's Lighting | 2020 | No
LED Lighting | Reflector | American Bright | [5 empty] | Home Fixtures Commercial Lighting LED Refrigerated Display Lights 24W - 1800 Lumens - 6ft - LED Cooler - Refrigerator Display Case - Freezer Light - Center- 4000K Back Description SimpleTube Slimm is designed to replace more costly, less efficient, and mercury-containing products currently in place, such as fluorescent and compact fluorescent lights (CFL) Patented SimpleDrive technology for direct AC connection No external driver, easy installation and maintenance Custom optical design offers better versatility in various applications Uniform light distribution and high CRI for attractive display Lightweight slim design Six year comprehensive warranty 24W - 1800 Lumens - 6ft - LED Cooler - Refrigerator Display Case - Freezer Light - Center- 4000K | 4000 |  | 1800 | 75 | 50000 | 24 | 1 | 109 | 109 | 128.0792 | 2020Q3 | https://www.beeslighting.com/AB-STU-684024C | Bee's Lighting | 2020 | No
LED Lighting | Reflector | Feit Electric |  | Daylighting/Photocell, |  |  |  | Home Fixtures Commercial Lighting Grow Lights 9 Watt - BR30 - LED Grow Lamp - Veg - Blue Spectrum Back Description The Feit Electric BR30/GROW/LEDG2 LED Grow Lamp offers a Full Spectrum light color for an energy efficient way to grow plants. This LED grow light works well for Flowering and Vegetative stages. The BR30/GROW/LEDG2 LED Grow Lamp emits 600 lumens on a 9 wattage. LED grow lights are a great solution for energy efficient indoor grow houses. Emits spectrum wavelengths and color for photosynthetic response Suitable For Damp Locations Emits light between the desired 449nm blue and 630nm red spectrums Cooler lamp operation retains moisture in plants while preventing lamp burn BR30 bulb shape E26 medium base 2 year warranty 9 Watt - BR30 - LED Grow Lamp - Veg - Blue Spectrum | 0 |  | 600 | 66.6667 | 25000 | 9 | 1 | 13.95 | 13.95 | 16.3918 | 2020Q3 | https://www.beeslighting.com/BR30-GROW-LEDG2 | Bee's Lighting | 2020 | Yes
LED Lighting | Downlight | RAB Lighting | True | Scene Controls, |  |  | Connector | Home Fixtures Commercial Lighting Commercial Downlights 6 in - Commercial LED Downlight - 1608 Lumens - 18W - Selectable White - White Back Description The C6R14/189FAUNVW 6 inch LED commercial downlight from RAB Lighting produces 1200/1608 lumens at 14W/18W to replace 150 watt halogen and 13 watt CFL. This LED downlight has a connector which makes it easier to install and runs on 120-277V input. The 3000K- 4000K tunable white color temperature makes it ideal for residential and commercial downlight applications. This commercial downlight has an open reflector with white trim 90+ CRI with selectable color temperature Energy Star with California Title 24 certification Wet location rated 50000 hours and dimmable Adjustable lumen output up to 1608 lumens Made in the US 6 in - Commercial LED Downlight - 1608 Lumens - 18W - Selectable White - White | 3000 | 90 | 1608 | 89.3333 | 50000 | 18 | 1 | 51.41 | 51.41 | 60.4087 | 2020Q3 | https://www.beeslighting.com/C6R14-189FAUNVW | Bee's Lighting | 2020 | Yes
LED Lighting | Downlight | RAB Lighting | True | Scene Controls, |  |  | Connector | Home Fixtures Commercial Lighting Commercial Downlights 6 in - Commercial LED Downlight - 1500 Lumens - 18W - Selectable White - White Back Description The C6R7/10/189FAUNVW 6 inch LED commercial downlight from RAB Lighting produces 700/1000/1500 lumens at 7W/10W/18W to replace 13 watt CFL and 150 watt halogen. This LED downlight has a connector base which makes it easier to install and runs on 120-277V input. The 3000K-4000K tunable white color temperature makes it ideal for residential and commercial downlight applications. This commercial downlight has an open reflector with white trim 90+ CRI with selectable color temperature Energy Star with California Title 24 certification Adjustable lumen output up to 1500 lumens Wet location rated 50000 hours rate life 6 in - Commercial LED Downlight - 1500 Lumens - 18W - Selectable White - White | 3000 | 90 | 1500 | 83.3333 | 50000 | 18 | 1 | 57.13 | 57.13 | 67.13 | 2020Q3 | https://www.beeslighting.com/C6R7-10-189FAUNVW | Bee's Lighting | 2020 | Yes
LED Lighting | Downlight | RAB Lighting | True | Scene Controls, |  |  | Connector | Home Fixtures Commercial Lighting Commercial Downlights 8 in - Commercial LED Downlight - 2000 Lumens - 22W - Selectable White - White Back Description The C8R10/15/229FAUNVW 8 inch LED commercial downlight from RAB Lighting produces 1000/1500/2000 lumens at 10W/15W/22W to replace 150 watt halogen and 13 watt CFL. This LED downlight has a connector which makes it easier to install and runs on 120-277V input. The 3000K- 4000K tunable white color temperature makes it ideal for residential and commercial downlight applications. This commercial downlight has an open trim with white trim 90+ CRI with selectable color temperature Energy Star with California Title 24 certification Wet location rated Adjustable lumen output up to 2000 lumens 50000 hours rate life Made in the US 8 in - Commercial LED Downlight - 2000 Lumens - 22W - Selectable White - White | 3000 | 90 | 1000 | 100 | 50000 | 10 | 1 | 64.27 | 64.27 | 75.5197 | 2020Q3 | https://www.beeslighting.com/C8R10-15-229FAUNVW | Bee's Lighting | 2020 | Yes
LED Lighting | Downlight | RAB Lighting | True | Scene Controls, |  |  | Connector | Home Fixtures Commercial Lighting Commercial Downlights 9 in - Commercial LED Downlight - 3000 Lumens - 32W - Selectable White - White Back Description The C9.5R20/25/329FAUNVW 9 inch LED commercial downlight from RAB Lighting produces 2000/2500/3000 lumens at 20W/25W/32W to replace 150 watt halogen and 70 watt HID. This LED downlight has a connector which makes it easier to install and runs on 120-277V input. The 3000K-4000K tunable white color temperature makes it ideal for residential and commercial downlight applications. This commercial downlight has an open reflector with white trim 90+ CRI with smooth trim Energy Star with California Title 24 certification Wet location rated Adjustable lumen output up to 3000 lumens 50000 hours rate life Made in the US 9 in - Commercial LED Downlight - 3000 Lumens - 32W - Selectable White - White | 3000 | 90 | 2000 | 100 | 50000 | 20 | 1 | 71.41 | 71.41 | 83.9095 | 2020Q3 | https://www.beeslighting.com/C9.5R20-25-329FAUNVW | Bee's Lighting | 2020 | Yes
LED Lighting | Downlight | Euri Lighting | True |  |  |  | Pre-wired | Home Fixtures Recessed Lighting 6 in - 100W Equal - LED Canless Downlight - Ultra Thin - 900 Lumens - 12W - 3000K - White Back Description The DLC6S-2000e 6 inch LED direct wire downlight from Euri Lighting produces 900 lumens at 12W to replace 100 watt incandescent bulbs. This LED canless downlight has a pre-wired connection for easy installation and runs on 120V input. The 3000K soft white color temperature makes it ideal for residential and commercial downlight applications. 6 inch round trim with white finish Edge lit ultra thin downlight with 80+ CRI Energy star, IC rated and damp location rated Energy efficient with 30,000 hours LED life span 6 in - 100W Equal - LED Canless Downlight - Ultra Thin - 900 Lumens - 12W - 3000K - White | 3000 | 80 | 900 | 75 | 30000 | 12 | 1 | 12.45 | 12.45 | 14.6292 | 2020Q3 | https://www.beeslighting.com/DLC6S-2000e | Bee's Lighting | 2020 | Yes
LED Lighting | Downlight | Euri Lighting | True |  |  |  | Pre-wired | Home Fixtures Recessed Lighting 6 in - 100W Equal - LED Canless Downlight - Ultra Thin - 900 Lumens - 12W - 3000K - White - 6 Pack Back Description The 6 pack DLC6S-2000e 6 inch LED direct wire downlight from Euri Lighting produces 900 lumens at 12W to replace 100 watt incandescent bulbs. This LED canless downlight has a pre-wired connection for easy installation and runs on 120V input. The 3000K soft white color temperature makes it ideal for residential and commercial downlight applications. 6 inch round trim with white finish Edge lit ultra thin downlight with 80+ CRI Energy star, IC rated and damp location rated Energy efficient with 30,000 hours LED life span 6 in - 100W Equal - LED Canless Downlight - Ultra Thin - 900 Lumens - 12W - 3000K - White - 6 Pack | 3000 | 80 | 900 | 75 | 30000 | 12 | 1 | 69.99 | 69.99 | 82.241 | 2020Q3 | https://www.beeslighting.com/DLC6S-2000e-6PK | Bee's Lighting | 2020 | Yes
LED Lighting | Downlight | Euri Lighting | True |  |  |  | Pre-wired | Home Fixtures Recessed Lighting 6 in - 100W Equal - LED Canless Downlight - Ultra Thin - 900 Lumens - 12W - 4000K - White Back Description The DLC6S-2040e 6 inch LED direct wire downlight from Euri Lighting produces 900 lumens at 12W to replace 100 watt incandescent bulbs. This LED canless downlight has a pre-wired connection for easy installation and runs on 120V input. The 4000K cool white color temperature makes it ideal for residential and commercial downlight applications. 6 inch round trim with white finish Edge lit ultra thin downlight with 80+ CRI Energy star, IC rated and damp location rated Energy efficient with 30,000 hours LED life span 6 in - 100W Equal - LED Canless Downlight - Ultra Thin - 900 Lumens - 12W - 4000K - White | 4000 | 80 | 900 | 75 | 30000 | 12 | 1 | 11.95 | 11.95 | 14.0417 | 2020Q3 | https://www.beeslighting.com/DLC6S-2040e | Bee's Lighting | 2020 | Yes
LED Lighting | Downlight | Euri Lighting | True | Daylighting/Photocell, |  |  | Pre-wired | Home Fixtures Recessed Lighting 6 in - 100W Equal - LED Canless Downlight - Ultra Thin - 900 Lumens - 12W - 5000K - White Back Description The DLC6S-2050e 6 inch LED direct wire downlight from Euri Lighting produces 900 lumens at 12W to replace 100 watt incandescent bulbs. This LED canless downlight has a pre-wired connection for easy installation and runs on 120V input. The 5000K daylight color temperature makes it ideal for residential and commercial downlight applications. 6 inch round trim with white finish Edge lit ultra thin downlight with 80+ CRI Energy star, IC rated and damp location rated Energy efficient with 30,000 hours LED life span 6 in - 100W Equal - LED Canless Downlight - Ultra Thin - 900 Lumens - 12W - 5000K - White | 5000 | 80 | 900 | 75 | 30000 | 12 | 1 | 12.45 | 12.45 | 14.6292 | 2020Q3 | https://www.beeslighting.com/DLC6S-2050e | Bee's Lighting | 2020 | Yes
LED Lighting | Downlight | Euri Lighting | True | Daylighting/Photocell, |  |  | Pre-wired | Home Fixtures Recessed Lighting 6 in - 100W Equal - LED Canless Downlight - Ultra Thin - 900 Lumens - 12W - 5000K - White - 6 Pack Back Description The 6 pack DLC6S-2050e 6 inch LED direct wire downlight from Euri Lighting produces 900 lumens at 12W to replace 100 watt incandescent bulbs. This LED canless downlight has a pre-wired connection for easy installation and runs on 120V input. The 5000K daylight color temperature makes it ideal for residential and commercial downlight applications. 6 inch round trim with white finish Edge lit ultra thin downlight with 80+ CRI Energy star, IC rated and damp location rated Energy efficient with 30,000 hours LED life span 6 in - 100W Equal - LED Canless Downlight - Ultra Thin - 900 Lumens - 12W - 5000K - White - 6 Pack | 5000 | 80 | 900 | 75 | 30000 | 12 | 1 | 69.99 | 69.99 | 82.241 | 2020Q3 | https://www.beeslighting.com/DLC6S-2050e-6PK | Bee's Lighting | 2020 | Yes
LED Lighting | Decorative | Emery Allen | True |  |  | Torpedo |  | Home Bulbs Filament Light Bulbs 500 Lumens - LED B10 Bulb - E12 Base - 120V - 5W - 60W Halogen Equal - 2700K Back Description Emery Allen EA-B10-5.0W-2780-D LED miniature light bulb produces 500 lumens, 2700K color temperature and consumes only 5 watts. The EA-B10-5.0W-2780-D replaces 50 watt halogen bulbs with Bi pin base. Moreover, The 120V EmeryAllen MR16 retrofit lamp is an energy efficient alternative to 12V halogen MR16 lamps. It is suitable for use in most 12V MR16/GU5.3 fixtures Suitable for enclosed fixtures and RoHS compliant 120V Volt use Bi pin lamp Dimmable with most incandescent and LED dimmers The bulb type is MR16 The beam angle is 360 degrees 90 CRI and warm white color temperature 500 Lumens - LED B10 Bulb - E12 Base - 120V - 5W - 60W Halogen Equal - 2700K | 2700 | 80 | 500 | 100 | 15000 | 5 | 1 | 7.5 | 7.5 | 8.8128 | 2020Q3 | https://www.beeslighting.com/EA-B10-5.0W-2780-D | Bee's Lighting | 2020 | Yes
LED Lighting | Decorative | Energetic | True |  |  | Globe |  | Home Bulbs Decorative Light Bulbs LED - 4.5W - G16.5 Clear Globe - 40W Equal - 315 Lumens - 2700K Warm White - E26 Base Back Description Energetic Lighting’s G16.5 Globe LED bulb provides a superior replacement for all incandescent equivalent lamp aplications, available in both E26 and E12 bases. An energy efficient integrated LED driver operating at only 4.5 watts delivers the same lumen output as an equivalent 40 watt incandescent lamp. These lamps are suitable for damp and totally enclosed installation locations, dimmable to 10%, and supplies a reliable light source for at least 25,000 hours backed by a 5 year warranty. No UV or IR radiation Elegant and efficient design Mercury-free construction Uniform illumination light profile LED - 4.5W - G16.5 Clear Globe - 40W Equal - 315 Lumens - 2700K Warm White - E26 Base | 2700 | 80 | 315 | 63 | 25000 | 5 | 1 | 7.95 | 7.95 | 9.3416 | 2020Q3 | https://www.beeslighting.com/ELY05D-GWCE | Bee's Lighting | 2020 | Yes
LED Lighting | Decorative | Energetic | True |  |  | Globe |  | Home Bulbs Decorative Light Bulbs LED - 8W - G25 Frosted Globe - 60W Equal - 500 Lumens - 2700K Warm White - E26 Base Back Description Energetic Lighting’s G25 Globe LED bulb provides a superior replacement for all incandescent equivalent lamp aplications. An energy efficient integrated LED driver operating at only 8 watts delivers the same lumen output as an equivalent 60 watt incandescent lamp. These lamps are suitable for damp and totally enclosed installation locations, dimmable to 10%, and supplies a reliable light source for at least 25,000 hours backed by a 5 year warranty. No UV or IR radiation Elegant and efficient design Mercury-free construction Uniform illumination light profile LED - 8W - G25 Frosted Globe - 60W Equal - 500 Lumens - 2700K Warm White - E26 Base | 2700 | 80 | 500 | 62.5 | 25000 | 8 | 1 | 7.95 | 7.95 | 9.3416 | 2020Q3 | https://www.beeslighting.com/ELY08D-GWF | Bee's Lighting | 2020 | Yes
LED Lighting | Downlight | RAB Lighting | True |  |  |  | E26, 2-pin | Home Fixtures Recessed Lighting 2 in - 45W Equal - LED Canless Downlight - 400 Lumens - 5W - 2700K - White Back Description The G2R5927120W 2 inch LED canless downlight from RAB lighting produces 400 lumens at 5W to replace 45watt incandescent bulbs. This LED downlight has E26 with 2-pin base which makes it easier to install and runs on 120V input. The 2700K warm white temperature makes it ideal for residential and commercial downlight applications. This canless downlight has an open trim with white finish 90+ CRI with selectable back lit distribution Energy Star with California Title 24 certification Wet location rated 50000 hours rate life 2 in - 45W Equal - LED Canless Downlight - 400 Lumens - 5W - 2700K - White | 2700 | 90 | 400 | 80 | 50000 | 5 | 1 | 35.7 | 35.7 | 41.9489 | 2020Q3 | https://www.beeslighting.com/G2R5927120W | Bee's Lighting | 2020 | No
LED Lighting | Downlight | RAB Lighting | True |  |  |  | Pre-wired | Home Fixtures Recessed Lighting 2 in - 45W Equal - LED Canless Downlight - 400 Lumens - 5W - 3000K - White Back Description The G2R5930120W 2 inch LED canless downlight from RAB lighting produces 400 lumens at 5W to replace 45 watt incandescent bulb. This LED downlight is pre-wired base which makes it easier to install and runs on 120V input. The 3000K soft white temperature makes it ideal for residential and commercial downlight applications. This canless downlight has an open trim with white finish 90+ CRI with back lit distribution Energy Star with California Title 24 certification Wet location rated 50000 hours rate life 2 in - 45W Equal - LED Canless Downlight - 400 Lumens - 5W - 3000K - White | 3000 | 90 | 400 | 80 | 50000 | 5 | 1 | 35.7 | 35.7 | 41.9489 | 2020Q3 | https://www.beeslighting.com/G2R5930120W | Bee's Lighting | 2020 | Yes
LED Lighting | Downlight | RAB Lighting | True |  |  |  | Pre-wired | Home Fixtures Recessed Lighting 2 in - 45W Equal - LED Canless Downlight - 400 Lumens - 5W - 4000K - White Back Description The G2R5940120W 2 inch LED canless downlight from RAB lighting produces 400 lumens at 5W to replace 40 Watt Equal . This LED downlight is pre-wired which makes it easier to install and runs on 120V input. The 4000K Cool white temperature makes it ideal for residential and commercial downlight applications. This canless downlight has a open trim with white finish 90+ CRI and back lit distribution Energy Star with California Title 24 certification Wet location rated 50000 hours rate life 2 in - 45W Equal - LED Canless Downlight - 400 Lumens - 5W - 4000K - White | 4000 | 90 | 400 | 80 | 50000 | 5 | 1 | 35.7 | 35.7 | 41.9489 | 2020Q3 | https://www.beeslighting.com/G2R5940120W | Bee's Lighting | 2020 | Yes
LED Lighting | Downlight | RAB Lighting | True |  |  |  | Pre-wired | Home Fixtures Recessed Lighting 3 in - 65W Equal - LED Canless Downlight - 600 Lumens - 8W - 2700K - White Back Description The G3R8927120W 3 inch LED canless downlight from RAB lighting produces 600 lumens at 8W to replace 60 Watt Equal . This LED downlight is pre-wired which makes it easier to install and runs on 120V input. The 2700K Cool white temperature makes it ideal for residential and commercial downlight applications. Thiss canless downlight has an open trim with white finish 90+ CRI and smooth trim Energy Star with California Title 24 certification Wet location rated 50000 hours and dimmable 3 in - 65W Equal - LED Canless Downlight - 600 Lumens - 8W - 2700K - White | 2700 | 90 | 600 | 75 | 50000 | 8 | 1 | 38.56 | 38.56 | 45.3095 | 2020Q3 | https://www.beeslighting.com/G3R8927120W | Bee's Lighting | 2020 | Yes
LED Lighting | Downlight | RAB Lighting | True |  |  |  | Pre-wired | Home Fixtures Recessed Lighting 3 in - 65W Equal - LED Canless Downlight - 600 Lumens - 8W - 3000K - White Back Description The G3R8930120W 3 inch LED canless downlight from RAB lighting produces 600 lumens at 8W to replace 60 watt incandescent. This LED downlight is pre-wired which makes it easier to install and runs on 120V input. The 3000K Soft white temperature makes it ideal for residential and commercial downlight applications. This canless downlight has a smooth trim with white finish 90+ CRI and back lit distribution Energy Star with California Title 24 certification Wet location rated 50000 hours rate life 3 in - 65W Equal - LED Canless Downlight - 600 Lumens - 8W - 3000K - White | 3000 | 90 | 600 | 75 | 50000 | 8 | 1 | 38.56 | 38.56 | 45.3095 | 2020Q3 | https://www.beeslighting.com/G3R8930120W | Bee's Lighting | 2020 | Yes
LED Lighting | Downlight | RAB Lighting | True |  |  |  | Pre-wired | Home Fixtures Recessed Lighting 3 in - 65W Equal - LED Canless Downlight - 600 Lumens - 8W - 4000K - White Back Description The G3R8940120W 3 inch LED canless downlight from RAB lighting produces 600 lumens at 8W to replace 60 Watt Equal . This LED downlight is pre-wired which makes it easier to install and runs on 120V input. The 4000K Cool white temperature makes it ideal for residential and commercial downlight applications. This canless downlight has an open trim with white finish 90+ CRI and smooth trim Energy Star with California Title 24 certification Wet location rated 50000 hours rate life 3 in - 65W Equal - LED Canless Downlight - 600 Lumens - 8W - 4000K - White | 4000 | 90 | 600 | 75 | 50000 | 8 | 1 | 38.56 | 38.56 | 45.3095 | 2020Q3 | https://www.beeslighting.com/G3R8940120W | Bee's Lighting | 2020 | Yes
LED Lighting | Downlight | RAB Lighting | True |  |  |  | Pre-wired | Home Fixtures Recessed Lighting 4 in - 100W Equal - LED Canless Downlight - 1050 Lumens - 14W - 2700K - White Back Description The G4R14927120W 4 inch LED canless downlight from RAB lighting produces 1050 lumens at 100W to replace 14 watt incandescent bulbs. This LED downlight is pre-wired which makes it easier to install and runs on 120V input. The 2700K warm white temperature makes it ideal for residential and commercial downlight applications. This canless downlight has an open trim with white finish 90+ CRI and smooth trim Energy Star with California Title 24 certification Wet location rated 50000 hours rate life 4 in - 100W Equal - LED Canless Downlight - 1050 Lumens - 14W - 2700K - White | 2700 | 90 | 1050 | 75 | 50000 | 14 | 1 | 42.84 | 42.84 | 50.3387 | 2020Q3 | https://www.beeslighting.com/G4R14927120W | Bee's Lighting | 2020 | Yes
LED Lighting | Downlight | RAB Lighting | True |  |  |  | Pre-wired | Home Fixtures Recessed Lighting 4 in - 100W Equal - LED Canlees Downlight - 1050 Lumens - 14W - 3000K - White Back Description The G4R14930120W 4 inch LED canless downlight from RAB lighting produces 1050 lumens at 100W to replace 14 Watt Equal . This LED downlight is pre-wired which makes it easier to install and runs on 120V input. The 3000K Soft white temperature makes it ideal for residential and commercial downlight applications. This canless downlight has an open trim with white finish 90+ CRI and smooth trim Energy Star with California Title 24 certification Wet location rated 50000 hours rate life 4 in - 100W Equal - LED Canlees Downlight - 1050 Lumens - 14W - 3000K - White | 3000 | 90 | 1050 | 75 | 50000 | 14 | 1 | 42.84 | 42.84 | 50.3387 | 2020Q3 | https://www.beeslighting.com/G4R14930120W | Bee's Lighting | 2020 | Yes
LED Lighting | Downlight | RAB Lighting | True |  |  |  | Pre-wired | Home Fixtures Recessed Lighting 4 in - 100W Equal - LED Canless Downlight - 1050 Lumens - 14W - 4000K - White Back Description The G4R14940120W 4 inch LED canless downlight from RAB lighting produces 1050 lumens at 100W to replace 14 watt incandescent bulbs . This LED downlight is pre-wired which makes it easier to install and runs on 120V input. The 4000K Cool light temperature makes it ideal for residential and commercial downlight applications. This canless downlight has an open trim with white finish 90+ CRI and smooth trim Energy Star and California Title 24 certification Wet location rated 50000 hours rate life 4 in - 100W Equal - LED Canless Downlight - 1050 Lumens - 14W - 4000K - White | 4000 | 90 | 1050 | 75 | 50000 | 14 | 1 | 42.84 | 42.84 | 50.3387 | 2020Q3 | https://www.beeslighting.com/G4R14940120W | Bee's Lighting | 2020 | Yes
LED Lighting |  | Maximus | True |  |  | Reflector |  | Home Bulbs LED Flood Light Bulbs 65W Equal - LED BR30 - 800 Lumens - 4000K Cool White - Dimmable - CRI 90 Back Description The Maximus MBR12W80040PPC1 BR30 bulb is an ideal replacement for 65 watt incandescents and has lifetime savings of up to $146.00. With 12 watt power consumption, 800 lumens and 4000K cool white color temperature this bulb can be used for directional and track lighting. The MBR12W80040PPC1 BR30 bulb is also energy star and suitable for damp locations. 120 degree flood Estimated rate life, for up to 23 Years Energy star, ES 2.0 and CA65 Certified Not rated for enclosed fixtures 65W Equal - LED BR30 - 800 Lumens - 4000K Cool White - Dimmable - CRI 90 | 4000 | 90 | 800 | 66.6667 | 25000 | 12 | 1 | 5.99 | 5.99 | 7.0385 | 2020Q3 | https://www.beeslighting.com/GLB-100140 | Bee's Lighting | 2020 | Yes
LED Lighting |  | Maximus | True |  |  | Reflector |  | Home Bulbs LED Flood Light Bulbs 65W Equal - LED BR30 - 800 Lumens - 3000K Soft White - Dimmable - CRI 90 Back Description The Maximus MBR12W80030PPC1 BR30 bulb is an ideal replacement for 65 watt incandescents and has lifetime savings of up to $146.00. With 12 watt power consumption, 800 lumens and 3000K soft white color temperature this bulb can be used for directional and track lighting. The MBR12W80030PPC1 BR30 bulb is also energy star and suitable for damp locations. 120 degree flood Estimated rate life, for up to 23 Years Energy star, ES 2.0 and CA65 Certified Not rated for enclosed fixtures 65W Equal - LED BR30 - 800 Lumens - 3000K Soft White - Dimmable - CRI 90 | 3000 | 90 | 800 | 66.6667 | 25000 | 12 | 1 | 5.99 | 5.99 | 7.0385 | 2020Q3 | https://www.beeslighting.com/GLB-100230 | Bee's Lighting | 2020 | Yes
LED Lighting |  | Topaz | True | Daylighting/Photocell, |  | Reflector |  | Home Bulbs LED Flood Light Bulbs 500 Lumens - LED PAR16 - 60W Equal - 5000K - 40 Deg. Flood - CRI 80 Back Description Offering an exceptional long life—up to 15 times greater than traditional halogens—and confidently backed by an industry leading 5-year warranty, the Topaz LED PAR Series lamps set the stage for true savings. The PAR Series suits multiple residential and commercial interior and exterior applications and are widely used as an economic, energy efficient replacement to traditional halogen lamps. The LED PAR LP16/6/50K/D-46 lamp is an ideal replacement for 60 watt halogen lamps. Furthermore, this lamp consumes 6.5 watts, is 500 lumens and illuminates a 5000K daylight color temperature. Dimmable down to 5%* 40 degree flood Advanced Optics & Thermal Management Ideal for track lighting Suitable for use in enclosed fixtures 500 Lumens - LED PAR16 - 60W Equal - 5000K - 40 Deg. Flood - CRI 80 | 5000 | 80 | 500 | 71.4286 | 25000 | 7 | 1 | 4.89 | 4.89 | 5.7459 | 2020Q3 | https://www.beeslighting.com/GLB-100750 | Bee's Lighting | 2020 | Yes
LED Lighting | Decorative | Feit Electric | [5 empty] | Home Fixtures Commercial Lighting Grow Lights 2ft - 19W - LED Plant Grow Fixture - Linkable - Blue Spectrum Dual Back Description The Feit Electric GLP24FS/19W/LED LED Horticultural Fixture offers a Full Spectrum light color for an energy efficient way to grow plants. This LED grow light works well for Flowering and Vegetative stages. The GLP24FS/19W/LED LED Horticultural Fixture emits 1200 lumens on a 19 wattage. LED grow lights are a great solution for energy efficient indoor grow houses. Blue spectrum enriched for vegetative growth UL/CUL Listed Cooler lamp operation than HPS lamps to guard against leaf burn Linkable up to 8 fixtures 3 year warranty 2ft - 19W - LED Plant Grow Fixture - Linkable - Blue Spectrum Dual | 0 |  | 1200 | 63.1579 | 25000 | 19 | 1 | 39.95 | 39.95 | 46.9428 | 2020Q3 | https://www.beeslighting.com/GLP24FS-19W-LED | Bee's Lighting | 2020 | Yes
LED Lighting | Downlight | Juno |  | Scene Controls, |  |  |  | Home Smart Home Smart Home Systems Juno AI Smart Home 6 in - 100W Equal - Smart Home Downlight - 1000 Lumens - 16W - Tunaable White - White Back Description The Juno J6AI DB 10LM TUWH 90CRI 120 WWH DWNL L/SKTWHIP 6 in. smart home LED downlight offers a new light fixture that creates a smart ecosystem. This smart downlight emits 1000 lumens with a tunable white color temperature while using up only 16 watts of power. The J6AI DB 10LM TUWH 90CRI 120 WWH DWNL L/SKTWHIP is able to to efficiently retrofit 100W Incandescent downlight fixtures. Works with Alexa Title 24 Compliant Wirelessly pair over 200 Juno AI LED life rated at 50,000 hours Aluminum housing Tunable color temperature from 2700K to 5000K 5 year warranty 6 in - 100W Equal - Smart Home Downlight - 1000 Lumens - 16W - Tunaable White - White | 0 | 90 | 1000 | 62.5 | 50000 | 16 | 1 | 109 | 109 | 128.0792 | 2020Q3 | https://www.beeslighting.com/J6AI-DB-10LM-TUWH-90CRI-120-WWH-DWNL-L-SKTWHIP | Bee's Lighting | 2020 | Yes
LED Lighting | Downlight | Juno |  | Scene Controls, |  |  |  | Home Smart Home Smart Home Systems Juno AI Smart Home 6 in - 100W Equal - Smart Home Downlight - 1000 Lumens - 16W - Tunaable White - White Back Description The Juno J6AI DC 10LM TUWH 90CRI 120 WWH DWNL L/SKTWHIP 6 in. smart home LED downlight offers a new light fixture that creates a smart ecosystem. This smart downlight emits 1000 lumens with a tunable white color temperature while using up only 16 watts of power. The J6AI DC 10LM TUWH 90CRI 120 WWH DWNL L/SKTWHIP is able to to efficiently retrofit 100W Incandescent downlight fixtures. Works with Alexa Title 24 Compliant Wirelessly pair over 200 Juno AI LED life rated at 50,000 hours Aluminum housing Tunable color temperature from 2700K to 5000K 5 year warranty 6 in - 100W Equal - Smart Home Downlight - 1000 Lumens - 16W - Tunaable White - White | 0 | 90 | 1000 | 62.5 | 50000 | 16 | 1 | 109 | 109 | 128.0792 | 2020Q3 | https://www.beeslighting.com/J6AI-DC-10LM-TUWH-90CRI-120-WWH-DWNL-L-SKTWHIP | Bee's Lighting | 2020 | Yes
LED Lighting | Downlight | Lithonia | True |  |  |  | Pre-wired | Home Fixtures Commercial Lighting Commercial Downlights LDN3 Series - 3 in. Round LED Downlight - 500 Lumens - 2700K Back Description The LDN3 27/05 MVOLT UGZ10 HSG 3 inch commercial LED downlight from Lithonia offers 500 lumens to replace 50W Halogen recessed lights. It consumes only 7 watts and runs on 120-277V input with 0-10V dimming feature. The 2700K color temperature makes it ideal for corridors, lobbies, conference rooms, and offices. This round commercial downlight can be used for both new construction and remodel installations. LDN3 Series - 3 in. Round LED Downlight - 500 Lumens - 2700K | 2700 |  | 500 | 71.4286 | 60000 | 7 | 1 | 127.14 | 127.14 | 149.3944 | 2020Q3 | https://www.beeslighting.com/LDN3-27-05-MVOLT-UGZ10-HSG | Bee's Lighting | 2020 | Yes
LED Lighting | Downlight | Lithonia | True |  |  |  | Pre-wired | Home Fixtures Commercial Lighting Commercial Downlights LDN3 Series - 3 in. Round LED Downlight - 500 Lumens - 3000K Back Description The LDN3 30/05 MVOLT UGZ10 HSG 3 inch commercial LED downlight from Lithonia offers 500 lumens to replace 50W Halogen recessed lights. It consumes only 7 watts and runs on 120-277V input with 0-10V dimming feature. The 3000K color temperature makes it ideal for corridors, lobbies, conference rooms, and offices. This round commercial downlight can be used for both new construction and remodel installations. LDN3 Series - 3 in. Round LED Downlight - 500 Lumens - 3000K | 3000 |  | 500 | 71.4286 | 60000 | 7 | 1 | 127.14 | 127.14 | 149.3944 | 2020Q3 | https://www.beeslighting.com/LDN3-30-05-MVOLT-UGZ10-HSG | Bee's Lighting | 2020 | Yes
LED Lighting | Downlight | Lithonia | True |  |  |  | Pre-wired | Home Fixtures Commercial Lighting Commercial Downlights LDN3 Series - 3 in. Round LED Downlight - 500 Lumens - 3500K Back Description The LDN3 35/05 MVOLT UGZ10 HSG 3 inch commercial LED downlight from Lithonia offers 500 lumens to replace 50W Halogen recessed lights. It consumes only 7 watts and runs on 120-277V input with 0-10V dimming feature. The 3500K color temperature makes it ideal for corridors, lobbies, conference rooms, and offices. This round commercial downlight can be used for both new construction and remodel installations. LDN3 Series - 3 in. Round LED Downlight - 500 Lumens - 3500K | 3500 |  | 500 | 71.4286 | 60000 | 7 | 1 | 127.14 | 127.14 | 149.3944 | 2020Q3 | https://www.beeslighting.com/LDN3-35-05-MVOLT-UGZ10-HSG | Bee's Lighting | 2020 | Yes
LED Lighting | Downlight | Lithonia | True |  |  |  | Pre-wired | Home Fixtures Commercial Lighting Commercial Downlights LDN3 Series - 3 in. Round LED Downlight - 500 Lumens - 4000K Back Description The LDN3 40/05 MVOLT UGZ10 HSG 3 inch commercial LED downlight from Lithonia offers 500 lumens to replace 50W Halogen recessed lights. It consumes only 7 watts and runs on 120-277V input with 0-10V dimming feature. The 4000K color temperature makes it ideal for corridors, lobbies, conference rooms, and offices. This round commercial downlight can be used for both new construction and remodel installations. LDN3 Series - 3 in. Round LED Downlight - 500 Lumens - 4000K | 4000 |  | 500 | 71.4286 | 60000 | 7 | 1 | 127.14 | 127.14 | 149.3944 | 2020Q3 | https://www.beeslighting.com/LDN3-40-05-MVOLT-UGZ10-HSG | Bee's Lighting | 2020 | Yes
LED Lighting | Downlight | Lithonia | True |  |  |  | Pre-wired | Home Fixtures Commercial Lighting Commercial Downlights LDN4 Series - 4 in. Round LED Downlight - 2000 Lumens - 2700K - Battery Backup Back Description The LDN4 27/20 MVOLT GZ10 E10WCP HSG 4 inch commercial LED downlight from Lithonia offers 2000 lumens to replace 150W Halogen recessed lights. It consumes only 23 watts and runs on 120-277V input with 0-10V dimming feature. The 2700K color temperature makes it ideal for corridors, lobbies, conference rooms, and offices. This round commercial downlight can be used for both new construction and remodel installations. A 10W emergency battery pack with integral test switch is also included for backup power. LDN4 Series - 4 in. Round LED Downlight - 2000 Lumens - 2700K - Battery Backup | 2700 |  | 2000 | 86.9565 | 60000 | 23 | 1 | 331.79 | 331.79 | 389.8661 | 2020Q3 | https://www.beeslighting.com/LDN4-27-20-MVOLT-GZ10-E10WCP-HSG | Bee's Lighting | 2020 | Yes
LED Lighting | Downlight | Lithonia | True |  |  |  | Pre-wired | Home Fixtures Commercial Lighting Commercial Downlights LDN4 Series - 4 in. Round LED Downlight - 2000 Lumens - 2700K Back Description The LDN4 27/20 MVOLT GZ10 HSG 4 inch commercial LED downlight from Lithonia offers 2000 lumens to replace 150W Halogen recessed lights. It consumes only 23 watts and runs on 120-277V input with 0-10V dimming feature. The 2700K color temperature makes it ideal for corridors, lobbies, conference rooms, and offices. This round commercial downlight can be used for both new construction and remodel installations. LDN4 Series - 4 in. Round LED Downlight - 2000 Lumens - 2700K | 2700 |  | 2000 | 86.9565 | 60000 | 23 | 1 | 160.5 | 160.5 | 188.5937 | 2020Q3 | https://www.beeslighting.com/LDN4-27-20-MVOLT-GZ10-HSG | Bee's Lighting | 2020 | Yes
LED Lighting | Downlight | Lithonia | True |  |  |  | Pre-wired | Home Fixtures Commercial Lighting Commercial Downlights LDN4 Series - 4 in. Round LED Downlight - 2000 Lumens - 3000K - Battery Backup Back Description The LDN4 30/20 MVOLT GZ10 E10WCP HSG 4 inch commercial LED downlight from Lithonia offers 2000 lumens to replace 150W Halogen recessed lights. It consumes only 23 watts and runs on 120-277V input with 0-10V dimming feature. The 3000K color temperature makes it ideal for corridors, lobbies, conference rooms, and offices. This round commercial downlight can be used for both new construction and remodel installations. A 10W emergency battery pack with integral test switch is also included for backup power. LDN4 Series - 4 in. Round LED Downlight - 2000 Lumens - 3000K - Battery Backup | 3000 |  | 2000 | 86.9565 | 60000 | 23 | 1 | 331.79 | 331.79 | 389.8661 | 2020Q3 | https://www.beeslighting.com/LDN4-30-20-MVOLT-GZ10-E10WCP-HSG | Bee's Lighting | 2020 | Yes
LED Lighting | Downlight | Lithonia | True |  |  |  | Pre-wired | Home Fixtures Commercial Lighting Commercial Downlights LDN4 Series - 4 in. Round LED Downlight - 2000 Lumens - 3000K Back Description The LDN4 30/20 MVOLT GZ10 HSG 4 inch commercial LED downlight from Lithonia offers 2000 lumens to replace 150W Halogen recessed lights. It consumes only 23 watts and runs on 120-277V input with 0-10V dimming feature. The 3000K color temperature makes it ideal for corridors, lobbies, conference rooms, and offices. This round commercial downlight can be used for both new construction and remodel installations. LDN4 Series - 4 in. Round LED Downlight - 2000 Lumens - 3000K | 3000 |  | 2000 | 86.9565 | 60000 | 23 | 1 | 160.5 | 160.5 | 188.5937 | 2020Q3 | https://www.beeslighting.com/LDN4-30-20-MVOLT-GZ10-HSG | Bee's Lighting | 2020 | Yes
LED Lighting | Downlight | Lithonia | True |  |  |  | Pre-wired | Home Fixtures Commercial Lighting Commercial Downlights LDN4 Series - 4 in. Round LED Downlight - 2000 Lumens - 3500K - Battery Backup Back Description The LDN4 35/20 MVOLT GZ10 E10WCP HSG 4 inch commercial LED downlight from Lithonia offers 2000 lumens to replace 150W Halogen recessed lights. It consumes only 23 watts and runs on 120-277V input with 0-10V dimming feature. The 3500K color temperature makes it ideal for corridors, lobbies, conference rooms, and offices. This round commercial downlight can be used for both new construction and remodel installations. A 10W emergency battery pack with integral test switch is also included for backup power. LDN4 Series - 4 in. Round LED Downlight - 2000 Lumens - 3500K - Battery Backup | 3500 |  | 2000 | 86.9565 | 60000 | 23 | 1 | 331.79 | 331.79 | 389.8661 | 2020Q3 | https://www.beeslighting.com/LDN4-35-20-MVOLT-GZ10-E10WCP-HSG | Bee's Lighting | 2020 | Yes
LED Lighting | Downlight | Lithonia | True |  |  |  | Pre-wired | Home Fixtures Commercial Lighting Commercial Downlights LDN4 Series - 4 in. Round LED Downlight - 2000 Lumens - 3500K Back Description The LDN4 35/20 MVOLT GZ10 HSG 4 inch commercial LED downlight from Lithonia offers 2000 lumens to replace 150W Halogen recessed lights. It consumes only 23 watts and runs on 120-277V input with 0-10V dimming feature. The 3500K color temperature makes it ideal for corridors, lobbies, conference rooms, and offices. This round commercial downlight can be used for both new construction and remodel installations. LDN4 Series - 4 in. Round LED Downlight - 2000 Lumens - 3500K | 3500 |  | 2000 | 86.9565 | 60000 | 23 | 1 | 160.5 | 160.5 | 188.5937 | 2020Q3 | https://www.beeslighting.com/LDN4-35-20-MVOLT-GZ10-HSG | Bee's Lighting | 2020 | Yes
LED Lighting | Downlight | Lithonia | True |  |  |  | Pre-wired | Home Fixtures Commercial Lighting Commercial Downlights LDN4 Series - 4 in. Round LED Downlight - 2000 Lumens - 4000K - Battery Backup Back Description The LDN4 40/20 MVOLT GZ10 E10WCP HSG 4 inch commercial LED downlight from Lithonia offers 2000 lumens to replace 150W Halogen recessed lights. It consumes only 23 watts and runs on 120-277V input with 0-10V dimming feature. The 4000K color temperature makes it ideal for corridors, lobbies, conference rooms, and offices. This round commercial downlight can be used for both new construction and remodel installations. A 10W emergency battery pack with integral test switch is also included for backup power. LDN4 Series - 4 in. Round LED Downlight - 2000 Lumens - 4000K - Battery Backup | 4000 |  | 2000 | 86.9565 | 60000 | 23 | 1 | 331.79 | 331.79 | 389.8661 | 2020Q3 | https://www.beeslighting.com/LDN4-40-20-MVOLT-GZ10-E10WCP-HSG | Bee's Lighting | 2020 | Yes
LED Lighting | Downlight | Lithonia | True |  |  |  | Pre-wired | Home Fixtures Commercial Lighting Commercial Downlights LDN4 Series - 4 in. Round LED Downlight - 2000 Lumens - 4000K Back Description The LDN4 40/20 MVOLT GZ10 HSG 4 inch commercial LED downlight from Lithonia offers 2000 lumens to replace 150W Halogen recessed lights. It consumes only 23 watts and runs on 120-277V input with 0-10V dimming feature. The 4000K color temperature makes it ideal for corridors, lobbies, conference rooms, and offices. This round commercial downlight can be used for both new construction and remodel installations. LDN4 Series - 4 in. Round LED Downlight - 2000 Lumens - 4000K | 4000 |  | 2000 | 86.9565 | 60000 | 23 | 1 | 160.5 | 160.5 | 188.5937 | 2020Q3 | https://www.beeslighting.com/LDN4-40-20-MVOLT-GZ10-HSG | Bee's Lighting | 2020 | Yes
LED Lighting | Downlight | Lithonia | True |  |  |  | Pre-wired | Home Fixtures Commercial Lighting Commercial Downlights LDN4 Series - 4 in. Round LED Downlight - Retrofit - 2000 Lumens - 2700K Back Description The LDN4RV 27/20 MVOLT GZ10 HSG 4 inch commercial LED retrofit downlight from Lithonia offers 2000 lumens to replace 150W Halogen recessed lights. It consumes only 23 watts and runs on 120-277V input with 0-10V dimming feature. The 2700K color temperature makes it ideal for corridors, lobbies, conference rooms, and offices. This round commercial retrofit downlight can be used for both new construction and remodel installations. LDN4 Series - 4 in. Round LED Downlight - Retrofit - 2000 Lumens - 2700K | 2700 |  | 2000 | 86.9565 | 60000 | 23 | 1 | 180 | 180 | 211.507 | 2020Q3 | https://www.beeslighting.com/LDN4RV-27-20-MVOLT-GZ10-HSG | Bee's Lighting | 2020 | Yes
LED Lighting | Downlight | Lithonia | True |  |  |  | Pre-wired | Home Fixtures Commercial Lighting Commercial Downlights LDN4 Series - 4 in. Round LED Downlight - Retrofit - 2000 Lumens - 3000K Back Description The LDN4RV 30/20 MVOLT GZ10 HSG 4 inch commercial LED retrofit downlight from Lithonia offers 2000 lumens to replace 150W Halogen recessed lights. It consumes only 23 watts and runs on 120-277V input with 0-10V dimming feature. The 3000K color temperature makes it ideal for corridors, lobbies, conference rooms, and offices. This round commercial retrofit downlight can be used for both new construction and remodel installations. LDN4 Series - 4 in. Round LED Downlight - Retrofit - 2000 Lumens - 3000K | 3000 |  | 2000 | 86.9565 | 60000 | 23 | 1 | 180 | 180 | 211.507 | 2020Q3 | https://www.beeslighting.com/LDN4RV-30-20-MVOLT-GZ10-HSG | Bee's Lighting | 2020 | Yes
LED Lighting | Downlight | Lithonia | True |  |  |  | Pre-wired | Home Fixtures Commercial Lighting Commercial Downlights LDN4 Series - 4 in. Round LED Downlight - Retrofit - 2000 Lumens - 3500K Back Description The LDN4RV 35/20 MVOLT GZ10 HSG 4 inch commercial LED retrofit downlight from Lithonia offers 2000 lumens to replace 150W Halogen recessed lights. It consumes only 23 watts and runs on 120-277V input with 0-10V dimming feature. The 3500K color temperature makes it ideal for corridors, lobbies, conference rooms, and offices. This round commercial retrofit downlight can be used for both new construction and remodel installations. LDN4 Series - 4 in. Round LED Downlight - Retrofit - 2000 Lumens - 3500K | 3500 |  | 2000 | 86.9565 | 60000 | 23 | 1 | 180 | 180 | 211.507 | 2020Q3 | https://www.beeslighting.com/LDN4RV-35-20-MVOLT-GZ10-HSG | Bee's Lighting | 2020 | Yes
LED Lighting | Downlight | Lithonia | True |  |  |  | Pre-wired | Home Fixtures Commercial Lighting Commercial Downlights LDN4 Series - 4 in. Round LED Downlight - Retrofit - 2000 Lumens - 4000K Back Description The LDN4RV 40/20 MVOLT GZ10 HSG 4 inch commercial LED retrofit downlight from Lithonia offers 2000 lumens to replace 150W Halogen recessed lights. It consumes only 23 watts and runs on 120-277V input with 0-10V dimming feature. The 4000K color temperature makes it ideal for corridors, lobbies, conference rooms, and offices. This round commercial retrofit downlight can be used for both new construction and remodel installations. LDN4 Series - 4 in. Round LED Downlight - Retrofit - 2000 Lumens - 4000K | 4000 |  | 2000 | 86.9565 | 60000 | 23 | 1 | 180 | 180 | 211.507 | 2020Q3 | https://www.beeslighting.com/LDN4RV-40-20-MVOLT-GZ10-HSG | Bee's Lighting | 2020 | Yes
LED Lighting | Downlight | Lithonia | True |  |  |  | Pre-wired | Home Fixtures Commercial Lighting Commercial Downlights LDN4 Series - 4 in. Square LED Downlight - 1000 Lumens - 2700K Back Description The LDN4SQ 27/10 MVOLT GZ10 HSG 4 inch commercial LED downlight from Lithonia offers 1000 lumens to replace 13W CFL recessed lights. It consumes only 11 watts and runs on 120-277V input with 0-10V dimming feature. The 2700K color temperature makes it ideal for corridors, lobbies, conference rooms, and offices. This square commercial downlight can be used for both new construction and remodel installations. LDN4 Series - 4 in. Square LED Downlight - 1000 Lumens - 2700K | 2700 |  | 1000 | 90.9091 | 60000 | 11 | 1 | 148.21 | 148.21 | 174.1525 | 2020Q3 | https://www.beeslighting.com/LDN4SQ-27-10-MVOLT-GZ10-HSG | Bee's Lighting | 2020 | Yes
LED Lighting | Downlight | Lithonia | True |  |  |  | Pre-wired | Home Fixtures Commercial Lighting Commercial Downlights LDN4 Series - 4 in. Square LED Downlight - 1500 Lumens - 2700K Back Description The LDN4SQ 27/15 MVOLT GZ10 HSG 4 inch commercial LED downlight from Lithonia offers 1500 lumens to replace 13W CFL recessed lights. It consumes only 18 watts and runs on 120-277V input with 0-10V dimming feature. The 2700K color temperature makes it ideal for corridors, lobbies, conference rooms, and offices. This square commercial downlight can be used for both new construction and remodel installations. LDN4 Series - 4 in. Square LED Downlight - 1500 Lumens - 2700K | 2700 |  | 1500 | 83.3333 | 60000 | 18 | 1 | 162.5 | 162.5 | 190.9438 | 2020Q3 | https://www.beeslighting.com/LDN4SQ-27-15-MVOLT-GZ10-HSG | Bee's Lighting | 2020 | Yes
LED Lighting | Downlight | Lithonia | True |  |  |  | Pre-wired | Home Fixtures Commercial Lighting Commercial Downlights LDN4 Series - 4 in. Square LED Downlight - 2000 Lumens - 2700K Back Description The LDN4SQ 27/20 MVOLT GZ10 HSG 4 inch commercial LED downlight from Lithonia offers 2000 lumens to replace 150W Halogen recessed lights. It consumes only 23 watts and runs on 120-277V input with 0-10V dimming feature. The 2700K color temperature makes it ideal for corridors, lobbies, conference rooms, and offices. This square commercial downlight can be used for both new construction and remodel installations. LDN4 Series - 4 in. Square LED Downlight - 2000 Lumens - 2700K | 2700 |  | 2000 | 86.9565 | 60000 | 23 | 1 | 176.79 | 176.79 | 207.7351 | 2020Q3 | https://www.beeslighting.com/LDN4SQ-27-20-MVOLT-GZ10-HSG | Bee's Lighting | 2020 | Yes
LED Lighting | Downlight | Lithonia | True |  |  |  | Pre-wired | Home Fixtures Commercial Lighting Commercial Downlights LDN4 Series - 4 in. Square LED Downlight - 1000 Lumens - 3000K Back Description The LDN4SQ 30/10 MVOLT GZ10 HSG 4 inch commercial LED downlight from Lithonia offers 1000 lumens to replace 13W CFL recessed lights. It consumes only 11 watts and runs on 120-277V input with 0-10V dimming feature. The 3000K color temperature makes it ideal for corridors, lobbies, conference rooms, and offices. This square commercial downlight can be used for both new construction and remodel installations. LDN4 Series - 4 in. Square LED Downlight - 1000 Lumens - 3000K | 3000 |  | 1000 | 90.9091 | 60000 | 11 | 1 | 148.21 | 148.21 | 174.1525 | 2020Q3 | https://www.beeslighting.com/LDN4SQ-30-10-MVOLT-GZ10-HSG | Bee's Lighting | 2020 | Yes
LED Lighting | Downlight | Lithonia | True |  |  |  | Pre-wired | Home Fixtures Commercial Lighting Commercial Downlights LDN4 Series - 4 in. Square LED Downlight - 1500 Lumens - 3000K Back Description The LDN4SQ 30/15 MVOLT GZ10 HSG 4 inch commercial LED downlight from Lithonia offers 1500 lumens to replace 13W CFL recessed lights. It consumes only 18 watts and runs on 120-277V input with 0-10V dimming feature. The 3000K color temperature makes it ideal for corridors, lobbies, conference rooms, and offices. This square commercial downlight can be used for both new construction and remodel installations. LDN4 Series - 4 in. Square LED Downlight - 1500 Lumens - 3000K | 3000 |  | 1500 | 83.3333 | 60000 | 18 | 1 | 162.5 | 162.5 | 190.9438 | 2020Q3 | https://www.beeslighting.com/LDN4SQ-30-15-MVOLT-GZ10-HSG | Bee's Lighting | 2020 | Yes
LED Lighting | Downlight | Lithonia | True |  |  |  | Pre-wired | Home Fixtures Commercial Lighting Commercial Downlights LDN4 Series - 4 in. Square LED Downlight - 2000 Lumens - 3000K Back Description The LDN4SQ 30/20 MVOLT GZ10 HSG 4 inch commercial LED downlight from Lithonia offers 2000 lumens to replace 150W Halogen recessed lights. It consumes only 23 watts and runs on 120-277V input with 0-10V dimming feature. The 3000K color temperature makes it ideal for corridors, lobbies, conference rooms, and offices. This square commercial downlight can be used for both new construction and remodel installations. LDN4 Series - 4 in. Square LED Downlight - 2000 Lumens - 3000K | 3000 |  | 2000 | 86.9565 | 60000 | 23 | 1 | 176.79 | 176.79 | 207.7351 | 2020Q3 | https://www.beeslighting.com/LDN4SQ-30-20-MVOLT-GZ10-HSG | Bee's Lighting | 2020 | Yes
LED Lighting | Downlight | Lithonia | True |  |  |  | Pre-wired | Home Fixtures Commercial Lighting Commercial Downlights LDN4 Series - 4 in. Square LED Downlight - 1000 Lumens - 3500K Back Description The LDN4SQ 35/10 MVOLT GZ10 HSG 4 inch commercial LED downlight from Lithonia offers 1000 lumens to replace 13W CFL recessed lights. It consumes only 11 watts and runs on 120-277V input with 0-10V dimming feature. The 3500K color temperature makes it ideal for corridors, lobbies, conference rooms, and offices. This square commercial downlight can be used for both new construction and remodel installations. LDN4 Series - 4 in. Square LED Downlight - 1000 Lumens - 3500K | 3500 |  | 1000 | 90.9091 | 60000 | 11 | 1 | 148.21 | 148.21 | 174.1525 | 2020Q3 | https://www.beeslighting.com/LDN4SQ-35-10-MVOLT-GZ10-HSG | Bee's Lighting | 2020 | Yes
LED Lighting | Downlight | Lithonia | True |  |  |  | Pre-wired | Home Fixtures Commercial Lighting Commercial Downlights LDN4 Series - 4 in. Square LED Downlight - 1500 Lumens - 3500K Back Description The LDN4SQ 35/15 MVOLT GZ10 HSG 4 inch commercial LED downlight from Lithonia offers 1500 lumens to replace 13W CFL recessed lights. It consumes only 18 watts and runs on 120-277V input with 0-10V dimming feature. The 3500K color temperature makes it ideal for corridors, lobbies, conference rooms, and offices. This square commercial downlight can be used for both new construction and remodel installations. LDN4 Series - 4 in. Square LED Downlight - 1500 Lumens - 3500K | 3500 |  | 1500 | 83.3333 | 60000 | 18 | 1 | 162.5 | 162.5 | 190.9438 | 2020Q3 | https://www.beeslighting.com/LDN4SQ-35-15-MVOLT-GZ10-HSG | Bee's Lighting | 2020 | Yes
LED Lighting | Downlight | Lithonia | True |  |  |  | Pre-wired | Home Fixtures Commercial Lighting Commercial Downlights LDN4 Series - 4 in. Square LED Downlight - 2000 Lumens - 3500K Back Description The LDN4SQ 35/20 MVOLT GZ10 HSG 4 inch commercial LED downlight from Lithonia offers 2000 lumens to replace 150W Halogen recessed lights. It consumes only 23 watts and runs on 120-277V input with 0-10V dimming feature. The 3500K color temperature makes it ideal for corridors, lobbies, conference rooms, and offices. This square commercial downlight can be used for both new construction and remodel installations. LDN4 Series - 4 in. Square LED Downlight - 2000 Lumens - 3500K | 3500 |  | 2000 | 86.9565 | 60000 | 23 | 1 | 176.79 | 176.79 | 207.7351 | 2020Q3 | https://www.beeslighting.com/LDN4SQ-35-20-MVOLT-GZ10-HSG | Bee's Lighting | 2020 | Yes
LED Lighting | Downlight | Lithonia | True |  |  |  | Pre-wired | Home Fixtures Commercial Lighting Commercial Downlights LDN4 Series - 4 in. Square LED Downlight - 1000 Lumens - 4000K Back Description The LDN4SQ 40/10 MVOLT GZ10 HSG 4 inch commercial LED downlight from Lithonia offers 1000 lumens to replace 13W CFL recessed lights. It consumes only 11 watts and runs on 120-277V input with 0-10V dimming feature. The 4000K color temperature makes it ideal for corridors, lobbies, conference rooms, and offices. This square commercial downlight can be used for both new construction and remodel installations. LDN4 Series - 4 in. Square LED Downlight - 1000 Lumens - 4000K | 4000 |  | 1000 | 90.9091 | 60000 | 11 | 1 | 148.21 | 148.21 | 174.1525 | 2020Q3 | https://www.beeslighting.com/LDN4SQ-40-10-MVOLT-GZ10-HSG | Bee's Lighting | 2020 | Yes
LED Lighting | Downlight | Lithonia | True |  |  |  | Pre-wired | Home Fixtures Commercial Lighting Commercial Downlights LDN4 Series - 4 in. Square LED Downlight - 1500 Lumens - 4000K Back Description The LDN4SQ 40/15 MVOLT GZ10 HSG 4 inch commercial LED downlight from Lithonia offers 1500 lumens to replace 13W CFL recessed lights. It consumes only 18 watts and runs on 120-277V input with 0-10V dimming feature. The 4000K color temperature makes it ideal for corridors, lobbies, conference rooms, and offices. This square commercial downlight can be used for both new construction and remodel installations. LDN4 Series - 4 in. Square LED Downlight - 1500 Lumens - 4000K | 4000 |  | 1500 | 83.3333 | 60000 | 18 | 1 | 162.5 | 162.5 | 190.9438 | 2020Q3 | https://www.beeslighting.com/LDN4SQ-40-15-MVOLT-GZ10-HSG | Bee's Lighting | 2020 | Yes
LED Lighting | Downlight | Lithonia | True |  |  |  | Pre-wired | Home Fixtures Commercial Lighting Commercial Downlights LDN4 Series - 4 in. Square LED Downlight - 2000 Lumens - 4000K Back Description The LDN4SQ 40/20 MVOLT GZ10 HSG 4 inch commercial LED downlight from Lithonia offers 2000 lumens to replace 150W Halogen recessed lights. It consumes only 23 watts and runs on 120-277V input with 0-10V dimming feature. The 4000K color temperature makes it ideal for corridors, lobbies, conference rooms, and offices. This square commercial downlight can be used for both new construction and remodel installations. LDN4 Series - 4 in. Square LED Downlight - 2000 Lumens - 4000K | 4000 |  | 2000 | 86.9565 | 60000 | 23 | 1 | 176.79 | 176.79 | 207.7351 | 2020Q3 | https://www.beeslighting.com/LDN4SQ-40-20-MVOLT-GZ10-HSG | Bee's Lighting | 2020 | Yes
LED Lighting | Downlight | Lithonia | True |  |  |  | Pre-wired | Home Fixtures Commercial Lighting Commercial Downlights LDN4 Series - 4 in. Round LED Downlight - 1000 Lumens - 2700K - Battery Backup Back Description The LDN6 27/10 MVOLT GZ10 E10WCP HSG 6 inch commercial LED downlight from Lithonia offers 1000 lumens to replace 13W CFL recessed lights. It consumes only 11 watts and runs on 120-277V input with 0-10V dimming feature. The 2700K color temperature makes it ideal for corridors, lobbies, conference rooms, and offices. This round commercial downlight can be used for both new construction and remodel installations. A 10W emergency battery pack with integral test switch is also included for backup power. LDN4 Series - 4 in. Round LED Downlight - 1000 Lumens - 2700K - Battery Backup | 2700 |  | 1000 | 90.9091 | 60000 | 11 | 1 | 304.29 | 304.29 | 357.5525 | 2020Q3 | https://www.beeslighting.com/LDN6-27-10-MVOLT-GZ10-E10WCP-HSG | Bee's Lighting | 2020 | Yes
LED Lighting | Downlight | Lithonia | True |  |  |  | Pre-wired | Home Fixtures Commercial Lighting Commercial Downlights LDN6 Series - 6 in. Round LED Downlight - 1000 Lumens - 2700K Back Description The LDN6 27/10 MVOLT GZ10 HSG 6 inch commercial LED downlight from Lithonia offers 1000 lumens to replace 13W CFL recessed lights. It consumes only 11 watts and runs on 120-277V input with 0-10V dimming feature. The 2700K color temperature makes it ideal for corridors, lobbies, conference rooms, and offices. This round commercial downlight can be used for both new construction and remodel installations. LDN6 Series - 6 in. Round LED Downlight - 1000 Lumens - 2700K | 2700 |  | 1000 | 90.9091 | 60000 | 11 | 1 | 132.86 | 132.86 | 156.1156 | 2020Q3 | https://www.beeslighting.com/LDN6-27-10-MVOLT-GZ10-HSG | Bee's Lighting | 2020 | Yes
LED Lighting | Downlight | Lithonia | True |  |  |  | Pre-wired | Home Fixtures Commercial Lighting Commercial Downlights LDN4 Series - 4 in. Round LED Downlight - 1500 Lumens - 2700K - Battery Backup Back Description The LDN6 27/15 MVOLT GZ10 E10WCP HSG 6 inch commercial LED downlight from Lithonia offers 1500 lumens to replace 13W CFL recessed lights. It consumes only 18 watts and runs on 120-277V input with 0-10V dimming feature. The 2700K color temperature makes it ideal for corridors, lobbies, conference rooms, and offices. This round commercial downlight can be used for both new construction and remodel installations. A 10W emergency battery pack with integral test switch is also included for backup power. LDN4 Series - 4 in. Round LED Downlight - 1500 Lumens - 2700K - Battery Backup | 2700 |  | 1500 | 83.3333 | 60000 | 18 | 1 | 318.57 | 318.57 | 374.3321 | 2020Q3 | https://www.beeslighting.com/LDN6-27-15-MVOLT-GZ10-E10WCP-HSG | Bee's Lighting | 2020 | Yes
LED Lighting | Downlight | Lithonia | True |  |  |  | Pre-wired | Home Fixtures Commercial Lighting Commercial Downlights LDN6 Series - 6 in. Round LED Downlight - 1500 Lumens - 2700K Back Description The LDN6 27/15 MVOLT GZ10 HSG 6 inch commercial LED downlight from Lithonia offers 1500 lumens to replace 13W CFL recessed lights. It consumes only 18 watts and runs on 120-277V input with 0-10V dimming feature. The 2700K color temperature makes it ideal for corridors, lobbies, conference rooms, and offices. This round commercial downlight can be used for both new construction and remodel installations. LDN6 Series - 6 in. Round LED Downlight - 1500 Lumens - 2700K | 2700 |  | 1500 | 83.3333 | 60000 | 18 | 1 | 147.14 | 147.14 | 172.8952 | 2020Q3 | https://www.beeslighting.com/LDN6-27-15-MVOLT-GZ10-HSG | Bee's Lighting | 2020 | Yes
LED Lighting | Downlight | Lithonia | True |  |  |  | Pre-wired | Home Fixtures Commercial Lighting Commercial Downlights LDN4 Series - 4 in. Round LED Downlight - 2000 Lumens - 2700K - Battery Backup Back Description The LDN6 27/20 MVOLT GZ10 E10WCP HSG 6 inch commercial LED downlight from Lithonia offers 2000 lumens to replace 150W Halogen recessed lights. It consumes only 23 watts and runs on 120-277V input with 0-10V dimming feature. The 2700K color temperature makes it ideal for corridors, lobbies, conference rooms, and offices. This round commercial downlight can be used for both new construction and remodel installations. A 10W emergency battery pack with integral test switch is also included for backup power. LDN4 Series - 4 in. Round LED Downlight - 2000 Lumens - 2700K - Battery Backup | 2700 |  | 2000 | 86.9565 | 60000 | 23 | 1 | 332.86 | 332.86 | 391.1234 | 2020Q3 | https://www.beeslighting.com/LDN6-27-20-MVOLT-GZ10-E10WCP-HSG | Bee's Lighting | 2020 | Yes
LED Lighting | Downlight | Lithonia | True |  |  |  | Pre-wired | Home Fixtures Commercial Lighting Commercial Downlights LDN6 Series - 6 in. Round LED Downlight - 2000 Lumens - 2700K Back Description The LDN6 27/20 MVOLT GZ10 HSG 6 inch commercial LED downlight from Lithonia offers 2000 lumens to replace 150W Halogen recessed lights. It consumes only 23 watts and runs on 120-277V input with 0-10V dimming feature. The 2700K color temperature makes it ideal for corridors, lobbies, conference rooms, and offices. This round commercial downlight can be used for both new construction and remodel installations. LDN6 Series - 6 in. Round LED Downlight - 2000 Lumens - 2700K | 2700 |  | 2000 | 86.9565 | 60000 | 23 | 1 | 161.43 | 161.43 | 189.6865 | 2020Q3 | https://www.beeslighting.com/LDN6-27-20-MVOLT-GZ10-HSG | Bee's Lighting | 2020 | Yes
LED Lighting | Downlight | Lithonia | True |  |  |  | Pre-wired | Home Fixtures Commercial Lighting Commercial Downlights LDN4 Series - 4 in. Round LED Downlight - 1000 Lumens - 3000K - Battery Backup Back Description The LDN6 30/10 MVOLT GZ10 E10WCP HSG 6 inch commercial LED downlight from Lithonia offers 1000 lumens to replace 13W CFL recessed lights. It consumes only 11 watts and runs on 120-277V input with 0-10V dimming feature. The 3000K color temperature makes it ideal for corridors, lobbies, conference rooms, and offices. This round commercial downlight can be used for both new construction and remodel installations. A 10W emergency battery pack with integral test switch is also included for backup power. LDN4 Series - 4 in. Round LED Downlight - 1000 Lumens - 3000K - Battery Backup | 3000 |  | 1000 | 90.9091 | 60000 | 11 | 1 | 304.29 | 304.29 | 357.5525 | 2020Q3 | https://www.beeslighting.com/LDN6-30-10-MVOLT-GZ10-E10WCP-HSG | Bee's Lighting | 2020 | Yes
LED Lighting | Downlight | Lithonia | True |  |  |  | Pre-wired | Home Fixtures Commercial Lighting Commercial Downlights LDN6 Series - 6 in. Round LED Downlight - 1000 Lumens - 3000K Back Description The LDN6 30/10 MVOLT GZ10 HSG 6 inch commercial LED downlight from Lithonia offers 1000 lumens to replace 13W CFL recessed lights. It consumes only 11 watts and runs on 120-277V input with 0-10V dimming feature. The 3000K color temperature makes it ideal for corridors, lobbies, conference rooms, and offices. This round commercial downlight can be used for both new construction and remodel installations. LDN6 Series - 6 in. Round LED Downlight - 1000 Lumens - 3000K | 3000 |  | 1000 | 90.9091 | 60000 | 11 | 1 | 132.86 | 132.86 | 156.1156 | 2020Q3 | https://www.beeslighting.com/LDN6-30-10-MVOLT-GZ10-HSG | Bee's Lighting | 2020 | Yes
LED Lighting | Downlight | Lithonia | True |  |  |  | Pre-wired | Home Fixtures Commercial Lighting Commercial Downlights LDN4 Series - 4 in. Round LED Downlight - 1500 Lumens - 3000K - Battery Backup Back Description The LDN6 30/15 MVOLT GZ10 E10WCP HSG 6 inch commercial LED downlight from Lithonia offers 1500 lumens to replace 13W CFL recessed lights. It consumes only 18 watts and runs on 120-277V input with 0-10V dimming feature. The 3000K color temperature makes it ideal for corridors, lobbies, conference rooms, and offices. This round commercial downlight can be used for both new construction and remodel installations. A 10W emergency battery pack with integral test switch is also included for backup power. LDN4 Series - 4 in. Round LED Downlight - 1500 Lumens - 3000K - Battery Backup | 3000 |  | 1500 | 83.3333 | 60000 | 18 | 1 | 318.57 | 318.57 | 374.3321 | 2020Q3 | https://www.beeslighting.com/LDN6-30-15-MVOLT-GZ10-E10WCP-HSG | Bee's Lighting | 2020 | Yes
LED Lighting | Downlight | Lithonia | True |  |  |  | Pre-wired | Home Fixtures Commercial Lighting Commercial Downlights LDN6 Series - 6 in. Round LED Downlight - 1500 Lumens - 3000K Back Description The LDN6 30/15 MVOLT GZ10 HSG 6 inch commercial LED downlight from Lithonia offers 1500 lumens to replace 13W CFL recessed lights. It consumes only 18 watts and runs on 120-277V input with 0-10V dimming feature. The 3000K color temperature makes it ideal for corridors, lobbies, conference rooms, and offices. This round commercial downlight can be used for both new construction and remodel installations. LDN6 Series - 6 in. Round LED Downlight - 1500 Lumens - 3000K | 3000 |  | 1500 | 83.3333 | 60000 | 18 | 1 | 147.14 | 147.14 | 172.8952 | 2020Q3 | https://www.beeslighting.com/LDN6-30-15-MVOLT-GZ10-HSG | Bee's Lighting | 2020 | Yes
LED Lighting | Downlight | Lithonia | True |  |  |  | Pre-wired | Home Fixtures Commercial Lighting Commercial Downlights LDN4 Series - 4 in. Round LED Downlight - 2000 Lumens - 3000K - Battery Backup Back Description The LDN6 30/20 MVOLT GZ10 E10WCP HSG 6 inch commercial LED downlight from Lithonia offers 2000 lumens to replace 150W Halogen recessed lights. It consumes only 23 watts and runs on 120-277V input with 0-10V dimming feature. The 3000K color temperature makes it ideal for corridors, lobbies, conference rooms, and offices. This round commercial downlight can be used for both new construction and remodel installations. A 10W emergency battery pack with integral test switch is also included for backup power. LDN4 Series - 4 in. Round LED Downlight - 2000 Lumens - 3000K - Battery Backup | 3000 |  | 2000 | 86.9565 | 60000 | 23 | 1 | 332.86 | 332.86 | 391.1234 | 2020Q3 | https://www.beeslighting.com/LDN6-30-20-MVOLT-GZ10-E10WCP-HSG | Bee's Lighting | 2020 | Yes
LED Lighting | Downlight | Lithonia | True |  |  |  | Pre-wired | Home Fixtures Commercial Lighting Commercial Downlights LDN6 Series - 6 in. Round LED Downlight - 2000 Lumens - 3000K Back Description The LDN6 30/20 MVOLT GZ10 HSG 6 inch commercial LED downlight from Lithonia offers 2000 lumens to replace 150W Halogen recessed lights. It consumes only 23 watts and runs on 120-277V input with 0-10V dimming feature. The 3000K color temperature makes it ideal for corridors, lobbies, conference rooms, and offices. This round commercial downlight can be used for both new construction and remodel installations. LDN6 Series - 6 in. Round LED Downlight - 2000 Lumens - 3000K | 3000 |  | 2000 | 86.9565 | 60000 | 23 | 1 | 161.43 | 161.43 | 189.6865 | 2020Q3 | https://www.beeslighting.com/LDN6-30-20-MVOLT-GZ10-HSG | Bee's Lighting | 2020 | Yes
LED Lighting | Downlight | Lithonia | True |  |  |  | Pre-wired | Home Fixtures Commercial Lighting Commercial Downlights LDN4 Series - 4 in. Round LED Downlight - 1000 Lumens - 3500K - Battery Backup Back Description The LDN6 35/10 MVOLT GZ10 E10WCP HSG 6 inch commercial LED downlight from Lithonia offers 1000 lumens to replace 13W CFL recessed lights. It consumes only 11 watts and runs on 120-277V input with 0-10V dimming feature. The 3500K color temperature makes it ideal for corridors, lobbies, conference rooms, and offices. This round commercial downlight can be used for both new construction and remodel installations. A 10W emergency battery pack with integral test switch is also included for backup power. LDN4 Series - 4 in. Round LED Downlight - 1000 Lumens - 3500K - Battery Backup | 3500 |  | 1000 | 90.9091 | 60000 | 11 | 1 | 304.29 | 304.29 | 357.5525 | 2020Q3 | https://www.beeslighting.com/LDN6-35-10-MVOLT-GZ10-E10WCP-HSG | Bee's Lighting | 2020 | Yes
LED Lighting | Downlight | Lithonia | True |  |  |  | Pre-wired | Home Fixtures Commercial Lighting Commercial Downlights LDN6 Series - 6 in. Round LED Downlight - 1000 Lumens - 3500K Back Description The LDN6 35/10 MVOLT GZ10 HSG 6 inch commercial LED downlight from Lithonia offers 1000 lumens to replace 13W CFL recessed lights. It consumes only 11 watts and runs on 120-277V input with 0-10V dimming feature. The 3500K color temperature makes it ideal for corridors, lobbies, conference rooms, and offices. This round commercial downlight can be used for both new construction and remodel installations. LDN6 Series - 6 in. Round LED Downlight - 1000 Lumens - 3500K | 3500 |  | 1000 | 90.9091 | 60000 | 11 | 1 | 132.86 | 132.86 | 156.1156 | 2020Q3 | https://www.beeslighting.com/LDN6-35-10-MVOLT-GZ10-HSG | Bee's Lighting | 2020 | Yes
LED Lighting | Downlight | Lithonia | True |  |  |  | Pre-wired | Home Fixtures Commercial Lighting Commercial Downlights LDN4 Series - 4 in. Round LED Downlight - 1500 Lumens - 3500K - Battery Backup Back Description The LDN6 35/15 MVOLT GZ10 E10WCP HSG 6 inch commercial LED downlight from Lithonia offers 1500 lumens to replace 13W CFL recessed lights. It consumes only 18 watts and runs on 120-277V input with 0-10V dimming feature. The 3500K color temperature makes it ideal for corridors, lobbies, conference rooms, and offices. This round commercial downlight can be used for both new construction and remodel installations. A 10W emergency battery pack with integral test switch is also included for backup power. LDN4 Series - 4 in. Round LED Downlight - 1500 Lumens - 3500K - Battery Backup | 3500 |  | 1500 | 83.3333 | 60000 | 18 | 1 | 318.57 | 318.57 | 374.3321 | 2020Q3 | https://www.beeslighting.com/LDN6-35-15-MVOLT-GZ10-E10WCP-HSG | Bee's Lighting | 2020 | Yes
LED Lighting | Downlight | Lithonia | True |  |  |  | Pre-wired | Home Fixtures Commercial Lighting Commercial Downlights LDN6 Series - 6 in. Round LED Downlight - 1500 Lumens - 3500K Back Description The LDN6 35/15 MVOLT GZ10 HSG 6 inch commercial LED downlight from Lithonia offers 1500 lumens to replace 13W CFL recessed lights. It consumes only 18 watts and runs on 120-277V input with 0-10V dimming feature. The 3500K color temperature makes it ideal for corridors, lobbies, conference rooms, and offices. This round commercial downlight can be used for both new construction and remodel installations. LDN6 Series - 6 in. Round LED Downlight - 1500 Lumens - 3500K | 3500 |  | 1500 | 83.3333 | 60000 | 18 | 1 | 147.14 | 147.14 | 172.8952 | 2020Q3 | https://www.beeslighting.com/LDN6-35-15-MVOLT-GZ10-HSG | Bee's Lighting | 2020 | Yes
LED Lighting | Downlight | Lithonia | True |  |  |  | Pre-wired | Home Fixtures Commercial Lighting Commercial Downlights LDN4 Series - 4 in. Round LED Downlight - 2000 Lumens - 3500K - Battery Backup Back Description The LDN6 35/20 MVOLT GZ10 E10WCP HSG 6 inch commercial LED downlight from Lithonia offers 2000 lumens to replace 150W Halogen recessed lights. It consumes only 23 watts and runs on 120-277V input with 0-10V dimming feature. The 3500K color temperature makes it ideal for corridors, lobbies, conference rooms, and offices. This round commercial downlight can be used for both new construction and remodel installations. A 10W emergency battery pack with integral test switch is also included for backup power. LDN4 Series - 4 in. Round LED Downlight - 2000 Lumens - 3500K - Battery Backup | 3500 |  | 2000 | 86.9565 | 60000 | 23 | 1 | 332.86 | 332.86 | 391.1234 | 2020Q3 | https://www.beeslighting.com/LDN6-35-20-MVOLT-GZ10-E10WCP-HSG | Bee's Lighting | 2020 | Yes
LED Lighting | Downlight | Lithonia | True |  |  |  | Pre-wired | Home Fixtures Commercial Lighting Commercial Downlights LDN6 Series - 6 in. Round LED Downlight - 2000 Lumens - 3500K Back Description The LDN6 35/20 MVOLT GZ10 HSG 6 inch commercial LED downlight from Lithonia offers 2000 lumens to replace 150W Halogen recessed lights. It consumes only 23 watts and runs on 120-277V input with 0-10V dimming feature. The 3500K color temperature makes it ideal for corridors, lobbies, conference rooms, and offices. This round commercial downlight can be used for both new construction and remodel installations. LDN6 Series - 6 in. Round LED Downlight - 2000 Lumens - 3500K | 3500 |  | 2000 | 86.9565 | 60000 | 23 | 1 | 161.43 | 161.43 | 189.6865 | 2020Q3 | https://www.beeslighting.com/LDN6-35-20-MVOLT-GZ10-HSG | Bee's Lighting | 2020 | Yes
LED Lighting | Downlight | Lithonia | True |  |  |  | Pre-wired | Home Fixtures Commercial Lighting Commercial Downlights LDN4 Series - 4 in. Round LED Downlight - 1000 Lumens - 4000K - Battery Backup Back Description The LDN6 40/10 MVOLT GZ10 E10WCP HSG 6 inch commercial LED downlight from Lithonia offers 1000 lumens to replace 13W CFL recessed lights. It consumes only 11 watts and runs on 120-277V input with 0-10V dimming feature. The 4000K color temperature makes it ideal for corridors, lobbies, conference rooms, and offices. This round commercial downlight can be used for both new construction and remodel installations. A 10W emergency battery pack with integral test switch is also included for backup power. LDN4 Series - 4 in. Round LED Downlight - 1000 Lumens - 4000K - Battery Backup | 4000 |  | 1000 | 90.9091 | 60000 | 11 | 1 | 304.29 | 304.29 | 357.5525 | 2020Q3 | https://www.beeslighting.com/LDN6-40-10-MVOLT-GZ10-E10WCP-HSG | Bee's Lighting | 2020 | Yes
LED Lighting | Downlight | Lithonia | True |  |  |  | Pre-wired | Home Fixtures Commercial Lighting Commercial Downlights LDN6 Series - 6 in. Round LED Downlight - 1000 Lumens - 4000K Back Description The LDN6 40/10 MVOLT GZ10 HSG 6 inch commercial LED downlight from Lithonia offers 1000 lumens to replace 13W CFL recessed lights. It consumes only 11 watts and runs on 120-277V input with 0-10V dimming feature. The 4000K color temperature makes it ideal for corridors, lobbies, conference rooms, and offices. This round commercial downlight can be used for both new construction and remodel installations. LDN6 Series - 6 in. Round LED Downlight - 1000 Lumens - 4000K | 4000 |  | 1000 | 90.9091 | 60000 | 11 | 1 | 132.86 | 132.86 | 156.1156 | 2020Q3 | https://www.beeslighting.com/LDN6-40-10-MVOLT-GZ10-HSG | Bee's Lighting | 2020 | Yes
LED Lighting | Downlight | Lithonia | True |  |  |  | Pre-wired | Home Fixtures Commercial Lighting Commercial Downlights LDN4 Series - 4 in. Round LED Downlight - 1500 Lumens - 4000K - Battery Backup Back Description The LDN6 40/15 MVOLT GZ10 E10WCP HSG 6 inch commercial LED downlight from Lithonia offers 1500 lumens to replace 13W CFL recessed lights. It consumes only 18 watts and runs on 120-277V input with 0-10V dimming feature. The 4000K color temperature makes it ideal for corridors, lobbies, conference rooms, and offices. This round commercial downlight can be used for both new construction and remodel installations. A 10W emergency battery pack with integral test switch is also included for backup power. LDN4 Series - 4 in. Round LED Downlight - 1500 Lumens - 4000K - Battery Backup | 4000 |  | 1500 | 83.3333 | 60000 | 18 | 1 | 318.57 | 318.57 | 374.3321 | 2020Q3 | https://www.beeslighting.com/LDN6-40-15-MVOLT-GZ10-E10WCP-HSG | Bee's Lighting | 2020 | Yes
LED Lighting | Downlight | Lithonia | True |  |  |  | Pre-wired | Home Fixtures Commercial Lighting Commercial Downlights LDN6 Series - 6 in. Round LED Downlight - 1500 Lumens - 2700K Back Description The LDN6 27/15 MVOLT GZ10 HSG 6 inch commercial LED downlight from Lithonia offers 1500 lumens to replace 13W CFL recessed lights. It consumes only 18 watts and runs on 120-277V input with 0-10V dimming feature. The 2700K color temperature makes it ideal for corridors, lobbies, conference rooms, and offices. This round commercial downlight can be used for both new construction and remodel installations. LDN6 Series - 6 in. Round LED Downlight - 1500 Lumens - 2700K | 2700 |  | 1500 | 83.3333 | 60000 | 18 | 1 | 147.14 | 147.14 | 172.8952 | 2020Q3 | https://www.beeslighting.com/LDN6-40-15-MVOLT-GZ10-HSG | Bee's Lighting | 2020 | Yes
LED Lighting | Downlight | Lithonia | True |  |  |  | Pre-wired | Home Fixtures Commercial Lighting Commercial Downlights LDN4 Series - 4 in. Round LED Downlight - 2000 Lumens - 4000K - Battery Backup Back Description The LDN6 40/20 MVOLT GZ10 E10WCP HSG 6 inch commercial LED downlight from Lithonia offers 2000 lumens to replace 150W Halogen recessed lights. It consumes only 23 watts and runs on 120-277V input with 0-10V dimming feature. The 4000K color temperature makes it ideal for corridors, lobbies, conference rooms, and offices. This round commercial downlight can be used for both new construction and remodel installations. A 10W emergency battery pack with integral test switch is also included for backup power. LDN4 Series - 4 in. Round LED Downlight - 2000 Lumens - 4000K - Battery Backup | 4000 |  | 2000 | 86.9565 | 60000 | 23 | 1 | 332.86 | 332.86 | 391.1234 | 2020Q3 | https://www.beeslighting.com/LDN6-40-20-MVOLT-GZ10-E10WCP-HSG | Bee's Lighting | 2020 | Yes
LED Lighting | Downlight | Lithonia | True |  |  |  | Pre-wired | Home Fixtures Commercial Lighting Commercial Downlights LDN6 Series - 6 in. Round LED Downlight - 2000 Lumens - 4000K Back Description The LDN6 40/20 MVOLT GZ10 HSG 6 inch commercial LED downlight from Lithonia offers 2000 lumens to replace 150W Halogen recessed lights. It consumes only 23 watts and runs on 120-277V input with 0-10V dimming feature. The 4000K color temperature makes it ideal for corridors, lobbies, conference rooms, and offices. This round commercial downlight can be used for both new construction and remodel installations. LDN6 Series - 6 in. Round LED Downlight - 2000 Lumens - 4000K | 4000 |  | 2000 | 86.9565 | 60000 | 23 | 1 | 161.43 | 161.43 | 189.6865 | 2020Q3 | https://www.beeslighting.com/LDN6-40-20-MVOLT-GZ10-HSG | Bee's Lighting | 2020 | Yes
LED Lighting | Downlight | Lithonia | True |  |  |  | Pre-wired | Home Fixtures Commercial Lighting Commercial Downlights LDN6 Series - 6 in. Round LED Downlight - Retrofit - 1000 Lumens - 2700K Back Description The LDN6RV 27/10 MVOLT GZ10 HSG 6 inch commercial LED retrofit downlight from Lithonia offers 1000 lumens to replace 13W CFL recessed lights. It consumes only 13 watts and runs on 120-277V input with 0-10V dimming feature. The 2700K color temperature makes it ideal for corridors, lobbies, conference rooms, and offices. This round commercial retrofit downlight can be used for both new construction and remodel installations. LDN6 Series - 6 in. Round LED Downlight - Retrofit - 1000 Lumens - 2700K | 2700 |  | 1000 | 76.9231 | 60000 | 13 | 1 | 165.71 | 165.71 | 194.7157 | 2020Q3 | https://www.beeslighting.com/LDN6RV-27-10-MVOLT-GZ10-HSG | Bee's Lighting | 2020 | Yes
LED Lighting | Downlight | Lithonia | True |  |  |  | Pre-wired | Home Fixtures Commercial Lighting Commercial Downlights LDN6 Series - 6 in. Round LED Downlight - Retrofit - 1500 Lumens - 2700K Back Description The LDN6RV 27/15 MVOLT GZ10 HSG 6 inch commercial LED retrofit downlight from Lithonia offers 1500 lumens to replace 150W Halogen recessed lights. It consumes only 20 watts and runs on 120-277V input with 0-10V dimming feature. The 2700K color temperature makes it ideal for corridors, lobbies, conference rooms, and offices. This round commercial retrofit downlight can be used for both new construction and remodel installations. LDN6 Series - 6 in. Round LED Downlight - Retrofit - 1500 Lumens - 2700K | 2700 |  | 1500 | 75 | 60000 | 20 | 1 | 180 | 180 | 211.507 | 2020Q3 | https://www.beeslighting.com/LDN6RV-27-15-MVOLT-GZ10-HSG | Bee's Lighting | 2020 | Yes
LED Lighting | Downlight | Lithonia | True |  |  |  | Pre-wired | Home Fixtures Commercial Lighting Commercial Downlights LDN6 Series - 6 in. Round LED Downlight - Retrofit - 2000 Lumens - 2700K Back Description The LDN6RV 27/20 MVOLT GZ10 HSG 6 inch commercial LED retrofit downlight from Lithonia offers 2000 lumens to replace 150W Halogen recessed lights. It consumes only 23 watts and runs on 120-277V input with 0-10V dimming feature. The 2700K color temperature makes it ideal for corridors, lobbies, conference rooms, and offices. This round commercial retrofit downlight can be used for both new construction and remodel installations. LDN6 Series - 6 in. Round LED Downlight - Retrofit - 2000 Lumens - 2700K | 2700 |  | 2000 | 86.9565 | 60000 | 23 | 1 | 194.29 | 194.29 | 228.2983 | 2020Q3 | https://www.beeslighting.com/LDN6RV-27-20-MVOLT-GZ10-HSG | Bee's Lighting | 2020 | Yes
LED Lighting | Downlight | Lithonia | True |  |  |  | Pre-wired | Home Fixtures Commercial Lighting Commercial Downlights LDN6 Series - 6 in. Round LED Downlight - Retrofit - 1000 Lumens - 3000K Back Description The LDN6RV 30/10 MVOLT GZ10 HSG 6 inch commercial LED retrofit downlight from Lithonia offers 1000 lumens to replace 13W CFL recessed lights. It consumes only 13 watts and runs on 120-277V input with 0-10V dimming feature. The 3000K color temperature makes it ideal for corridors, lobbies, conference rooms, and offices. This round commercial retrofit downlight can be used for both new construction and remodel installations. LDN6 Series - 6 in. Round LED Downlight - Retrofit - 1000 Lumens - 3000K | 3000 |  | 1000 | 76.9231 | 60000 | 13 | 1 | 165.71 | 165.71 | 194.7157 | 2020Q3 | https://www.beeslighting.com/LDN6RV-30-10-MVOLT-GZ10-HSG | Bee's Lighting | 2020 | Yes
LED Lighting | Downlight | Lithonia | True |  |  |  | Pre-wired | Home Fixtures Commercial Lighting Commercial Downlights LDN6 Series - 6 in. Round LED Downlight - Retrofit - 1500 Lumens - 3000K Back Description The LDN6RV 30/15 MVOLT GZ10 HSG 6 inch commercial LED retrofit downlight from Lithonia offers 1500 lumens to replace 150W Halogen recessed lights. It consumes only 20 watts and runs on 120-277V input with 0-10V dimming feature. The 3000K color temperature makes it ideal for corridors, lobbies, conference rooms, and offices. This round commercial retrofit downlight can be used for both new construction and remodel installations. LDN6 Series - 6 in. Round LED Downlight - Retrofit - 1500 Lumens - 3000K | 3000 |  | 1500 | 75 | 60000 | 20 | 1 | 180 | 180 | 211.507 | 2020Q3 | https://www.beeslighting.com/LDN6RV-30-15-MVOLT-GZ10-HSG | Bee's Lighting | 2020 | Yes
LED Lighting | Downlight | Lithonia | True |  |  |  | Pre-wired | Home Fixtures Commercial Lighting Commercial Downlights LDN6 Series - 6 in. Round LED Downlight - Retrofit - 2000 Lumens - 3000K Back Description The LDN6RV 30/20 MVOLT GZ10 HSG 6 inch commercial LED retrofit downlight from Lithonia offers 2000 lumens to replace 150W Halogen recessed lights. It consumes only 23 watts and runs on 120-277V input with 0-10V dimming feature. The 3000K color temperature makes it ideal for corridors, lobbies, conference rooms, and offices. This round commercial retrofit downlight can be used for both new construction and remodel installations. LDN6 Series - 6 in. Round LED Downlight - Retrofit - 2000 Lumens - 3000K | 3000 |  | 2000 | 86.9565 | 60000 | 23 | 1 | 194.29 | 194.29 | 228.2983 | 2020Q3 | https://www.beeslighting.com/LDN6RV-30-20-MVOLT-GZ10-HSG | Bee's Lighting | 2020 | Yes
LED Lighting | Downlight | Lithonia | True |  |  |  | Pre-wired | Home Fixtures Commercial Lighting Commercial Downlights LDN6 Series - 6 in. Round LED Downlight - Retrofit - 1000 Lumens - 3500K Back Description The LDN6RV 35/10 MVOLT GZ10 HSG 6 inch commercial LED retrofit downlight from Lithonia offers 1000 lumens to replace 13W CFL recessed lights. It consumes only 13 watts and runs on 120-277V input with 0-10V dimming feature. The 3500K color temperature makes it ideal for corridors, lobbies, conference rooms, and offices. This round commercial retrofit downlight can be used for both new construction and remodel installations. LDN6 Series - 6 in. Round LED Downlight - Retrofit - 1000 Lumens - 3500K | 3500 |  | 1000 | 76.9231 | 60000 | 13 | 1 | 165.71 | 165.71 | 194.7157 | 2020Q3 | https://www.beeslighting.com/LDN6RV-35-10-MVOLT-GZ10-HSG | Bee's Lighting | 2020 | Yes
LED Lighting | Downlight | Lithonia | True |  |  |  | Pre-wired | Home Fixtures Commercial Lighting Commercial Downlights LDN6 Series - 6 in. Round LED Downlight - Retrofit - 1500 Lumens - 3500K Back Description The LDN6RV 35/15 MVOLT GZ10 HSG 6 inch commercial LED retrofit downlight from Lithonia offers 1500 lumens to replace 150W Halogen recessed lights. It consumes only 20 watts and runs on 120-277V input with 0-10V dimming feature. The 3500K color temperature makes it ideal for corridors, lobbies, conference rooms, and offices. This round commercial retrofit downlight can be used for both new construction and remodel installations. LDN6 Series - 6 in. Round LED Downlight - Retrofit - 1500 Lumens - 3500K | 3500 |  | 1500 | 75 | 60000 | 20 | 1 | 180 | 180 | 211.507 | 2020Q3 | https://www.beeslighting.com/LDN6RV-35-15-MVOLT-GZ10-HSG | Bee's Lighting | 2020 | Yes
LED Lighting | Downlight | Lithonia | True |  |  |  | Pre-wired | Home Fixtures Commercial Lighting Commercial Downlights LDN6 Series - 6 in. Round LED Downlight - Retrofit - 2000 Lumens - 3500K Back Description The LDN6RV 35/20 MVOLT GZ10 HSG 6 inch commercial LED retrofit downlight from Lithonia offers 2000 lumens to replace 150W Halogen recessed lights. It consumes only 23 watts and runs on 120-277V input with 0-10V dimming feature. The 3500K color temperature makes it ideal for corridors, lobbies, conference rooms, and offices. This round commercial retrofit downlight can be used for both new construction and remodel installations. LDN6 Series - 6 in. Round LED Downlight - Retrofit - 2000 Lumens - 3500K | 3500 |  | 2000 | 86.9565 | 60000 | 23 | 1 | 194.29 | 194.29 | 228.2983 | 2020Q3 | https://www.beeslighting.com/LDN6RV-35-20-MVOLT-GZ10-HSG | Bee's Lighting | 2020 | Yes
LED Lighting | Downlight | Lithonia | True |  |  |  | Pre-wired | Home Fixtures Commercial Lighting Commercial Downlights LDN6 Series - 6 in. Round LED Downlight - Retrofit - 1000 Lumens - 4000K Back Description The LDN6RV 40/10 MVOLT GZ10 HSG 6 inch commercial LED retrofit downlight from Lithonia offers 1000 lumens to replace 13W CFL recessed lights. It consumes only 13 watts and runs on 120-277V input with 0-10V dimming feature. The 4000K color temperature makes it ideal for corridors, lobbies, conference rooms, and offices. This round commercial retrofit downlight can be used for both new construction and remodel installations. LDN6 Series - 6 in. Round LED Downlight - Retrofit - 1000 Lumens - 4000K | 4000 |  | 1000 | 76.9231 | 60000 | 13 | 1 | 165.71 | 165.71 | 194.7157 | 2020Q3 | https://www.beeslighting.com/LDN6RV-40-10-MVOLT-GZ10-HSG | Bee's Lighting | 2020 | Yes
LED Lighting | Downlight | Lithonia | True |  |  |  | Pre-wired | Home Fixtures Commercial Lighting Commercial Downlights LDN6 Series - 6 in. Round LED Downlight - Retrofit - 1500 Lumens - 4000K Back Description The LDN6RV 40/15 MVOLT GZ10 HSG 6 inch commercial LED retrofit downlight from Lithonia offers 1500 lumens to replace 150W Halogen recessed lights. It consumes only 20 watts and runs on 120-277V input with 0-10V dimming feature. The 4000K color temperature makes it ideal for corridors, lobbies, conference rooms, and offices. This round commercial retrofit downlight can be used for both new construction and remodel installations. LDN6 Series - 6 in. Round LED Downlight - Retrofit - 1500 Lumens - 4000K | 4000 |  | 1500 | 75 | 60000 | 20 | 1 | 180 | 180 | 211.507 | 2020Q3 | https://www.beeslighting.com/LDN6RV-40-15-MVOLT-GZ10-HSG | Bee's Lighting | 2020 | Yes
LED Lighting | Downlight | Lithonia | True |  |  |  | Pre-wired | Home Fixtures Commercial Lighting Commercial Downlights LDN6 Series - 6 in. Round LED Downlight - Retrofit - 2000 Lumens - 4000K Back Description The LDN6RV 40/20 MVOLT GZ10 HSG 6 inch commercial LED retrofit downlight from Lithonia offers 2000 lumens to replace 150W Halogen recessed lights. It consumes only 23 watts and runs on 120-277V input with 0-10V dimming feature. The 4000K color temperature makes it ideal for corridors, lobbies, conference rooms, and offices. This round commercial retrofit downlight can be used for both new construction and remodel installations. LDN6 Series - 6 in. Round LED Downlight - Retrofit - 2000 Lumens - 4000K | 4000 |  | 2000 | 86.9565 | 60000 | 23 | 1 | 194.29 | 194.29 | 228.2983 | 2020Q3 | https://www.beeslighting.com/LDN6RV-40-20-MVOLT-GZ10-HSG | Bee's Lighting | 2020 | Yes
LED Lighting | Downlight | Lithonia | True |  |  |  | Pre-wired | Home Fixtures Commercial Lighting Commercial Downlights LDN6 Series - 6 in. Square LED Downlight - 1000 Lumens - 2700K Back Description The LDN6SQ 27/10 MVOLT GZ10 HSG 6 inch commercial LED downlight from Lithonia offers 1000 lumens to replace 13W CFL recessed lights. It consumes only 11 watts and runs on 120-277V input with 0-10V dimming feature. The 2700K color temperature makes it ideal for corridors, lobbies, conference rooms, and offices. This square commercial downlight can be used for both new construction and remodel installations. LDN6 Series - 6 in. Square LED Downlight - 1000 Lumens - 2700K | 2700 |  | 1000 | 90.9091 | 60000 | 11 | 1 | 161.43 | 161.43 | 189.6865 | 2020Q3 | https://www.beeslighting.com/LDN6SQ-27-10-MVOLT-GZ10-HSG | Bee's Lighting | 2020 | Yes
LED Lighting | Downlight | Lithonia | True |  |  |  | Pre-wired | Home Fixtures Commercial Lighting Commercial Downlights LDN6 Series - 6 in. Square LED Downlight - 1500 Lumens - 2700K Back Description The LDN6SQ 27/15 MVOLT GZ10 HSG 6 inch commercial LED downlight from Lithonia offers 1500 lumens to replace 13W CFL recessed lights. It consumes only 18 watts and runs on 120-277V input with 0-10V dimming feature. The 2700K color temperature makes it ideal for corridors, lobbies, conference rooms, and offices. This square commercial downlight can be used for both new construction and remodel installations. LDN6 Series - 6 in. Square LED Downlight - 1500 Lumens - 2700K | 2700 |  | 1500 | 83.3333 | 60000 | 18 | 1 | 175.71 | 175.71 | 206.466 | 2020Q3 | https://www.beeslighting.com/LDN6SQ-27-15-MVOLT-GZ10-HSG | Bee's Lighting | 2020 | Yes
LED Lighting | Downlight | Lithonia | True |  |  |  | Pre-wired | Home Fixtures Commercial Lighting Commercial Downlights LDN6 Series - 6 in. Square LED Downlight - 2000 Lumens - 2700K Back Description The LDN6SQ 27/20 MVOLT GZ10 HSG 6 inch commercial LED downlight from Lithonia offers 2000 lumens to replace 150W Halogen recessed lights. It consumes only 23 watts and runs on 120-277V input with 0-10V dimming feature. The 2700K color temperature makes it ideal for corridors, lobbies, conference rooms, and offices. This square commercial downlight can be used for both new construction and remodel installations. LDN6 Series - 6 in. Square LED Downlight - 2000 Lumens - 2700K | 2700 |  | 2000 | 86.9565 | 60000 | 23 | 1 | 190 | 190 | 223.2573 | 2020Q3 | https://www.beeslighting.com/LDN6SQ-27-20-MVOLT-GZ10-HSG | Bee's Lighting | 2020 | Yes
LED Lighting | Downlight | Lithonia | True |  |  |  | Pre-wired | Home Fixtures Commercial Lighting Commercial Downlights LDN6 Series - 6 in. Square LED Downlight - 1000 Lumens - 3000K Back Description The LDN6SQ 30/10 MVOLT GZ10 HSG 6 inch commercial LED downlight from Lithonia offers 1000 lumens to replace 13W CFL recessed lights. It consumes only 11 watts and runs on 120-277V input with 0-10V dimming feature. The 3000K color temperature makes it ideal for corridors, lobbies, conference rooms, and offices. This square commercial downlight can be used for both new construction and remodel installations. LDN6 Series - 6 in. Square LED Downlight - 1000 Lumens - 3000K | 3000 |  | 1000 | 90.9091 | 60000 | 11 | 1 | 161.43 | 161.43 | 189.6865 | 2020Q3 | https://www.beeslighting.com/LDN6SQ-30-10-MVOLT-GZ10-HSG | Bee's Lighting | 2020 | Yes
LED Lighting | Downlight | Lithonia | True |  |  |  | Pre-wired | Home Fixtures Commercial Lighting Commercial Downlights LDN6 Series - 6 in. Square LED Downlight - 1500 Lumens - 3000K Back Description The LDN6SQ 30/15 MVOLT GZ10 HSG 6 inch commercial LED downlight from Lithonia offers 1500 lumens to replace 13W CFL recessed lights. It consumes only 18 watts and runs on 120-277V input with 0-10V dimming feature. The 3000K color temperature makes it ideal for corridors, lobbies, conference rooms, and offices. This square commercial downlight can be used for both new construction and remodel installations. LDN6 Series - 6 in. Square LED Downlight - 1500 Lumens - 3000K | 3000 |  | 1500 | 83.3333 | 60000 | 18 | 1 | 175.71 | 175.71 | 206.466 | 2020Q3 | https://www.beeslighting.com/LDN6SQ-30-15-MVOLT-GZ10-HSG | Bee's Lighting | 2020 | Yes
LED Lighting | Downlight | Lithonia | True |  |  |  | Pre-wired | Home Fixtures Commercial Lighting Commercial Downlights LDN6 Series - 6 in. Square LED Downlight - 2000 Lumens - 3000K Back Description The LDN6SQ 30/20 MVOLT GZ10 HSG 6 inch commercial LED downlight from Lithonia offers 2000 lumens to replace 150W Halogen recessed lights. It consumes only 23 watts and runs on 120-277V input with 0-10V dimming feature. The 3000K color temperature makes it ideal for corridors, lobbies, conference rooms, and offices. This square commercial downlight can be used for both new construction and remodel installations. LDN6 Series - 6 in. Square LED Downlight - 2000 Lumens - 3000K | 3000 |  | 2000 | 86.9565 | 60000 | 23 | 1 | 190 | 190 | 223.2573 | 2020Q3 | https://www.beeslighting.com/LDN6SQ-30-20-MVOLT-GZ10-HSG | Bee's Lighting | 2020 | Yes
LED Lighting | Downlight | Lithonia | True |  |  |  | Pre-wired | Home Fixtures Commercial Lighting Commercial Downlights LDN6 Series - 6 in. Square LED Downlight - 1000 Lumens - 3500K Back Description The LDN6SQ 35/10 MVOLT GZ10 HSG 6 inch commercial LED downlight from Lithonia offers 1000 lumens to replace 13W CFL recessed lights. It consumes only 11 watts and runs on 120-277V input with 0-10V dimming feature. The 3500K color temperature makes it ideal for corridors, lobbies, conference rooms, and offices. This square commercial downlight can be used for both new construction and remodel installations. LDN6 Series - 6 in. Square LED Downlight - 1000 Lumens - 3500K | 3500 |  | 1000 | 90.9091 | 60000 | 11 | 1 | 161.43 | 161.43 | 189.6865 | 2020Q3 | https://www.beeslighting.com/LDN6SQ-35-10-MVOLT-GZ10-HSG | Bee's Lighting | 2020 | Yes
LED Lighting | Downlight | Lithonia | True |  |  |  | Pre-wired | Home Fixtures Commercial Lighting Commercial Downlights LDN6 Series - 6 in. Square LED Downlight - 1500 Lumens - 3500K Back Description The LDN6SQ 35/15 MVOLT GZ10 HSG 6 inch commercial LED downlight from Lithonia offers 1500 lumens to replace 13W CFL recessed lights. It consumes only 18 watts and runs on 120-277V input with 0-10V dimming feature. The 3500K color temperature makes it ideal for corridors, lobbies, conference rooms, and offices. This square commercial downlight can be used for both new construction and remodel installations. LDN6 Series - 6 in. Square LED Downlight - 1500 Lumens - 3500K | 3500 |  | 1500 | 83.3333 | 60000 | 18 | 1 | 175.71 | 175.71 | 206.466 | 2020Q3 | https://www.beeslighting.com/LDN6SQ-35-15-MVOLT-GZ10-HSG | Bee's Lighting | 2020 | Yes
LED Lighting | Downlight | Lithonia | True |  |  |  | Pre-wired | Home Fixtures Commercial Lighting Commercial Downlights LDN6 Series - 6 in. Square LED Downlight - 2000 Lumens - 3500K Back Description The LDN6SQ 35/20 MVOLT GZ10 HSG 6 inch commercial LED downlight from Lithonia offers 2000 lumens to replace 150W Halogen recessed lights. It consumes only 23 watts and runs on 120-277V input with 0-10V dimming feature. The 3500K color temperature makes it ideal for corridors, lobbies, conference rooms, and offices. This square commercial downlight can be used for both new construction and remodel installations. LDN6 Series - 6 in. Square LED Downlight - 2000 Lumens - 3500K | 3500 |  | 2000 | 86.9565 | 60000 | 23 | 1 | 190 | 190 | 223.2573 | 2020Q3 | https://www.beeslighting.com/LDN6SQ-35-20-MVOLT-GZ10-HSG | Bee's Lighting | 2020 | Yes
LED Lighting | Downlight | Lithonia | True |  |  |  | Pre-wired | Home Fixtures Commercial Lighting Commercial Downlights LDN6 Series - 6 in. Square LED Downlight - 1000 Lumens - 4000K Back Description The LDN6SQ 40/10 MVOLT GZ10 HSG 6 inch commercial LED downlight from Lithonia offers 1000 lumens to replace 13W CFL recessed lights. It consumes only 11 watts and runs on 120-277V input with 0-10V dimming feature. The 4000K color temperature makes it ideal for corridors, lobbies, conference rooms, and offices. This square commercial downlight can be used for both new construction and remodel installations. LDN6 Series - 6 in. Square LED Downlight - 1000 Lumens - 4000K | 4000 |  | 1000 | 90.9091 | 60000 | 11 | 1 | 161.43 | 161.43 | 189.6865 | 2020Q3 | https://www.beeslighting.com/LDN6SQ-40-10-MVOLT-GZ10-HSG | Bee's Lighting | 2020 | Yes
LED Lighting | Downlight | Lithonia | True |  |  |  | Pre-wired | Home Fixtures Commercial Lighting Commercial Downlights LDN6 Series - 6 in. Square LED Downlight - 1500 Lumens - 4000K Back Description The LDN6SQ 40/15 MVOLT GZ10 HSG 6 inch commercial LED downlight from Lithonia offers 1500 lumens to replace 13W CFL recessed lights. It consumes only 18 watts and runs on 120-277V input with 0-10V dimming feature. The 4000K color temperature makes it ideal for corridors, lobbies, conference rooms, and offices. This square commercial downlight can be used for both new construction and remodel installations. LDN6 Series - 6 in. Square LED Downlight - 1500 Lumens - 4000K | 4000 |  | 1500 | 83.3333 | 60000 | 18 | 1 | 175.71 | 175.71 | 206.466 | 2020Q3 | https://www.beeslighting.com/LDN6SQ-40-15-MVOLT-GZ10-HSG | Bee's Lighting | 2020 | Yes
LED Lighting | Downlight | Lithonia | True |  |  |  | Pre-wired | Home Fixtures Commercial Lighting Commercial Downlights LDN6 Series - 6 in. Square LED Downlight - 2000 Lumens - 4000K Back Description The LDN6SQ 40/20 MVOLT GZ10 HSG 6 inch commercial LED downlight from Lithonia offers 2000 lumens to replace 150W Halogen recessed lights. It consumes only 23 watts and runs on 120-277V input with 0-10V dimming feature. The 4000K color temperature makes it ideal for corridors, lobbies, conference rooms, and offices. This square commercial downlight can be used for both new construction and remodel installations. LDN6 Series - 6 in. Square LED Downlight - 2000 Lumens - 4000K | 4000 |  | 2000 | 86.9565 | 60000 | 23 | 1 | 190 | 190 | 223.2573 | 2020Q3 | https://www.beeslighting.com/LDN6SQ-40-20-MVOLT-GZ10-HSG | Bee's Lighting | 2020 | Yes
LED Lighting | Downlight | Lithonia | True |  |  |  | Pre-wired | Home Fixtures Commercial Lighting Commercial Downlights LDN4 Series - 4 in. Round LED Downlight - 6000 Lumens - 2700K - Battery Backup Back Description The LDN8 27/60 MVOLT GZ10 E10WCP HSG 8 inch commercial LED downlight from Lithonia offers 6000 lumens to replace 100W HID recessed lights. It consumes only 73 watts and runs on 120-277V input with 0-10V dimming feature. The 2700K color temperature makes it ideal for corridors, lobbies, conference rooms, and offices. This round commercial downlight can be used for both new construction and remodel installations. A 10W emergency battery pack with integral test switch is also included for backup power. LDN4 Series - 4 in. Round LED Downlight - 6000 Lumens - 2700K - Battery Backup | 2700 |  | 6000 | 82.1918 | 60000 | 73 | 1 | 407.14 | 407.14 | 478.4052 | 2020Q3 | https://www.beeslighting.com/LDN8-27-60-MVOLT-GZ10-E10WCP-HSG | Bee's Lighting | 2020 | No
LED Lighting | Downlight | Lithonia | True |  |  |  | Pre-wired | Home Fixtures Commercial Lighting Commercial Downlights LDN8 Series - 8 in. Round LED Downlight - 6000 Lumens - 2700K Back Description The LDN8 27/60 MVOLT GZ10 HSG 8 inch commercial LED downlight from Lithonia offers 6000 lumens to replace 100W HID recessed lights. It consumes only 73 watts and runs on 120-277V input with 0-10V dimming feature. The 2700K color temperature makes it ideal for corridors, lobbies, conference rooms, and offices. This round commercial downlight can be used for both new construction and remodel installations. LDN8 Series - 8 in. Round LED Downlight - 6000 Lumens - 2700K | 2700 |  | 6000 | 82.1918 | 60000 | 73 | 1 | 235.71 | 235.71 | 276.9684 | 2020Q3 | https://www.beeslighting.com/LDN8-27-60-MVOLT-GZ10-HSG | Bee's Lighting | 2020 | No
LED Lighting | Downlight | Lithonia | True |  |  |  | Pre-wired | Home Fixtures Commercial Lighting Commercial Downlights LDN4 Series - 4 in. Round LED Downlight - 6000 Lumens - 3000K - Battery Backup Back Description The LDN8 30/60 MVOLT GZ10 E10WCP HSG 8 inch commercial LED downlight from Lithonia offers 6000 lumens to replace 100W HID recessed lights. It consumes only 73 watts and runs on 120-277V input with 0-10V dimming feature. The 3000K color temperature makes it ideal for corridors, lobbies, conference rooms, and offices. This round commercial downlight can be used for both new construction and remodel installations. A 10W emergency battery pack with integral test switch is also included for backup power. LDN4 Series - 4 in. Round LED Downlight - 6000 Lumens - 3000K - Battery Backup | 3000 |  | 6000 | 82.1918 | 60000 | 73 | 1 | 407.14 | 407.14 | 478.4052 | 2020Q3 | https://www.beeslighting.com/LDN8-30-60-MVOLT-GZ10-E10WCP-HSG | Bee's Lighting | 2020 | No
LED Lighting | Downlight | Lithonia | True |  |  |  | Pre-wired | Home Fixtures Commercial Lighting Commercial Downlights LDN8 Series - 8 in. Round LED Downlight - 6000 Lumens - 3000K Back Description The LDN8 30/60 MVOLT GZ10 HSG 8 inch commercial LED downlight from Lithonia offers 6000 lumens to replace 100W HID recessed lights. It consumes only 73 watts and runs on 120-277V input with 0-10V dimming feature. The 3000K color temperature makes it ideal for corridors, lobbies, conference rooms, and offices. This round commercial downlight can be used for both new construction and remodel installations. LDN8 Series - 8 in. Round LED Downlight - 6000 Lumens - 3000K | 3000 |  | 6000 | 82.1918 | 60000 | 73 | 1 | 235.71 | 235.71 | 276.9684 | 2020Q3 | https://www.beeslighting.com/LDN8-30-60-MVOLT-GZ10-HSG | Bee's Lighting | 2020 | No
LED Lighting | Downlight | Lithonia | True |  |  |  | Pre-wired | Home Fixtures Commercial Lighting Commercial Downlights LDN4 Series - 4 in. Round LED Downlight - 6000 Lumens - 3500K - Battery Backup Back Description The LDN8 35/60 MVOLT GZ10 E10WCP HSG 8 inch commercial LED downlight from Lithonia offers 6000 lumens to replace 100W HID recessed lights. It consumes only 73 watts and runs on 120-277V input with 0-10V dimming feature. The 3500K color temperature makes it ideal for corridors, lobbies, conference rooms, and offices. This round commercial downlight can be used for both new construction and remodel installations. A 10W emergency battery pack with integral test switch is also included for backup power. LDN4 Series - 4 in. Round LED Downlight - 6000 Lumens - 3500K - Battery Backup | 3500 |  | 6000 | 82.1918 | 60000 | 73 | 1 | 407.14 | 407.14 | 478.4052 | 2020Q3 | https://www.beeslighting.com/LDN8-35-60-MVOLT-GZ10-E10WCP-HSG | Bee's Lighting | 2020 | No
LED Lighting | Downlight | Lithonia | True |  |  |  | Pre-wired | Home Fixtures Commercial Lighting Commercial Downlights LDN8 Series - 8 in. Round LED Downlight - 6000 Lumens - 3500K Back Description The LDN8 35/60 MVOLT GZ10 HSG 8 inch commercial LED downlight from Lithonia offers 6000 lumens to replace 100W HID recessed lights. It consumes only 73 watts and runs on 120-277V input with 0-10V dimming feature. The 3500K color temperature makes it ideal for corridors, lobbies, conference rooms, and offices. This round commercial downlight can be used for both new construction and remodel installations. LDN8 Series - 8 in. Round LED Downlight - 6000 Lumens - 3500K | 3500 |  | 6000 | 82.1918 | 60000 | 73 | 1 | 235.71 | 235.71 | 276.9684 | 2020Q3 | https://www.beeslighting.com/LDN8-35-60-MVOLT-GZ10-HSG | Bee's Lighting | 2020 | No
LED Lighting | Downlight | Lithonia | True |  |  |  | Pre-wired | Home Fixtures Commercial Lighting Commercial Downlights LDN4 Series - 4 in. Round LED Downlight - 6000 Lumens - 4000K - Battery Backup Back Description The LDN8 40/60 MVOLT GZ10 E10WCP HSG 8 inch commercial LED downlight from Lithonia offers 6000 lumens to replace 100W HID recessed lights. It consumes only 73 watts and runs on 120-277V input with 0-10V dimming feature. The 4000K color temperature makes it ideal for corridors, lobbies, conference rooms, and offices. This round commercial downlight can be used for both new construction and remodel installations. A 10W emergency battery pack with integral test switch is also included for backup power. LDN4 Series - 4 in. Round LED Downlight - 6000 Lumens - 4000K - Battery Backup | 4000 |  | 6000 | 82.1918 | 60000 | 73 | 1 | 407.14 | 407.14 | 478.4052 | 2020Q3 | https://www.beeslighting.com/LDN8-40-60-MVOLT-GZ10-E10WCP-HSG | Bee's Lighting | 2020 | No
LED Lighting | Downlight | Lithonia | True |  |  |  | Pre-wired | Home Fixtures Commercial Lighting Commercial Downlights LDN8 Series - 8 in. Round LED Downlight - 6000 Lumens - 4000K Back Description The LDN8 40/60 MVOLT GZ10 HSG 8 inch commercial LED downlight from Lithonia offers 6000 lumens to replace 100W HID recessed lights. It consumes only 73 watts and runs on 120-277V input with 0-10V dimming feature. The 4000K color temperature makes it ideal for corridors, lobbies, conference rooms, and offices. This round commercial downlight can be used for both new construction and remodel installations. LDN8 Series - 8 in. Round LED Downlight - 6000 Lumens - 4000K | 4000 |  | 6000 | 82.1918 | 60000 | 73 | 1 | 235.71 | 235.71 | 276.9684 | 2020Q3 | https://www.beeslighting.com/LDN8-40-60-MVOLT-GZ10-HSG | Bee's Lighting | 2020 | No
LED Lighting | Downlight | Lithonia | True |  |  |  | Pre-wired | Home Fixtures Commercial Lighting Commercial Downlights LDN8 Series - 8 in. Round LED Downlight - Retrofit - 6000 Lumens - 2700K Back Description The LDN8RV 27/60 MVOLT GZ10 HSG 8 inch commercial LED retrofit downlight from Lithonia offers 6000 lumens to replace 100W HID recessed lights. It consumes only 73 watts and runs on 120-277V input with 0-10V dimming feature. The 2700K color temperature makes it ideal for corridors, lobbies, conference rooms, and offices. This round commercial retrofit downlight can be used for both new construction and remodel installations. LDN8 Series - 8 in. Round LED Downlight - Retrofit - 6000 Lumens - 2700K | 2700 |  | 6000 | 82.1918 | 60000 | 73 | 1 | 336 | 336 | 394.813 | 2020Q3 | https://www.beeslighting.com/LDN8RV-27-60-MVOLT-GZ10-HSG | Bee's Lighting | 2020 | No
LED Lighting | Downlight | Lithonia | True |  |  |  | Pre-wired | Home Fixtures Commercial Lighting Commercial Downlights LDN8 Series - 8 in. Round LED Downlight - Retrofit - 6000 Lumens - 3000K Back Description The LDN8RV 30/60 MVOLT GZ10 HSG 8 inch commercial LED retrofit downlight from Lithonia offers 6000 lumens to replace 100W HID recessed lights. It consumes only 73 watts and runs on 120-277V input with 0-10V dimming feature. The 3000K color temperature makes it ideal for corridors, lobbies, conference rooms, and offices. This round commercial retrofit downlight can be used for both new construction and remodel installations. LDN8 Series - 8 in. Round LED Downlight - Retrofit - 6000 Lumens - 3000K | 3000 |  | 6000 | 82.1918 | 60000 | 73 | 1 | 336 | 336 | 394.813 | 2020Q3 | https://www.beeslighting.com/LDN8RV-30-60-MVOLT-GZ10-HSG | Bee's Lighting | 2020 | No
LED Lighting | Downlight | Lithonia | True |  |  |  | Pre-wired | Home Fixtures Commercial Lighting Commercial Downlights LDN8 Series - 8 in. Round LED Downlight - Retrofit - 6000 Lumens - 3500K Back Description The LDN8RV 35/60 MVOLT GZ10 HSG 8 inch commercial LED retrofit downlight from Lithonia offers 6000 lumens to replace 100W HID recessed lights. It consumes only 73 watts and runs on 120-277V input with 0-10V dimming feature. The 3500K color temperature makes it ideal for corridors, lobbies, conference rooms, and offices. This round commercial retrofit downlight can be used for both new construction and remodel installations. LDN8 Series - 8 in. Round LED Downlight - Retrofit - 6000 Lumens - 3500K | 3500 |  | 6000 | 82.1918 | 60000 | 73 | 1 | 336 | 336 | 394.813 | 2020Q3 | https://www.beeslighting.com/LDN8RV-35-60-MVOLT-GZ10-HSG | Bee's Lighting | 2020 | No
LED Lighting | Downlight | Lithonia | True |  |  |  | Pre-wired | Home Fixtures Commercial Lighting Commercial Downlights LDN8 Series - 8 in. Round LED Downlight - Retrofit - 6000 Lumens - 4000K Back Description The LDN8RV 40/60 MVOLT GZ10 HSG 8 inch commercial LED retrofit downlight from Lithonia offers 6000 lumens to replace 100W HID recessed lights. It consumes only 73 watts and runs on 120-277V input with 0-10V dimming feature. The 4000K color temperature makes it ideal for corridors, lobbies, conference rooms, and offices. This round commercial retrofit downlight can be used for both new construction and remodel installations. LDN8 Series - 8 in. Round LED Downlight - Retrofit - 6000 Lumens - 4000K | 4000 |  | 6000 | 82.1918 | 60000 | 73 | 1 | 336 | 336 | 394.813 | 2020Q3 | https://www.beeslighting.com/LDN8RV-40-60-MVOLT-GZ10-HSG | Bee's Lighting | 2020 | No
LED Lighting | Downlight | MaxLite | [5 empty] | Home Fixtures Commercial Lighting Wall Packs LED Wall Pack - 28 Watt - 3200 Lumens - 4000K - 175W MH Equal Back Description Thoughtfully designed for downlighting, the MPulse Wall Mount features an adjustable head that enables its use as an open face or cutoff fixture. It takes just one person to install and service the MPulse Wall Mount luminaire. The back plate mounts to the surface and allows for the wall mount to hang for easy wiring. Once the power supply is connected, the fixture is secured into place with screws. A hinged back cover provides access to the driver for quick and easy replacement in the field. 0-45 degree field adjustable head lumen maintenance value of > 93% (L93) at 100,000 hours calculated at 25°C Die Cast Aluminum housing Tempered Glass 3.2T Designed to mount to standard 3.5” or 4” J-box Uniquely designed for ease of installation by one person Listed for use in wet locations to UL standards and meet IP66 rating LED Wall Pack - 28 Watt - 3200 Lumens - 4000K - 175W MH Equal | 4000 | 70 | 3200 | 114.2857 | 100000 | 28 | 1 | 197.51 | 197.51 | 232.0819 | 2020Q3 | https://www.beeslighting.com/MP-SM28UT3-40B | Bee's Lighting | 2020 | Yes
LED Lighting | Downlight | MaxLite | True |  |  |  |  | Home Fixtures Commercial Lighting Wall Packs LED Wall Pack - 28 Watt - 3230 Lumens - 5000K - 175W MH Equal Back Description Thoughtfully designed for downlighting, the MPulse Wall Mount features an adjustable head that enables its use as an open face or cutoff fixture. It takes just one person to install and service the MPulse Wall Mount luminaire. The back plate mounts to the surface and allows for the wall mount to hang for easy wiring. Once the power supply is connected, the fixture is secured into place with screws. A hinged back cover provides access to the driver for quick and easy replacement in the field. 120-277V dimming standard. 347-480V options available 0-45 degree field adjustable head lumen maintenance value of > 93% (L93) at 100,000 hours calculated at 25°C Die Cast Aluminum housing Tempered Glass 3.2T Designed to mount to standard 3.5” or 4” J-box Uniquely designed for ease of installation by one person Listed for use in wet locations to UL standards and meet IP66 rating LED Wall Pack - 28 Watt - 3230 Lumens - 5000K - 175W MH Equal | 5000 | 70 | 3230 | 115.3571 | 100000 | 28 | 1 | 197.51 | 197.51 | 232.0819 | 2020Q3 | https://www.beeslighting.com/MP-SM28UT3-50B | Bee's Lighting | 2020 | Yes
LED Lighting | Downlight | MaxLite | [5 empty] | Home Fixtures Commercial Lighting Wall Packs LED Wall Pack - 55 Watt - 6200 Lumens - 4000K - 250W MH Equal Back Description Thoughtfully designed for downlighting, the MPulse Wall Mount features an adjustable head that enables its use as an open face or cutoff fixture. It takes just one person to install and service the MPulse Wall Mount luminaire. The back plate mounts to the surface and allows for the wall mount to hang for easy wiring. Once the power supply is connected, the fixture is secured into place with screws. A hinged back cover provides access to the driver for quick and easy replacement in the field. 0-45 degree field adjustable head lumen maintenance value of > 93% (L93) at 100,000 hours calculated at 25°C Die Cast Aluminum housing Tempered Glass 3.2T Designed to mount to standard 3.5” or 4” J-box Uniquely designed for ease of installation by one person Listed for use in wet locations to UL standards and meet IP66 rating LED Wall Pack - 55 Watt - 6200 Lumens - 4000K - 250W MH Equal | 4000 | 70 | 6200 | 112.7273 | 100000 | 55 | 1 | 226.77 | 226.77 | 266.4635 | 2020Q3 | https://www.beeslighting.com/MP-SM55UT3-40B | Bee's Lighting | 2020 | No
LED Lighting | Downlight | MaxLite | [5 empty] | Home Fixtures Commercial Lighting Wall Packs LED Wall Pack - 55 Watt - 6250 Lumens - 5000K - 250W MH Equal Back Description Thoughtfully designed for downlighting, the MPulse Wall Mount features an adjustable head that enables its use as an open face or cutoff fixture. It takes just one person to install and service the MPulse Wall Mount luminaire. The back plate mounts to the surface and allows for the wall mount to hang for easy wiring. Once the power supply is connected, the fixture is secured into place with screws. A hinged back cover provides access to the driver for quick and easy replacement in the field. 0-45 degree field adjustable head lumen maintenance value of > 93% (L93) at 100,000 hours calculated at 25°C Die Cast Aluminum housing Tempered Glass 3.2T Designed to mount to standard 3.5” or 4” J-box Uniquely designed for ease of installation by one person Listed for use in wet locations to UL standards and meet IP66 rating LED Wall Pack - 55 Watt - 6250 Lumens - 5000K - 250W MH Equal | 5000 | 70 | 6250 | 113.6364 | 100000 | 55 | 1 | 226.77 | 226.77 | 266.4635 | 2020Q3 | https://www.beeslighting.com/MP-SM55UT3-50B | Bee's Lighting | 2020 | No
LED Lighting | Downlight | Nora Lighting | True |  |  |  | Pre-wired | Home Fixtures Commercial Lighting Commercial Downlights 6 inch LED Downlight - 2500 Lumens - 30 Watt - Sapphire II Back Description The Nora Lighting NC2-631L25 commercial LED downlight produces 2500 lumens to replace 150W halogen bulbs on recessed ceiling lights. This 6 inch LED downlight uses only 30 watts and runs on 120-277V. The round open reflector is compatible with new construction and remodel installations. Enjoy high quality 90 CRI light and up to 60,000 hours or rate life in commercial offices, hotels, and conference rooms. Requires compatible 6 inch Nora Sapphire II new construction or remodel housing Available in 2700K, 3000K, 3500K, and 4000K color temperatures 0-10V dimming compatible for commercial applications Energy star certified and wet location rated 6 inch LED Downlight - 2500 Lumens - 30 Watt - Sapphire II | 2700 | 90 | 2500 | 83.3333 | 60000 | 30 | 1 | 93.6 | 93.6 | 109.9836 | 2020Q3 | https://www.beeslighting.com/NC2-631L25 | Bee's Lighting | 2020 | Yes
LED Lighting | Downlight | Nora Lighting | True |  |  |  | Pre-wired | Home Fixtures Commercial Lighting Commercial Downlights 6 inch LED Downlight - 3500 Lumens - 46 Watt - Sapphire II Back Description The Nora Lighting NC2-631L35 commercial LED downlight produces 3500 lumens to replace 70W HID bulbs on recessed ceiling lights. This 6 inch LED downlight uses only 46 watts and runs on 120-277V. The round open reflector is compatible with new construction and remodel installations. Enjoy high quality 90 CRI light and up to 60,000 hours or rate life in commercial offices, hotels, and conference rooms. Requires compatible 6 inch Nora Sapphire II new construction or remodel housing Available in 2700K, 3000K, 3500K, and 4000K color temperatures 0-10V dimming compatible for commercial applications Energy star certified and wet location rated 6 inch LED Downlight - 3500 Lumens - 46 Watt - Sapphire II | 2700 | 90 | 3500 | 76.087 | 60000 | 46 | 1 | 109.8 | 109.8 | 129.0192 | 2020Q3 | https://www.beeslighting.com/NC2-631L35 | Bee's Lighting | 2020 | Yes
LED Lighting | Downlight | Nora Lighting | True |  |  |  | Pre-wired | Home Fixtures Commercial Lighting Commercial Downlights 6 inch LED Downlight - 4500 Lumens - 60 Watt - Sapphire II Back Description The Nora Lighting NC2-631L45 commercial LED downlight produces 4500 lumens to replace 2x26W CFL bulbs on recessed ceiling lights. This 6 inch LED downlight uses only 60 watts and runs on 120-277V. The round open reflector is compatible with new construction and remodel installations. Enjoy high quality 90 CRI light and up to 60,000 hours or rate life in commercial offices, hotels, and conference rooms. Requires compatible 6 inch Nora Sapphire II new construction or remodel housing Available in 2700K, 3000K, 3500K, and 4000K color temperatures 0-10V dimming compatible for commercial applications Energy star certified and wet location rated 6 inch LED Downlight - 4500 Lumens - 60 Watt - Sapphire II | 2700 | 90 | 4500 | 75 | 60000 | 60 | 1 | 109.8 | 109.8 | 129.0192 | 2020Q3 | https://www.beeslighting.com/NC2-631L45 | Bee's Lighting | 2020 | Yes
LED Lighting | Downlight | Nora Lighting | True |  |  |  | Pre-wired | Home Fixtures Commercial Lighting Commercial Downlights 8 inch LED Downlight - 2500 Lumens - 30 Watt - Sapphire II Back Description The Nora Lighting NC2-831L25 commercial LED downlight produces 2500 lumens to replace 150W halogen bulbs on recessed ceiling lights. This 8 inch LED downlight uses only 30 watts and runs on 120-277V. The round open reflector is compatible with new construction and remodel installations. Enjoy high quality 90 CRI light and up to 60,000 hours or rate life in commercial offices, hotels, and conference rooms. Requires compatible 8 inch Nora Sapphire II new construction or remodel housing Available in 2700K, 3000K, 3500K, and 4000K color temperatures 0-10V dimming compatible for commercial applications Energy star certified and wet location rated 8 inch LED Downlight - 2500 Lumens - 30 Watt - Sapphire II | 2700 | 90 | 2500 | 83.3333 | 60000 | 30 | 1 | 97.2 | 97.2 | 114.2138 | 2020Q3 | https://www.beeslighting.com/NC2-831L25 | Bee's Lighting | 2020 | Yes
LED Lighting | Downlight | Nora Lighting | True |  |  |  | Pre-wired | Home Fixtures Commercial Lighting Commercial Downlights 8 inch LED Downlight - 3500 Lumens - 46 Watt - Sapphire II Back Description The Nora Lighting NC2-831L35 commercial LED downlight produces 3500 lumens to replace 70W HID bulbs on recessed ceiling lights. This 8 inch LED downlight uses only 46 watts and runs on 120-277V. The round open reflector is compatible with new construction and remodel installations. Enjoy high quality 90 CRI light and up to 60,000 hours or rate life in commercial offices, hotels, and conference rooms. Requires compatible 8 inch Nora Sapphire II new construction or remodel housing Available in 2700K, 3000K, 3500K, and 4000K color temperatures 0-10V dimming compatible for commercial applications Energy star certified and wet location rated 8 inch LED Downlight - 3500 Lumens - 46 Watt - Sapphire II | 2700 | 90 | 3500 | 76.087 | 60000 | 46 | 1 | 113.4 | 113.4 | 133.2494 | 2020Q3 | https://www.beeslighting.com/NC2-831L35 | Bee's Lighting | 2020 | Yes
LED Lighting | Downlight | Nora Lighting | True |  |  |  | Pre-wired | Home Fixtures Commercial Lighting Commercial Downlights 8 inch LED Downlight - 4500 Lumens - 60 Watt - Sapphire II Back Description The Nora Lighting NC2-831L45 commercial LED downlight produces 4500 lumens to replace 2x26W CFL bulbs on recessed ceiling lights. This 8 inch LED downlight uses only 60 watts and runs on 120-277V. The round open reflector is compatible with new construction and remodel installations. Enjoy high quality 90 CRI light and up to 60,000 hours or rate life in commercial offices, hotels, and conference rooms. Requires compatible 8 inch Nora Sapphire II new construction or remodel housing Available in 2700K, 3000K, 3500K, and 4000K color temperatures 0-10V dimming compatible for commercial applications Energy star certified and wet location rated 8 inch LED Downlight - 4500 Lumens - 60 Watt - Sapphire II | 2700 | 90 | 4500 | 75 | 60000 | 60 | 1 | 113.4 | 113.4 | 133.2494 | 2020Q3 | https://www.beeslighting.com/NC2-831L45 | Bee's Lighting | 2020 | Yes
LED Lighting | Downlight | Nora Lighting | [5 empty] | Home Fixtures Product Accessories Nora Lighting Accessories 4" New Construction Housing - 900 Lumens - Sapphire II Back Description The NCAH2-430-09LE3 is a 4 inch new construction housing for Nora Sapphire II LED downlight series. Frame-in includes two adjustable bar hangers and universal brackets that accept flat bar hangers, C-Channel (ordered separately) or rigid 1/2” conduit. Adjustable hanger bars with captive nails, alignment foot, T-Bar slot are included on frame. Frame-in includes an adjustable deep ceiling collar that accommodates ceiling thickness from 1/2" to 2". 4" New Construction Housing - 900 Lumens - Sapphire II |  |  | 900 | 60 |  | 15 | 1 | 151.74 | 151.74 | 178.3004 | 2020Q3 | https://www.beeslighting.com/NCAH2-430-09LE3 | Bee's Lighting | 2020 | Yes
LED Lighting | Downlight | Nora Lighting | [5 empty] | Home Fixtures Product Accessories Nora Lighting Accessories 4" New Construction Housing - 1500 Lumens - Sapphire II Back Description The NCAH2-430/15LE3 is a 4 inch new construction housing for Nora Sapphire II LED downlight series. Frame-in includes two adjustable bar hangers and universal brackets that accept flat bar hangers, C-Channel (ordered separately) or rigid 1/2” conduit. Adjustable hanger bars with captive nails, alignment foot, T-Bar slot are included on frame. Frame-in includes an adjustable deep ceiling collar that accommodates ceiling thickness from 1/2" to 2". 4" New Construction Housing - 1500 Lumens - Sapphire II |  |  | 1500 | 83.3333 |  | 18 | 1 | 162.63 | 162.63 | 191.0965 | 2020Q3 | https://www.beeslighting.com/NCAH2-430-15LE3 | Bee's Lighting | 2020 | Yes
LED Lighting | Downlight | Nora Lighting | [5 empty] | Home Fixtures Product Accessories Nora Lighting Accessories 4" New Construction Housing - 2500 Lumens - Sapphire II Back Description The NCAH2-430/25LE3 is a 4 inch new construction housing for Nora Sapphire II LED downlight series. Frame-in includes two adjustable bar hangers and universal brackets that accept flat bar hangers, C-Channel (ordered separately) or rigid 1/2” conduit. Adjustable hanger bars with captive nails, alignment foot, T-Bar slot are included on frame. Frame-in includes an adjustable deep ceiling collar that accommodates ceiling thickness from 1/2" to 2". 4" New Construction Housing - 2500 Lumens - Sapphire II |  |  | 2500 | 83.3333 |  | 30 | 1 | 173.43 | 173.43 | 203.787 | 2020Q3 | https://www.beeslighting.com/NCAH2-430-25LE3 | Bee's Lighting | 2020 | Yes
LED Lighting | Downlight | Nora Lighting | [5 empty] | Home Fixtures Product Accessories Nora Lighting Accessories 6" New Construction Housing - 900 Lumens - Sapphire II Back Description The NCAH2-630-09LE3 is a 6 inch new construction housing for Nora Sapphire II LED downlight series. Frame-in includes two adjustable bar hangers and universal brackets that accept flat bar hangers, C-Channel (ordered separately) or rigid 1/2” conduit. Adjustable hanger bars with captive nails, alignment foot, T-Bar slot are included on frame. Frame-in includes an adjustable deep ceiling collar that accommodates ceiling thickness from 1/2" to 2". 6" New Construction Housing - 900 Lumens - Sapphire II |  |  | 900 | 60 |  | 15 | 1 | 151.74 | 151.74 | 178.3004 | 2020Q3 | https://www.beeslighting.com/NCAH2-630-09LE3 | Bee's Lighting | 2020 | Yes
LED Lighting | Downlight | Nora Lighting | [5 empty] | Home Fixtures Product Accessories Nora Lighting Accessories 6" New Construction Housing - 1500 Lumens - Sapphire II Back Description The NCAH2-630-15LE3 is a 6 inch new construction housing for Nora Sapphire II LED downlight series. Frame-in includes two adjustable bar hangers and universal brackets that accept flat bar hangers, C-Channel (ordered separately) or rigid 1/2” conduit. Adjustable hanger bars with captive nails, alignment foot, T-Bar slot are included on frame. Frame-in includes an adjustable deep ceiling collar that accommodates ceiling thickness from 1/2" to 2". 6" New Construction Housing - 1500 Lumens - Sapphire II |  |  | 1500 | 83.3333 |  | 18 | 1 | 162.63 | 162.63 | 191.0965 | 2020Q3 | https://www.beeslighting.com/NCAH2-630-15LE3 | Bee's Lighting | 2020 | Yes
LED Lighting | Downlight | Nora Lighting | [5 empty] | Home Fixtures Product Accessories Nora Lighting Accessories 6" New Construction Housing - 2500 Lumens - Sapphire II Back Description The NCAH2-630-25LE3 is a 6 inch new construction housing for Nora Sapphire II LED downlight series. Frame-in includes two adjustable bar hangers and universal brackets that accept flat bar hangers, C-Channel (ordered separately) or rigid 1/2” conduit. Adjustable hanger bars with captive nails, alignment foot, T-Bar slot are included on frame. Frame-in includes an adjustable deep ceiling collar that accommodates ceiling thickness from 1/2" to 2". 6" New Construction Housing - 2500 Lumens - Sapphire II |  |  | 2500 | 83.3333 |  | 30 | 1 | 173.43 | 173.43 | 203.787 | 2020Q3 | https://www.beeslighting.com/NCAH2-630-25LE3 | Bee's Lighting | 2020 | Yes
LED Lighting | Downlight | Nora Lighting | [5 empty] | Home Fixtures Product Accessories Nora Lighting Accessories 6" New Construction Housing - 3500 Lumens - Sapphire II Back Description The NCAH2-630-35LE3 is a 6 inch new construction housing for Nora Sapphire II LED downlight series. Frame-in includes two adjustable bar hangers and universal brackets that accept flat bar hangers, C-Channel (ordered separately) or rigid 1/2” conduit. Adjustable hanger bars with captive nails, alignment foot, T-Bar slot are included on frame. Frame-in includes an adjustable deep ceiling collar that accommodates ceiling thickness from 1/2" to 2". 6" New Construction Housing - 3500 Lumens - Sapphire II |  |  | 3500 | 76.087 |  | 46 | 1 | 169.11 | 169.11 | 198.7108 | 2020Q3 | https://www.beeslighting.com/NCAH2-630-35LE3 | Bee's Lighting | 2020 | Yes
LED Lighting | Downlight | Nora Lighting | [5 empty] | Home Fixtures Product Accessories Nora Lighting Accessories 6" New Construction Housing - 4500 Lumens - Sapphire II Back Description The NCAH2-630-45LE3 is a 6 inch new construction housing for Nora Sapphire II LED downlight series. Frame-in includes two adjustable bar hangers and universal brackets that accept flat bar hangers, C-Channel (ordered separately) or rigid 1/2” conduit. Adjustable hanger bars with captive nails, alignment foot, T-Bar slot are included on frame. Frame-in includes an adjustable deep ceiling collar that accommodates ceiling thickness from 1/2" to 2". 6" New Construction Housing - 4500 Lumens - Sapphire II |  |  | 4500 | 75 |  | 60 | 1 | 179.91 | 179.91 | 211.4012 | 2020Q3 | https://www.beeslighting.com/NCAH2-630-45LE3 | Bee's Lighting | 2020 | Yes
LED Lighting | Downlight | Nora Lighting | [5 empty] | Home Fixtures Product Accessories Nora Lighting Accessories 8" New Construction Housing - 900 Lumens - Sapphire II Back Description The NCAH2-830-09LE3 is a 6 inch new construction housing for Nora Sapphire II LED downlight series. Frame-in includes two adjustable bar hangers and universal brackets that accept flat bar hangers, C-Channel (ordered separately) or rigid 1/2” conduit. Adjustable hanger bars with captive nails, alignment foot, T-Bar slot are included on frame. Frame-in includes an adjustable deep ceiling collar that accommodates ceiling thickness from 1/2" to 2". 8" New Construction Housing - 900 Lumens - Sapphire II |  |  | 900 | 60 |  | 15 | 1 | 151.74 | 151.74 | 178.3004 | 2020Q3 | https://www.beeslighting.com/NCAH2-830-09LE3 | Bee's Lighting | 2020 | Yes
LED Lighting | Downlight | Nora Lighting | [5 empty] | Home Fixtures Product Accessories Nora Lighting Accessories 8" New Construction Housing - 1500 Lumens - Sapphire II Back Description The NCAH2-830-15LE3 is a 6 inch new construction housing for Nora Sapphire II LED downlight series. Frame-in includes two adjustable bar hangers and universal brackets that accept flat bar hangers, C-Channel (ordered separately) or rigid 1/2” conduit. Adjustable hanger bars with captive nails, alignment foot, T-Bar slot are included on frame. Frame-in includes an adjustable deep ceiling collar that accommodates ceiling thickness from 1/2" to 2". 8" New Construction Housing - 1500 Lumens - Sapphire II |  |  | 1500 | 83.3333 |  | 18 | 1 | 162.63 | 162.63 | 191.0965 | 2020Q3 | https://www.beeslighting.com/NCAH2-830-15LE3 | Bee's Lighting | 2020 | Yes
LED Lighting | Downlight | Nora Lighting | [5 empty] | Home Fixtures Product Accessories Nora Lighting Accessories 8" New Construction Housing - 2500 Lumens - Sapphire II Back Description The NCAH2-830-25LE3 is a 8 inch new construction housing for Nora Sapphire II LED downlight series. Frame-in includes two adjustable bar hangers and universal brackets that accept flat bar hangers, C-Channel (ordered separately) or rigid 1/2” conduit. Adjustable hanger bars with captive nails, alignment foot, T-Bar slot are included on frame. Frame-in includes an adjustable deep ceiling collar that accommodates ceiling thickness from 1/2" to 2". 8" New Construction Housing - 2500 Lumens - Sapphire II |  |  | 2500 | 83.3333 |  | 30 | 1 | 173.43 | 173.43 | 203.787 | 2020Q3 | https://www.beeslighting.com/NCAH2-830-25LE3 | Bee's Lighting | 2020 | Yes
LED Lighting | Downlight | Nora Lighting | [5 empty] | Home Fixtures Product Accessories Nora Lighting Accessories 8" New Construction Housing - 3500 Lumens - Sapphire II Back Description The NCAH2-830-35LE3 is a 8 inch new construction housing for Nora Sapphire II LED downlight series. Frame-in includes two adjustable bar hangers and universal brackets that accept flat bar hangers, C-Channel (ordered separately) or rigid 1/2” conduit. Adjustable hanger bars with captive nails, alignment foot, T-Bar slot are included on frame. Frame-in includes an adjustable deep ceiling collar that accommodates ceiling thickness from 1/2" to 2". 8" New Construction Housing - 3500 Lumens - Sapphire II |  |  | 3500 | 76.087 |  | 46 | 1 | 169.11 | 169.11 | 198.7108 | 2020Q3 | https://www.beeslighting.com/NCAH2-830-35LE3 | Bee's Lighting | 2020 | Yes
LED Lighting | Downlight | Nora Lighting | [5 empty] | Home Fixtures Product Accessories Nora Lighting Accessories 8" New Construction Housing - 4500 Lumens - Sapphire II Back Description The NCAH2-830-45LE3 is a 8 inch new construction housing for Nora Sapphire II LED downlight series. Frame-in includes two adjustable bar hangers and universal brackets that accept flat bar hangers, C-Channel (ordered separately) or rigid 1/2” conduit. Adjustable hanger bars with captive nails, alignment foot, T-Bar slot are included on frame. Frame-in includes an adjustable deep ceiling collar that accommodates ceiling thickness from 1/2" to 2". 8" New Construction Housing - 4500 Lumens - Sapphire II |  |  | 4500 | 75 |  | 60 | 1 | 179.91 | 179.91 | 211.4012 | 2020Q3 | https://www.beeslighting.com/NCAH2-830-45LE3 | Bee's Lighting | 2020 | Yes
LED Lighting | Downlight | Nora Lighting | [5 empty] | Home Fixtures Product Accessories Nora Lighting Accessories 4" Remodel Housing - 900 Lumens - Sapphire II Back Description The NCHR2-434/09LE3 is a 4 inch remodel housing for Nora Sapphire II LED downlight series. Designed for installation in existing ceilings. Three high tension tempered steel springs secure remodel housings evenly to the ceiling; hole cutout template provided for convenience. Remodel frame-in accommodates ceiling thickness from 1/2” to 1-1/4”.. 4" Remodel Housing - 900 Lumens - Sapphire II |  |  | 900 | 60 |  | 15 | 1 | 144 | 144 | 169.2056 | 2020Q3 | https://www.beeslighting.com/NCHR2-434-09LE3 | Bee's Lighting | 2020 | Yes
LED Lighting | Downlight | Nora Lighting | [5 empty] | Home Fixtures Product Accessories Nora Lighting Accessories 4" Remodel Housing - 1500 Lumens - Sapphire II Back Description The NCHR2-434/15LE3 is a 4 inch remodel housing for Nora Sapphire II LED downlight series. Designed for installation in existing ceilings. Three high tension tempered steel springs secure remodel housings evenly to the ceiling; hole cutout template provided for convenience. Remodel frame-in accommodates ceiling thickness from 1/2” to 1-1/4”.. 4" Remodel Housing - 1500 Lumens - Sapphire II |  |  | 1500 | 83.3333 |  | 18 | 1 | 144 | 144 | 169.2056 | 2020Q3 | https://www.beeslighting.com/NCHR2-434-15LE3 | Bee's Lighting | 2020 | Yes
LED Lighting | Downlight | Nora Lighting | [5 empty] | Home Fixtures Product Accessories Nora Lighting Accessories 4" Remodel Housing - 2500 Lumens - Sapphire II Back Description The NCHR2-434/25LE3 is a 4 inch remodel housing for Nora Sapphire II LED downlight series. Designed for installation in existing ceilings. Three high tension tempered steel springs secure remodel housings evenly to the ceiling; hole cutout template provided for convenience. Remodel frame-in accommodates ceiling thickness from 1/2” to 1-1/4”.. 4" Remodel Housing - 2500 Lumens - Sapphire II |  |  | 2500 | 83.3333 |  | 30 | 1 | 147.15 | 147.15 | 172.9069 | 2020Q3 | https://www.beeslighting.com/NCHR2-434-25LE3 | Bee's Lighting | 2020 | Yes
LED Lighting | Downlight | Nora Lighting | [5 empty] | Home Fixtures Product Accessories Nora Lighting Accessories 6" Remodel Housing - 900 Lumens - Sapphire II Back Description The NCHR2-634/09LE3 is a 6 inch remodel housing for Nora Sapphire II LED downlight series. Designed for installation in existing ceilings. Three high tension tempered steel springs secure remodel housings evenly to the ceiling; hole cutout template provided for convenience. Remodel frame-in accommodates ceiling thickness from 1/2” to 1-1/4”.. 6" Remodel Housing - 900 Lumens - Sapphire II |  |  | 900 | 60 |  | 15 | 1 | 146.7 | 146.7 | 172.3782 | 2020Q3 | https://www.beeslighting.com/NCHR2-634-09LE3 | Bee's Lighting | 2020 | Yes
LED Lighting | Downlight | Nora Lighting | [5 empty] | Home Fixtures Product Accessories Nora Lighting Accessories 6" Remodel Housing - 1500 Lumens - Sapphire II Back Description The NCHR2-634/15LE3 is a 6 inch remodel housing for Nora Sapphire II LED downlight series. Designed for installation in existing ceilings. Three high tension tempered steel springs secure remodel housings evenly to the ceiling; hole cutout template provided for convenience. Remodel frame-in accommodates ceiling thickness from 1/2” to 1-1/4”.. 6" Remodel Housing - 1500 Lumens - Sapphire II |  |  | 1500 | 83.3333 |  | 18 | 1 | 146.7 | 146.7 | 172.3782 | 2020Q3 | https://www.beeslighting.com/NCHR2-634-15LE3 | Bee's Lighting | 2020 | Yes
LED Lighting | Downlight | Nora Lighting | [5 empty] | Home Fixtures Product Accessories Nora Lighting Accessories 6" Remodel Housing - 2500 Lumens - Sapphire II Back Description The NCHR2-634/25LE3 is a 6 inch remodel housing for Nora Sapphire II LED downlight series. Designed for installation in existing ceilings. Three high tension tempered steel springs secure remodel housings evenly to the ceiling; hole cutout template provided for convenience. Remodel frame-in accommodates ceiling thickness from 1/2” to 1-1/4”.. 6" Remodel Housing - 2500 Lumens - Sapphire II |  |  | 2500 | 54.3478 |  | 46 | 1 | 149.85 | 149.85 | 176.0795 | 2020Q3 | https://www.beeslighting.com/NCHR2-634-25LE3 | Bee's Lighting | 2020 | Yes
LED Lighting | Downlight | Nora Lighting | [5 empty] | Home Fixtures Product Accessories Nora Lighting Accessories 6" Remodel Housing - 3500 Lumens - Sapphire II Back Description The NCHR2-634/35LE3 is a 6 inch remodel housing for Nora Sapphire II LED downlight series. Designed for installation in existing ceilings. Three high tension tempered steel springs secure remodel housings evenly to the ceiling; hole cutout template provided for convenience. Remodel frame-in accommodates ceiling thickness from 1/2” to 1-1/4”.. 6" Remodel Housing - 3500 Lumens - Sapphire II |  |  | 3500 | 116.6667 |  | 30 | 1 | 155.88 | 155.88 | 183.165 | 2020Q3 | https://www.beeslighting.com/NCHR2-634-35LE3 | Bee's Lighting | 2020 | Yes
LED Lighting | Downlight | Nora Lighting | [5 empty] | Home Fixtures Product Accessories Nora Lighting Accessories 6" Remodel Housing - 4500 Lumens - Sapphire II Back Description The NCHR2-634/45LE3 is a 6 inch remodel housing for Nora Sapphire II LED downlight series. Designed for installation in existing ceilings. Three high tension tempered steel springs secure remodel housings evenly to the ceiling; hole cutout template provided for convenience. Remodel frame-in accommodates ceiling thickness from 1/2” to 1-1/4”.. 6" Remodel Housing - 4500 Lumens - Sapphire II |  |  | 4500 | 75 |  | 60 | 1 | 165.96 | 165.96 | 195.0094 | 2020Q3 | https://www.beeslighting.com/NCHR2-634-45LE3 | Bee's Lighting | 2020 | Yes
LED Lighting | Downlight | Nora Lighting | [5 empty] | Home Fixtures Product Accessories Nora Lighting Accessories 8" Remodel Housing - 900 Lumens - Sapphire II Back Description The NCHR2-834/09LE3 is a 8 inch remodel housing for Nora Sapphire II LED downlight series. Designed for installation in existing ceilings. Three high tension tempered steel springs secure remodel housings evenly to the ceiling; hole cutout template provided for convenience. Remodel frame-in accommodates ceiling thickness from 1/2” to 1-1/4”.. 8" Remodel Housing - 900 Lumens - Sapphire II |  |  | 900 | 60 |  | 15 | 1 | 150.21 | 150.21 | 176.5026 | 2020Q3 | https://www.beeslighting.com/NCHR2-834-09LE3 | Bee's Lighting | 2020 | Yes
LED Lighting | Downlight | Nora Lighting | [5 empty] | Home Fixtures Product Accessories Nora Lighting Accessories 8" Remodel Housing - 1500 Lumens - Sapphire II Back Description The NCHR2-834/15LE3 is a 8 inch remodel housing for Nora Sapphire II LED downlight series. Designed for installation in existing ceilings. Three high tension tempered steel springs secure remodel housings evenly to the ceiling; hole cutout template provided for convenience. Remodel frame-in accommodates ceiling thickness from 1/2” to 1-1/4”.. 8" Remodel Housing - 1500 Lumens - Sapphire II |  |  | 1500 | 83.3333 |  | 18 | 1 | 150.21 | 150.21 | 176.5026 | 2020Q3 | https://www.beeslighting.com/NCHR2-834-15LE3 | Bee's Lighting | 2020 | Yes
LED Lighting | Downlight | Nora Lighting | [5 empty] | Home Fixtures Product Accessories Nora Lighting Accessories 8" Remodel Housing - 2500 Lumens - Sapphire II Back Description The NCHR2-834/25LE3 is a 8 inch remodel housing for Nora Sapphire II LED downlight series. Designed for installation in existing ceilings. Three high tension tempered steel springs secure remodel housings evenly to the ceiling; hole cutout template provided for convenience. Remodel frame-in accommodates ceiling thickness from 1/2” to 1-1/4”.. 8" Remodel Housing - 2500 Lumens - Sapphire II |  |  | 2500 | 83.3333 |  | 30 | 1 | 153.45 | 153.45 | 180.3097 | 2020Q3 | https://www.beeslighting.com/NCHR2-834-25LE3 | Bee's Lighting | 2020 | Yes
LED Lighting | Downlight | Nora Lighting | [5 empty] | Home Fixtures Product Accessories Nora Lighting Accessories 8" Remodel Housing - 3500 Lumens - Sapphire II Back Description The NCHR2-834/35LE3 is a 8 inch remodel housing for Nora Sapphire II LED downlight series. Designed for installation in existing ceilings. Three high tension tempered steel springs secure remodel housings evenly to the ceiling; hole cutout template provided for convenience. Remodel frame-in accommodates ceiling thickness from 1/2” to 1-1/4”.. 8" Remodel Housing - 3500 Lumens - Sapphire II |  |  | 3500 | 76.087 |  | 46 | 1 | 153.45 | 153.45 | 180.3097 | 2020Q3 | https://www.beeslighting.com/NCHR2-834-35LE3 | Bee's Lighting | 2020 | Yes
LED Lighting | Downlight | Nora Lighting | [5 empty] | Home Fixtures Product Accessories Nora Lighting Accessories 8" Remodel Housing - 4500 Lumens - Sapphire II Back Description The NCHR2-834/45LE3 is a 8 inch remodel housing for Nora Sapphire II LED downlight series. Designed for installation in existing ceilings. Three high tension tempered steel springs secure remodel housings evenly to the ceiling; hole cutout template provided for convenience. Remodel frame-in accommodates ceiling thickness from 1/2” to 1-1/4”.. 8" Remodel Housing - 4500 Lumens - Sapphire II |  |  | 4500 | 75 |  | 60 | 1 | 169.47 | 169.47 | 199.1338 | 2020Q3 | https://www.beeslighting.com/NCHR2-834-45LE3 | Bee's Lighting | 2020 | Yes
LED Lighting | Downlight | Nora Lighting | True |  |  |  |  | Home Fixtures Recessed Lighting 4 inch LED Modular Downlight - Iolite Series 4 inch LED Modular Downlight - Iolite Series | 2700 | 96 | 800 | 57.1429 | 50000 | 14 | 1 | 73.71 | 73.71 | 86.6121 | 2020Q3 | https://www.beeslighting.com/NIO-4R | Bee's Lighting | 2020 | Yes
LED Lighting | Downlight | Nora Lighting | True |  |  |  |  | Home Fixtures Recessed Lighting 4 inch LED Modular Square Downlight - Iolite Series 4 inch LED Modular Square Downlight - Iolite Series | 2700 | 96 | 800 | 57.1429 | 50000 | 14 | 1 | 73.71 | 73.71 | 86.6121 | 2020Q3 | https://www.beeslighting.com/NIO-4S | Bee's Lighting | 2020 | Yes
LED Lighting | Downlight | Nora Lighting | True |  |  |  |  | Home Fixtures Recessed Lighting 1 inch LED Modular Downlight - Iolite Series 1 inch LED Modular Downlight - Iolite Series | 2700 | 96 | 600 | 66.6667 | 50000 | 9 | 1 | 73.71 | 73.71 | 86.6121 | 2020Q3 | https://www.beeslighting.com/NIOB-1 | Bee's Lighting | 2020 | Yes
LED Lighting | Downlight | Nora Lighting | True |  |  |  |  | Home Fixtures Recessed Lighting 2 inch LED Modular Downlight - Iolite Series 2 inch LED Modular Downlight - Iolite Series | 2700 | 96 | 800 | 57.1429 | 50000 | 14 | 1 | 73.71 | 73.71 | 86.6121 | 2020Q3 | https://www.beeslighting.com/NIOB-2R | Bee's Lighting | 2020 | Yes
LED Lighting | Downlight | Nora Lighting | True |  |  |  |  | Home Fixtures Recessed Lighting 2 inch LED Modular Square Downlight - Iolite Series 2 inch LED Modular Square Downlight - Iolite Series | 2700 | 96 | 800 | 57.1429 | 50000 | 14 | 1 | 73.71 | 73.71 | 86.6121 | 2020Q3 | https://www.beeslighting.com/NIOB-2S | Bee's Lighting | 2020 | Yes
LED Lighting | Downlight | Nora Lighting | True |  |  |  | E26, 2-pin | Home Fixtures Recessed Lighting 4 in - 75W Equal - LED Retrofit Downlight - 750 Lumens - 12W - 3000K - Black Back Description The NLCBC2-45130BB 4 inch LED retrofit downlight from Nora Lighting produces 750 lumens at 12W to replace 75 watt halogen bulbs. This LED downlight has a 2-pin base with E26 adapter for easy installation and runs on 120V input. The 3000K soft white color temperature makes it ideal for residential and commercial downlight applications. This recessed downlight has a round trim with black finish. The Nora Cobalt series LED recessed lights have 90+ CRI and are Energy Star and wet location rated. 4 in - 75W Equal - LED Retrofit Downlight - 750 Lumens - 12W - 3000K - Black | 3000 | 90 | 750 | 62.5 | 50000 | 12 | 1 | 69.48 | 69.48 | 81.6417 | 2020Q3 | https://www.beeslighting.com/NLCBC2-45130BB | Bee's Lighting | 2020 | Yes
LED Lighting | Downlight | Nora Lighting | True |  |  |  | E26, 2-pin | Home Fixtures Recessed Lighting 4 in - 75W Equal - LED Retrofit Downlight - 750 Lumens - 12W - 3500K - Black Back Description The NLCBC2-45135BB 4 inch LED retrofit downlight from Nora Lighting produces 750 lumens at 12W to replace 75 watt halogen bulbs. This LED downlight has a 2-pin base with E26 adapter for easy installation and runs on 120V input. The 3500K neutral white color temperature makes it ideal for residential and commercial downlight applications. This recessed downlight has a round trim with black finish. The Nora Cobalt series LED recessed lights have 90+ CRI and are Energy Star and wet location rated. 4 in - 75W Equal - LED Retrofit Downlight - 750 Lumens - 12W - 3500K - Black | 3500 | 90 | 750 | 62.5 | 50000 | 12 | 1 | 69.48 | 69.48 | 81.6417 | 2020Q3 | https://www.beeslighting.com/NLCBC2-45135BB | Bee's Lighting | 2020 | Yes
LED Lighting | Downlight | Nora Lighting | True |  |  |  | E26, 2-pin | Home Fixtures Recessed Lighting 4 in - 75W Equal - LED Retrofit Downlight - 750 Lumens - 12W - 2700K - Black Back Description The NLCBC2-45227BB 4 inch LED retrofit downlight from Nora Lighting produces 750 lumens at 12W to replace 75 watt halogen bulbs. This LED downlight has a 2-pin base with E26 adapter for easy installation and runs on 120V input. The 2700K warm white color temperature makes it ideal for residential and commercial downlight applications. This recessed downlight has a round trim with black finish. The Nora Cobalt series LED recessed lights have 90+ CRI and are Energy Star and wet location rated. 4 in - 75W Equal - LED Retrofit Downlight - 750 Lumens - 12W - 2700K - Black | 2700 | 90 | 750 | 62.5 | 50000 | 12 | 1 | 69.48 | 69.48 | 81.6417 | 2020Q3 | https://www.beeslighting.com/NLCBC2-45227BB | Bee's Lighting | 2020 | Yes
LED Lighting | Downlight | Nora Lighting | True |  |  |  | E26, 2-pin | Home Fixtures Recessed Lighting 4 in - 75W Equal - LED Retrofit Downlight - 750 Lumens - 12W - 3000K - Black Back Description The NLCBC2-45230BB 4 inch LED retrofit downlight from Nora Lighting produces 750 lumens at 12W to replace 75 watt halogen bulbs. This LED downlight has a 2-pin base with E26 adapter for easy installation and runs on 120V input. The 3000K soft white color temperature makes it ideal for residential and commercial downlight applications. This recessed downlight has a round trim with black finish. The Nora Cobalt series LED recessed lights have 90+ CRI and are Energy Star and wet location rated. 4 in - 75W Equal - LED Retrofit Downlight - 750 Lumens - 12W - 3000K - Black | 3000 | 90 | 750 | 62.5 | 50000 | 12 | 1 | 69.48 | 69.48 | 81.6417 | 2020Q3 | https://www.beeslighting.com/NLCBC2-45230BB | Bee's Lighting | 2020 | Yes
LED Lighting | Downlight | Nora Lighting | True |  |  |  | E26, 2-pin | Home Fixtures Recessed Lighting 4 in - 75W Equal - LED Retrofit Downlight - 750 Lumens - 12W - 3500K - Black Back Description The NLCBC2-45235BB 4 inch LED retrofit downlight from Nora Lighting produces 750 lumens at 12W to replace 75 watt halogen bulbs. This LED downlight has a 2-pin base with E26 adapter for easy installation and runs on 120V input. The 3500K neutral white color temperature makes it ideal for residential and commercial downlight applications. This recessed downlight has a round trim with black finish. The Nora Cobalt series LED recessed lights have 90+ CRI and are Energy Star and wet location rated. 4 in - 75W Equal - LED Retrofit Downlight - 750 Lumens - 12W - 3500K - Black | 3500 | 90 | 750 | 62.5 | 50000 | 12 | 1 | 69.48 | 69.48 | 81.6417 | 2020Q3 | https://www.beeslighting.com/NLCBC2-45235BB | Bee's Lighting | 2020 | Yes
LED Lighting | Downlight | Nora Lighting | True |  |  |  | E26, 2-pin | Home Fixtures Recessed Lighting 4 in - 75W Equal - LED Retrofit Downlight - 750 Lumens - 12W - 4000K - Black Back Description The NLCBC2-45240BB 4 inch LED retrofit downlight from Nora Lighting produces 750 lumens at 12W to replace 75 watt halogen bulbs. This LED downlight has a 2-pin base with E26 adapter for easy installation and runs on 120V input. The 4000K cool white color temperature makes it ideal for residential and commercial downlight applications. This recessed downlight has a round trim with black finish. The Nora Cobalt series LED recessed lights have 90+ CRI and are Energy Star and wet location rated. 4 in - 75W Equal - LED Retrofit Downlight - 750 Lumens - 12W - 4000K - Black | 4000 | 90 | 750 | 62.5 | 50000 | 12 | 1 | 69.48 | 69.48 | 81.6417 | 2020Q3 | https://www.beeslighting.com/NLCBC2-45240BB | Bee's Lighting | 2020 | Yes
LED Lighting | Downlight | Nora Lighting | True |  |  |  | E26, 2-pin | Home Fixtures Recessed Lighting 4 in - 75W Equal - LED Retrofit Downlight - 750 Lumens - 12W - 4000K - Bronze Back Description The NLCBC2-45240BZBZ 4 inch LED retrofit downlight from Nora Lighting produces 750 lumens at 12W to replace 75 watt halogen bulbs. This LED downlight has a 2-pin base with E26 adapter for easy installation and runs on 120V input. The 4000K cool white color temperature makes it ideal for residential and commercial downlight applications. This recessed downlight has a round trim with bronze finish. The Nora Cobalt series LED recessed lights have 90+ CRI and are Energy Star and wet location rated. 4 in - 75W Equal - LED Retrofit Downlight - 750 Lumens - 12W - 4000K - Bronze | 4000 | 90 | 750 | 62.5 | 50000 | 12 | 1 | 69.48 | 69.48 | 81.6417 | 2020Q3 | https://www.beeslighting.com/NLCBC2-45240BZBZ | Bee's Lighting | 2020 | Yes
LED Lighting | Downlight | Nora Lighting | True |  |  |  | E26, 2-pin | Home Fixtures Recessed Lighting 4 in - 75W Equal - LED Retrofit Downlight - 750 Lumens - 12W - 2700K - Bronze Back Description The NLCBC2-45327BZBZ 4 inch LED retrofit downlight from Nora Lighting produces 750 lumens at 12W to replace 75 watt halogen bulbs. This LED downlight has a 2-pin base with E26 adapter for easy installation and runs on 120V input. The 2700K warm white color temperature makes it ideal for residential and commercial downlight applications. This recessed downlight has a square trim with bronze finish. The Nora Cobalt series LED recessed lights have 90+ CRI and are Energy Star and wet location rated. 4 in - 75W Equal - LED Retrofit Downlight - 750 Lumens - 12W - 2700K - Bronze | 2700 | 90 | 750 | 62.5 | 50000 | 12 | 1 | 75.78 | 75.78 | 89.0444 | 2020Q3 | https://www.beeslighting.com/NLCBC2-45327BZBZ | Bee's Lighting | 2020 | Yes
LED Lighting | Downlight | Nora Lighting | True |  |  |  | E26, 2-pin | Home Fixtures Recessed Lighting 4 in - 75W Equal - LED Retrofit Downlight - 750 Lumens - 12W - 3000K - Bronze Back Description The NLCBC2-45330BZBZ 4 inch LED retrofit downlight from Nora Lighting produces 750 lumens at 12W to replace 75 watt halogen bulbs. This LED downlight has a 2-pin base with E26 adapter for easy installation and runs on 120V input. The 3000K soft white color temperature makes it ideal for residential and commercial downlight applications. This recessed downlight has a square trim with bronze finish. The Nora Cobalt series LED recessed lights have 90+ CRI and are Energy Star and wet location rated. 4 in - 75W Equal - LED Retrofit Downlight - 750 Lumens - 12W - 3000K - Bronze | 3000 | 90 | 750 | 62.5 | 50000 | 12 | 1 | 75.78 | 75.78 | 89.0444 | 2020Q3 | https://www.beeslighting.com/NLCBC2-45330BZBZ | Bee's Lighting | 2020 | Yes
LED Lighting | Downlight | Nora Lighting | True |  |  |  | E26, 2-pin | Home Fixtures Recessed Lighting 4 in - 75W Equal - LED Retrofit Downlight - 750 Lumens - 12W - 3500K - Bronze Back Description The NLCBC2-45335BZBZ 4 inch LED retrofit downlight from Nora Lighting produces 750 lumens at 12W to replace 75 watt halogen bulbs. This LED downlight has a 2-pin base with E26 adapter for easy installation and runs on 120V input. The 3500K neutral white color temperature makes it ideal for residential and commercial downlight applications. This recessed downlight has a square trim with bronze finish. The Nora Cobalt series LED recessed lights have 90+ CRI and are Energy Star and wet location rated. 4 in - 75W Equal - LED Retrofit Downlight - 750 Lumens - 12W - 3500K - Bronze | 3500 | 90 | 750 | 62.5 | 50000 | 12 | 1 | 75.78 | 75.78 | 89.0444 | 2020Q3 | https://www.beeslighting.com/NLCBC2-45335BZBZ | Bee's Lighting | 2020 | Yes
LED Lighting | Downlight | Nora Lighting | True |  |  |  | E26, 2-pin | Home Fixtures Recessed Lighting 4 in - 75W Equal - LED Retrofit Downlight - 750 Lumens - 12W - 4000K - Bronze Back Description The NLCBC2-45340BZBZ 4 inch LED retrofit downlight from Nora Lighting produces 750 lumens at 12W to replace 75 watt halogen bulbs. This LED downlight has a 2-pin base with E26 adapter for easy installation and runs on 120V input. The 4000K cool white color temperature makes it ideal for residential and commercial downlight applications. This recessed downlight has a square trim with bronze finish. The Nora Cobalt series LED recessed lights have 90+ CRI and are Energy Star and wet location rated. 4 in - 75W Equal - LED Retrofit Downlight - 750 Lumens - 12W - 4000K - Bronze | 4000 | 90 | 750 | 62.5 | 50000 | 12 | 1 | 75.78 | 75.78 | 89.0444 | 2020Q3 | https://www.beeslighting.com/NLCBC2-45340BZBZ | Bee's Lighting | 2020 | Yes
LED Lighting | Downlight | Nora Lighting | True |  |  |  | E26, 2-pin | Home Fixtures Recessed Lighting 4 in - 75W Equal - LED Retrofit Downlight - 750 Lumens - 12W - 2700K - Black Back Description The NLCBC2-45627BB 4 inch LED retrofit downlight from Nora Lighting produces 750 lumens at 12W to replace 75 watt halogen bulbs. This LED downlight has a 2-pin base with E26 adapter for easy installation and runs on 120V input. The 2700K warm white color temperature makes it ideal for residential and commercial downlight applications. This recessed downlight has a square trim with black finish. The Nora Cobalt series LED recessed lights have 90+ CRI and are Energy Star and wet location rated. 4 in - 75W Equal - LED Retrofit Downlight - 750 Lumens - 12W - 2700K - Black | 2700 | 90 | 750 | 62.5 | 50000 | 12 | 1 | 75.78 | 75.78 | 89.0444 | 2020Q3 | https://www.beeslighting.com/NLCBC2-45627BB | Bee's Lighting | 2020 | Yes
LED Lighting | Downlight | Nora Lighting | True |  |  |  | E26, 2-pin | Home Fixtures Recessed Lighting 4 in - 75W Equal - LED Retrofit Downlight - 750 Lumens - 12W - 2700K - Bronze Back Description The NLCBC2-45627BZBZ 4 inch LED retrofit downlight from Nora Lighting produces 750 lumens at 12W to replace 75 watt halogen bulbs. This LED downlight has a 2-pin base with E26 adapter for easy installation and runs on 120V input. The 2700K warm white color temperature makes it ideal for residential and commercial downlight applications. This recessed downlight has a square trim with bronze finish. The Nora Cobalt series LED recessed lights have 90+ CRI and are Energy Star and wet location rated. 4 in - 75W Equal - LED Retrofit Downlight - 750 Lumens - 12W - 2700K - Bronze | 2700 | 90 | 750 | 62.5 | 50000 | 12 | 1 | 75.78 | 75.78 | 89.0444 | 2020Q3 | https://www.beeslighting.com/NLCBC2-45627BZBZ | Bee's Lighting | 2020 | Yes
LED Lighting | Downlight | Nora Lighting | True |  |  |  | E26, 2-pin | Home Fixtures Recessed Lighting 4 in - 75W Equal - LED Retrofit Downlight - 750 Lumens - 12W - 3000K - Black Back Description The NLCBC2-45630BB 4 inch LED retrofit downlight from Nora Lighting produces 750 lumens at 12W to replace 75 watt halogen bulbs. This LED downlight has a 2-pin base with E26 adapter for easy installation and runs on 120V input. The 3000K soft white color temperature makes it ideal for residential and commercial downlight applications. This recessed downlight has a square trim with black finish. The Nora Cobalt series LED recessed lights have 90+ CRI and are Energy Star and wet location rated. 4 in - 75W Equal - LED Retrofit Downlight - 750 Lumens - 12W - 3000K - Black | 3000 | 90 | 750 | 62.5 | 50000 | 12 | 1 | 75.78 | 75.78 | 89.0444 | 2020Q3 | https://www.beeslighting.com/NLCBC2-45630BB | Bee's Lighting | 2020 | Yes
LED Lighting | Downlight | Nora Lighting | True |  |  |  | E26, 2-pin | Home Fixtures Recessed Lighting 4 in - 75W Equal - LED Retrofit Downlight - 750 Lumens - 12W - 3000K - Bronze Back Description The NLCBC2-45630BZBZ 4 inch LED retrofit downlight from Nora Lighting produces 750 lumens at 12W to replace 75 watt halogen bulbs. This LED downlight has a 2-pin base with E26 adapter for easy installation and runs on 120V input. The 3000K soft white color temperature makes it ideal for residential and commercial downlight applications. This recessed downlight has a square trim with bronze finish. The Nora Cobalt series LED recessed lights have 90+ CRI and are Energy Star and wet location rated. 4 in - 75W Equal - LED Retrofit Downlight - 750 Lumens - 12W - 3000K - Bronze | 3000 | 90 | 750 | 62.5 | 50000 | 12 | 1 | 75.78 | 75.78 | 89.0444 | 2020Q3 | https://www.beeslighting.com/NLCBC2-45630BZBZ | Bee's Lighting | 2020 | Yes
LED Lighting | Downlight | Nora Lighting | True |  |  |  | E26, 2-pin | Home Fixtures Recessed Lighting 4 in - 75W Equal - LED Retrofit Downlight - 750 Lumens - 12W - 3500K - Black Back Description The NLCBC2-45635BB 4 inch LED retrofit downlight from Nora Lighting produces 750 lumens at 12W to replace 75 watt halogen bulbs. This LED downlight has a 2-pin base with E26 adapter for easy installation and runs on 120V input. The 3500K neutral white color temperature makes it ideal for residential and commercial downlight applications. This recessed downlight has a square trim with black finish. The Nora Cobalt series LED recessed lights have 90+ CRI and are Energy Star and wet location rated. 4 in - 75W Equal - LED Retrofit Downlight - 750 Lumens - 12W - 3500K - Black | 3500 | 90 | 750 | 62.5 | 50000 | 12 | 1 | 75.78 | 75.78 | 89.0444 | 2020Q3 | https://www.beeslighting.com/NLCBC2-45635BB | Bee's Lighting | 2020 | Yes
LED Lighting | Downlight | Nora Lighting | True |  |  |  | E26, 2-pin | Home Fixtures Recessed Lighting 4 in - 75W Equal - LED Retrofit Downlight - 750 Lumens - 12W - 3500K - Bronze Back Description The NLCBC2-45635BZBZ 4 inch LED retrofit downlight from Nora Lighting produces 750 lumens at 12W to replace 75 watt halogen bulbs. This LED downlight has a 2-pin base with E26 adapter for easy installation and runs on 120V input. The 3500K neutral white color temperature makes it ideal for residential and commercial downlight applications. This recessed downlight has a square trim with bronze finish. The Nora Cobalt series LED recessed lights have 90+ CRI and are Energy Star and wet location rated. 4 in - 75W Equal - LED Retrofit Downlight - 750 Lumens - 12W - 3500K - Bronze | 3500 | 90 | 750 | 62.5 | 50000 | 12 | 1 | 75.78 | 75.78 | 89.0444 | 2020Q3 | https://www.beeslighting.com/NLCBC2-45635BZBZ | Bee's Lighting | 2020 | Yes
LED Lighting | Downlight | Nora Lighting | True |  |  |  | E26, 2-pin | Home Fixtures Recessed Lighting 4 in - 75W Equal - LED Retrofit Downlight - 750 Lumens - 12W - 3500K - Natural Metal Back Description The NLCBC2-45635NN 4 inch LED retrofit downlight from Nora Lighting produces 750 lumens at 12W to replace 75 watt halogen bulbs. This LED downlight has a 2-pin base with E26 adapter for easy installation and runs on 120V input. The 3500K neutral white color temperature makes it ideal for residential and commercial downlight applications. This recessed downlight has a square trim with natural metal finish. The Nora Cobalt series LED recessed lights have 90+ CRI and are Energy Star and wet location rated. 4 in - 75W Equal - LED Retrofit Downlight - 750 Lumens - 12W - 3500K - Natural Metal | 3500 | 90 | 750 | 62.5 | 50000 | 12 | 1 | 75.78 | 75.78 | 89.0444 | 2020Q3 | https://www.beeslighting.com/NLCBC2-45635NN | Bee's Lighting | 2020 | Yes
LED Lighting | Downlight | Nora Lighting | True |  |  |  | E26, 2-pin | Home Fixtures Recessed Lighting 4 in - 75W Equal - LED Retrofit Downlight - 750 Lumens - 12W - 3500K - White Back Description The NLCBC2-45635WW 4 inch LED retrofit downlight from Nora Lighting produces 750 lumens at 12W to replace 75 watt halogen bulbs. This LED downlight has a 2-pin base with E26 adapter for easy installation and runs on 120V input. The 3500K neutral white color temperature makes it ideal for residential and commercial downlight applications. This recessed downlight has a square trim with white finish. The Nora Cobalt series LED recessed lights have 90+ CRI and are Energy Star and wet location rated. 4 in - 75W Equal - LED Retrofit Downlight - 750 Lumens - 12W - 3500K - White | 3500 | 90 | 750 | 62.5 | 50000 | 12 | 1 | 65.25 | 65.25 | 76.6713 | 2020Q3 | https://www.beeslighting.com/NLCBC2-45635WW | Bee's Lighting | 2020 | Yes
LED Lighting | Downlight | Nora Lighting | True |  |  |  | E26, 2-pin | Home Fixtures Recessed Lighting 4 in - 75W Equal - LED Retrofit Downlight - 750 Lumens - 12W - 4000K - Black Back Description The NLCBC2-45640BB 4 inch LED retrofit downlight from Nora Lighting produces 750 lumens at 12W to replace 75 watt halogen bulbs. This LED downlight has a 2-pin base with E26 adapter for easy installation and runs on 120V input. The 4000K cool white color temperature makes it ideal for residential and commercial downlight applications. This recessed downlight has a square trim with black finish. The Nora Cobalt series LED recessed lights have 90+ CRI and are Energy Star and wet location rated. 4 in - 75W Equal - LED Retrofit Downlight - 750 Lumens - 12W - 4000K - Black | 4000 | 90 | 750 | 62.5 | 50000 | 12 | 1 | 75.78 | 75.78 | 89.0444 | 2020Q3 | https://www.beeslighting.com/NLCBC2-45640BB | Bee's Lighting | 2020 | Yes
LED Lighting | Downlight | Nora Lighting | True |  |  |  | E26, 2-pin | Home Fixtures Recessed Lighting 4 in - 75W Equal - LED Retrofit Downlight - 750 Lumens - 12W - 4000K - Bronze Back Description The NLCBC2-45640BZBZ 4 inch LED retrofit downlight from Nora Lighting produces 750 lumens at 12W to replace 75 watt halogen bulbs. This LED downlight has a 2-pin base with E26 adapter for easy installation and runs on 120V input. The 4000K cool white color temperature makes it ideal for residential and commercial downlight applications. This recessed downlight has a square trim with bronze finish. The Nora Cobalt series LED recessed lights have 90+ CRI and are Energy Star and wet location rated. 4 in - 75W Equal - LED Retrofit Downlight - 750 Lumens - 12W - 4000K - Bronze | 4000 | 90 | 750 | 62.5 | 50000 | 12 | 1 | 75.78 | 75.78 | 89.0444 | 2020Q3 | https://www.beeslighting.com/NLCBC2-45640BZBZ | Bee's Lighting | 2020 | Yes
LED Lighting | Downlight | Nora Lighting | True |  |  |  | E26, 2-pin | Home Fixtures Recessed Lighting 4 in - 75W Equal - LED Retrofit Downlight - 750 Lumens - 12W - 4000K - Natural Metal Back Description The NLCBC2-45640NN 4 inch LED retrofit downlight from Nora Lighting produces 750 lumens at 12W to replace 75 watt halogen bulbs. This LED downlight has a 2-pin base with E26 adapter for easy installation and runs on 120V input. The 4000K cool white color temperature makes it ideal for residential and commercial downlight applications. This recessed downlight has a square trim with natural metal finish. The Nora Cobalt series LED recessed lights have 90+ CRI and are Energy Star and wet location rated. 4 in - 75W Equal - LED Retrofit Downlight - 750 Lumens - 12W - 4000K - Natural Metal | 4000 | 90 | 750 | 62.5 | 50000 | 12 | 1 | 75.78 | 75.78 | 89.0444 | 2020Q3 | https://www.beeslighting.com/NLCBC2-45640NN | Bee's Lighting | 2020 | Yes
LED Lighting | Downlight | Nora Lighting | True |  |  |  | E26, 2-pin | Home Fixtures Recessed Lighting 4 in - 75W Equal - LED Retrofit Downlight - 750 Lumens - 12W - 4000K - White Back Description The NLCBC2-45640WW 4 inch LED retrofit downlight from Nora Lighting produces 750 lumens at 12W to replace 75 watt halogen bulbs. This LED downlight has a 2-pin base with E26 adapter for easy installation and runs on 120V input. The 4000K cool white color temperature makes it ideal for residential and commercial downlight applications. This recessed downlight has a square trim with white finish. The Nora Cobalt series LED recessed lights have 90+ CRI and are Energy Star and wet location rated. 4 in - 75W Equal - LED Retrofit Downlight - 750 Lumens - 12W - 4000K - White | 4000 | 90 | 750 | 62.5 | 50000 | 12 | 1 | 65.25 | 65.25 | 76.6713 | 2020Q3 | https://www.beeslighting.com/NLCBC2-45640WW | Bee's Lighting | 2020 | Yes
LED Lighting | Downlight | Nora Lighting | True |  |  |  | E26, 2-pin | Home Fixtures Recessed Lighting 5 in - 75W Equal - LED Retrofit Downlight - 750 Lumens - 12W - 4000K - Black Back Description The NLCBC2-55140BB 5 inch LED retrofit downlight from Nora Lighting produces 750 lumens at 12W to replace 75 watt halogen bulbs. This LED downlight has a 2-pin base with E26 adapter for easy installation and runs on 120V input. The 4000K cool white color temperature makes it ideal for residential and commercial downlight applications. This recessed downlight has a round trim with black finish. The Nora Cobalt series LED recessed lights have 90+ CRI and are Energy Star and wet location rated. 5 in - 75W Equal - LED Retrofit Downlight - 750 Lumens - 12W - 4000K - Black | 4000 | 90 | 750 | 62.5 | 50000 | 12 | 1 | 69.48 | 69.48 | 81.6417 | 2020Q3 | https://www.beeslighting.com/NLCBC2-55140BB | Bee's Lighting | 2020 | Yes
LED Lighting | Downlight | Nora Lighting | True |  |  |  | E26, 2-pin | Home Fixtures Recessed Lighting 5 in - 75W Equal - LED Retrofit Downlight - 750 Lumens - 12W - 4000K - Bronze Back Description The NLCBC2-55140BZBZ 5 inch LED retrofit downlight from Nora Lighting produces 750 lumens at 12W to replace 75 watt halogen bulbs. This LED downlight has a 2-pin base with E26 adapter for easy installation and runs on 120V input. The 4000K cool white color temperature makes it ideal for residential and commercial downlight applications. This recessed downlight has a round trim with bronze finish. The Nora Cobalt series LED recessed lights have 90+ CRI and are Energy Star and wet location rated. 5 in - 75W Equal - LED Retrofit Downlight - 750 Lumens - 12W - 4000K - Bronze | 4000 | 90 | 750 | 62.5 | 50000 | 12 | 1 | 69.48 | 69.48 | 81.6417 | 2020Q3 | https://www.beeslighting.com/NLCBC2-55140BZBZ | Bee's Lighting | 2020 | Yes
LED Lighting | Downlight | Nora Lighting | True |  |  |  | E26, 2-pin | Home Fixtures Recessed Lighting 5 in - 75W Equal - LED Retrofit Downlight - 750 Lumens - 12W - 3000K - Black Back Description The NLCBC2-55230BB 5 inch LED retrofit downlight from Nora Lighting produces 750 lumens at 12W to replace 75 watt halogen bulbs. This LED downlight has a 2-pin base with E26 adapter for easy installation and runs on 120V input. The 3000K soft white color temperature makes it ideal for residential and commercial downlight applications. This recessed downlight has a round trim with black finish. The Nora Cobalt series LED recessed lights have 90+ CRI and are Energy Star and wet location rated. 5 in - 75W Equal - LED Retrofit Downlight - 750 Lumens - 12W - 3000K - Black | 3000 | 90 | 750 | 62.5 | 50000 | 12 | 1 | 69.48 | 69.48 | 81.6417 | 2020Q3 | https://www.beeslighting.com/NLCBC2-55230BB | Bee's Lighting | 2020 | Yes
LED Lighting | Downlight | Nora Lighting | True |  |  |  | E26, 2-pin | Home Fixtures Recessed Lighting 5 in - 75W Equal - LED Retrofit Downlight - 750 Lumens - 12W - 3000K - Bronze Back Description The NLCBC2-55230BZBZ 5 inch LED retrofit downlight from Nora Lighting produces 750 lumens at 12W to replace 75 watt halogen bulbs. This LED downlight has a 2-pin base with E26 adapter for easy installation and runs on 120V input. The 3000K soft white color temperature makes it ideal for residential and commercial downlight applications. This recessed downlight has a round trim with bronze finish. The Nora Cobalt series LED recessed lights have 90+ CRI and are Energy Star and wet location rated. 5 in - 75W Equal - LED Retrofit Downlight - 750 Lumens - 12W - 3000K - Bronze | 3000 | 90 | 750 | 62.5 | 50000 | 12 | 1 | 69.48 | 69.48 | 81.6417 | 2020Q3 | https://www.beeslighting.com/NLCBC2-55230BZBZ | Bee's Lighting | 2020 | Yes
LED Lighting | Downlight | Nora Lighting | True |  |  |  | E26, 2-pin | Home Fixtures Recessed Lighting 5 in - 75W Equal - LED Retrofit Downlight - 750 Lumens - 12W - 3000K - Natural Metal Back Description The NLCBC2-55230NN 5 inch LED retrofit downlight from Nora Lighting produces 750 lumens at 12W to replace 75 watt halogen bulbs. This LED downlight has a 2-pin base with E26 adapter for easy installation and runs on 120V input. The 3000K soft white color temperature makes it ideal for residential and commercial downlight applications. This recessed downlight has a round trim with natural metal finish. The Nora Cobalt series LED recessed lights have 90+ CRI and are Energy Star and wet location rated. 5 in - 75W Equal - LED Retrofit Downlight - 750 Lumens - 12W - 3000K - Natural Metal | 3000 | 90 | 750 | 62.5 | 50000 | 12 | 1 | 69.48 | 69.48 | 81.6417 | 2020Q3 | https://www.beeslighting.com/NLCBC2-55230NN | Bee's Lighting | 2020 | Yes
LED Lighting | Downlight | Nora Lighting | True |  |  |  | E26, 2-pin | Home Fixtures Recessed Lighting 5 in - 75W Equal - LED Retrofit Downlight - 750 Lumens - 12W - 3000K - White Back Description The NLCBC2-55230WW 5 inch LED retrofit downlight from Nora Lighting produces 750 lumens at 12W to replace 75 watt halogen bulbs. This LED downlight has a 2-pin base with E26 adapter for easy installation and runs on 120V input. The 3000K soft white color temperature makes it ideal for residential and commercial downlight applications. This recessed downlight has a round trim with white finish. The Nora Cobalt series LED recessed lights have 90+ CRI and are Energy Star and wet location rated. 5 in - 75W Equal - LED Retrofit Downlight - 750 Lumens - 12W - 3000K - White | 3000 | 90 | 750 | 62.5 | 50000 | 12 | 1 | 58.95 | 58.95 | 69.2685 | 2020Q3 | https://www.beeslighting.com/NLCBC2-55230WW | Bee's Lighting | 2020 | Yes
LED Lighting | Downlight | Nora Lighting | True |  |  |  | E26, 2-pin | Home Fixtures Recessed Lighting 5 in - 75W Equal - LED Retrofit Downlight - 750 Lumens - 12W - 3500K - Black Back Description The NLCBC2-55235BB 5 inch LED retrofit downlight from Nora Lighting produces 750 lumens at 12W to replace 75 watt halogen bulbs. This LED downlight has a 2-pin base with E26 adapter for easy installation and runs on 120V input. The 3500K neutral white color temperature makes it ideal for residential and commercial downlight applications. This recessed downlight has a round trim with black finish. The Nora Cobalt series LED recessed lights have 90+ CRI and are Energy Star and wet location rated. 5 in - 75W Equal - LED Retrofit Downlight - 750 Lumens - 12W - 3500K - Black | 3500 | 90 | 750 | 62.5 | 50000 | 12 | 1 | 69.48 | 69.48 | 81.6417 | 2020Q3 | https://www.beeslighting.com/NLCBC2-55235BB | Bee's Lighting | 2020 | Yes
LED Lighting | Downlight | Nora Lighting | True |  |  |  | E26, 2-pin | Home Fixtures Recessed Lighting 5 in - 75W Equal - LED Retrofit Downlight - 750 Lumens - 12W - 3500K - Bronze Back Description The NLCBC2-55235BZBZ 5 inch LED retrofit downlight from Nora Lighting produces 750 lumens at 12W to replace 75 watt halogen bulbs. This LED downlight has a 2-pin base with E26 adapter for easy installation and runs on 120V input. The 3500K neutral white color temperature makes it ideal for residential and commercial downlight applications. This recessed downlight has a round trim with bronze finish. The Nora Cobalt series LED recessed lights have 90+ CRI and are Energy Star and wet location rated. 5 in - 75W Equal - LED Retrofit Downlight - 750 Lumens - 12W - 3500K - Bronze | 3500 | 90 | 750 | 62.5 | 50000 | 12 | 1 | 69.48 | 69.48 | 81.6417 | 2020Q3 | https://www.beeslighting.com/NLCBC2-55235BZBZ | Bee's Lighting | 2020 | Yes
LED Lighting | Downlight | Nora Lighting | True |  |  |  | E26, 2-pin | Home Fixtures Recessed Lighting 5 in - 75W Equal - LED Retrofit Downlight - 750 Lumens - 12W - 3500K - Natural Metal Back Description The NLCBC2-55235NN 5 inch LED retrofit downlight from Nora Lighting produces 750 lumens at 12W to replace 75 watt halogen bulbs. This LED downlight has a 2-pin base with E26 adapter for easy installation and runs on 120V input. The 3500K neutral white color temperature makes it ideal for residential and commercial downlight applications. This recessed downlight has a round trim with natural metal finish. The Nora Cobalt series LED recessed lights have 90+ CRI and are Energy Star and wet location rated. 5 in - 75W Equal - LED Retrofit Downlight - 750 Lumens - 12W - 3500K - Natural Metal | 3500 | 90 | 750 | 62.5 | 50000 | 12 | 1 | 69.48 | 69.48 | 81.6417 | 2020Q3 | https://www.beeslighting.com/NLCBC2-55235NN | Bee's Lighting | 2020 | Yes
LED Lighting | Downlight | Nora Lighting | True |  |  |  | E26, 2-pin | Home Fixtures Recessed Lighting 5 in - 75W Equal - LED Retrofit Downlight - 750 Lumens - 12W - 3500K - White Back Description The NLCBC2-55235WW 5 inch LED retrofit downlight from Nora Lighting produces 750 lumens at 12W to replace 75 watt halogen bulbs. This LED downlight has a 2-pin base with E26 adapter for easy installation and runs on 120V input. The 3500K neutral white color temperature makes it ideal for residential and commercial downlight applications. This recessed downlight has a round trim with white finish. The Nora Cobalt series LED recessed lights have 90+ CRI and are Energy Star and wet location rated. 5 in - 75W Equal - LED Retrofit Downlight - 750 Lumens - 12W - 3500K - White | 3500 | 90 | 750 | 62.5 | 50000 | 12 | 1 | 58.95 | 58.95 | 69.2685 | 2020Q3 | https://www.beeslighting.com/NLCBC2-55235WW | Bee's Lighting | 2020 | Yes
LED Lighting | Downlight | Nora Lighting | True |  |  |  | E26, 2-pin | Home Fixtures Recessed Lighting 5 in - 75W Equal - LED Retrofit Downlight - 750 Lumens - 12W - 4000K - Black Back Description The NLCBC2-55240BB 5 inch LED retrofit downlight from Nora Lighting produces 750 lumens at 12W to replace 75 watt halogen bulbs. This LED downlight has a 2-pin base with E26 adapter for easy installation and runs on 120V input. The 4000K cool white color temperature makes it ideal for residential and commercial downlight applications. This recessed downlight has a round trim with black finish. The Nora Cobalt series LED recessed lights have 90+ CRI and are Energy Star and wet location rated. 5 in - 75W Equal - LED Retrofit Downlight - 750 Lumens - 12W - 4000K - Black | 4000 | 90 | 750 | 62.5 | 50000 | 12 | 1 | 69.48 | 69.48 | 81.6417 | 2020Q3 | https://www.beeslighting.com/NLCBC2-55240BB | Bee's Lighting | 2020 | Yes
LED Lighting | Downlight | Nora Lighting | True |  |  |  | E26, 2-pin | Home Fixtures Recessed Lighting 5 in - 75W Equal - LED Retrofit Downlight - 750 Lumens - 12W - 4000K - Bronze Back Description The NLCBC2-55240BZBZ 5 inch LED retrofit downlight from Nora Lighting produces 750 lumens at 12W to replace 75 watt halogen bulbs. This LED downlight has a 2-pin base with E26 adapter for easy installation and runs on 120V input. The 4000K cool white color temperature makes it ideal for residential and commercial downlight applications. This recessed downlight has a round trim with bronze finish. The Nora Cobalt series LED recessed lights have 90+ CRI and are Energy Star and wet location rated. 5 in - 75W Equal - LED Retrofit Downlight - 750 Lumens - 12W - 4000K - Bronze | 4000 | 90 | 750 | 62.5 | 50000 | 12 | 1 | 69.48 | 69.48 | 81.6417 | 2020Q3 | https://www.beeslighting.com/NLCBC2-55240BZBZ | Bee's Lighting | 2020 | Yes
LED Lighting | Downlight | Nora Lighting | True |  |  |  | E26, 2-pin | Home Fixtures Recessed Lighting 5 in - 75W Equal - LED Retrofit Downlight - 750 Lumens - 12W - 4000K - Natural Metal Back Description The NLCBC2-55240NN 5 inch LED retrofit downlight from Nora Lighting produces 750 lumens at 12W to replace 75 watt halogen bulbs. This LED downlight has a 2-pin base with E26 adapter for easy installation and runs on 120V input. The 4000K cool white color temperature makes it ideal for residential and commercial downlight applications. This recessed downlight has a round trim with natural metal finish. The Nora Cobalt series LED recessed lights have 90+ CRI and are Energy Star and wet location rated. 5 in - 75W Equal - LED Retrofit Downlight - 750 Lumens - 12W - 4000K - Natural Metal | 4000 | 90 | 750 | 62.5 | 50000 | 12 | 1 | 69.48 | 69.48 | 81.6417 | 2020Q3 | https://www.beeslighting.com/NLCBC2-55240NN | Bee's Lighting | 2020 | Yes
LED Lighting | Downlight | Nora Lighting | True |  |  |  | E26, 2-pin | Home Fixtures Recessed Lighting 5 in - 75W Equal - LED Retrofit Downlight - 750 Lumens - 12W - 4000K - White Back Description The NLCBC2-55240WW 5 inch LED retrofit downlight from Nora Lighting produces 750 lumens at 12W to replace 75 watt halogen bulbs. This LED downlight has a 2-pin base with E26 adapter for easy installation and runs on 120V input. The 4000K cool white color temperature makes it ideal for residential and commercial downlight applications. This recessed downlight has a round trim with white finish. The Nora Cobalt series LED recessed lights have 90+ CRI and are Energy Star and wet location rated. 5 in - 75W Equal - LED Retrofit Downlight - 750 Lumens - 12W - 4000K - White | 4000 | 90 | 750 | 62.5 | 50000 | 12 | 1 | 58.95 | 58.95 | 69.2685 | 2020Q3 | https://www.beeslighting.com/NLCBC2-55240WW | Bee's Lighting | 2020 | Yes
LED Lighting | Downlight | Nora Lighting | True |  |  |  | E26, 2-pin | Home Fixtures Recessed Lighting 5 in - 75W Equal - LED Retrofit Downlight - 750 Lumens - 12W - 2700K - Black Back Description The NLCBC2-55627BB 5 inch LED retrofit downlight from Nora Lighting produces 750 lumens at 12W to replace 75 watt halogen bulbs. This LED downlight has a 2-pin base with E26 adapter for easy installation and runs on 120V input. The 2700K warm white color temperature makes it ideal for residential and commercial downlight applications. This recessed downlight has a square trim with black finish. The Nora Cobalt series LED recessed lights have 90+ CRI and are Energy Star and wet location rated. 5 in - 75W Equal - LED Retrofit Downlight - 750 Lumens - 12W - 2700K - Black | 2700 | 90 | 750 | 62.5 | 50000 | 12 | 1 | 82.17 | 82.17 | 96.5529 | 2020Q3 | https://www.beeslighting.com/NLCBC2-55627BB | Bee's Lighting | 2020 | Yes
LED Lighting | Downlight | Nora Lighting | True |  |  |  | E26, 2-pin | Home Fixtures Recessed Lighting 5 in - 75W Equal - LED Retrofit Downlight - 750 Lumens - 12W - 2700K - Bronze Back Description The NLCBC2-55627BZBZ 5 inch LED retrofit downlight from Nora Lighting produces 750 lumens at 12W to replace 75 watt halogen bulbs. This LED downlight has a 2-pin base with E26 adapter for easy installation and runs on 120V input. The 2700K warm white color temperature makes it ideal for residential and commercial downlight applications. This recessed downlight has a square trim with bronze finish. The Nora Cobalt series LED recessed lights have 90+ CRI and are Energy Star and wet location rated. 5 in - 75W Equal - LED Retrofit Downlight - 750 Lumens - 12W - 2700K - Bronze | 2700 | 90 | 750 | 62.5 | 50000 | 12 | 1 | 82.17 | 82.17 | 96.5529 | 2020Q3 | https://www.beeslighting.com/NLCBC2-55627BZBZ | Bee's Lighting | 2020 | Yes
LED Lighting | Downlight | Nora Lighting | True |  |  |  | E26, 2-pin | Home Fixtures Recessed Lighting 5 in - 75W Equal - LED Retrofit Downlight - 750 Lumens - 12W - 2700K - White Back Description The NLCBC2-55627WW 5 inch LED retrofit downlight from Nora Lighting produces 750 lumens at 12W to replace 75 watt halogen bulbs. This LED downlight has a 2-pin base with E26 adapter for easy installation and runs on 120V input. The 2700K warm white color temperature makes it ideal for residential and commercial downlight applications. This recessed downlight has a square trim with white finish. The Nora Cobalt series LED recessed lights have 90+ CRI and are Energy Star and wet location rated. 5 in - 75W Equal - LED Retrofit Downlight - 750 Lumens - 12W - 2700K - White | 2700 | 90 | 750 | 62.5 | 50000 | 12 | 1 | 71.64 | 71.64 | 84.1798 | 2020Q3 | https://www.beeslighting.com/NLCBC2-55627WW | Bee's Lighting | 2020 | Yes
LED Lighting | Downlight | Nora Lighting | True |  |  |  | E26, 2-pin | Home Fixtures Recessed Lighting 5 in - 75W Equal - LED Retrofit Downlight - 750 Lumens - 12W - 3000K - Black Back Description The NLCBC2-55630BB 5 inch LED retrofit downlight from Nora Lighting produces 750 lumens at 12W to replace 75 watt halogen bulbs. This LED downlight has a 2-pin base with E26 adapter for easy installation and runs on 120V input. The 3000K soft white color temperature makes it ideal for residential and commercial downlight applications. This recessed downlight has a square trim with black finish. The Nora Cobalt series LED recessed lights have 90+ CRI and are Energy Star and wet location rated. 5 in - 75W Equal - LED Retrofit Downlight - 750 Lumens - 12W - 3000K - Black | 3000 | 90 | 750 | 62.5 | 50000 | 12 | 1 | 82.17 | 82.17 | 96.5529 | 2020Q3 | https://www.beeslighting.com/NLCBC2-55630BB | Bee's Lighting | 2020 | Yes
LED Lighting | Downlight | Nora Lighting | True |  |  |  | E26, 2-pin | Home Fixtures Recessed Lighting 5 in - 75W Equal - LED Retrofit Downlight - 750 Lumens - 12W - 3000K - Bronze Back Description The NLCBC2-55630BZBZ 5 inch LED retrofit downlight from Nora Lighting produces 750 lumens at 12W to replace 75 watt halogen bulbs. This LED downlight has a 2-pin base with E26 adapter for easy installation and runs on 120V input. The 3000K soft white color temperature makes it ideal for residential and commercial downlight applications. This recessed downlight has a square trim with bronze finish. The Nora Cobalt series LED recessed lights have 90+ CRI and are Energy Star and wet location rated. 5 in - 75W Equal - LED Retrofit Downlight - 750 Lumens - 12W - 3000K - Bronze | 3000 | 90 | 750 | 62.5 | 50000 | 12 | 1 | 82.17 | 82.17 | 96.5529 | 2020Q3 | https://www.beeslighting.com/NLCBC2-55630BZBZ | Bee's Lighting | 2020 | Yes
LED Lighting | Downlight | Nora Lighting | True |  |  |  | E26, 2-pin | Home Fixtures Recessed Lighting 5 in - 75W Equal - LED Retrofit Downlight - 750 Lumens - 12W - 3000K - Natural Metal Back Description The NLCBC2-55630NN 5 inch LED retrofit downlight from Nora Lighting produces 750 lumens at 12W to replace 75 watt halogen bulbs. This LED downlight has a 2-pin base with E26 adapter for easy installation and runs on 120V input. The 3000K soft white color temperature makes it ideal for residential and commercial downlight applications. This recessed downlight has a square trim with natural metal finish. The Nora Cobalt series LED recessed lights have 90+ CRI and are Energy Star and wet location rated. 5 in - 75W Equal - LED Retrofit Downlight - 750 Lumens - 12W - 3000K - Natural Metal | 3000 | 90 | 750 | 62.5 | 50000 | 12 | 1 | 82.17 | 82.17 | 96.5529 | 2020Q3 | https://www.beeslighting.com/NLCBC2-55630NN | Bee's Lighting | 2020 | Yes
LED Lighting | Downlight | Nora Lighting | True |  |  |  | E26, 2-pin | Home Fixtures Recessed Lighting 5 in - 75W Equal - LED Retrofit Downlight - 750 Lumens - 12W - 3000K - White Back Description The NLCBC2-55630WW 5 inch LED retrofit downlight from Nora Lighting produces 750 lumens at 12W to replace 75 watt halogen bulbs. This LED downlight has a 2-pin base with E26 adapter for easy installation and runs on 120V input. The 3000K soft white color temperature makes it ideal for residential and commercial downlight applications. This recessed downlight has a square trim with white finish. The Nora Cobalt series LED recessed lights have 90+ CRI and are Energy Star and wet location rated. 5 in - 75W Equal - LED Retrofit Downlight - 750 Lumens - 12W - 3000K - White | 3000 | 90 | 750 | 62.5 | 50000 | 12 | 1 | 71.64 | 71.64 | 84.1798 | 2020Q3 | https://www.beeslighting.com/NLCBC2-55630WW | Bee's Lighting | 2020 | Yes
LED Lighting | Downlight | Nora Lighting | True |  |  |  | E26, 2-pin | Home Fixtures Recessed Lighting 5 in - 75W Equal - LED Retrofit Downlight - 750 Lumens - 12W - 3500K - Black Back Description The NLCBC2-55635BB 5 inch LED retrofit downlight from Nora Lighting produces 750 lumens at 12W to replace 75 watt halogen bulbs. This LED downlight has a 2-pin base with E26 adapter for easy installation and runs on 120V input. The 3500K neutral white color temperature makes it ideal for residential and commercial downlight applications. This recessed downlight has a square trim with black finish. The Nora Cobalt series LED recessed lights have 90+ CRI and are Energy Star and wet location rated. 5 in - 75W Equal - LED Retrofit Downlight - 750 Lumens - 12W - 3500K - Black | 3500 | 90 | 750 | 62.5 | 50000 | 12 | 1 | 82.17 | 82.17 | 96.5529 | 2020Q3 | https://www.beeslighting.com/NLCBC2-55635BB | Bee's Lighting | 2020 | Yes
LED Lighting | Downlight | Nora Lighting | True |  |  |  | E26, 2-pin | Home Fixtures Recessed Lighting 5 in - 75W Equal - LED Retrofit Downlight - 750 Lumens - 12W - 3500K - Bronze Back Description The NLCBC2-55635BZBZ 5 inch LED retrofit downlight from Nora Lighting produces 750 lumens at 12W to replace 75 watt halogen bulbs. This LED downlight has a 2-pin base with E26 adapter for easy installation and runs on 120V input. The 3500K neutral white color temperature makes it ideal for residential and commercial downlight applications. This recessed downlight has a square trim with bronze finish. The Nora Cobalt series LED recessed lights have 90+ CRI and are Energy Star and wet location rated. 5 in - 75W Equal - LED Retrofit Downlight - 750 Lumens - 12W - 3500K - Bronze | 3500 | 90 | 750 | 62.5 | 50000 | 12 | 1 | 82.17 | 82.17 | 96.5529 | 2020Q3 | https://www.beeslighting.com/NLCBC2-55635BZBZ | Bee's Lighting | 2020 | Yes
LED Lighting | Downlight | Nora Lighting | True |  |  |  | E26, 2-pin | Home Fixtures Recessed Lighting 5 in - 75W Equal - LED Retrofit Downlight - 750 Lumens - 12W - 3500K - Natural Metal Back Description The NLCBC2-55635NN 5 inch LED retrofit downlight from Nora Lighting produces 750 lumens at 12W to replace 75 watt halogen bulbs. This LED downlight has a 2-pin base with E26 adapter for easy installation and runs on 120V input. The 3500K neutral white color temperature makes it ideal for residential and commercial downlight applications. This recessed downlight has a square trim with natural metal finish. The Nora Cobalt series LED recessed lights have 90+ CRI and are Energy Star and wet location rated. 5 in - 75W Equal - LED Retrofit Downlight - 750 Lumens - 12W - 3500K - Natural Metal | 3500 | 90 | 750 | 62.5 | 50000 | 12 | 1 | 82.17 | 82.17 | 96.5529 | 2020Q3 | https://www.beeslighting.com/NLCBC2-55635NN | Bee's Lighting | 2020 | Yes
LED Lighting | Downlight | Nora Lighting | True |  |  |  | E26, 2-pin | Home Fixtures Recessed Lighting 5 in - 75W Equal - LED Retrofit Downlight - 750 Lumens - 12W - 3500K - White Back Description The NLCBC2-55635WW 5 inch LED retrofit downlight from Nora Lighting produces 750 lumens at 12W to replace 75 watt halogen bulbs. This LED downlight has a 2-pin base with E26 adapter for easy installation and runs on 120V input. The 3500K neutral white color temperature makes it ideal for residential and commercial downlight applications. This recessed downlight has a square trim with white finish. The Nora Cobalt series LED recessed lights have 90+ CRI and are Energy Star and wet location rated. 5 in - 75W Equal - LED Retrofit Downlight - 750 Lumens - 12W - 3500K - White | 3500 | 90 | 750 | 62.5 | 50000 | 12 | 1 | 71.64 | 71.64 | 84.1798 | 2020Q3 | https://www.beeslighting.com/NLCBC2-55635WW | Bee's Lighting | 2020 | Yes
LED Lighting | Downlight | Nora Lighting | True |  |  |  | E26, 2-pin | Home Fixtures Recessed Lighting 5 in - 75W Equal - LED Retrofit Downlight - 750 Lumens - 12W - 4000K - Black Back Description The NLCBC2-55640BB 5 inch LED retrofit downlight from Nora Lighting produces 750 lumens at 12W to replace 75 watt halogen bulbs. This LED downlight has a 2-pin base with E26 adapter for easy installation and runs on 120V input. The 4000K cool white color temperature makes it ideal for residential and commercial downlight applications. This recessed downlight has a square trim with black finish. The Nora Cobalt series LED recessed lights have 90+ CRI and are Energy Star and wet location rated. 5 in - 75W Equal - LED Retrofit Downlight - 750 Lumens - 12W - 4000K - Black | 4000 | 90 | 750 | 62.5 | 50000 | 12 | 1 | 82.17 | 82.17 | 96.5529 | 2020Q3 | https://www.beeslighting.com/NLCBC2-55640BB | Bee's Lighting | 2020 | Yes
LED Lighting | Downlight | Nora Lighting | True |  |  |  | E26, 2-pin | Home Fixtures Recessed Lighting 5 in - 75W Equal - LED Retrofit Downlight - 750 Lumens - 12W - 4000K - Bronze Back Description The NLCBC2-55640BZBZ 5 inch LED retrofit downlight from Nora Lighting produces 750 lumens at 12W to replace 75 watt halogen bulbs. This LED downlight has a 2-pin base with E26 adapter for easy installation and runs on 120V input. The 4000K cool white color temperature makes it ideal for residential and commercial downlight applications. This recessed downlight has a square trim with bronze finish. The Nora Cobalt series LED recessed lights have 90+ CRI and are Energy Star and wet location rated. 5 in - 75W Equal - LED Retrofit Downlight - 750 Lumens - 12W - 4000K - Bronze | 4000 | 90 | 750 | 62.5 | 50000 | 12 | 1 | 82.17 | 82.17 | 96.5529 | 2020Q3 | https://www.beeslighting.com/NLCBC2-55640BZBZ | Bee's Lighting | 2020 | Yes
LED Lighting | Downlight | Nora Lighting | True |  |  |  | E26, 2-pin | Home Fixtures Recessed Lighting 5 in - 75W Equal - LED Retrofit Downlight - 750 Lumens - 12W - 4000K - Natural Metal Back Description The NLCBC2-55640NN 5 inch LED retrofit downlight from Nora Lighting produces 750 lumens at 12W to replace 75 watt halogen bulbs. This LED downlight has a 2-pin base with E26 adapter for easy installation and runs on 120V input. The 4000K cool white color temperature makes it ideal for residential and commercial downlight applications. This recessed downlight has a square trim with natural metal finish. The Nora Cobalt series LED recessed lights have 90+ CRI and are Energy Star and wet location rated. 5 in - 75W Equal - LED Retrofit Downlight - 750 Lumens - 12W - 4000K - Natural Metal | 4000 | 90 | 750 | 62.5 | 50000 | 12 | 1 | 82.17 | 82.17 | 96.5529 | 2020Q3 | https://www.beeslighting.com/NLCBC2-55640NN | Bee's Lighting | 2020 | Yes
LED Lighting | Downlight | Nora Lighting | True |  |  |  | E26, 2-pin | Home Fixtures Recessed Lighting 5 in - 75W Equal - LED Retrofit Downlight - 750 Lumens - 12W - 4000K - White Back Description The NLCBC2-55640WW 5 inch LED retrofit downlight from Nora Lighting produces 750 lumens at 12W to replace 75 watt halogen bulbs. This LED downlight has a 2-pin base with E26 adapter for easy installation and runs on 120V input. The 4000K cool white color temperature makes it ideal for residential and commercial downlight applications. This recessed downlight has a square trim with white finish. The Nora Cobalt series LED recessed lights have 90+ CRI and are Energy Star and wet location rated. 5 in - 75W Equal - LED Retrofit Downlight - 750 Lumens - 12W - 4000K - White | 4000 | 90 | 750 | 62.5 | 50000 | 12 | 1 | 71.64 | 71.64 | 84.1798 | 2020Q3 | https://www.beeslighting.com/NLCBC2-55640WW | Bee's Lighting | 2020 | Yes
LED Lighting | Downlight | Nora Lighting | True |  |  |  | E26, 2-pin | Home Fixtures Recessed Lighting 6 in - 75W Equal - LED Retrofit Downlight - 750 Lumens - 12W - 3000K - Black Back Description The NLCBC2-65130BB 6 inch LED retrofit downlight from Nora Lighting produces 750 lumens at 12W to replace 75 watt halogen bulbs. This LED downlight has a 2-pin base with E26 adapter for easy installation and runs on 120V input. The 3000K soft white color temperature makes it ideal for residential and commercial downlight applications. This recessed downlight has a round trim with black finish. The Nora Cobalt series LED recessed lights have 90+ CRI and are Energy Star and wet location rated. 6 in - 75W Equal - LED Retrofit Downlight - 750 Lumens - 12W - 3000K - Black | 3000 | 90 | 750 | 62.5 | 50000 | 12 | 1 | 69.48 | 69.48 | 81.6417 | 2020Q3 | https://www.beeslighting.com/NLCBC2-65130BB | Bee's Lighting | 2020 | Yes
LED Lighting | Downlight | Nora Lighting | True |  |  |  | E26, 2-pin | Home Fixtures Recessed Lighting 6 in - 75W Equal - LED Retrofit Downlight - 750 Lumens - 12W - 3000K - Bronze Back Description The NLCBC2-65130BZBZ 6 inch LED retrofit downlight from Nora Lighting produces 750 lumens at 12W to replace 75 watt halogen bulbs. This LED downlight has a 2-pin base with E26 adapter for easy installation and runs on 120V input. The 3000K soft white color temperature makes it ideal for residential and commercial downlight applications. This recessed downlight has a round trim with bronze finish. The Nora Cobalt series LED recessed lights have 90+ CRI and are Energy Star and wet location rated. 6 in - 75W Equal - LED Retrofit Downlight - 750 Lumens - 12W - 3000K - Bronze | 3000 | 90 | 750 | 62.5 | 50000 | 12 | 1 | 69.48 | 69.48 | 81.6417 | 2020Q3 | https://www.beeslighting.com/NLCBC2-65130BZBZ | Bee's Lighting | 2020 | Yes
LED Lighting | Downlight | Nora Lighting | True |  |  |  | E26, 2-pin | Home Fixtures Recessed Lighting 6 in - 75W Equal - LED Retrofit Downlight - 750 Lumens - 12W - 3500K - Black Back Description The NLCBC2-65135BB 6 inch LED retrofit downlight from Nora Lighting produces 750 lumens at 12W to replace 75 watt halogen bulbs. This LED downlight has a 2-pin base with E26 adapter for easy installation and runs on 120V input. The 3500K neutral white color temperature makes it ideal for residential and commercial downlight applications. This recessed downlight has a round trim with black finish. The Nora Cobalt series LED recessed lights have 90+ CRI and are Energy Star and wet location rated. 6 in - 75W Equal - LED Retrofit Downlight - 750 Lumens - 12W - 3500K - Black | 3500 | 90 | 750 | 62.5 | 50000 | 12 | 1 | 69.48 | 69.48 | 81.6417 | 2020Q3 | https://www.beeslighting.com/NLCBC2-65135BB | Bee's Lighting | 2020 | Yes
LED Lighting | Downlight | Nora Lighting | True |  |  |  | E26, 2-pin | Home Fixtures Recessed Lighting 6 in - 75W Equal - LED Retrofit Downlight - 750 Lumens - 12W - 3500K - Bronze Back Description The NLCBC2-65135BZBZ 6 inch LED retrofit downlight from Nora Lighting produces 750 lumens at 12W to replace 75 watt halogen bulbs. This LED downlight has a 2-pin base with E26 adapter for easy installation and runs on 120V input. The 3500K neutral white color temperature makes it ideal for residential and commercial downlight applications. This recessed downlight has a round trim with bronze finish. The Nora Cobalt series LED recessed lights have 90+ CRI and are Energy Star and wet location rated. 6 in - 75W Equal - LED Retrofit Downlight - 750 Lumens - 12W - 3500K - Bronze | 3500 | 90 | 750 | 62.5 | 50000 | 12 | 1 | 69.48 | 69.48 | 81.6417 | 2020Q3 | https://www.beeslighting.com/NLCBC2-65135BZBZ | Bee's Lighting | 2020 | Yes
LED Lighting | Downlight | Nora Lighting | True |  |  |  | E26, 2-pin | Home Fixtures Recessed Lighting 6 in - 75W Equal - LED Retrofit Downlight - 750 Lumens - 12W - 4000K - Black Back Description The NLCBC2-65140BB 6 inch LED retrofit downlight from Nora Lighting produces 750 lumens at 12W to replace 75 watt halogen bulbs. This LED downlight has a 2-pin base with E26 adapter for easy installation and runs on 120V input. The 4000K cool white color temperature makes it ideal for residential and commercial downlight applications. This recessed downlight has a round trim with black finish. The Nora Cobalt series LED recessed lights have 90+ CRI and are Energy Star and wet location rated. 6 in - 75W Equal - LED Retrofit Downlight - 750 Lumens - 12W - 4000K - Black | 4000 | 90 | 750 | 62.5 | 50000 | 12 | 1 | 69.48 | 69.48 | 81.6417 | 2020Q3 | https://www.beeslighting.com/NLCBC2-65140BB | Bee's Lighting | 2020 | Yes
LED Lighting | Downlight | Nora Lighting | True |  |  |  | E26, 2-pin | Home Fixtures Recessed Lighting 6 in - 75W Equal - LED Retrofit Downlight - 750 Lumens - 12W - 4000K - Bronze Back Description The NLCBC2-65140BZBZ 6 inch LED retrofit downlight from Nora Lighting produces 750 lumens at 12W to replace 75 watt halogen bulbs. This LED downlight has a 2-pin base with E26 adapter for easy installation and runs on 120V input. The 4000K cool white color temperature makes it ideal for residential and commercial downlight applications. This recessed downlight has a round trim with bronze finish. The Nora Cobalt series LED recessed lights have 90+ CRI and are Energy Star and wet location rated. 6 in - 75W Equal - LED Retrofit Downlight - 750 Lumens - 12W - 4000K - Bronze | 4000 | 90 | 750 | 62.5 | 50000 | 12 | 1 | 69.48 | 69.48 | 81.6417 | 2020Q3 | https://www.beeslighting.com/NLCBC2-65140BZBZ | Bee's Lighting | 2020 | Yes
LED Lighting | Downlight | Nora Lighting | True |  |  |  | E26, 2-pin | Home Fixtures Recessed Lighting 6 in - 75W Equal - LED Retrofit Downlight - 750 Lumens - 12W - 2700K - Black Back Description The NLCBC2-65227BB 6 inch LED retrofit downlight from Nora Lighting produces 750 lumens at 12W to replace 75 watt halogen bulbs. This LED downlight has a 2-pin base with E26 adapter for easy installation and runs on 120V input. The 2700K warm white color temperature makes it ideal for residential and commercial downlight applications. This recessed downlight has a round trim with black finish. The Nora Cobalt series LED recessed lights have 90+ CRI and are Energy Star and wet location rated. 6 in - 75W Equal - LED Retrofit Downlight - 750 Lumens - 12W - 2700K - Black | 2700 | 90 | 750 | 62.5 | 50000 | 12 | 1 | 69.48 | 69.48 | 81.6417 | 2020Q3 | https://www.beeslighting.com/NLCBC2-65227BB | Bee's Lighting | 2020 | Yes
LED Lighting | Downlight | Nora Lighting | True |  |  |  | E26, 2-pin | Home Fixtures Recessed Lighting 6 in - 75W Equal - LED Retrofit Downlight - 750 Lumens - 12W - 2700K - Bronze Back Description The NLCBC2-65227BZBZ 6 inch LED retrofit downlight from Nora Lighting produces 750 lumens at 12W to replace 75 watt halogen bulbs. This LED downlight has a 2-pin base with E26 adapter for easy installation and runs on 120V input. The 2700K warm white color temperature makes it ideal for residential and commercial downlight applications. This recessed downlight has a round trim with bronze finish. The Nora Cobalt series LED recessed lights have 90+ CRI and are Energy Star and wet location rated. 6 in - 75W Equal - LED Retrofit Downlight - 750 Lumens - 12W - 2700K - Bronze | 2700 | 90 | 750 | 62.5 | 50000 | 12 | 1 | 69.48 | 69.48 | 81.6417 | 2020Q3 | https://www.beeslighting.com/NLCBC2-65227BZBZ | Bee's Lighting | 2020 | Yes
LED Lighting | Downlight | Nora Lighting | True |  |  |  | E26, 2-pin | Home Fixtures Recessed Lighting 6 in - 75W Equal - LED Retrofit Downlight - 750 Lumens - 12W - 3000K - Black Back Description The NLCBC2-65230BB 6 inch LED retrofit downlight from Nora Lighting produces 750 lumens at 12W to replace 75 watt halogen bulbs. This LED downlight has a 2-pin base with E26 adapter for easy installation and runs on 120V input. The 3000K soft white color temperature makes it ideal for residential and commercial downlight applications. This recessed downlight has a round trim with black finish. The Nora Cobalt series LED recessed lights have 90+ CRI and are Energy Star and wet location rated. 6 in - 75W Equal - LED Retrofit Downlight - 750 Lumens - 12W - 3000K - Black | 3000 | 90 | 750 | 62.5 | 50000 | 12 | 1 | 69.48 | 69.48 | 81.6417 | 2020Q3 | https://www.beeslighting.com/NLCBC2-65230BB | Bee's Lighting | 2020 | Yes
LED Lighting | Downlight | Nora Lighting | True |  |  |  | E26, 2-pin | Home Fixtures Recessed Lighting 6 in - 75W Equal - LED Retrofit Downlight - 750 Lumens - 12W - 3000K - Bronze Back Description The NLCBC2-65230BZBZ 6 inch LED retrofit downlight from Nora Lighting produces 750 lumens at 12W to replace 75 watt halogen bulbs. This LED downlight has a 2-pin base with E26 adapter for easy installation and runs on 120V input. The 3000K soft white color temperature makes it ideal for residential and commercial downlight applications. This recessed downlight has a round trim with bronze finish. The Nora Cobalt series LED recessed lights have 90+ CRI and are Energy Star and wet location rated. 6 in - 75W Equal - LED Retrofit Downlight - 750 Lumens - 12W - 3000K - Bronze | 3000 | 90 | 750 | 62.5 | 50000 | 12 | 1 | 69.48 | 69.48 | 81.6417 | 2020Q3 | https://www.beeslighting.com/NLCBC2-65230BZBZ | Bee's Lighting | 2020 | Yes
LED Lighting | Downlight | Nora Lighting | True |  |  |  | E26, 2-pin | Home Fixtures Recessed Lighting 6 in - 75W Equal - LED Retrofit Downlight - 750 Lumens - 12W - 3500K - Black Back Description The NLCBC2-65235BB 6 inch LED retrofit downlight from Nora Lighting produces 750 lumens at 12W to replace 75 watt halogen bulbs. This LED downlight has a 2-pin base with E26 adapter for easy installation and runs on 120V input. The 3500K neutral white color temperature makes it ideal for residential and commercial downlight applications. This recessed downlight has a round trim with black finish. The Nora Cobalt series LED recessed lights have 90+ CRI and are Energy Star and wet location rated. 6 in - 75W Equal - LED Retrofit Downlight - 750 Lumens - 12W - 3500K - Black | 3500 | 90 | 750 | 62.5 | 50000 | 12 | 1 | 69.48 | 69.48 | 81.6417 | 2020Q3 | https://www.beeslighting.com/NLCBC2-65235BB | Bee's Lighting | 2020 | Yes
LED Lighting | Downlight | Nora Lighting | True |  |  |  | E26, 2-pin | Home Fixtures Recessed Lighting 6 in - 75W Equal - LED Retrofit Downlight - 750 Lumens - 12W - 3500K - Bronze Back Description The NLCBC2-65235BZBZ 6 inch LED retrofit downlight from Nora Lighting produces 750 lumens at 12W to replace 75 watt halogen bulbs. This LED downlight has a 2-pin base with E26 adapter for easy installation and runs on 120V input. The 3500K neutral white color temperature makes it ideal for residential and commercial downlight applications. This recessed downlight has a round trim with bronze finish. The Nora Cobalt series LED recessed lights have 90+ CRI and are Energy Star and wet location rated. 6 in - 75W Equal - LED Retrofit Downlight - 750 Lumens - 12W - 3500K - Bronze | 3500 | 90 | 750 | 62.5 | 50000 | 12 | 1 | 69.48 | 69.48 | 81.6417 | 2020Q3 | https://www.beeslighting.com/NLCBC2-65235BZBZ | Bee's Lighting | 2020 | Yes
LED Lighting | Downlight | Nora Lighting | True |  |  |  | E26, 2-pin | Home Fixtures Recessed Lighting 6 in - 75W Equal - LED Retrofit Downlight - 750 Lumens - 12W - 4000K - Black Back Description The NLCBC2-65240BB 6 inch LED retrofit downlight from Nora Lighting produces 750 lumens at 12W to replace 75 watt halogen bulbs. This LED downlight has a 2-pin base with E26 adapter for easy installation and runs on 120V input. The 4000K cool white color temperature makes it ideal for residential and commercial downlight applications. This recessed downlight has a round trim with black finish. The Nora Cobalt series LED recessed lights have 90+ CRI and are Energy Star and wet location rated. 6 in - 75W Equal - LED Retrofit Downlight - 750 Lumens - 12W - 4000K - Black | 4000 | 90 | 750 | 62.5 | 50000 | 12 | 1 | 69.48 | 69.48 | 81.6417 | 2020Q3 | https://www.beeslighting.com/NLCBC2-65240BB | Bee's Lighting | 2020 | Yes
LED Lighting | Downlight | Nora Lighting | True |  |  |  | E26, 2-pin | Home Fixtures Recessed Lighting 6 in - 75W Equal - LED Retrofit Downlight - 750 Lumens - 12W - 4000K - Bronze Back Description The NLCBC2-65240BZBZ 6 inch LED retrofit downlight from Nora Lighting produces 750 lumens at 12W to replace 75 watt halogen bulbs. This LED downlight has a 2-pin base with E26 adapter for easy installation and runs on 120V input. The 4000K cool white color temperature makes it ideal for residential and commercial downlight applications. This recessed downlight has a round trim with bronze finish. The Nora Cobalt series LED recessed lights have 90+ CRI and are Energy Star and wet location rated. 6 in - 75W Equal - LED Retrofit Downlight - 750 Lumens - 12W - 4000K - Bronze | 4000 | 90 | 750 | 62.5 | 50000 | 12 | 1 | 69.48 | 69.48 | 81.6417 | 2020Q3 | https://www.beeslighting.com/NLCBC2-65240BZBZ | Bee's Lighting | 2020 | Yes
LED Lighting | Downlight | Nora Lighting | True |  |  |  | E26, 2-pin | Home Fixtures Recessed Lighting 6 in - 75W Equal - LED Retrofit Downlight - 750 Lumens - 12W - 2700K - Bronze Back Description The NLCBC2-65327BZBZ 6 inch LED retrofit downlight from Nora Lighting produces 750 lumens at 12W to replace 75 watt halogen bulbs. This LED downlight has a 2-pin base with E26 adapter for easy installation and runs on 120V input. The 2700K warm white color temperature makes it ideal for residential and commercial downlight applications. This recessed downlight has a square trim with bronze finish. The Nora Cobalt series LED recessed lights have 90+ CRI and are Energy Star and wet location rated. 6 in - 75W Equal - LED Retrofit Downlight - 750 Lumens - 12W - 2700K - Bronze | 2700 | 90 | 750 | 62.5 | 50000 | 12 | 1 | 84.24 | 84.24 | 98.9853 | 2020Q3 | https://www.beeslighting.com/NLCBC2-65327BZBZ | Bee's Lighting | 2020 | Yes
LED Lighting | Downlight | Nora Lighting | True |  |  |  | E26, 2-pin | Home Fixtures Recessed Lighting 6 in - 75W Equal - LED Retrofit Downlight - 750 Lumens - 12W - 2700K - White Back Description The NLCBC2-65327WW 6 inch LED retrofit downlight from Nora Lighting produces 750 lumens at 12W to replace 75 watt halogen bulbs. This LED downlight has a 2-pin base with E26 adapter for easy installation and runs on 120V input. The 2700K warm white color temperature makes it ideal for residential and commercial downlight applications. This recessed downlight has a square trim with white finish. The Nora Cobalt series LED recessed lights have 90+ CRI and are Energy Star and wet location rated. 6 in - 75W Equal - LED Retrofit Downlight - 750 Lumens - 12W - 2700K - White | 2700 | 90 | 750 | 62.5 | 50000 | 12 | 1 | 73.71 | 73.71 | 86.6121 | 2020Q3 | https://www.beeslighting.com/NLCBC2-65327WW | Bee's Lighting | 2020 | Yes
LED Lighting | Downlight | Nora Lighting | True |  |  |  | E26, 2-pin | Home Fixtures Recessed Lighting 6 in - 75W Equal - LED Retrofit Downlight - 750 Lumens - 12W - 3000K - Bronze Back Description The NLCBC2-65330BZBZ 6 inch LED retrofit downlight from Nora Lighting produces 750 lumens at 12W to replace 75 watt halogen bulbs. This LED downlight has a 2-pin base with E26 adapter for easy installation and runs on 120V input. The 3000K soft white color temperature makes it ideal for residential and commercial downlight applications. This recessed downlight has a square trim with bronze finish. The Nora Cobalt series LED recessed lights have 90+ CRI and are Energy Star and wet location rated. 6 in - 75W Equal - LED Retrofit Downlight - 750 Lumens - 12W - 3000K - Bronze | 3000 | 90 | 750 | 62.5 | 50000 | 12 | 1 | 84.24 | 84.24 | 98.9853 | 2020Q3 | https://www.beeslighting.com/NLCBC2-65330BZBZ | Bee's Lighting | 2020 | Yes
LED Lighting | Downlight | Nora Lighting | True |  |  |  | E26, 2-pin | Home Fixtures Recessed Lighting 6 in - 75W Equal - LED Retrofit Downlight - 750 Lumens - 12W - 3000K - White Back Description The NLCBC2-65330WW 6 inch LED retrofit downlight from Nora Lighting produces 750 lumens at 12W to replace 75 watt halogen bulbs. This LED downlight has a 2-pin base with E26 adapter for easy installation and runs on 120V input. The 3000K soft white color temperature makes it ideal for residential and commercial downlight applications. This recessed downlight has a square trim with white finish. The Nora Cobalt series LED recessed lights have 90+ CRI and are Energy Star and wet location rated. 6 in - 75W Equal - LED Retrofit Downlight - 750 Lumens - 12W - 3000K - White | 3000 | 90 | 750 | 62.5 | 50000 | 12 | 1 | 73.71 | 73.71 | 86.6121 | 2020Q3 | https://www.beeslighting.com/NLCBC2-65330WW | Bee's Lighting | 2020 | Yes
LED Lighting | Downlight | Nora Lighting | True |  |  |  | E26, 2-pin | Home Fixtures Recessed Lighting 6 in - 75W Equal - LED Retrofit Downlight - 750 Lumens - 12W - 3500K - Bronze Back Description The NLCBC2-65335BZBZ 6 inch LED retrofit downlight from Nora Lighting produces 750 lumens at 12W to replace 75 watt halogen bulbs. This LED downlight has a 2-pin base with E26 adapter for easy installation and runs on 120V input. The 3500K neutral white color temperature makes it ideal for residential and commercial downlight applications. This recessed downlight has a square trim with bronze finish. The Nora Cobalt series LED recessed lights have 90+ CRI and are Energy Star and wet location rated. 6 in - 75W Equal - LED Retrofit Downlight - 750 Lumens - 12W - 3500K - Bronze | 3500 | 90 | 750 | 62.5 | 50000 | 12 | 1 | 84.24 | 84.24 | 98.9853 | 2020Q3 | https://www.beeslighting.com/NLCBC2-65335BZBZ | Bee's Lighting | 2020 | Yes
LED Lighting | Downlight | Nora Lighting | True |  |  |  | E26, 2-pin | Home Fixtures Recessed Lighting 6 in - 75W Equal - LED Retrofit Downlight - 750 Lumens - 12W - 3500K - White Back Description The NLCBC2-65335WW 6 inch LED retrofit downlight from Nora Lighting produces 750 lumens at 12W to replace 75 watt halogen bulbs. This LED downlight has a 2-pin base with E26 adapter for easy installation and runs on 120V input. The 3500K neutral white color temperature makes it ideal for residential and commercial downlight applications. This recessed downlight has a square trim with white finish. The Nora Cobalt series LED recessed lights have 90+ CRI and are Energy Star and wet location rated. 6 in - 75W Equal - LED Retrofit Downlight - 750 Lumens - 12W - 3500K - White | 3500 | 90 | 750 | 62.5 | 50000 | 12 | 1 | 73.71 | 73.71 | 86.6121 | 2020Q3 | https://www.beeslighting.com/NLCBC2-65335WW | Bee's Lighting | 2020 | Yes
LED Lighting | Downlight | Nora Lighting | True |  |  |  | E26, 2-pin | Home Fixtures Recessed Lighting 6 in - 75W Equal - LED Retrofit Downlight - 750 Lumens - 12W - 4000K - Bronze Back Description The NLCBC2-65340BZBZ 6 inch LED retrofit downlight from Nora Lighting produces 750 lumens at 12W to replace 75 watt halogen bulbs. This LED downlight has a 2-pin base with E26 adapter for easy installation and runs on 120V input. The 4000K cool white color temperature makes it ideal for residential and commercial downlight applications. This recessed downlight has a square trim with bronze finish. The Nora Cobalt series LED recessed lights have 90+ CRI and are Energy Star and wet location rated. 6 in - 75W Equal - LED Retrofit Downlight - 750 Lumens - 12W - 4000K - Bronze | 4000 | 90 | 750 | 62.5 | 50000 | 12 | 1 | 84.24 | 84.24 | 98.9853 | 2020Q3 | https://www.beeslighting.com/NLCBC2-65340BZBZ | Bee's Lighting | 2020 | Yes
LED Lighting | Downlight | Nora Lighting | True |  |  |  | E26, 2-pin | Home Fixtures Recessed Lighting 6 in - 75W Equal - LED Retrofit Downlight - 750 Lumens - 12W - 4000K - White Back Description The NLCBC2-65340WW 6 inch LED retrofit downlight from Nora Lighting produces 750 lumens at 12W to replace 75 watt halogen bulbs. This LED downlight has a 2-pin base with E26 adapter for easy installation and runs on 120V input. The 4000K cool white color temperature makes it ideal for residential and commercial downlight applications. This recessed downlight has a square trim with white finish. The Nora Cobalt series LED recessed lights have 90+ CRI and are Energy Star and wet location rated. 6 in - 75W Equal - LED Retrofit Downlight - 750 Lumens - 12W - 4000K - White | 4000 | 90 | 750 | 62.5 | 50000 | 12 | 1 | 73.71 | 73.71 | 86.6121 | 2020Q3 | https://www.beeslighting.com/NLCBC2-65340WW | Bee's Lighting | 2020 | Yes
LED Lighting | Downlight | Nora Lighting | True |  |  |  | E26, 2-pin | Home Fixtures Recessed Lighting 6 in - 75W Equal - LED Retrofit Downlight - 750 Lumens - 12W - 2700K - Black Back Description The NLCBC2-65627BB 6 inch LED retrofit downlight from Nora Lighting produces 750 lumens at 12W to replace 75 watt halogen bulbs. This LED downlight has a 2-pin base with E26 adapter for easy installation and runs on 120V input. The 2700K warm white color temperature makes it ideal for residential and commercial downlight applications. This recessed downlight has a square trim with black finish. The Nora Cobalt series LED recessed lights have 90+ CRI and are Energy Star and wet location rated. 6 in - 75W Equal - LED Retrofit Downlight - 750 Lumens - 12W - 2700K - Black | 2700 | 90 | 750 | 62.5 | 50000 | 12 | 1 | 84.24 | 84.24 | 98.9853 | 2020Q3 | https://www.beeslighting.com/NLCBC2-65627BB | Bee's Lighting | 2020 | Yes
LED Lighting | Downlight | Nora Lighting | True |  |  |  | E26, 2-pin | Home Fixtures Recessed Lighting 6 in - 75W Equal - LED Retrofit Downlight - 750 Lumens - 12W - 2700K - Bronze Back Description The NLCBC2-65627BZBZ 6 inch LED retrofit downlight from Nora Lighting produces 750 lumens at 12W to replace 75 watt halogen bulbs. This LED downlight has a 2-pin base with E26 adapter for easy installation and runs on 120V input. The 2700K warm white color temperature makes it ideal for residential and commercial downlight applications. This recessed downlight has a square trim with bronze finish. The Nora Cobalt series LED recessed lights have 90+ CRI and are Energy Star and wet location rated. 6 in - 75W Equal - LED Retrofit Downlight - 750 Lumens - 12W - 2700K - Bronze | 2700 | 90 | 750 | 62.5 | 50000 | 12 | 1 | 84.24 | 84.24 | 98.9853 | 2020Q3 | https://www.beeslighting.com/NLCBC2-65627BZBZ | Bee's Lighting | 2020 | Yes
LED Lighting | Downlight | Nora Lighting | True |  |  |  | E26, 2-pin | Home Fixtures Recessed Lighting 6 in - 75W Equal - LED Retrofit Downlight - 750 Lumens - 12W - 2700K - Natural Metal Back Description The NLCBC2-65627NN 6 inch LED retrofit downlight from Nora Lighting produces 750 lumens at 12W to replace 75 watt halogen bulbs. This LED downlight has a 2-pin base with E26 adapter for easy installation and runs on 120V input. The 2700K warm white color temperature makes it ideal for residential and commercial downlight applications. This recessed downlight has a square trim with natural metal finish. The Nora Cobalt series LED recessed lights have 90+ CRI and are Energy Star and wet location rated. 6 in - 75W Equal - LED Retrofit Downlight - 750 Lumens - 12W - 2700K - Natural Metal | 2700 | 90 | 750 | 62.5 | 50000 | 12 | 1 | 84.24 | 84.24 | 98.9853 | 2020Q3 | https://www.beeslighting.com/NLCBC2-65627NN | Bee's Lighting | 2020 | Yes
LED Lighting | Downlight | Nora Lighting | True |  |  |  | E26, 2-pin | Home Fixtures Recessed Lighting 6 in - 75W Equal - LED Retrofit Downlight - 750 Lumens - 12W - 2700K - White Back Description The NLCBC2-65627WW 6 inch LED retrofit downlight from Nora Lighting produces 750 lumens at 12W to replace 75 watt halogen bulbs. This LED downlight has a 2-pin base with E26 adapter for easy installation and runs on 120V input. The 2700K warm white color temperature makes it ideal for residential and commercial downlight applications. This recessed downlight has a square trim with white finish. The Nora Cobalt series LED recessed lights have 90+ CRI and are Energy Star and wet location rated. 6 in - 75W Equal - LED Retrofit Downlight - 750 Lumens - 12W - 2700K - White | 2700 | 90 | 750 | 62.5 | 50000 | 12 | 1 | 73.71 | 73.71 | 86.6121 | 2020Q3 | https://www.beeslighting.com/NLCBC2-65627WW | Bee's Lighting | 2020 | Yes
LED Lighting | Downlight | Nora Lighting | True |  |  |  | E26, 2-pin | Home Fixtures Recessed Lighting 6 in - 75W Equal - LED Retrofit Downlight - 750 Lumens - 12W - 3000K - Black Back Description The NLCBC2-65630BB 6 inch LED retrofit downlight from Nora Lighting produces 750 lumens at 12W to replace 75 watt halogen bulbs. This LED downlight has a 2-pin base with E26 adapter for easy installation and runs on 120V input. The 3000K soft white color temperature makes it ideal for residential and commercial downlight applications. This recessed downlight has a square trim with black finish. The Nora Cobalt series LED recessed lights have 90+ CRI and are Energy Star and wet location rated. 6 in - 75W Equal - LED Retrofit Downlight - 750 Lumens - 12W - 3000K - Black | 3000 | 90 | 750 | 62.5 | 50000 | 12 | 1 | 84.24 | 84.24 | 98.9853 | 2020Q3 | https://www.beeslighting.com/NLCBC2-65630BB | Bee's Lighting | 2020 | Yes
LED Lighting | Downlight | Nora Lighting | True |  |  |  | E26, 2-pin | Home Fixtures Recessed Lighting 6 in - 75W Equal - LED Retrofit Downlight - 750 Lumens - 12W - 3000K - Bronze Back Description The NLCBC2-65630BZBZ 6 inch LED retrofit downlight from Nora Lighting produces 750 lumens at 12W to replace 75 watt halogen bulbs. This LED downlight has a 2-pin base with E26 adapter for easy installation and runs on 120V input. The 3000K soft white color temperature makes it ideal for residential and commercial downlight applications. This recessed downlight has a square trim with bronze finish. The Nora Cobalt series LED recessed lights have 90+ CRI and are Energy Star and wet location rated. 6 in - 75W Equal - LED Retrofit Downlight - 750 Lumens - 12W - 3000K - Bronze | 3000 | 90 | 750 | 62.5 | 50000 | 12 | 1 | 84.24 | 84.24 | 98.9853 | 2020Q3 | https://www.beeslighting.com/NLCBC2-65630BZBZ | Bee's Lighting | 2020 | Yes
LED Lighting | Downlight | Nora Lighting | True |  |  |  | E26, 2-pin | Home Fixtures Recessed Lighting 6 in - 75W Equal - LED Retrofit Downlight - 750 Lumens - 12W - 3000K - Natural Metal Back Description The NLCBC2-65630NN 6 inch LED retrofit downlight from Nora Lighting produces 750 lumens at 12W to replace 75 watt halogen bulbs. This LED downlight has a 2-pin base with E26 adapter for easy installation and runs on 120V input. The 3000K soft white color temperature makes it ideal for residential and commercial downlight applications. This recessed downlight has a square trim with natural metal finish. The Nora Cobalt series LED recessed lights have 90+ CRI and are Energy Star and wet location rated. 6 in - 75W Equal - LED Retrofit Downlight - 750 Lumens - 12W - 3000K - Natural Metal | 3000 | 90 | 750 | 62.5 | 50000 | 12 | 1 | 84.24 | 84.24 | 98.9853 | 2020Q3 | https://www.beeslighting.com/NLCBC2-65630NN | Bee's Lighting | 2020 | Yes
LED Lighting | Downlight | Nora Lighting | True |  |  |  | E26, 2-pin | Home Fixtures Recessed Lighting 6 in - 75W Equal - LED Retrofit Downlight - 750 Lumens - 12W - 3000K - White Back Description The NLCBC2-65630WW 6 inch LED retrofit downlight from Nora Lighting produces 750 lumens at 12W to replace 75 watt halogen bulbs. This LED downlight has a 2-pin base with E26 adapter for easy installation and runs on 120V input. The 3000K soft white color temperature makes it ideal for residential and commercial downlight applications. This recessed downlight has a square trim with white finish. The Nora Cobalt series LED recessed lights have 90+ CRI and are Energy Star and wet location rated. 6 in - 75W Equal - LED Retrofit Downlight - 750 Lumens - 12W - 3000K - White | 3000 | 90 | 750 | 62.5 | 50000 | 12 | 1 | 73.71 | 73.71 | 86.6121 | 2020Q3 | https://www.beeslighting.com/NLCBC2-65630WW | Bee's Lighting | 2020 | Yes
LED Lighting | Downlight | Nora Lighting | True |  |  |  | E26, 2-pin | Home Fixtures Recessed Lighting 6 in - 75W Equal - LED Retrofit Downlight - 750 Lumens - 12W - 3500K - Black Back Description The NLCBC2-65635BB 6 inch LED retrofit downlight from Nora Lighting produces 750 lumens at 12W to replace 75 watt halogen bulbs. This LED downlight has a 2-pin base with E26 adapter for easy installation and runs on 120V input. The 3500K neutral white color temperature makes it ideal for residential and commercial downlight applications. This recessed downlight has a square trim with black finish. The Nora Cobalt series LED recessed lights have 90+ CRI and are Energy Star and wet location rated. 6 in - 75W Equal - LED Retrofit Downlight - 750 Lumens - 12W - 3500K - Black | 3500 | 90 | 750 | 62.5 | 50000 | 12 | 1 | 84.24 | 84.24 | 98.9853 | 2020Q3 | https://www.beeslighting.com/NLCBC2-65635BB | Bee's Lighting | 2020 | Yes
LED Lighting | Downlight | Nora Lighting | True |  |  |  | E26, 2-pin | Home Fixtures Recessed Lighting 6 in - 75W Equal - LED Retrofit Downlight - 750 Lumens - 12W - 3500K - Bronze Back Description The NLCBC2-65635BZBZ 6 inch LED retrofit downlight from Nora Lighting produces 750 lumens at 12W to replace 75 watt halogen bulbs. This LED downlight has a 2-pin base with E26 adapter for easy installation and runs on 120V input. The 3500K neutral white color temperature makes it ideal for residential and commercial downlight applications. This recessed downlight has a square trim with bronze finish. The Nora Cobalt series LED recessed lights have 90+ CRI and are Energy Star and wet location rated. 6 in - 75W Equal - LED Retrofit Downlight - 750 Lumens - 12W - 3500K - Bronze | 3500 | 90 | 750 | 62.5 | 50000 | 12 | 1 | 84.24 | 84.24 | 98.9853 | 2020Q3 | https://www.beeslighting.com/NLCBC2-65635BZBZ | Bee's Lighting | 2020 | Yes
LED Lighting | Downlight | Nora Lighting | True |  |  |  | E26, 2-pin | Home Fixtures Recessed Lighting 6 in - 75W Equal - LED Retrofit Downlight - 750 Lumens - 12W - 3500K - Natural Metal Back Description The NLCBC2-65635NN 6 inch LED retrofit downlight from Nora Lighting produces 750 lumens at 12W to replace 75 watt halogen bulbs. This LED downlight has a 2-pin base with E26 adapter for easy installation and runs on 120V input. The 3500K neutral white color temperature makes it ideal for residential and commercial downlight applications. This recessed downlight has a square trim with natural metal finish. The Nora Cobalt series LED recessed lights have 90+ CRI and are Energy Star and wet location rated. 6 in - 75W Equal - LED Retrofit Downlight - 750 Lumens - 12W - 3500K - Natural Metal | 3500 | 90 | 750 | 62.5 | 50000 | 12 | 1 | 84.24 | 84.24 | 98.9853 | 2020Q3 | https://www.beeslighting.com/NLCBC2-65635NN | Bee's Lighting | 2020 | Yes
LED Lighting | Downlight | Nora Lighting | True |  |  |  | E26, 2-pin | Home Fixtures Recessed Lighting 6 in - 75W Equal - LED Retrofit Downlight - 750 Lumens - 12W - 3500K - White Back Description The NLCBC2-65635WW 6 inch LED retrofit downlight from Nora Lighting produces 750 lumens at 12W to replace 75 watt halogen bulbs. This LED downlight has a 2-pin base with E26 adapter for easy installation and runs on 120V input. The 3500K neutral white color temperature makes it ideal for residential and commercial downlight applications. This recessed downlight has a square trim with white finish. The Nora Cobalt series LED recessed lights have 90+ CRI and are Energy Star and wet location rated. 6 in - 75W Equal - LED Retrofit Downlight - 750 Lumens - 12W - 3500K - White | 3500 | 90 | 750 | 62.5 | 50000 | 12 | 1 | 73.71 | 73.71 | 86.6121 | 2020Q3 | https://www.beeslighting.com/NLCBC2-65635WW | Bee's Lighting | 2020 | Yes
LED Lighting | Downlight | Nora Lighting | True |  |  |  | E26, 2-pin | Home Fixtures Recessed Lighting 6 in - 75W Equal - LED Retrofit Downlight - 750 Lumens - 12W - 4000K - Black Back Description The NLCBC2-65640BB 6 inch LED retrofit downlight from Nora Lighting produces 750 lumens at 12W to replace 75 watt halogen bulbs. This LED downlight has a 2-pin base with E26 adapter for easy installation and runs on 120V input. The 4000K cool white color temperature makes it ideal for residential and commercial downlight applications. This recessed downlight has a square trim with black finish. The Nora Cobalt series LED recessed lights have 90+ CRI and are Energy Star and wet location rated. 6 in - 75W Equal - LED Retrofit Downlight - 750 Lumens - 12W - 4000K - Black | 4000 | 90 | 750 | 62.5 | 50000 | 12 | 1 | 84.24 | 84.24 | 98.9853 | 2020Q3 | https://www.beeslighting.com/NLCBC2-65640BB | Bee's Lighting | 2020 | Yes
LED Lighting | Downlight | Nora Lighting | True |  |  |  | E26, 2-pin | Home Fixtures Recessed Lighting 6 in - 75W Equal - LED Retrofit Downlight - 750 Lumens - 12W - 4000K - Bronze Back Description The NLCBC2-65640BZBZ 6 inch LED retrofit downlight from Nora Lighting produces 750 lumens at 12W to replace 75 watt halogen bulbs. This LED downlight has a 2-pin base with E26 adapter for easy installation and runs on 120V input. The 4000K cool white color temperature makes it ideal for residential and commercial downlight applications. This recessed downlight has a square trim with bronze finish. The Nora Cobalt series LED recessed lights have 90+ CRI and are Energy Star and wet location rated. 6 in - 75W Equal - LED Retrofit Downlight - 750 Lumens - 12W - 4000K - Bronze | 4000 | 90 | 750 | 62.5 | 50000 | 12 | 1 | 84.24 | 84.24 | 98.9853 | 2020Q3 | https://www.beeslighting.com/NLCBC2-65640BZBZ | Bee's Lighting | 2020 | Yes
LED Lighting | Downlight | Nora Lighting | True |  |  |  | E26, 2-pin | Home Fixtures Recessed Lighting 6 in - 75W Equal - LED Retrofit Downlight - 750 Lumens - 12W - 4000K - Natural Metal Back Description The NLCBC2-65640NN 6 inch LED retrofit downlight from Nora Lighting produces 750 lumens at 12W to replace 75 watt halogen bulbs. This LED downlight has a 2-pin base with E26 adapter for easy installation and runs on 120V input. The 4000K cool white color temperature makes it ideal for residential and commercial downlight applications. This recessed downlight has a square trim with natural metal finish. The Nora Cobalt series LED recessed lights have 90+ CRI and are Energy Star and wet location rated. 6 in - 75W Equal - LED Retrofit Downlight - 750 Lumens - 12W - 4000K - Natural Metal | 4000 | 90 | 750 | 62.5 | 50000 | 12 | 1 | 84.24 | 84.24 | 98.9853 | 2020Q3 | https://www.beeslighting.com/NLCBC2-65640NN | Bee's Lighting | 2020 | Yes
LED Lighting | Downlight | Nora Lighting | True |  |  |  | E26, 2-pin | Home Fixtures Recessed Lighting 6 in - 75W Equal - LED Retrofit Downlight - 750 Lumens - 12W - 4000K - White Back Description The NLCBC2-65640WW 6 inch LED retrofit downlight from Nora Lighting produces 750 lumens at 12W to replace 75 watt halogen bulbs. This LED downlight has a 2-pin base with E26 adapter for easy installation and runs on 120V input. The 4000K cool white color temperature makes it ideal for residential and commercial downlight applications. This recessed downlight has a square trim with white finish. The Nora Cobalt series LED recessed lights have 90+ CRI and are Energy Star and wet location rated. 6 in - 75W Equal - LED Retrofit Downlight - 750 Lumens - 12W - 4000K - White | 4000 | 90 | 750 | 62.5 | 50000 | 12 | 1 | 73.71 | 73.71 | 86.6121 | 2020Q3 | https://www.beeslighting.com/NLCBC2-65640WW | Bee's Lighting | 2020 | Yes
LED Lighting | Downlight | Nora Lighting | True | Daylighting/Photocell, |  |  | E26, 2-pin | Home Fixtures Recessed Lighting 4 in - 65W Equal - LED Retrofit Downlight - 650 Lumens - 10W - 5000K - White Back Description The NOXAC-43150WW 4 inch LED retrofit downlight from Nora Lighting produces 650 lumens at 10W to replace 65 watt incandescent bulbs. This LED downlight has a 2-pin base with E26 adapter for easy installation and runs on 120V input. The 5000K daylight color temperature makes it ideal for residential and commercial downlight applications. This recessed downlight has a round trim with white finish. The Nora Cobalt series LED recessed lights have 90+ CRI and are Energy Star and wet location rated. 4 in - 65W Equal - LED Retrofit Downlight - 650 Lumens - 10W - 5000K - White | 5000 | 90 | 650 | 65 |  | 10 | 1 | 15.3 | 15.3 | 17.9781 | 2020Q3 | https://www.beeslighting.com/NOXAC-43150WW | Bee's Lighting | 2020 | Yes
LED Lighting | Downlight | Nora Lighting | True | Daylighting/Photocell, |  |  | E26, 2-pin | Home Fixtures Recessed Lighting 4 in - 65W Equal - LED Retrofit Downlight - 650 Lumens - 10W - 5000K - White Back Description The NOXAC-43250WW 4 inch LED retrofit downlight from Nora Lighting produces 650 lumens at 10W to replace 65 watt incandescent bulbs. This LED downlight has a 2-pin base with E26 adapter for easy installation and runs on 120V input. The 5000K daylight color temperature makes it ideal for residential and commercial downlight applications. This recessed downlight has a round trim with white finish. The Nora Cobalt series LED recessed lights have 90+ CRI and are Energy Star and wet location rated. 4 in - 65W Equal - LED Retrofit Downlight - 650 Lumens - 10W - 5000K - White | 5000 | 90 | 650 | 65 |  | 10 | 1 | 15.3 | 15.3 | 17.9781 | 2020Q3 | https://www.beeslighting.com/NOXAC-43250WW | Bee's Lighting | 2020 | Yes
LED Lighting | Downlight | Nora Lighting | True | Daylighting/Photocell, |  |  | E26, 2-pin | Home Fixtures Recessed Lighting 5/6 in - 75W Equal - LED Retrofit Downlight - 750 Lumens - 12W - 5000K - White Back Description The NOXAC-563150WW 5/6 inch LED retrofit downlight from Nora Lighting produces 750 lumens at 12W to replace 75 watt halogen bulbs. This LED downlight has a 2-pin base with E26 adapter for easy installation and runs on 120V input. The 5000K daylight color temperature makes it ideal for residential and commercial downlight applications. This recessed downlight has a round trim with white finish. The Nora Cobalt series LED recessed lights have 90+ CRI and are Energy Star and wet location rated. 5/6 in - 75W Equal - LED Retrofit Downlight - 750 Lumens - 12W - 5000K - White | 5000 | 90 | 750 | 62.5 |  | 12 | 1 | 15.75 | 15.75 | 18.5069 | 2020Q3 | https://www.beeslighting.com/NOXAC-563150WW | Bee's Lighting | 2020 | Yes
LED Lighting | Downlight | Nora Lighting | True | Daylighting/Photocell, |  |  | E26, 2-pin | Home Fixtures Recessed Lighting 5/6 in - 75W Equal - LED Retrofit Downlight - 750 Lumens - 12W - 5000K - White Back Description The NOXAC-563250WW 5/6 inch LED retrofit downlight from Nora Lighting produces 750 lumens at 12W to replace 75 watt halogen bulbs. This LED downlight has a 2-pin base with E26 adapter for easy installation and runs on 120V input. The 5000K daylight color temperature makes it ideal for residential and commercial downlight applications. This recessed downlight has a round trim with white finish. The Nora Cobalt series LED recessed lights have 90+ CRI and are Energy Star and wet location rated. 5/6 in - 75W Equal - LED Retrofit Downlight - 750 Lumens - 12W - 5000K - White | 5000 | 90 | 750 | 62.5 |  | 12 | 1 | 15.75 | 15.75 | 18.5069 | 2020Q3 | https://www.beeslighting.com/NOXAC-563250WW | Bee's Lighting | 2020 | Yes
LED Lighting | Downlight | Nora Lighting | True | Scene Controls, |  |  | E26, 2-pin | Home Fixtures Recessed Lighting 4 in - 85W Equal - LED Retrofit Downlight - 850 Lumens - 10W - Tunable CCT - White Back Description The NOXTW-431WW 4 inch LED retrofit downlight from Nora Lighting produces 850 lumens at 10W to replace 85 watt incandescent bulbs. This LED downlight has a 2-pin base with E26 adapter for easy installation and runs on 120V input. The 2700K-5000K tunable white color temperature makes it ideal for residential and commercial downlight applications. This recessed downlight has a round trim with white finish. The Nora Cobalt series LED recessed lights have 90+ CRI and are Energy Star and wet location rated. 4 in - 85W Equal - LED Retrofit Downlight - 850 Lumens - 10W - Tunable CCT - White | 2700 | 90 | 850 | 85 |  | 10 | 1 | 20.7 | 20.7 | 24.3233 | 2020Q3 | https://www.beeslighting.com/NOXTW-431WW | Bee's Lighting | 2020 | Yes
LED Lighting | Downlight | Nora Lighting | True | Scene Controls, |  |  | E26, 2-pin | Home Fixtures Recessed Lighting 4 in - 85W Equal - LED Retrofit Downlight - 850 Lumens - 10W - Tunable CCT - White Back Description The NOXTW-432WW 4 inch LED retrofit downlight from Nora Lighting produces 850 lumens at 10W to replace 85 watt incandescent bulbs. This LED downlight has a 2-pin base with E26 adapter for easy installation and runs on 120V input. The 2700K-5000K tunable white color temperature makes it ideal for residential and commercial downlight applications. This recessed downlight has a round trim with white finish. The Nora Cobalt series LED recessed lights have 90+ CRI and are Energy Star and wet location rated. 4 in - 85W Equal - LED Retrofit Downlight - 850 Lumens - 10W - Tunable CCT - White | 2700 | 90 | 850 | 85 |  | 10 | 1 | 20.7 | 20.7 | 24.3233 | 2020Q3 | https://www.beeslighting.com/NOXTW-432WW | Bee's Lighting | 2020 | Yes
LED Lighting | Downlight | Nora Lighting | True | Scene Controls, |  |  | E26, 2-pin | Home Fixtures Recessed Lighting 5/6 in - 100W Equal - LED Retrofit Downlight - 1100 Lumens - 15W - Tunable CCT - White Back Description The NOXTW-5631WW 5/6 inch LED retrofit downlight from Nora Lighting produces 1100 lumens at 15W to replace 100 watt incandescent bulbs. This LED downlight has a 2-pin base with E26 adapter for easy installation and runs on 120V input. The 2700K-5000K tunable white color temperature makes it ideal for residential and commercial downlight applications. This recessed downlight has a round trim with white finish. The Nora Cobalt series LED recessed lights have 90+ CRI and are Energy Star and wet location rated. 5/6 in - 100W Equal - LED Retrofit Downlight - 1100 Lumens - 15W - Tunable CCT - White | 2700 | 90 | 1100 | 73.3333 |  | 15 | 1 | 23.31 | 23.31 | 27.3902 | 2020Q3 | https://www.beeslighting.com/NOXTW-5631WW | Bee's Lighting | 2020 | Yes
LED Lighting | Downlight | Nora Lighting | True | Scene Controls, |  |  | E26, 2-pin | Home Fixtures Recessed Lighting 5/6 in - 100W Equal - LED Retrofit Downlight - 1100 Lumens - 15W - Tunable CCT - White Back Description The NOXTW-5632WW 5/6 inch LED retrofit downlight from Nora Lighting produces 1100 lumens at 15W to replace 100 watt incandescent bulbs. This LED downlight has a 2-pin base with E26 adapter for easy installation and runs on 120V input. The 2700K-5000K tunable white color temperature makes it ideal for residential and commercial downlight applications. This recessed downlight has a round trim with white finish. The Nora Cobalt series LED recessed lights have 90+ CRI and are Energy Star and wet location rated. 5/6 in - 100W Equal - LED Retrofit Downlight - 1100 Lumens - 15W - Tunable CCT - White | 2700 | 90 | 1100 | 73.3333 |  | 15 | 1 | 23.31 | 23.31 | 27.3902 | 2020Q3 | https://www.beeslighting.com/NOXTW-5632WW | Bee's Lighting | 2020 | Yes
LED Lighting | Decorative | Nora Lighting | True |  |  |  |  | Home Fixtures Under Cabinet Lighting 12 in. - LED Under Cabinet Light Bar - 4.8W - 350 Lumens - 4000K - 24V - Nora Back Description The Nora NULB-812LED940A LED under cabinet light bar comes in a length of 12". This 4.8 watt 350 lumen 4000K LED light bar uses low input voltage 24V. This LED under cabinet light bar has a natural aluminum finish and an aluminum housing construction. LED light bars are an excellent lighting solution for indoor commercial and residential applications like under cabinets, shelves, office, retail, coves, task lighting, utility lighting and display cases. Features: Uniform reflectance with NO diode image Easy installation with flush mount 0? - 90?adjustable aiming mounting brackets (included) Color rendering index CRI 90 Efficacy rating 72.9 lm/W LED rate life of 30,000 hours Operates efficiently within temperatures of -13°F - 140°F Dimmable LED linear light bar This fixture is energy star rated 5 year warranty 12 in. - LED Under Cabinet Light Bar - 4.8W - 350 Lumens - 4000K - 24V - Nora | 4000 | 90 | 350 | 70 | 30000 | 5 | 1 | 31.5 | 31.5 | 37.0137 | 2020Q3 | https://www.beeslighting.com/NULB-812LED940A | Bee's Lighting | 2020 | Yes
LED Lighting | Decorative | Nora Lighting | True |  |  |  |  | Home Fixtures Under Cabinet Lighting 48 in. - LED Under Cabinet Light Bar - 19W - 1400 Lumens - 4000K - 24V - Nora Back Description The Nora NULB-848LED940A LED under cabinet light bar comes in a length of 48". This 19 watt 1400 lumen 4000K LED light bar uses low input voltage 24V. This LED under cabinet light bar has a natural aluminum finish and an aluminum housing construction. LED light bars are an excellent lighting solution for indoor commercial and residential applications like under cabinets, shelves, office, retail, coves, task lighting, utility lighting and display cases. Features: Uniform reflectance with NO diode image Easy installation with flush mount 0? - 90?adjustable aiming mounting brackets (included) Color rendering index CRI 90 Efficacy rating 73.7 lm/W LED rate life of 30,000 hours Operates efficiently within temperatures of -13°F - 140°F Dimmable LED linear light bar This fixture is energy star rated 5 year warranty 48 in. - LED Under Cabinet Light Bar - 19W - 1400 Lumens - 4000K - 24V - Nora | 4000 | 90 | 1400 | 73.6842 | 30000 | 19 | 1 | 105.3 | 105.3 | 123.7316 | 2020Q3 | https://www.beeslighting.com/NULB-848LED940A | Bee's Lighting | 2020 | No
LED Lighting | Downlight | Lithonia |  | Daylighting/Photocell, |  |  |  | Home Fixtures Outdoor Lighting Security Lights LED Wall Pack with Photocell - 13 Watt - 1271 Lumens - 4000K - 75W MH Equal Back Description As versatile as it is efficient, the OLWX1 is designed to replace up to 250W metal halide while saving up to 87% in energy costs. It combines multiple mounting options with the latest generation of LEDs for a wall pack luminaire that converts to a whole lot more. Whether you are mounting it to a recessed junction box, conduit/through wiring, as an uplight, as a downlight, or as a floodlight – the OLWX1 has you covered. Ideal for outdoor applications such as building perimeters, loading areas, driveways and sign and building floodlighting Integral heat sinks optimize thermal management through conductive and convective cooling Light engine consists of 1 high-efficiency Chip On Board (COB) LED with integrated circuit board mounted directly to the housing to maximize heat dissipation and promote long life (L73/100,000 hours at 25°C) Easily mounts to recessed junction boxes with the included wall mount bracket, or for surface mounting and conduit entry - with the included junction box with five 1/2” threaded conduit entry hubs. LED Wall Pack with Photocell - 13 Watt - 1271 Lumens - 4000K - 75W MH Equal | 4000 | 76 | 1271 | 97.7692 | 100000 | 13 | 1 | 139 | 139 | 163.3304 | 2020Q3 | https://www.beeslighting.com/OLWX1-LED-13W-40K-120-PE-M4 | Bee's Lighting | 2020 | Yes
LED Lighting | Downlight | Lithonia | [5 empty] | Home Fixtures Commercial Lighting Wall Packs LED Wall Pack - 13 Watt - 1271 Lumens - 4000K - 75W MH Equal Back Description As versatile as it is efficient, the OLWX1 is designed to replace up to 250W metal halide while saving up to 87% in energy costs. It combines multiple mounting options with the latest generation of LEDs for a wall pack luminaire that converts to a whole lot more. Whether you are mounting it to a recessed junction box, conduit/through wiring, as an uplight, as a downlight, or as a floodlight – the OLWX1 has you covered. Ideal for outdoor applications such as building perimeters, loading areas, driveways and sign and building floodlighting Integral heat sinks optimize thermal management through conductive and convective cooling Light engine consists of 1 high-efficiency Chip On Board (COB) LED with integrated circuit board mounted directly to the housing to maximize heat dissipation and promote long life (L73/100,000 hours at 25°C) Easily mounts to recessed junction boxes with the included wall mount bracket, or for surface mounting and conduit entry - with the included junction box with five 1/2” threaded conduit entry hubs. LED Wall Pack - 13 Watt - 1271 Lumens - 4000K - 75W MH Equal | 4000 | 76 | 1271 | 97.7692 | 100000 | 13 | 1 | 114.95 | 114.95 | 135.0707 | 2020Q3 | https://www.beeslighting.com/OLWX1-LED-13W-40K-M4 | Bee's Lighting | 2020 | Yes
LED Lighting | Downlight | Lithonia |  | Daylighting/Photocell, |  |  |  | Home Fixtures Outdoor Lighting Security Lights LED Wall Pack with Photocell - 13 Watt - 1289 Lumens - 5000K - 75W MH Equal Back Description As versatile as it is efficient, the OLWX1 is designed to replace up to 250W metal halide while saving up to 87% in energy costs. It combines multiple mounting options with the latest generation of LEDs for a wall pack luminaire that converts to a whole lot more. Whether you are mounting it to a recessed junction box, conduit/through wiring, as an uplight, as a downlight, or as a floodlight – the OLWX1 has you covered. Ideal for outdoor applications such as building perimeters, loading areas, driveways and sign and building floodlighting Integral heat sinks optimize thermal management through conductive and convective cooling Light engine consists of 1 high-efficiency Chip On Board (COB) LED with integrated circuit board mounted directly to the housing to maximize heat dissipation and promote long life (L73/100,000 hours at 25°C) Easily mounts to recessed junction boxes with the included wall mount bracket, or for surface mounting and conduit entry - with the included junction box with five 1/2” threaded conduit entry hubs. LED Wall Pack with Photocell - 13 Watt - 1289 Lumens - 5000K - 75W MH Equal | 5000 | 83 | 1289 | 99.1538 | 100000 | 13 | 1 | 139 | 139 | 163.3304 | 2020Q3 | https://www.beeslighting.com/OLWX1-LED-13W-50K-120-PE-M4 | Bee's Lighting | 2020 | Yes
LED Lighting | Downlight | Lithonia | [5 empty] | Home Fixtures Commercial Lighting Wall Packs LED Wall Pack - 13 Watt - 1289 Lumens - 5000K - 75W MH Equal Back Description As versatile as it is efficient, the OLWX1 is designed to replace up to 250W metal halide while saving up to 87% in energy costs. It combines multiple mounting options with the latest generation of LEDs for a wall pack luminaire that converts to a whole lot more. Whether you are mounting it to a recessed junction box, conduit/through wiring, as an uplight, as a downlight, or as a floodlight – the OLWX1 has you covered. Ideal for outdoor applications such as building perimeters, loading areas, driveways and sign and building floodlighting Integral heat sinks optimize thermal management through conductive and convective cooling Light engine consists of 1 high-efficiency Chip On Board (COB) LED with integrated circuit board mounted directly to the housing to maximize heat dissipation and promote long life (L73/100,000 hours at 25°C) Easily mounts to recessed junction boxes with the included wall mount bracket, or for surface mounting and conduit entry - with the included junction box with five 1/2” threaded conduit entry hubs. LED Wall Pack - 13 Watt - 1289 Lumens - 5000K - 75W MH Equal | 5000 | 83 | 1289 | 99.1538 | 100000 | 13 | 1 | 134.95 | 134.95 | 158.5715 | 2020Q3 | https://www.beeslighting.com/OLWX1-LED-13W-50K-M4 | Bee's Lighting | 2020 | Yes
LED Lighting | Downlight | Lithonia |  | Daylighting/Photocell, |  |  |  | Home Fixtures Outdoor Lighting Security Lights LED Wall Pack with Photocell - 20 Watt - 2700 Lumens - 4000K - 175W MH Equal Back Description As versatile as it is efficient, the OLWX1 is designed to replace up to 250W metal halide while saving up to 87% in energy costs. It combines multiple mounting options with the latest generation of LEDs for a wall pack luminaire that converts to a whole lot more. Whether you are mounting it to a recessed junction box, conduit/through wiring, as an uplight, as a downlight, or as a floodlight – the OLWX1 has you covered. Ideal for outdoor applications such as building perimeters, loading areas, driveways and sign and building floodlighting Integral heat sinks optimize thermal management through conductive and convective cooling Light engine consists of 1 high-efficiency Chip On Board (COB) LED with integrated circuit board mounted directly to the housing to maximize heat dissipation and promote long life (L73/100,000 hours at 25°C) Easily mounts to recessed junction boxes with the included wall mount bracket, or for surface mounting and conduit entry - with the included junction box with five 1/2” threaded conduit entry hubs. LED Wall Pack with Photocell - 20 Watt - 2700 Lumens - 4000K - 175W MH Equal | 4000 | 76 | 2700 | 135 | 100000 | 20 | 1 | 189.95 | 189.95 | 223.1986 | 2020Q3 | https://www.beeslighting.com/OLWX1-LED-20W-40K-120-PE-M4 | Bee's Lighting | 2020 | Yes
LED Lighting | Downlight | Lithonia | [5 empty] | Home Fixtures Commercial Lighting Wall Packs LED Wall Pack - 20 Watt - 2700 Lumens - 4000K - 175W MH Equal Back Description As versatile as it is efficient, the OLWX1 is designed to replace up to 250W metal halide while saving up to 87% in energy costs. It combines multiple mounting options with the latest generation of LEDs for a wall pack luminaire that converts to a whole lot more. Whether you are mounting it to a recessed junction box, conduit/through wiring, as an uplight, as a downlight, or as a floodlight – the OLWX1 has you covered. Ideal for outdoor applications such as building perimeters, loading areas, driveways and sign and building floodlighting Integral heat sinks optimize thermal management through conductive and convective cooling Light engine consists of 1 high-efficiency Chip On Board (COB) LED with integrated circuit board mounted directly to the housing to maximize heat dissipation and promote long life (L73/100,000 hours at 25°C) Easily mounts to recessed junction boxes with the included wall mount bracket, or for surface mounting and conduit entry - with the included junction box with five 1/2” threaded conduit entry hubs. LED Wall Pack - 20 Watt - 2700 Lumens - 4000K - 175W MH Equal | 4000 | 76 | 2700 | 135 | 100000 | 20 | 1 | 149.95 | 149.95 | 176.197 | 2020Q3 | https://www.beeslighting.com/OLWX1-LED-20W-40K-M4 | Bee's Lighting | 2020 | Yes
LED Lighting | Downlight | Lithonia |  | Daylighting/Photocell, |  |  |  | Home Fixtures Outdoor Lighting Security Lights LED Wall Pack with Photocell - 20 Watt - 2700 Lumens - 5000K - 175W MH Equal Back Description As versatile as it is efficient, the OLWX1 is designed to replace up to 250W metal halide while saving up to 87% in energy costs. It combines multiple mounting options with the latest generation of LEDs for a wall pack luminaire that converts to a whole lot more. Whether you are mounting it to a recessed junction box, conduit/through wiring, as an uplight, as a downlight, or as a floodlight – the OLWX1 has you covered. Ideal for outdoor applications such as building perimeters, loading areas, driveways and sign and building floodlighting Integral heat sinks optimize thermal management through conductive and convective cooling Light engine consists of 1 high-efficiency Chip On Board (COB) LED with integrated circuit board mounted directly to the housing to maximize heat dissipation and promote long life (L73/100,000 hours at 25°C) Easily mounts to recessed junction boxes with the included wall mount bracket, or for surface mounting and conduit entry - with the included junction box with five 1/2” threaded conduit entry hubs. LED Wall Pack with Photocell - 20 Watt - 2700 Lumens - 5000K - 175W MH Equal | 5000 | 81 | 2700 | 135 | 100000 | 20 | 1 | 149.95 | 149.95 | 176.197 | 2020Q3 | https://www.beeslighting.com/OLWX1-LED-20W-50K-120-PE-M4 | Bee's Lighting | 2020 | Yes
LED Lighting | Downlight | Lithonia | [5 empty] | Home Fixtures Commercial Lighting Wall Packs LED Wall Pack - 20 Watt - 2700 Lumens - 5000K - 175W MH Equal Back Description As versatile as it is efficient, the OLWX1 is designed to replace up to 250W metal halide while saving up to 87% in energy costs. It combines multiple mounting options with the latest generation of LEDs for a wall pack luminaire that converts to a whole lot more. Whether you are mounting it to a recessed junction box, conduit/through wiring, as an uplight, as a downlight, or as a floodlight – the OLWX1 has you covered. Ideal for outdoor applications such as building perimeters, loading areas, driveways and sign and building floodlighting Integral heat sinks optimize thermal management through conductive and convective cooling Light engine consists of 1 high-efficiency Chip On Board (COB) LED with integrated circuit board mounted directly to the housing to maximize heat dissipation and promote long life (L73/100,000 hours at 25°C) Easily mounts to recessed junction boxes with the included wall mount bracket, or for surface mounting and conduit entry - with the included junction box with five 1/2” threaded conduit entry hubs. LED Wall Pack - 20 Watt - 2700 Lumens - 5000K - 175W MH Equal | 5000 | 81 | 2700 | 135 | 100000 | 20 | 1 | 179.95 | 179.95 | 211.4482 | 2020Q3 | https://www.beeslighting.com/OLWX1-LED-20W-50K-M4 | Bee's Lighting | 2020 | Yes
LED Lighting | Downlight | Lithonia | [5 empty] | Home Fixtures Commercial Lighting Wall Packs LED Wall Pack - 40 Watt - 4027 Lumens - 4000K - 250W MH Equal Back Description As versatile as it is efficient, the OLWX1 is designed to replace up to 250W metal halide while saving up to 87% in energy costs. It combines multiple mounting options with the latest generation of LEDs for a wall pack luminaire that converts to a whole lot more. Whether you are mounting it to a recessed junction box, conduit/through wiring, as an uplight, as a downlight, or as a floodlight – the OLWX1 has you covered. Ideal for outdoor applications such as building perimeters, loading areas, driveways and sign and building floodlighting Integral heat sinks optimize thermal management through conductive and convective cooling Light engine consists of 1 high-efficiency Chip On Board (COB) LED with integrated circuit board mounted directly to the housing to maximize heat dissipation and promote long life (L73/100,000 hours at 25°C) Easily mounts to recessed junction boxes with the included wall mount bracket, or for surface mounting and conduit entry - with the included junction box with five 1/2” threaded conduit entry hubs. LED Wall Pack - 40 Watt - 4027 Lumens - 4000K - 250W MH Equal | 4000 | 70 | 4027 | 100.675 | 100000 | 40 | 1 | 179.95 | 179.95 | 211.4482 | 2020Q3 | https://www.beeslighting.com/OLWX1-LED-40W-40K-M4 | Bee's Lighting | 2020 | Yes
LED Lighting | Downlight | Lithonia | [5 empty] | Home Fixtures Commercial Lighting Wall Packs LED Wall Pack - 40 Watt - 4079 Lumens - 5000K - 250W MH Equal Back Description As versatile as it is efficient, the OLWX1 is designed to replace up to 250W metal halide while saving up to 87% in energy costs. It combines multiple mounting options with the latest generation of LEDs for a wall pack luminaire that converts to a whole lot more. Whether you are mounting it to a recessed junction box, conduit/through wiring, as an uplight, as a downlight, or as a floodlight – the OLWX1 has you covered. Ideal for outdoor applications such as building perimeters, loading areas, driveways and sign and building floodlighting Integral heat sinks optimize thermal management through conductive and convective cooling Light engine consists of 1 high-efficiency Chip On Board (COB) LED with integrated circuit board mounted directly to the housing to maximize heat dissipation and promote long life (L73/100,000 hours at 25°C) Easily mounts to recessed junction boxes with the included wall mount bracket, or for surface mounting and conduit entry - with the included junction box with five 1/2” threaded conduit entry hubs. LED Wall Pack - 40 Watt - 4079 Lumens - 5000K - 250W MH Equal | 5000 | 72 | 4079 | 101.975 | 100000 | 40 | 1 | 229.95 | 229.95 | 270.2001 | 2020Q3 | https://www.beeslighting.com/OLWX1-LED-40W-50K-M4 | Bee's Lighting | 2020 | Yes
LED Lighting | Downlight | Lithonia | [5 empty] | Home Fixtures Commercial Lighting Wall Packs LED Wall Pack - 78 Watt - 9900 Lumens - 4000K - 400W MH Equal Back Description As versatile as it is efficient, the OLWX2 is designed to replace up to 400W metal halide while saving over 81% in energy costs. It combines multiple mounting options with the latest generation of LEDs for a wall pack luminaire which is a whole lot more. Whether you are mounting it to a recessed junction box, conduit/through wiring, as an uplight, as a downlight, or as a floodlight - the OLWX2 has you covered. LED Wall Pack - 78 Watt - 9900 Lumens - 4000K - 400W MH Equal | 4000 | 78 | 9900 | 126.9231 | 100000 | 78 | 1 | 339 | 339 | 398.3381 | 2020Q3 | https://www.beeslighting.com/OLWX2-LED-90W-40K-DDB-M2 | Bee's Lighting | 2020 | No
LED Lighting | Downlight | Lithonia | [5 empty] | Home Fixtures Commercial Lighting Wall Packs LED Wall Pack - 78 Watt - 10000 Lumens - 5000K - 400W MH Equal Back Description As versatile as it is efficient, the OLWX2 is designed to replace up to 400W metal halide while saving over 81% in energy costs. It combines multiple mounting options with the latest generation of LEDs for a wall pack luminaire which is a whole lot more. Whether you are mounting it to a recessed junction box, conduit/through wiring, as an uplight, as a downlight, or as a floodlight - the OLWX2 has you covered. LED Wall Pack - 78 Watt - 10000 Lumens - 5000K - 400W MH Equal | 5000 | 80 | 10000 | 128.2051 | 100000 | 78 | 1 | 389 | 389 | 457.09 | 2020Q3 | https://www.beeslighting.com/OLWX2-LED-90W-50K-DDB-M2 | Bee's Lighting | 2020 | No
LED Lighting | Decorative | Progress Lighting | True |  |  |  |  | Home Fixtures Wall Sconces Blanco LED - 12 in. - Armed Sconces - 823 Lumens - 3000K - Nickel Finish Back Description This LED wall bracket highlights classic forms with crisp, contemporary updates. An understated brushed nickel backplate holds a smooth, modern light base. Within the light base stands a cylindrical etched glass shade that evokes images of candlesticks. Blanco LED - 12 in. - Armed Sconces - 823 Lumens - 3000K - Nickel Finish | 3000 | 90 | 823 | 51.4375 | 50000 | 16 | 1 | 125 | 125 | 146.8798 | 2020Q3 | https://www.beeslighting.com/P710047-009-30 | Bee's Lighting | 2020 | No
LED Lighting | Decorative | Progress Lighting | True |  |  |  |  | Home Fixtures Wall Sconces Blanco LED - 12 in. - Armed Sconces - 823 Lumens - 3000K - Brass Finish Back Description This LED wall bracket highlights classic forms with crisp, contemporary updates. A silky satin brass backplate holds a smooth, modern light base. Within the light base stands a cylindrical etched glass shade that evokes images of candlesticks. Blanco LED - 12 in. - Armed Sconces - 823 Lumens - 3000K - Brass Finish | 3000 | 90 | 823 | 51.4375 | 50000 | 16 | 1 | 140 | 140 | 164.5054 | 2020Q3 | https://www.beeslighting.com/P710047-012-30 | Bee's Lighting | 2020 | No
LED Lighting | Decorative | Progress Lighting | True |  |  |  |  | Home Fixtures Wall Sconces Blanco LED - 12 in. - Armed Sconces - 823 Lumens - 3000K - Black Finish Back Description This LED wall bracket highlights classic forms with crisp, contemporary updates. A classic black backplate holds a smooth, modern light base. Within the light base stands a cylindrical etched glass shade that evokes images of candlesticks. Blanco LED - 12 in. - Armed Sconces - 823 Lumens - 3000K - Black Finish | 3000 | 90 | 823 | 51.4375 | 50000 | 16 | 1 | 125 | 125 | 146.8798 | 2020Q3 | https://www.beeslighting.com/P710047-031-30 | Bee's Lighting | 2020 | No
LED Lighting | Reflector | Feit Electric |  | Daylighting/Photocell, |  |  |  | Home Fixtures Commercial Lighting Grow Lights 9 Watt - PAR38 - LED Grow Lamp - Veg - Blue Spectrum Back Description The Feit Electric PAR38/GROW/LED LED Grow Lamp offers a Full Spectrum light color for an energy efficient way to grow plants. This LED grow light works well for Flowering and Vegetative stages. The PAR38/GROW/LED LED Grow Lamp emits 600 lumens on a 9 wattage. LED grow lights are a great solution for energy efficient indoor grow houses. Emits spectrum wavelengths and color for photosynthetic response Suitable For Damp Locations UL/CUL Listed Cooler lamp operation retians moisture in plants while preventing lamp burn life rated at 25,000 hours PAR 38 bulb shape E26 medium base 2 year warranty 9 Watt - PAR38 - LED Grow Lamp - Veg - Blue Spectrum | 0 |  | 600 | 66.6667 | 25000 | 9 | 1 | 15.95 | 15.95 | 18.7419 | 2020Q3 | https://www.beeslighting.com/PAR38-GROW-LED | Bee's Lighting | 2020 | Yes
LED Lighting | Downlight | RAB Lighting | True |  |  |  | E26, 2-pin | Home Fixtures Recessed Lighting 2 in - 65W Equal - LED Canless Downlight - 650 Lumens - 8W - 2700K - White Back Description The R2R8927120WB 2 inch LED canless downlight from RAB lighting produces 650 lumens at 8W to replace 65watt incandescent. This LED downlight has a pre-wired base which makes it easier to install and runs on 120V input. The 2700K Warm white color temperature makes it ideal for residential and commercial downlight applications. This canless downlight has an open trim with white finish 90+ CRI with a baffle trim style Energy Star with California Title 24 certification Wet location rated 50000 hours rate life 2 in - 65W Equal - LED Canless Downlight - 650 Lumens - 8W - 2700K - White | 2700 | 90 | 650 | 81.25 | 50000 | 8 | 1 | 32.84 | 32.84 | 38.5883 | 2020Q3 | https://www.beeslighting.com/R2R8927120WB | Bee's Lighting | 2020 | Yes
LED Lighting | Downlight | RAB Lighting | True |  |  |  | Pre-wired | Home Fixtures Recessed Lighting 2 in - 60W Equal - LED Canless Downlight - 650 Lumens - 8W - 3000K - White Back Description The R2R8930120WB 2 inch LED canless downlight from RAB lighting produces 650 lumens at 8W to replace 60watt incandescent. This LED downlight is pre-wired which makes it easier to install and runs on 120V input. The 3000K Soft white color temperature makes it ideal for residential and commercial downlight applications. This canless downlight has an open trim with white finish 90+ CRI with a baffle trim style Energy Star with California Title 24 certification Wet location rated 50000 hours rate life 2 in - 60W Equal - LED Canless Downlight - 650 Lumens - 8W - 3000K - White | 3000 | 90 | 650 | 81.25 | 50000 | 8 | 1 | 32.84 | 32.84 | 38.5883 | 2020Q3 | https://www.beeslighting.com/R2R8930120WB | Bee's Lighting | 2020 | Yes
LED Lighting | Downlight | RAB Lighting | True |  |  |  | Pre-wired | Home Fixtures Recessed Lighting 2 in - 65W Equal - LED Canless Downlight - 650 Lumens - 8W - 4000K - White Back Description The R2R8940120WB 2 inch LED canless downlight from RAB lighting produces 650 lumens at 8W to replace 60 Watt Equal . This LED downlight is pre-wired which makes it easier to install and runs on 120V input. The 4000K cool light color temperature makes it ideal for residential and commercial downlight applications. This retrofit downlight has an open trim with white finish 90+ CRI with baffle trim style Energy Star with California Title 24 certification Wet location rated 50000 hours rate life 2 in - 65W Equal - LED Canless Downlight - 650 Lumens - 8W - 4000K - White | 4000 | 90 | 650 | 81.25 | 50000 | 8 | 1 | 32.84 | 32.84 | 38.5883 | 2020Q3 | https://www.beeslighting.com/R2R8940120WB | Bee's Lighting | 2020 | Yes
LED Lighting | Downlight | RAB Lighting | True | Scene Controls, |  |  | E26, 2-pin | Home Fixtures Recessed Lighting 4 in - 65W Equal - LED Retrofit Downlight - 753 Lumens - 8W - Selectable White - White Back Description The R4R89FA120WB 4 inch LED retrofit downlight from RAB Lighting produces 753 lumens at 8W to replace 65 watt incandescent bulbs. This LED downlight has 2-pin base and E26 adapter which makes it easier to install and runs on 120V input. The 2700K-4000K tunable white color temperature makes it ideal for residential and commercial downlight applications. This retrofit downlight has a baffle trim with white finish 90+ CRI with selectable color temperature Energy Star with California Title 20 and 24 certification Wet location rated 50000 hours rate and dimmable 4 in - 65W Equal - LED Retrofit Downlight - 753 Lumens - 8W - Selectable White - White | 2700 | 92 | 753 | 94.125 | 50000 | 8 | 1 | 22.84 | 22.84 | 26.8379 | 2020Q3 | https://www.beeslighting.com/R4R89FA120WB | Bee's Lighting | 2020 | Yes
LED Lighting | Downlight | RAB Lighting | True | Scene Controls, |  |  | E26, 2-pin | Home Fixtures Recessed Lighting 4 in - 65W Equal - LED Retrofit Downlight - 753 Lumens - 8W - Selectable White - White Back Description The R4R89FA120WS 4 inch LED retrofit downlight from RAB Lighting produces 753 lumens at 8W to replace 65 watt incandescent bulbs. This LED downlight is 2-pin base with E26 adapter which makes it easier to install and runs on 120V input. The 2700K-4000K tunable white color temperature makes it ideal for residential and commercial downlight applications. This recessed downlight has a smooth trim with white finish 90+ CRI with selectable color temperature Energy Star with California Title 24 and 20 certification Wet location rated 50000 hours and dimmable 4 in - 65W Equal - LED Retrofit Downlight - 753 Lumens - 8W - Selectable White - White | 2700 | 92 | 753 | 94.125 | 50000 | 8 | 1 | 22.84 | 22.84 | 26.8379 | 2020Q3 | https://www.beeslighting.com/R4R89FA120WS | Bee's Lighting | 2020 | Yes
LED Lighting | Downlight | RAB Lighting | True | Scene Controls, |  |  | E26, 2-pin | Home Fixtures Recessed Lighting 6 in - 75W Equal - LED Retrofit Downlight - 954 Lumens - 11W - Selectable White - White Back Description The R6R119FA120WB 6 inch LED retrofit downlight from RAB Lighting produces 954 lumens at 11W to replace 75 watt halogen bulbs. This LED downlight is 2-pin base with E26 adapter which makes it easier to install and runs on 120V input. The 2700K- 4000K tunable white color temperature makes it ideal for residential and commercial downlight applications. This recessed downlight has a baffle trim with white finish 90+ CRI with selectable color temperature Energy Star with California Title 24 and 20 certification Wet location rated 50000 hours and dimmable 6 in - 75W Equal - LED Retrofit Downlight - 954 Lumens - 11W - Selectable White - White | 2700 | 92 | 954 | 86.7273 | 50000 | 11 | 1 | 25.7 | 25.7 | 30.1985 | 2020Q3 | https://www.beeslighting.com/R6R119FA120WB | Bee's Lighting | 2020 | Yes
LED Lighting | Downlight | RAB Lighting | True | Scene Controls, |  |  | E26, 2-pin | Home Fixtures Recessed Lighting 6 in - 75W Equal - LED Retrofit Downlight - 954 Lumens - 11W - Selectable White - White Back Description The R6R119FA120WS 6 inch LED retrofit downlight from RAB Lighting produces 954 lumens at 11W to replace 75 watt incandescent bulbs. This LED downlight is 2-pin base with E26 adapter which makes it easier to install and runs on 120V input. The 2700K-4000K tunable white color temperature makes it ideal for residential and commercial downlight applications. This recessed downlight has a smooth trim with white finish 90+ CRI with selectable color temperature Energy Star with California Title 24 and 20 certification Wet location rated 50000 hours rate life and dimmable 6 in - 75W Equal - LED Retrofit Downlight - 954 Lumens - 11W - Selectable White - White | 2700 | 92 | 954 | 86.7273 | 50000 | 11 | 1 | 25.7 | 25.7 | 30.1985 | 2020Q3 | https://www.beeslighting.com/R6R119FA120WS | Bee's Lighting | 2020 | Yes
LED Lighting | Downlight | RAB Lighting | True | Scene Controls, |  |  | E26, 2-pin | Home Fixtures Recessed Lighting 6 in - 65W Equal - LED Retrofit Downlight - 786 Lumens - 8W - Selectable White - White Back Description The R6R89FA120WB 6 inch LED retrofit downlight from RAB Lighting produces 786 lumens at 8W to replace 65 watt incandescent bulbs. This LED downlight is 2-pin base with E26 adapter which makes it easier to install and runs on 120V input. The 2700K- 4000K tunable white color temperature makes it ideal for residential and commercial downlight applications. This recessed downlight has a baffle trim with white finish 90+ CRI with selectable color temperature Energy Star with California Title 24 and 20 certification Wet location rated 50000 hours rate life and dimmable 6 in - 65W Equal - LED Retrofit Downlight - 786 Lumens - 8W - Selectable White - White | 2700 | 92 | 786 | 98.25 | 50000 | 8 | 1 | 24.27 | 24.27 | 28.5182 | 2020Q3 | https://www.beeslighting.com/R6R89FA120WB | Bee's Lighting | 2020 | Yes
LED Lighting | Downlight | RAB Lighting | True | Scene Controls, |  |  | E26, 2-pin | Home Fixtures Recessed Lighting 6 in - 65W Equal - LED Retrofit Downlight - 786 Lumens - 8W - Selectable White - White Back Description The R6R119FA120WS 6 inch LED retrofit downlight from RAB Lighting produces 786 lumens at 8W to replace 65 watt incandescent bulbs. This LED downlight is 2-pin base with E26 adapter which makes it easier to install and runs on 120V input. The 2700K- 4000K tunable white color temperature makes it ideal for residential and commercial downlight applications. This recessed downlight has a smooth trim with white finish 90+ CRI with selectable color temperature Energy Star with California Title 24 and 20 certification Wet location rated 50000 hours rate life and dimmable 6 in - 65W Equal - LED Retrofit Downlight - 786 Lumens - 8W - Selectable White - White | 2700 | 92 | 786 | 98.25 | 50000 | 8 | 1 | 24.27 | 24.27 | 28.5182 | 2020Q3 | https://www.beeslighting.com/R6R89FA120WS | Bee's Lighting | 2020 | Yes
LED Lighting | Downlight | Topaz | True |  |  |  | Pre-wired | Home Fixtures Recessed Lighting 6 in - 65W Equal - LED Ultra Thin Downlight - Canless - 850 Lumens - 12W - 4000K - White Back Description The Topaz RDL/64RND/12/WH/D-50 LED Slim Recessed Downlight fixtures are designed for new or remodel applications and feature a low profile design that facilitates mounting in confined ceiling areas or soffits. This easy to install slim fixture does not require a separate housing, the recess fixture mouts directly into the ceiling. Simply wire and mount the J-box, connect the low voltage cable to the fixture then secure the fixture into the ceiling with the attached spring clips. The Topaz LED Slim Recessed Downlight fixture is IC Rated and Damp location rated and is dimmable with leading edge incandescent style or LED dimmers. Available in 4" and 6" sizes in square or round models. Low profile design Easy to install, saving labor and extra housing costs Spring clips hold fixture firmly to ceiling IC Rated & Damp location rated Edge Lit LED technology Remote J-box with low voltage cable provides flexibility in mounting Dimmable with leading edge incandescent style or LED dimmers* Does not require a separate housing, recess mount directly into ceiling. Simply wire and mount J-box, connect low voltage cable to fixture then secure into ceiling with spring clips 6 in - 65W Equal - LED Ultra Thin Downlight - Canless - 850 Lumens - 12W - 4000K - White | 4000 | 90 | 850 | 70.8333 | 50000 | 12 | 1 | 88.98 | 88.98 | 104.5549 | 2020Q3 | https://www.beeslighting.com/RDL-64RND-12-WH-D-50 | Bee's Lighting | 2020 | Yes
LED Lighting | Downlight | Topaz | True | Scene Controls, |  |  | Pre-wired | Home Fixtures Recessed Lighting 6 in - 75W Equal - LED Ultra Thin Downlight - Canless - 1100 Lumens - 12W - Tunable White - White Back Description The RDL/6RND/12/5CTS 6 inch 12W Topaz LED canless downlight is ultra thin and features a selectable color temperature switch for selectable lighting temperatures from 2700K, 3000K, 3500K, 4000K and 5000K. The RDL/6RND/12/5CTS LED downlight replaces 75W incandescents, provides 850 lumens and consumes 12 watts. This LED direct wire downlight is great for residential, hospitality and school lighting applications. Round shape white finish trim LED canless downlight Edge lit LED technology Remote J-box with low voltage cable provides flexibility in mounting Advanced optics and thermal construction with low profile design 85% energy savings compared to incandescent cETLus certified, Energy Star, ROHS and suitable for damp locations Rated for 50,000 hours average life 5 year warranty 6 in - 75W Equal - LED Ultra Thin Downlight - Canless - 1100 Lumens - 12W - Tunable White - White | 2700 | 90 | 850 | 70.8333 | 50000 | 12 | 1 | 19.95 | 19.95 | 23.442 | 2020Q3 | https://www.beeslighting.com/RDL-6RND-12-5CTS | Bee's Lighting | 2020 | Yes
LED Lighting | Downlight | Topaz | True | Scene Controls, |  |  | Pre-wired | Home Fixtures Recessed Lighting 6 in - 75W Equal - LED Ultra Thin Downlight - Canless - 1100 Lumens - 12W - Tunable White - White - 6 Pack Back Description The 6 pack RDL/6RND/12/5CTS 6 inch 12W Topaz LED canless downlight is ultra thin and features a selectable color temperature switch for selectable lighting temperatures from 2700K, 3000K, 3500K, 4000K and 5000K. The RDL/6RND/12/5CTS LED downlight replaces 75W incandescents, provides 850 lumens and consumes 12 watts. This LED direct wire downlight is great for residential, hospitality and school lighting applications. Round shape white finish trim LED canless downlight Edge lit LED technology Remote J-box with low voltage cable provides flexibility in mounting Advanced optics and thermal construction with low profile design 85% energy savings compared to incandescent cETLus certified, Energy Star, ROHS and suitable for damp locations Rated for 50,000 hours average life 5 year warranty 6 in - 75W Equal - LED Ultra Thin Downlight - Canless - 1100 Lumens - 12W - Tunable White - White - 6 Pack | 2700 | 90 | 850 | 70.8333 | 50000 | 12 | 1 | 109 | 109 | 128.0792 | 2020Q3 | https://www.beeslighting.com/RDL-6RND-12-5CTS-6PK | Bee's Lighting | 2020 | Yes
LED Lighting | Downlight | Satco | True |  |  |  | Pre-wired | Home Fixtures Recessed Lighting 4 in - 75W Equal - LED Canless Downlight - 850 Lumens - 12W - 3000K - Black Back Description 12WLED/DW/GBL/4/930/RND/RD/BK 12 watt LED Direct Wire Downlight; Gimbaled; 4 inch; 3000K; 120 volt; Dimmable; Round; Remote Driver; Black Solid State LED Edge-lit technology Long life Integrated j-box for direct wire installation Dimmable IC Rated 4 in - 75W Equal - LED Canless Downlight - 850 Lumens - 12W - 3000K - Black | 3000 | 90 | 850 | 70.8333 | 50000 | 12 | 1 | 36.95 | 36.95 | 43.4177 | 2020Q3 | https://www.beeslighting.com/S11619 | Bee's Lighting | 2020 | Yes
LED Lighting | Downlight | Satco | True |  |  |  | Pre-wired | Home Fixtures Recessed Lighting 4 in - 75W Equal - LED Canless Downlight - 850 Lumens - 12W - 3000K - Brushed Nickel Back Description 12WLED/DW/GBL/4/930/RND/RD/BN 12 watt LED Direct Wire Downlight; Gimbaled; 4 inch; 3000K; 120 volt; Dimmable; Round; Remote Driver; Brushed Nickel Solid State LED Edge-lit technology Long life Integrated j-box for direct wire installation Dimmable IC Rated 4 in - 75W Equal - LED Canless Downlight - 850 Lumens - 12W - 3000K - Brushed Nickel | 3000 | 90 | 850 | 70.8333 | 50000 | 12 | 1 | 36.95 | 36.95 | 43.4177 | 2020Q3 | https://www.beeslighting.com/S11620 | Bee's Lighting | 2020 | Yes
LED Lighting | Downlight | Satco | True |  |  |  | Pre-wired | Home Fixtures Recessed Lighting 4 in - 75W Equal - LED Canless Downlight - 850 Lumens - 12W - 3000K - Square - Black Back Description 12WLED/DW/GBL/4/930/SQ/RD/BK 12 watt LED Direct Wire Downlight; Gimbaled; 4 inch; 3000K; 120 volt; Dimmable; Square; Remote Driver; Black Solid State LED Edge-lit technology Long life Integrated j-box for direct wire installation Dimmable IC Rated 4 in - 75W Equal - LED Canless Downlight - 850 Lumens - 12W - 3000K - Square - Black | 3000 | 90 | 850 | 70.8333 | 50000 | 12 | 1 | 38.95 | 38.95 | 45.7678 | 2020Q3 | https://www.beeslighting.com/S11622 | Bee's Lighting | 2020 | Yes
LED Lighting | Downlight | Satco | True |  |  |  | Pre-wired | Home Fixtures Recessed Lighting 4 in - 75W Equal - LED Canless Downlight - 850 Lumens - 12W - 3000K - Square - Brushed Nickel Back Description 12WLED/DW/GBL/4/930/SQ/RD/BN 12 watt LED Direct Wire Downlight; Gimbaled; 4 inch; 3000K; 120 volt; Dimmable; Square; Remote Driver; Brushed Nickel Solid State LED Edge-lit technology Long life Integrated j-box for direct wire installation Dimmable IC Rated 4 in - 75W Equal - LED Canless Downlight - 850 Lumens - 12W - 3000K - Square - Brushed Nickel | 3000 | 90 | 850 | 70.8333 | 50000 | 12 | 1 | 40.95 | 40.95 | 48.1178 | 2020Q3 | https://www.beeslighting.com/S11623 | Bee's Lighting | 2020 | Yes
LED Lighting | Downlight | Satco | True |  |  |  | Pre-wired | Home Fixtures Recessed Lighting 3 in - 75W Equal - LED Canless Downlight - 840 Lumens - 12W - 3000K - Black Back Description 12WLED/DW/DNL/3.5/930/RND/RD/BK 12 watt LED Direct Wire Downlight; 3.5 inch; 3000K; 120 volt; Dimmable; Round; Remote Driver; Black Solid State LED Edge-lit technology Long life Integrated j-box for direct wire installation Dimmable IC Rated 3 in - 75W Equal - LED Canless Downlight - 840 Lumens - 12W - 3000K - Black | 3000 | 90 | 840 | 70 | 50000 | 12 | 1 | 34.95 | 34.95 | 41.0676 | 2020Q3 | https://www.beeslighting.com/S11631 | Bee's Lighting | 2020 | Yes
LED Lighting | Downlight | Satco | True |  |  |  | Pre-wired | Home Fixtures Recessed Lighting 3 in - 75W Equal - LED Canless Downlight - 840 Lumens - 12W - 3000K - Brushed Nickel Back Description 12WLED/DW/DNL/3.5/930/RND/RD/BN 12 watt LED Direct Wire Downlight; 3.5 inch; 3000K; 120 volt; Dimmable; Round; Remote Driver; Brushed Nickel Solid State LED Edge-lit technology Long life Integrated j-box for direct wire installation Dimmable IC Rated 3 in - 75W Equal - LED Canless Downlight - 840 Lumens - 12W - 3000K - Brushed Nickel | 3000 | 90 | 840 | 70 | 50000 | 12 | 1 | 36.95 | 36.95 | 43.4177 | 2020Q3 | https://www.beeslighting.com/S11632 | Bee's Lighting | 2020 | Yes
LED Lighting | Downlight | Satco | True |  |  |  | Pre-wired | Home Fixtures Recessed Lighting 3 in - 75W Equal - LED Canless Downlight - 840 Lumens - 12W - 3000K - Square - Black Back Description 12WLED/DW/DNL/3.5/930/SQ/RD/BK 12 watt LED Direct Wire Downlight; 3.5 inch; 3000K; 120 volt; Dimmable; Square; Remote Driver; Black Solid State LED Edge-lit technology Long life Integrated j-box for direct wire installation Dimmable IC Rated 3 in - 75W Equal - LED Canless Downlight - 840 Lumens - 12W - 3000K - Square - Black | 3000 | 90 | 840 | 70 | 50000 | 12 | 1 | 36.95 | 36.95 | 43.4177 | 2020Q3 | https://www.beeslighting.com/S11634 | Bee's Lighting | 2020 | Yes
LED Lighting | Downlight | Satco | True |  |  |  | Pre-wired | Home Fixtures Recessed Lighting 3 in - 75W Equal - LED Canless Downlight - 840 Lumens - 12W - 3000K - Square - Brushed Nickel Back Description 12WLED/DW/DNL/3.5/930/SQ/RD/BN 12 watt LED Direct Wire Downlight; 3.5 inch; 3000K; 120 volt; Dimmable; Square; Remote Driver; Brushed Nickel Solid State LED Edge-lit technology Long life Integrated j-box for direct wire installation Dimmable IC Rated 3 in - 75W Equal - LED Canless Downlight - 840 Lumens - 12W - 3000K - Square - Brushed Nickel | 3000 | 90 | 840 | 70 | 50000 | 12 | 1 | 38.95 | 38.95 | 45.7678 | 2020Q3 | https://www.beeslighting.com/S11635 | Bee's Lighting | 2020 | Yes
LED Lighting | Downlight | Satco | True |  |  |  | Pre-wired | Home Fixtures Recessed Lighting 4 in - 45W Equal - LED Canless Downlight - 490 Lumens - 7W - 3000K - Square - White Back Description 7WLED/DW/SQ/4/30K/120V 7 watt LED Direct Wire Downlight; 4 inch; 3000K; 120 volt; Dimmable; Square Solid State LED lighting Long life Integrated j-box for direct wire installation Dimmable IC Rated 4 in - 45W Equal - LED Canless Downlight - 490 Lumens - 7W - 3000K - Square - White | 3000 | 90 | 490 | 70 | 40000 | 7 | 1 | 20.95 | 20.95 | 24.6171 | 2020Q3 | https://www.beeslighting.com/S11701 | Bee's Lighting | 2020 | Yes
LED Lighting | Downlight | Satco | True |  |  |  | Pre-wired | Home Fixtures Recessed Lighting 4 in - 45W Equal - LED Canless Downlight - 490 Lumens - 7W - 3000K - White Back Description 7WLED/DW/GBL/4/30K/120V 7 watt LED Direct Wire Downlight; Gimbaled; 4 inch; 3000K; 120 volt; Dimmable Solid State LED lighting Long life Integrated j-box for direct wire installation Dimmable IC Rated 4 in - 45W Equal - LED Canless Downlight - 490 Lumens - 7W - 3000K - White | 3000 | 90 | 490 | 70 | 40000 | 7 | 1 | 22.95 | 22.95 | 26.9671 | 2020Q3 | https://www.beeslighting.com/S11709 | Bee's Lighting | 2020 | Yes
LED Lighting | Downlight | Satco | True |  |  |  | Pre-wired | Home Fixtures Recessed Lighting 4 in - 45W Equal - LED Canless Downlight - 490 Lumens - 7W - 4000K - White Back Description 7WLED/DW/GBL/4/40K/120V 7 watt LED Direct Wire Downlight; Gimbaled; 4 inch; 4000K; 120 volt; Dimmable Solid State LED lighting Long life Integrated j-box for direct wire installation Dimmable IC Rated 4 in - 45W Equal - LED Canless Downlight - 490 Lumens - 7W - 4000K - White | 4000 | 90 | 490 | 70 | 40000 | 7 | 1 | 22.95 | 22.95 | 26.9671 | 2020Q3 | https://www.beeslighting.com/S11710 | Bee's Lighting | 2020 | Yes
LED Lighting | Downlight | Satco | True |  |  |  | Pre-wired | Home Fixtures Recessed Lighting 4 in - 45W Equal - LED Canless Downlight - 490 Lumens - 7W - 5000K - White Back Description 7WLED/DW/GBL/4/50K/120V 7 watt LED Direct Wire Downlight; Gimbaled; 4 inch; 5000K; 120 volt; Dimmable Solid State LED lighting Long life Integrated j-box for direct wire installation Dimmable IC Rated 4 in - 45W Equal - LED Canless Downlight - 490 Lumens - 7W - 5000K - White | 5000 | 90 | 490 | 70 | 40000 | 7 | 1 | 22.95 | 22.95 | 26.9671 | 2020Q3 | https://www.beeslighting.com/S11711 | Bee's Lighting | 2020 | Yes
LED Lighting | Downlight | Satco | True |  |  |  | Pre-wired | Home Fixtures Recessed Lighting 6 in - 65W Equal - LED Canless Downlight - 720 Lumens - 9W - 3000K - White Back Description 9WLED/DW/GBL/6/30K/120V 9 watt LED Direct Wire Downlight; Gimbaled; 6 inch; 3000K; 120 volt; Dimmable Solid State LED lighting Long life Integrated j-box for direct wire installation Dimmable IC Rated 6 in - 65W Equal - LED Canless Downlight - 720 Lumens - 9W - 3000K - White | 3000 | 90 | 720 | 80 | 40000 | 9 | 1 | 30.95 | 30.95 | 36.3674 | 2020Q3 | https://www.beeslighting.com/S11713 | Bee's Lighting | 2020 | Yes
LED Lighting | Downlight | Satco | True |  |  |  | Pre-wired | Home Fixtures Recessed Lighting 6 in - 65W Equal - LED Canless Downlight - 720 Lumens - 9W - 4000K - White Back Description 9WLED/DW/GBL/6/40K/120V 9 watt LED Direct Wire Downlight; Gimbaled; 6 inch; 4000K; 120 volt; Dimmable Solid State LED lighting Long life Integrated j-box for direct wire installation Dimmable IC Rated 6 in - 65W Equal - LED Canless Downlight - 720 Lumens - 9W - 4000K - White | 4000 | 90 | 720 | 80 | 40000 | 9 | 1 | 30.95 | 30.95 | 36.3674 | 2020Q3 | https://www.beeslighting.com/S11714 | Bee's Lighting | 2020 | Yes
LED Lighting | Downlight | Satco | True |  |  |  | Pre-wired | Home Fixtures Recessed Lighting 6 in - 65W Equal - LED Canless Downlight - 720 Lumens - 9W - 5000K - White Back Description 9WLED/DW/GBL/6/50K/120V 9 watt LED Direct Wire Downlight; Gimbaled; 6 inch; 5000K; 120 volt; Dimmable Solid State LED lighting Long life Integrated j-box for direct wire installation Dimmable IC Rated 6 in - 65W Equal - LED Canless Downlight - 720 Lumens - 9W - 5000K - White | 5000 | 90 | 720 | 80 | 40000 | 9 | 1 | 30.95 | 30.95 | 36.3674 | 2020Q3 | https://www.beeslighting.com/S11715 | Bee's Lighting | 2020 | Yes
LED Lighting | Decorative | Satco | True |  |  | Torpedo |  | Home Bulbs Filament Light Bulbs LED Filament Bulb - 4.5W - Chandelier Bulb - 40W Equal - 350 Lumens - 2700K Warm White Back Description This Satco S21708 LED filament torpedo candle bulb produces 350 lumens, with only 4.5 watt power consumption. The S21708 replaces 40 watt incandescent bulbs and has an E12 base type. Moreover, the bulb illuminates a warm white color temperature in 2700K. Approved for enclosed fixtures Direct replacements for clear and soft white incandescent lamps LED replacements use 80% less energy Bulb has a rate life of 15,000 hours cULus certified, Energy Star and suitable for damp locations LED Filament Bulb - 4.5W - Chandelier Bulb - 40W Equal - 350 Lumens - 2700K Warm White | 2700 | 80 | 350 | 70 | 15000 | 5 | 1 | 10.95 | 10.95 | 12.8667 | 2020Q3 | https://www.beeslighting.com/S21708 | Bee's Lighting | 2020 | Yes
LED Lighting | Decorative | Satco | True |  |  | Globe |  | Home Bulbs Decorative Light Bulbs 40W Equal - 4W - LED G25 bulb - 5000K Natural Light - 90 CRI Back Description This Satco S28595 LED G25 bulb produces 360 lumens, with only 4 watt power consumption. The S28595 replaces 40 watt incandescent bulbs and has a Globe base type. Moreover the bulb illuminates a residential color temperature in 5000K. Solid State LED lighting G25 replacement lamp Approved for enclosed fixtures Long life 40W Equal - 4W - LED G25 bulb - 5000K Natural Light - 90 CRI | 5000 | 90 | 360 | 90 | 25000 | 4 | 1 | 8.95 | 8.95 | 10.5166 | 2020Q3 | https://www.beeslighting.com/S28576_3 | Bee's Lighting | 2020 | Yes
LED Lighting | Downlight | Satco | True |  |  |  |  | Home Fixtures Flush Mount Lighting Blink - 6 in. - LED Round Disk Light - 580 Lumens - 2700K - Bronze Finish Back Description This 5.5 Inch 10.5 Watt Satco LED surface mount ceiling light features a retrofit style in a bronze finish and is 5.5" wide. This edge lit fixture replaces a 50 watt incandescent light and provides 580 lumens with warm white color temperature at 2700K. This surface mount round downlight uses the latest in edge-lighting technology to produce a low glare smooth lighting effect. It's ideal for applications in kitchens, offices, bedrooms, and dens as well as in wet locations, such as showers, bathrooms, or outdoors. LED fixtures are more energy efficient and last much longer than traditional incandescent versions. 5.5" Flush Mount Fixture Offers 580 lumens and uses 10.5 energy watts with warm white color temperature (2700K) (more...) Blink - 6 in. - LED Round Disk Light - 580 Lumens - 2700K - Bronze Finish | 2700 | 90 | 580 | 52.7273 | 50000 | 11 | 1 | 38.99 | 38.99 | 45.8148 | 2020Q3 | https://www.beeslighting.com/S29322 | Bee's Lighting | 2020 | Yes
LED Lighting | Downlight | Satco | True |  |  |  | Pre-wired | Home Fixtures Recessed Lighting 4 in - 45W Equal - LED canless Downlight - 450 Lumens - 7W - 3000K - White Back Description The S39012 4 inch LED canless downlight from Satco produces 450 lumens at 7W to replace 45 watt incandescent bulbs. This LED canless has a pre-wired connection and runs on 120V input. The 3000K soft white color temperature makes it ideal for residential downlight applications. This canless downlight has an open baffle trim with white finish 90+ CRI and 3000K soft white Energy Star and Title 24 certification Wet location rated 40000 hours rated life and 5 years warranty 4 in - 45W Equal - LED canless Downlight - 450 Lumens - 7W - 3000K - White | 3000 | 90 | 450 | 64.2857 | 40000 | 7 | 1 | 15.95 | 15.95 | 18.7419 | 2020Q3 | https://www.beeslighting.com/S39012 | Bee's Lighting | 2020 | Yes
LED Lighting | Downlight | Satco | True |  |  |  | Pre-wired | Home Fixtures Recessed Lighting 4 in - 45W Equal - LED Canless Downlight - 490 Lumens - 7W - 4000K - White Back Description The S39013 4 inch LED canless from Satco produces 490 lumens at 7W to replace 45 watt incandescent bulbs. This LED canless downlight has pre-wired base which make it easier to install and runs on 120V input. The 4000K cool white color temperature makes it ideal for residential downlight applications. This canless downlight has an open baffle trim with white finish 90+ CRI and 4000K cool white Energy Star and Title 24 certification Wet location rated 40000 hours rate life and 5 years warranty 4 in - 45W Equal - LED Canless Downlight - 490 Lumens - 7W - 4000K - White | 4000 | 90 | 490 | 70 | 40000 | 7 | 1 | 15.95 | 15.95 | 18.7419 | 2020Q3 | https://www.beeslighting.com/S39013 | Bee's Lighting | 2020 | Yes
LED Lighting | Downlight | Satco | True |  |  |  | Pre-wired | Home Fixtures Recessed Lighting 5/6 in - 65W Equal - LED Canless Downlight - 620 Lumens - 9W - 3000K - White Back Description The S39027 5/6 inch LED canless downlight from Satco produces 620 lumens at 9W to replace 65 watt incandescent bulbs. This LED canless downlight has pre-wired base which make it easier to install and runs on 120V input. The 3000K soft white color temperature makes it ideal for residential downlight applications. This canless downlight has an open baffle trim with white finish 90+ CRI and 3000K soft white Energy Star and Title 24 certification Wet location rated 40000 hours rate life and 5 years warranty 5/6 in - 65W Equal - LED Canless Downlight - 620 Lumens - 9W - 3000K - White | 3000 | 90 | 620 | 68.8889 | 40000 | 9 | 1 | 22.95 | 22.95 | 26.9671 | 2020Q3 | https://www.beeslighting.com/S39027 | Bee's Lighting | 2020 | Yes
LED Lighting | Downlight | Satco | True |  |  |  | Pre-wired | Home Fixtures Recessed Lighting 5/6 in - 65W Equal - LED Canless Downlight - 700 Lumens - 9W - 4000K - White Back Description The S39028 5/6 inch LED canless downlight from Satco produces 700 lumens at 9W to replace 65 watt incandescent bulbs. This LED canless downlight has pre-wired base which make it easier to install and runs on 120V input. The 4000K cool white color temperature makes it ideal for residential downlight applications. This canless downlight has an open baffle trim with white finish 90+ CRI and 4000K cool white Energy Star and Title 24 certification Wet location rated 40000 hours rate life and 5 years warranty 5/6 in - 65W Equal - LED Canless Downlight - 700 Lumens - 9W - 4000K - White | 4000 | 90 | 700 | 77.7778 | 40000 | 9 | 1 | 22.95 | 22.95 | 26.9671 | 2020Q3 | https://www.beeslighting.com/S39028 | Bee's Lighting | 2020 | Yes
LED Lighting | Downlight | Satco | True | Daylighting/Photocell, |  |  | Pre-wired | Home 5/6 in - 65W Equal - LED Canless Downlight - 700 Lumens - 9W - 5000K - White Back Description The S39029 5/6 inch LED canless downlight from Satco produces 700 lumens at 9W to replace 65 watt incandescent bulbs. This LED canless downlight has pre-wired base which make it easier to install and runs on 120V input. The 5000K daylight color temperature makes it ideal for residential downlight applications. This canless downlight has an open baffle trim with white finish 90+ CRI and 5000K daylight Energy Star and Title 24 Wet location rated 40000 hours rate life and 5 years warranty 5/6 in - 65W Equal - LED Canless Downlight - 700 Lumens - 9W - 5000K - White | 5000 | 90 | 700 | 77.7778 | 40000 | 9 | 1 | 22.95 | 22.95 | 26.9671 | 2020Q3 | https://www.beeslighting.com/S39029 | Bee's Lighting | 2020 | Yes
LED Lighting | Downlight | Satco | True |  |  |  | Pre-wired | Home Fixtures Recessed Lighting 4 in - 45W Equal - LED Ultra Thin Downlight - Canless - 500 Lumens - 8.5W - 5000K - White Back Description The Satco S39058 4 in. LED recessed canless downlight offers an energy efficient 45W incandescent replacement. The 8.5WLED/DW/EL/4/50K/120V emits 500 lumens on a 5000K color temperature while only using 8.5 watts of power. 4 inch Canless downlight Slim design 40,000 LED Rate Life 120V Dimmable Downlight 5 Year Warranty 4 in - 45W Equal - LED Ultra Thin Downlight - Canless - 500 Lumens - 8.5W - 5000K - White | 5000 | 83 | 500 | 55.5556 | 40000 | 9 | 1 | 18.95 | 18.95 | 22.267 | 2020Q3 | https://www.beeslighting.com/S39058 | Bee's Lighting | 2020 | Yes
LED Lighting | Downlight | Satco | True |  |  |  | Pre-wired | Home Fixtures Recessed Lighting 6 in - 65W Equal - LED Ultra Thin Downlight - Canless - 800 Lumens - 11.6W - 5000K - White Back Description The Satco S39059 6 in. LED recessed canless downlight offers an energy efficient 65W incandescent replacement. The 11.6WLED/DW/EL/5-6/50K/120V emits 800 lumens on a 5000K color temperature while only using 11.6 watts of power. 6 inch Canless downlight Slim design 40,000 LED Rate Life 120V Dimmable Downlight 5 Year Warranty 6 in - 65W Equal - LED Ultra Thin Downlight - Canless - 800 Lumens - 11.6W - 5000K - White | 5000 | 83 | 800 | 66.6667 | 40000 | 12 | 1 | 24.95 | 24.95 | 29.3172 | 2020Q3 | https://www.beeslighting.com/S39059 | Bee's Lighting | 2020 | Yes
LED Lighting | Downlight | Satco | True |  |  |  | Pre-wired | Home Fixtures Recessed Lighting 6 in - 65W Equal - LED Ultra Thin Downlight - Canless - 800 Lumens - 11.6W - 3000K - White Back Description The Satco S39062 6 in. LED recessed canless downlight offers an energy efficient 65W incandescent replacement. The 11.6WLED/DW/EL/5-6/30K/120V emits 800 lumens on a 3000K color temperature while only using 11.6 watts of power. 6 inch Canless downlight Slim design 40,000 LED Rate Life 120V Dimmable Downlight 5 Year Warranty 6 in - 65W Equal - LED Ultra Thin Downlight - Canless - 800 Lumens - 11.6W - 3000K - White | 3000 | 83 | 800 | 66.6667 | 40000 | 12 | 1 | 24.95 | 24.95 | 29.3172 | 2020Q3 | https://www.beeslighting.com/S39062 | Bee's Lighting | 2020 | Yes
LED Lighting | Downlight | Satco | True |  |  |  | Pre-wired | Home Fixtures Recessed Lighting 6 in - 65W Equal - LED Ultra Thin Downlight - Canless - 800 Lumens - 11.6W - 4000K - White Back Description The Satco S39063 6 in. LED recessed canless downlight offers an energy efficient 65W incandescent replacement. The 11.6WLED/DW/EL/5-6/40K/120V emits 800 lumens on a 4000K color temperature while only using 11.6 watts of power. 6 inch Canless downlight Slim design 40,000 LED Rate Life 120V Dimmable Downlight 5 Year Warranty 6 in - 65W Equal - LED Ultra Thin Downlight - Canless - 800 Lumens - 11.6W - 4000K - White | 4000 | 83 | 800 | 66.6667 | 40000 | 12 | 1 | 24.95 | 24.95 | 29.3172 | 2020Q3 | https://www.beeslighting.com/S39063 | Bee's Lighting | 2020 | Yes
LED Lighting | Downlight | Satco | True |  |  |  | E26, 2-pin | Home Fixtures Recessed Lighting 4 in - 50W Equal - LED Retrofit Downlight - 600 Lumens - 7W - 3000K - White Back Description 7WLED/DIR/4/90'/30K/120V7 watt LED Directional Retrofit Downlight - Gimbaled; 4"; 3000K; 90' Beam spread; 120 volts; Dimmable; White Finish Solid State LED lighting Directional Downlight Retrofit Gimbaled Long life Dimmable 4 in - 50W Equal - LED Retrofit Downlight - 600 Lumens - 7W - 3000K - White | 3000 | 90 | 600 | 85.7143 | 50000 | 7 | 1 | 18.95 | 18.95 | 22.267 | 2020Q3 | https://www.beeslighting.com/S39467 | Bee's Lighting | 2020 | Yes
LED Lighting | Downlight | Satco | True |  |  |  | E26, 2-pin | Home Fixtures Recessed Lighting 4 in - 50W Equal - LED Retrofit Downlight - 600 Lumens - 7W - 4000K - White Back Description 7WLED/DIR/4/90'/40K/120V7 watt LED Directional Retrofit Downlight - Gimbaled; 4"; 4000K; 90' Beam spread; 120 volts; Dimmable; White Finish Solid State LED lighting Directional Downlight Retrofit Gimbaled Long life Dimmable 4 in - 50W Equal - LED Retrofit Downlight - 600 Lumens - 7W - 4000K - White | 4000 | 90 | 600 | 85.7143 | 50000 | 7 | 1 | 18.95 | 18.95 | 22.267 | 2020Q3 | https://www.beeslighting.com/S39468 | Bee's Lighting | 2020 | Yes
LED Lighting | Downlight | Satco | True |  |  |  | E26, 2-pin | Home Fixtures Recessed Lighting 5/6 in - 65W Equal - LED Retrofit Downlight - 800 Lumens - 9W - 3000K - White Back Description 9WLED/DIR/5-6/30K/120V 9 watt LED Directional Retrofit Downlight - Gimbaled; 5"-6"; 3000K; 120 volts; Dimmable; White Finish Solid State LED lighting Directional Downlight Retrofit Gimbaled Long life Dimmable 5/6 in - 65W Equal - LED Retrofit Downlight - 800 Lumens - 9W - 3000K - White | 3000 | 90 | 800 | 88.8889 | 50000 | 9 | 1 | 21.95 | 21.95 | 25.7921 | 2020Q3 | https://www.beeslighting.com/S39473 | Bee's Lighting | 2020 | Yes
LED Lighting | Downlight | Satco | True |  |  |  | E26, 2-pin | Home Fixtures Recessed Lighting 5/6 in - 65W Equal - LED Retrofit Downlight - 800 Lumens - 9W - 4000K - White Back Description 9WLED/DIR/5-6/40K/120V 9 watt LED Directional Retrofit Downlight - Gimbaled; 5"-6"; 4000K; 120 volts; Dimmable; White Finish Solid State LED lighting Directional Downlight Retrofit Gimbaled Long life Dimmable 5/6 in - 65W Equal - LED Retrofit Downlight - 800 Lumens - 9W - 4000K - White | 4000 | 90 | 800 | 88.8889 | 50000 | 9 | 1 | 21.95 | 21.95 | 25.7921 | 2020Q3 | https://www.beeslighting.com/S39474 | Bee's Lighting | 2020 | Yes
LED Lighting | Downlight | Satco | True |  |  |  | E26, 2-pin | Home Fixtures Recessed Lighting 5/6 in - 85W Equal - LED Retrofit Downlight - 1000 Lumens - 11.5W - 4000K - Square - White Back Description 11.5WLED/5-6/SQ/40K/120V 11.5 watt LED Downlight Retrofit; 5-6 inch square shape; 4000K; 120 volt; White Finish Solid State LED lighting Downlight Retrofit for 5-6" Long life 5/6 in - 85W Equal - LED Retrofit Downlight - 1000 Lumens - 11.5W - 4000K - Square - White | 4000 | 90 | 1000 | 90.9091 | 50000 | 11 | 1 | 18.95 | 18.95 | 22.267 | 2020Q3 | https://www.beeslighting.com/S39772 | Bee's Lighting | 2020 | Yes
LED Lighting | Decorative | Satco |  |  |  | Torpedo |  | Home Bulbs Decorative Light Bulbs LED - Candelabra - 5W - 40W Incandescent Equal - 325 Lumens - E12 base - 3000K Soft White Back Description This Satco S8574 LED Candelabra bulb produces 325 lumens, with only 5 watt power consumption. The S8574 replaces 40 watt incandescent bulbs and has an E12 base type. Moreover the bulb illuminates a soft white color temperature in 3000K. Solid State LED lighting Decorative replacement lamp Available in 120V Quality 90 CRI lighting Bulb has a rate life of 25,000 hours LED - Candelabra - 5W - 40W Incandescent Equal - 325 Lumens - E12 base - 3000K Soft White | 3000 | 90 | 325 | 65 | 25000 | 5 | 1 | 8.95 | 8.95 | 10.5166 | 2020Q3 | https://www.beeslighting.com/S8574 | Bee's Lighting | 2020 | Yes
LED Lighting | Decorative | Satco | True |  |  | Torpedo |  | Home Bulbs Decorative Light Bulbs LED - Candelabra - 5W - 40W Incandescent Equal - 325 Lumens - 3000K Soft White Back Description This Satco S8575 LED Candelabra bulb produces 325 lumens, with only 5 watt power consumption. The S8575 replaces 40 watt incandescent bulbs and has an E26 base type. Moreover the bulb illuminates a soft white color temperature in 3000K. Solid State LED lighting Decorative replacement lamp Available in 120V Quality 90 CRI lighting Bulb has a rate life of 25,000 hours LED - Candelabra - 5W - 40W Incandescent Equal - 325 Lumens - 3000K Soft White | 3000 | 90 | 325 | 65 | 25000 | 5 | 1 | 8.95 | 8.95 | 10.5166 | 2020Q3 | https://www.beeslighting.com/S8575 | Bee's Lighting | 2020 | Yes
LED Lighting | Decorative | Satco | True |  |  | Globe |  | Home Bulbs Filament Light Bulbs LED Filament Bulb - 4.5W - G40 Globe - 40W Equal - 470 Lumens - 2700K Warm White Back Description LED with a traditional incandescent look and feel Omni-directional light source Smooth dimming Replaces up to 40 watt lamps Long life - 15,000 hours Damp Location UL listed for totally enclosed fixtures Shatterproof coated LED Filament Bulb - 4.5W - G40 Globe - 40W Equal - 470 Lumens - 2700K Warm White | 2700 | 80 | 470 | 94 | 15000 | 5 | 1 | 11.16 | 11.16 | 13.1134 | 2020Q3 | https://www.beeslighting.com/S9256 | Bee's Lighting | 2020 | Yes
LED Lighting | Downlight | Satco |  |  |  | Reflector |  | Home Bulbs LED Flood Light Bulbs LED - 3W - MR11 - GU4 Base - 20W Equal - 210 Lumens - 2700K Warm White - 80 CRI - 25 Deg. Flood Back Description This Satco S9280 LED MR11 bulb produces 210 lumens, with only 3 watt power consumption. The S9280 replaces 20 watt halogen bulbs and has an GU4 base type. Moreover, the bulb illuminates a Warm White color temperature in 2700K. Suitable for indoor residential and commercial lighting. Approved for enclosed fixtures Can be used for track, downlight, accent and wall wash lighting. 25 degree flood Bulb has a rate life of 25,000 hours cULus certified LED - 3W - MR11 - GU4 Base - 20W Equal - 210 Lumens - 2700K Warm White - 80 CRI - 25 Deg. Flood | 2700 | 80 | 210 | 70 | 25000 | 3 | 1 | 7.95 | 7.95 | 9.3416 | 2020Q3 | https://www.beeslighting.com/S9280 | Bee's Lighting | 2020 | No
LED Lighting | Downlight | Satco | True |  |  | Reflector |  | Home Bulbs LED Flood Light Bulbs LED - 6.5W - MR16 - GU10 Base - 50W Equal - 500 Lumens - 2700K Warm White - 80 CRI - 40 Deg. Flood Back Description This Satco S9382 LED MR16 bulb produces 500 lumens, with only 6.5 watt power consumption. The S9382 replaceswatt halogen bulbs and has an GU10 base type. Moreover, the bulb illuminates a Warm White color temperature in 2700K. Approved for enclosed fixtures Can be used for track, downlight, accent and wall wash lighting 40 degree flood Bulb has a rate life of 25,000 hours cULus certified LED - 6.5W - MR16 - GU10 Base - 50W Equal - 500 Lumens - 2700K Warm White - 80 CRI - 40 Deg. Flood | 2700 | 80 | 500 | 71.4286 | 25000 | 7 | 1 | 8.95 | 8.95 | 10.5166 | 2020Q3 | https://www.beeslighting.com/S9382 | Bee's Lighting | 2020 | No
LED Lighting | Downlight | Satco | True |  |  |  | E26, 2-pin | Home Fixtures Recessed Lighting 5/6 in - 65W Equal - LED Retrofit Downlight - 840 Lumens - 12W - 4000K - White Back Description 12WLED/DIR/5-6/40K/120V 12 watt LED Directional Retrofit Downlight - Gimbaled; 5"-6"; 4000K; 120 volts; Dimmable Solid State LED lighting Directional Downlight Retrofit Gimbaled Long life Dimmable Compatible DimmersLutron C.L. Family - Gen. 2.2 or above Lutron DVCL-153P Lutron MACL-153M 5/6 in - 65W Equal - LED Retrofit Downlight - 840 Lumens - 12W - 4000K - White | 4000 | 90 | 840 | 70 | 50000 | 12 | 1 | 16.77 | 16.77 | 19.7054 | 2020Q3 | https://www.beeslighting.com/S9474 | Bee's Lighting | 2020 | Yes
LED Lighting | Decorative | Satco | True |  |  | Globe |  | Home Bulbs Filament Light Bulbs LED Filament Bulb - 4.5W - G25 - 40W Equal - 380 Lumens - 2000K Warm White Back Description This Satco S9584 LED G25 bulb produces 380 lumens, with only 4.5 watt power consumption. The S9584 replaces 40 watt incandescent bulbs and has an E26 base type. Moreover, the bulb illuminates a warm white color temperature in 2000K. G25 shaped replacement lamp LED with a traditional incandescent look and feel Available in 120V Bulb has a rate life of 15,000 hours UL listed for totally enclosed fixtures LED Filament Bulb - 4.5W - G25 - 40W Equal - 380 Lumens - 2000K Warm White | 2000 | 80 | 380 | 76 | 15000 | 5 | 1 | 8.95 | 8.95 | 10.5166 | 2020Q3 | https://www.beeslighting.com/S9584 | Bee's Lighting | 2020 | Yes
LED Lighting | Downlight | Satco | True |  |  |  |  | Home Fixtures Flush Mount Lighting Blink - 7 in. - LED Round Disk Light - 960 Lumens - 3000K - Bronze Finish Back Description This 7 Inch 12 Watt Satco LED surface mount ceiling light features a retrofit style in a bronze finish that fits most standard 4" j-boxes. This slim edge lit fixture replaces a 60 watt incandescent light and provides 960 lumens with soft white color temperature at 3000K. This surface mount round downlight uses the latest in edge-lighting technology to produce a low glare smooth lighting effect. It's ideal for applications in kitchens, offices, bedrooms, and dens as well as in wet locations, such as showers, bathrooms, or outdoors. LED fixtures are more energy efficient and last much longer than traditional incandescent versions. Mounts to most 3" and 4" J-Boxes Dims with compatible dimmers from Lutron and Leviton. Blink - 7 in. - LED Round Disk Light - 960 Lumens - 3000K - Bronze Finish | 3000 | 90 | 960 | 80 | 50000 | 12 | 1 | 59.99 | 59.99 | 70.4906 | 2020Q3 | https://www.beeslighting.com/S9885 | Bee's Lighting | 2020 | Yes
LED Lighting | Downlight | Satco | True |  |  |  |  | Home Fixtures Flush Mount Lighting Blink - 9 in. - LED Round Disk Light - 1300 Lumens - 3000K - Bronze Finish Back Description This 9 Inch 16 Watt Satco LED surface mount ceiling light features a retrofit style in a bronze finish that fits most standard 4" j-boxes. This slim edge lit fixture replaces a 100 watt incandescent light and provides 1300 lumens with soft white color temperature at 3000K. This surface mount round downlight uses the latest in edge-lighting technology to produce a low glare smooth lighting effect. It's ideal for applications in kitchens, offices, bedrooms, and dens as well as in wet locations, such as showers, bathrooms, or outdoors. LED fixtures are more energy efficient and last much longer than traditional incandescent versions. Mounts to most 3" and 4" J-Boxes Dims with com(more...) Blink - 9 in. - LED Round Disk Light - 1300 Lumens - 3000K - Bronze Finish | 3000 | 90 | 1300 | 81.25 | 50000 | 16 | 1 | 73.99 | 73.99 | 86.9411 | 2020Q3 | https://www.beeslighting.com/S9889 | Bee's Lighting | 2020 | Yes
LED Lighting | Decorative | Satco | True |  |  | Flame Tip |  | Home Bulbs Filament Light Bulbs LED Filament Bulb - 3.5W - Chandelier Bulb - 40W Equal - 350 Lumens - 2700K Warm White Back Description 3.5W CFC/LED/27K/CL/120V 3.5 watt CA11 LED; Clear; Candelabra base; 2700K; 350 lumens; 120 volts LED with a traditional incandescent look and feel Omni-directional light source Smooth dimming Replaces up to 40 watt lamps Long life - 15,000 hours Damp Location UL listed for totally enclosed fixtures Compatible DimmersCooper TAL06P-C1 Leviton DSE06 Lutron NTCL-250 LED Filament Bulb - 3.5W - Chandelier Bulb - 40W Equal - 350 Lumens - 2700K Warm White | 2700 | 80 | 350 | 87.5 | 15000 | 4 | 1 | 4.87 | 4.87 | 5.7224 | 2020Q3 | https://www.beeslighting.com/S9923 | Bee's Lighting | 2020 | Yes
LED Lighting | Decorative | Satco | True |  |  | Globe |  | Home Bulbs Filament Light Bulbs LED Filament Bulb - 4W - G30 - 25W Equal - 240 Lumens - 2000K Warm White Back Description This Satco S9968 LED G30 bulb produces 240 lumens, with only 4 watt power consumption. The S9968 replaces 25 watt incandescent bulbs and has an E26 base type. Moreover, the bulb illuminates a warm white color temperature in 2000K. G30 shaped replacement lamp LED with a traditional incandescent look and feel Available in 120V Bulb has a rate life of 15,000 hours UL listed for totally enclosed fixtures LED Filament Bulb - 4W - G30 - 25W Equal - 240 Lumens - 2000K Warm White | 2000 | 80 | 240 | 60 | 15000 | 4 | 1 | 12.95 | 12.95 | 15.2168 | 2020Q3 | https://www.beeslighting.com/S9968 | Bee's Lighting | 2020 | Yes
LED Lighting | Decorative | Satco | True |  |  | Globe |  | Home Bulbs Filament Light Bulbs LED Filament Bulb - 4W - G40 - 25W Equal - 240 Lumens - 2000K Warm White Back Description This Satco S9969 LED G40 bulb produces 240 lumens, with only 4 watt power consumption. The S9969 replaces 25 watt incandescent bulbs and has an E26 base type. Moreover, the bulb illuminates a warm white color temperature in 2000K. G40 shaped replacement lamp LED with a traditional incandescent look and feel Available in 120V Bulb has a rate life of 15,000 hours UL listed for totally enclosed fixtures LED Filament Bulb - 4W - G40 - 25W Equal - 240 Lumens - 2000K Warm White | 2000 | 80 | 240 | 60 | 15000 | 4 | 1 | 14.95 | 14.95 | 17.5668 | 2020Q3 | https://www.beeslighting.com/S9969 | Bee's Lighting | 2020 | Yes
LED Lighting | Decorative | Satco | True |  |  | Torpedo |  | Home Bulbs Filament Light Bulbs LED Filament Bulb - 3.5W - Candelabra - 40W Equal - 300 Lumens - 2000K Warm White Back Description This Satco S9986 LED Torpedo bulb produces 300 lumens, with only 3.5 watt power consumption. The S9986 replaces 40 watt incandescent bulbs and has an E12 base type. Moreover, the bulb illuminates a warm white color temperature in 2000K. Candelabra shaped replacement lamp LED with a traditional incandescent look and feel Available in 120V Bulb has a rate life of 15,000 hours UL listed for totally enclosed fixtures LED Filament Bulb - 3.5W - Candelabra - 40W Equal - 300 Lumens - 2000K Warm White | 2000 | 80 | 300 | 75 | 15000 | 4 | 1 | 7.95 | 7.95 | 9.3416 | 2020Q3 | https://www.beeslighting.com/S9986 | Bee's Lighting | 2020 | Yes
LED Lighting | Decorative | Satco | True |  |  | Flame Tip |  | Home Bulbs Filament Light Bulbs LED Filament Bulb - 3.5W - Candelabra - 40W Equal - 300 Lumens - 2000K Warm White Back Description This Satco S9987 LED Flame Tip bulb produces 300 lumens, with only 3.5 watt power consumption. The S9987 replaces 40 watt incandescent bulbs and has an E12 base type. Moreover, the bulb illuminates a warm white color temperature in 2000K. Candelabra shaped replacement lamp LED with a traditional incandescent look and feel Available in 120V Bulb has a rate life of 15,000 hours Approved for enclosed fixtures LED Filament Bulb - 3.5W - Candelabra - 40W Equal - 300 Lumens - 2000K Warm White | 2000 | 80 | 300 | 75 | 15000 | 4 | 1 | 7.95 | 7.95 | 9.3416 | 2020Q3 | https://www.beeslighting.com/S9987 | Bee's Lighting | 2020 | Yes
LED Lighting | Downlight | RAB Lighting |  | Daylighting/Photocell, |  |  |  | Home Fixtures Outdoor Lighting Security Lights LED Flood Light with Motion Sensor - 24 Watt - 1664 Lumens - 4000K - Adjustable 2-Head - Bronze Back Description The RAB smart bullet floodlight has two adjustable heads so that you can get light where you need it. Each head is equivalent to a 75W BR halogen wide flood light. In addition, the sensor which is included with the fixture is able to detect motion in a 180° pattern, at distances of up to 30 feet. The timer can be adjusted to turn off anywhere from 5 seconds to 15 minutes after the motion sensor triggers the light to turn on. Lastly, with its easy-to-install mounting plate the RAB SMSBULLET2X12NA is the perfect uplight or downlight for your outdoor lighting needs. Adjustable photo and motion sensitivity Manual sensor override disables motion detection Energy star certified Professional-grade design with adjustable heads 10 year warranty on full fixture & sensor assembly 100,000 LED lifespan Wall mount LED Flood Light with Motion Sensor - 24 Watt - 1664 Lumens - 4000K - Adjustable 2-Head - Bronze | 4000 | 84 | 1664 | 69.3333 | 100000 | 24 | 1 | 256.65 | 256.65 | 301.5737 | 2020Q3 | https://www.beeslighting.com/SMSBULLET2X12NA | Bee's Lighting | 2020 | No
LED Lighting | Downlight | RAB Lighting |  | Daylighting/Photocell, |  |  |  | Home Fixtures Outdoor Lighting Security Lights LED Flood Light with Motion Sensor - 24 Watt - 1664 Lumens - 4000K - Adjustable 2-Head - White Back Description The RAB smart bullet floodlight has two adjustable heads so that you can get light where you need it. Each head is equivalent to a 75W BR halogen wide flood light. In addition, the sensor which is included with the fixture is able to detect motion in a 180° pattern, at distances of up to 30 feet. The timer can be adjusted to turn off anywhere from 5 seconds to 15 minutes after the motion sensor triggers the light to turn on. Lastly, with its easy-to-install mounting plate the RAB SMSBULLET2X12NA is the perfect uplight or downlight for your outdoor lighting needs. Adjustable photo and motion sensitivity Manual sensor override disables motion detection Energy star certified Professional-grade design with adjustable heads 10 year warranty on full fixture & sensor assembly 100,000 LED lifespan Wall mount LED Flood Light with Motion Sensor - 24 Watt - 1664 Lumens - 4000K - Adjustable 2-Head - White | 4000 | 84 | 1664 | 69.3333 | 100000 | 24 | 1 | 256.65 | 256.65 | 301.5737 | 2020Q3 | https://www.beeslighting.com/SMSBULLET2X12NW | Bee's Lighting | 2020 | No
LED Lighting | Downlight | American Lighting | True | Scene Controls, |  |  | E26, 2-pin | Home Fixtures Recessed Lighting 4 inch - 65W Equal - LED Retrofit Downlight - 720 Lumens - 11 Watt - 2700K-6500K and RGB - White Back Description The SPK-DL4-RGBTW-WH LED 4" retrofit downlight is part of the Spektrum series of downlights that provides instant lighting control and lighting space customization. The American Lighting 4 inch downlight replaces 65 watt incandescent lights and provides 720 lumens with 2700K-6500K tunable white and RGB color temperatures. This retrofit 6 inch downlight is ideal for office, bedroom and kitchen lighting. RGB and Tunable White (2700K-6500K) mixing capabilities No hub or gateway required Features Bluetooth Mesh Wireless Technology Aluminum housing with polycarbonate lens 90+ high quality CRI cULus listed, IC rated, ROHS and suitable for damp locations 4 inch - 65W Equal - LED Retrofit Downlight - 720 Lumens - 11 Watt - 2700K-6500K and RGB - White | 2700 | 90 | 720 | 65.4545 | 25000 | 11 | 1 | 38.14 | 38.14 | 44.816 | 2020Q3 | https://www.beeslighting.com/SPK-DL4-RGBTW-WH | Bee's Lighting | 2020 | Yes
LED Lighting | Downlight | American Lighting | True | Scene Controls, |  |  | E26, 2-pin | Home Fixtures Recessed Lighting 6 inch - 100W Equal - LED Retrofit Downlight - 950 Lumens - 13 Watt - 2700K-6500K and RGB - White Back Description The SPK-DL6-RGBTW-WH LED 6" retrofit downlight is part of the Spektrum series of downlights that provides instant lighting control and lighting space customization. The American Lighting 6 inch downlight replaces 100 watt incandescent lights and provides 950 lumens with 2700K-6500K tunable white and RGB color temperatures. This retrofit 6 inch downlight is ideal for office, bedroom and kitchen lighting. RGB and Tunable White (2700K-6500K) mixing capabilities No hub or gateway required Features Bluetooth Mesh Wireless Technology Aluminum housing with polycarbonate lens 90+ high quality CRI cULus listed, IC rated, ROHS and suitable for damp locations 6 inch - 100W Equal - LED Retrofit Downlight - 950 Lumens - 13 Watt - 2700K-6500K and RGB - White | 2700 | 90 | 950 | 73.0769 | 25000 | 13 | 1 | 45.14 | 45.14 | 53.0412 | 2020Q3 | https://www.beeslighting.com/SPK-DL6-RGBTW-WH | Bee's Lighting | 2020 | Yes
LED Lighting | Decorative | Topaz | True |  |  | Torpedo |  | Home Bulbs Decorative Light Bulbs LED - 4.5W - Frosted Straight Tip Torpedo - 40W Equal - 300 Lum -3000K Warm White - Candelabra Base Back Description The Topaz Decorative LED Candelabra Series are a long lasting and energy savings alternative to traditional incandescent lighting. Available in aesthetically pleasing warm color temperatures of 2700K and 3000K. Select models are dimmable for ambiance control and additional energy savings. These lamps are ideal for direct replacement of incandescent lamps in ceiling fans, wall sconces and chandeliers. LED - 4.5W - Frosted Straight Tip Torpedo - 40W Equal - 300 Lum -3000K Warm White - Candelabra Base | 3000 | 80 | 300 | 60 | 15000 | 5 | 1 | 5.14 | 5.14 | 6.0397 | 2020Q3 | https://www.beeslighting.com/TOP-CAN-30K-A2 | Bee's Lighting | 2020 | Yes
LED Lighting | Downlight | Lithonia | True |  |  |  |  | Home Fixtures Commercial Lighting LED Strip Light Fixtures 8ft LED Strip Light - 10000 Lumens - 68 Watts - 3500K - 120-277V Back Description Lithonia TZL1N-L96-10LM-F-MV-35K-80-WH LED strip light fixture has a length of 96 in.. This LED linear strip light emits 10000 lumens with a 3500K color temperature, while only using 68 watts. This LED strip can replace a 2-lamp 96W T12 fluorescent strip light. Strip lights are a great way to light upclosets, restrooms, kitchens, work areas, hallways, warehouses, retail spaces and many more commercial applications. Features: Compact low-profile Z strip design channel and cover are formed with code-gauge cold rolled steel 0-10V Dimmable LED strip light fixture Continuous row mounting made easy to install with included row aligner Five-stage iron phosphate pre-treatment allows for superior paint adhesion and rust resistance Able to be mounted in any orientation to provide uplight or downlight Can be suspended with chain, aircraft cable or stem UL Listed and CSA Certi?ed for dry and damp locations from -4°F (-20°C) to 86°F (30°C) Color rendering index CRI 80 Efficacy rating 113 lm/W 5 year warranty Surface mount 8ft LED Strip Light - 10000 Lumens - 68 Watts - 3500K - 120-277V | 3500 | 80 | 10000 | 147.0588 |  | 68 | 1 | 223.2 | 223.2 | 262.2686 | 2020Q3 | https://www.beeslighting.com/TZL1N-L96-10000LM-FST-MVOLT-35K-80CRI-WH | Bee's Lighting | 2020 | No
LED Lighting | Downlight | Lithonia | True |  |  |  |  | Home Fixtures Commercial Lighting LED Strip Light Fixtures 8ft LED Strip Light - 10000 Lumens - 68 Watts - 5000K - 120-277V Back Description Lithonia TZL1N-L96-10LM-F-MV-50K-80-WH LED strip light fixture has a length of 96 in.. This LED linear strip light emits 10000 lumens with a 5000K color temperature, while only using 68 watts. This LED strip can replace a 2-lamp 96W T12 fluorescent strip light. Strip lights are a great way to light upclosets, restrooms, kitchens, work areas, hallways, warehouses, retail spaces and many more commercial applications. Features: Compact low-profile Z strip design channel and cover are formed with code-gauge cold rolled steel 0-10V Dimmable LED strip light fixture Continuous row mounting made easy to install with included row aligner Five-stage iron phosphate pre-treatment allows for superior paint adhesion and rust resistance Able to be mounted in any orientation to provide uplight or downlight Can be suspended with chain, aircraft cable or stem UL Listed and CSA Certi?ed for dry and damp locations from -4°F (-20°C) to 86°F (30°C) Color rendering index CRI 80 Efficacy rating 118 lm/W 5 year warranty Surface mount 8ft LED Strip Light - 10000 Lumens - 68 Watts - 5000K - 120-277V | 5000 | 80 | 10000 | 147.0588 |  | 68 | 1 | 223.2 | 223.2 | 262.2686 | 2020Q3 | https://www.beeslighting.com/TZL1N-L96-10000LM-FST-MVOLT-50K-80CRI-WH | Bee's Lighting | 2020 | No
LED Lighting | Downlight | Lithonia | True | Scene Controls, |  |  | Pre-wired | Home Fixtures Recessed Lighting 4 in - 65W Equal - LED Canless Downlight - Ultra Thin - 800 Lumens - 10W - Tunable White - Brushed Nickel Back Description The WF4 LED 27K30K35K 90CRI BN M6 4 inch wafer LED canless downlight from Lithonia produces 800 lumens at 10W to replace 65 watt incandescent bulbs. This ultra thin LED downlight has edge lit light distribution and runs on 120V input. The 2700K-3500K tunable white color temperature makes it ideal for residential and commercial downlight applications. This recessed downlight has a round trim with brushed nickel finish. The Lithonia Wafer series LED downlights have 90+ CRI and are Energy Star and wet location rated. 4 in - 65W Equal - LED Canless Downlight - Ultra Thin - 800 Lumens - 10W - Tunable White - Brushed Nickel | 2700 | 90 | 800 | 80 | 50000 | 10 | 1 | 23.95 | 23.95 | 28.1422 | 2020Q3 | https://www.beeslighting.com/WF4-LED-27K30K35K-90CRI-BN-M6 | Bee's Lighting | 2020 | Yes
LED Lighting | Downlight | Lithonia | True | Scene Controls, |  |  | Pre-wired | Home Fixtures Recessed Lighting 4 in - 65W Equal - LED Canless Downlight - Ultra Thin - 800 Lumens - 10W - Tunable White - Black Back Description The WF4 LED 27K30K35K 90CRI MB M6 4 inch wafer LED canless downlight from Lithonia produces 800 lumens at 10W to replace 65 watt incandescent bulbs. This ultra thin LED downlight has edge lit light distribution and runs on 120V input. The 2700K-3500K tunable white color temperature makes it ideal for residential and commercial downlight applications. This recessed downlight has a round trim with matte black finish. The Lithonia Wafer series LED downlights have 90+ CRI and are Energy Star and wet location rated. 4 in - 65W Equal - LED Canless Downlight - Ultra Thin - 800 Lumens - 10W - Tunable White - Black | 2700 | 90 | 800 | 80 | 50000 | 10 | 1 | 21.95 | 21.95 | 25.7921 | 2020Q3 | https://www.beeslighting.com/WF4-LED-27K30K35K-90CRI-MB-M6 | Bee's Lighting | 2020 | Yes
LED Lighting | Downlight | Lithonia | True | Scene Controls, |  |  | Pre-wired | Home Fixtures Recessed Lighting 4 in - 65W Equal - LED Canless Downlight - Ultra Thin - 800 Lumens - 10W - Tunable White - White Back Description The WF4 LED 27K30K35K 90CRI MW M6 4 inch wafer LED canless downlight from Lithonia produces 800 lumens at 10W to replace 65 watt incandescent bulbs. This ultra thin LED downlight has edge lit light distribution and runs on 120V input. The 2700K-3500K tunable white color temperature makes it ideal for residential and commercial downlight applications. This recessed downlight has a round trim with matte white finish. The Lithonia Wafer series LED downlights have 90+ CRI and are Energy Star and wet location rated. 4 in - 65W Equal - LED Canless Downlight - Ultra Thin - 800 Lumens - 10W - Tunable White - White | 2700 | 90 | 800 | 80 | 50000 | 10 | 1 | 18.95 | 18.95 | 22.267 | 2020Q3 | https://www.beeslighting.com/WF4-LED-27K30K35K-90CRI-MW-M6 | Bee's Lighting | 2020 | Yes
LED Lighting | Downlight | Lithonia | True | Scene Controls, |  |  | Pre-wired | Home Fixtures Recessed Lighting 4 in - 65W Equal - LED Canless Downlight - Ultra Thin - 800 Lumens - 10W - Tunable White - White - 6 Pack Back Description The 6 pack WF4 LED 27K30K35K 90CRI MW M6 4 inch wafer LED canless downlight from Lithonia produces 800 lumens at 10W to replace 65 watt incandescent bulbs. This ultra thin LED downlight has edge lit light distribution and runs on 120V input. The 2700K-3500K tunable white color temperature makes it ideal for residential and commercial downlight applications. This recessed downlight has a round trim with matte white finish. The Lithonia Wafer series LED downlights have 90+ CRI and are Energy Star and wet location rated. 4 in - 65W Equal - LED Canless Downlight - Ultra Thin - 800 Lumens - 10W - Tunable White - White - 6 Pack | 2700 | 90 | 800 | 80 | 50000 | 10 | 1 | 107.95 | 107.95 | 126.8454 | 2020Q3 | https://www.beeslighting.com/WF4-LED-27K30K35K-90CRI-MW-M6-6PK | Bee's Lighting | 2020 | Yes
LED Lighting | Downlight | Lithonia | True | Scene Controls, |  |  | Pre-wired | Home Fixtures Commercial Lighting Commercial Downlights 4 in - 65W Equal - LED Canless Downlight - Ultra Thin - 800 Lumens - 10.5W - Selectable White - White Back Description The WF4 LED 27K30K35K MVOLT 90CRI MW M6 4 inch wafer LED canless downlight from Lithonia produces 800 lumens at 10.5W to replace 65 watt incandescent bulbs. This ultra thin LED downlight has edge lit light distribution and runs on 120-277V input. The 2700K-3500K tunable white color temperature makes it ideal for residential and commercial downlight applications. This recessed downlight has a round trim with matte white finish. The Lithonia Wafer series LED downlights have 90+ CRI and are Energy Star and wet location rated. Title 24 and dimmable LED with 50000 hours rated 4 in - 65W Equal - LED Canless Downlight - Ultra Thin - 800 Lumens - 10.5W - Selectable White - White | 2700 | 90 | 800 | 80 | 50000 | 10 | 1 | 27.1 | 27.1 | 31.8435 | 2020Q3 | https://www.beeslighting.com/WF4-LED-27K30K35K-MVOLT-90CRI-MW-M6 | Bee's Lighting | 2020 | Yes
LED Lighting | Downlight | Lithonia | True |  |  |  | Pre-wired | Home Fixtures Commercial Lighting Commercial Downlights 4 in - 50W Equal - LED Canless Downlight - Ultra Thin - 675 Lumens - 10W - 3000K - White Back Description The WF4 LED 30K MVOLT MW M6 4 inch wafer LED canless downlight from Lithonia produces 675 lumens at 10W to replace 50 watt halogen bulbs. This ultra thin LED downlight has edge lit light distribution and runs on 120-277V input. The 3000K soft white color temperature makes it ideal for residential and commercial downlight applications. This recessed downlight has a round trim with matte white finish. The Lithonia Wafer series LED downlights have 90+ CRI and are Energy Star and wet location rated. 4 in - 50W Equal - LED Canless Downlight - Ultra Thin - 675 Lumens - 10W - 3000K - White | 3000 | 80 | 675 | 67.5 | 36000 | 10 | 1 | 26.95 | 26.95 | 31.6673 | 2020Q3 | https://www.beeslighting.com/WF4-LED-30K-MVOLT-MW-M6 | Bee's Lighting | 2020 | Yes
LED Lighting | Downlight | Lithonia | True | Scene Controls, |  |  | Pre-wired | Home Fixtures Recessed Lighting 4 in - 65W Equal - LED Canless Downlight - Ultra Thin - 810 Lumens - 10W - Tunable White - Brushed Nickel Back Description The WF4 LED 30K40K50K 90CRI BN M6 4 inch wafer LED canless downlight from Lithonia produces 810 lumens at 10W to replace 65 watt incandescent bulbs. This ultra thin LED downlight has edge lit light distribution and runs on 120V input. The 3000K-5000K tunable white color temperature makes it ideal for residential and commercial downlight applications. This recessed downlight has a round trim with brushed nickel finish. The Lithonia Wafer series LED downlights have 90+ CRI and are Energy Star and wet location rated. 4 in - 65W Equal - LED Canless Downlight - Ultra Thin - 810 Lumens - 10W - Tunable White - Brushed Nickel | 3000 | 90 | 810 | 81 | 50000 | 10 | 1 | 23.95 | 23.95 | 28.1422 | 2020Q3 | https://www.beeslighting.com/WF4-LED-30K40K50K-90CRI-BN-M6 | Bee's Lighting | 2020 | Yes
LED Lighting | Downlight | Lithonia | True | Scene Controls, |  |  | Pre-wired | Home Fixtures Recessed Lighting 4 in - 65W Equal - LED Canless Downlight - Ultra Thin - 810 Lumens - 10W - Tunable White - Black Back Description The WF4 LED 30K40K50K 90CRI MB M6 4 inch wafer LED canless downlight from Lithonia produces 810 lumens at 10W to replace 65 watt incandescent bulbs. This ultra thin LED downlight has edge lit light distribution and runs on 120V input. The 3000K-5000K tunable white color temperature makes it ideal for residential and commercial downlight applications. This recessed downlight has a round trim with matte black finish. The Lithonia Wafer series LED downlights have 90+ CRI and are Energy Star and wet location rated. 4 in - 65W Equal - LED Canless Downlight - Ultra Thin - 810 Lumens - 10W - Tunable White - Black | 3000 | 90 | 810 | 81 | 50000 | 10 | 1 | 21.95 | 21.95 | 25.7921 | 2020Q3 | https://www.beeslighting.com/WF4-LED-30K40K50K-90CRI-MB-M6 | Bee's Lighting | 2020 | Yes
LED Lighting | Downlight | Lithonia | True | Scene Controls, |  |  | Pre-wired | Home Fixtures Recessed Lighting 4 in - 65W Equal - LED Canless Downlight - Ultra Thin - 810 Lumens - 10W - Tunable White - White Back Description The WF4 LED 30K40K50K 90CRI MW M6 4 inch wafer LED canless downlight from Lithonia produces 810 lumens at 10W to replace 65 watt incandescent bulbs. This ultra thin LED downlight has edge lit light distribution and runs on 120V input. The 3000K-5000K tunable white color temperature makes it ideal for residential and commercial downlight applications. This recessed downlight has a round trim with matte white finish. The Lithonia Wafer series LED downlights have 90+ CRI and are Energy Star and wet location rated. 4 in - 65W Equal - LED Canless Downlight - Ultra Thin - 810 Lumens - 10W - Tunable White - White | 3000 | 90 | 810 | 81 | 50000 | 10 | 1 | 18.95 | 18.95 | 22.267 | 2020Q3 | https://www.beeslighting.com/WF4-LED-30K40K50K-90CRI-MW-M6 | Bee's Lighting | 2020 | Yes
LED Lighting | Downlight | Lithonia | True | Scene Controls, |  |  | Pre-wired | Home Fixtures Recessed Lighting 4 in - 65W Equal - LED Canless Downlight - Ultra Thin - 810 Lumens - 10W - Tunable White - White - 6 Pack Back Description The 6 pack WF4 LED 30K40K50K 90CRI MW M6 4 inch wafer LED canless downlight from Lithonia produces 810 lumens at 10W to replace 65 watt incandescent bulbs. This ultra thin LED downlight has edge lit light distribution and runs on 120V input. The 3000K-5000K tunable white color temperature makes it ideal for residential and commercial downlight applications. This recessed downlight has a round trim with matte white finish. The Lithonia Wafer series LED downlights have 90+ CRI and are Energy Star and wet location rated. 4 in - 65W Equal - LED Canless Downlight - Ultra Thin - 810 Lumens - 10W - Tunable White - White - 6 Pack | 3000 | 90 | 810 | 81 | 50000 | 10 | 1 | 107.95 | 107.95 | 126.8454 | 2020Q3 | https://www.beeslighting.com/WF4-LED-30K40K50K-90CRI-MW-M6-6PK | Bee's Lighting | 2020 | Yes
LED Lighting | Downlight | Lithonia | True | Scene Controls, |  |  | Pre-wired | Home Fixtures Recessed Lighting 4 in - 65W Equal - LED Canless Downlight - Ultra Thin - 810 Lumens - 10W - Tunable White - Oil-Rubbed Bronze Back Description The WF4 LED 30K40K50K 90CRI ORB M6 4 inch wafer LED canless downlight from Lithonia produces 810 lumens at 10W to replace 65 watt incandescent bulbs. This ultra thin LED downlight has edge lit light distribution and runs on 120V input. The 3000K-5000K tunable white color temperature makes it ideal for residential and commercial downlight applications. This recessed downlight has a round trim with oil-rubbed bronze finish. The Lithonia Wafer series LED downlights have 90+ CRI and are Energy Star and wet location rated. 4 in - 65W Equal - LED Canless Downlight - Ultra Thin - 810 Lumens - 10W - Tunable White - Oil-Rubbed Bronze | 3000 | 90 | 810 | 81 | 50000 | 10 | 1 | 23.95 | 23.95 | 28.1422 | 2020Q3 | https://www.beeslighting.com/WF4-LED-30K40K50K-90CRI-ORB-M6 | Bee's Lighting | 2020 | Yes
LED Lighting | Downlight | Lithonia | True | Scene Controls, |  |  | Pre-wired | Home Fixtures Commercial Lighting Commercial Downlights 4 in - 65W Equal - LED Canless Downlight - Ultra Thin - 810 Lumens - 10.5W - Selectable White - White Back Description The WF4 LED 30K40K50K MVOLT 90CRI MW M6 4 inch wafer LED canless downlight from Lithonia produces 800 lumens at 10.5W to replace 65 watt incandescent bulbs. This ultra thin LED downlight has edge lit light distribution and runs on 120V input. The 3000K-5000K tunable white color temperature makes it ideal for residential and commercial downlight applications. This recessed downlight has a round trim with matte white finish. The Lithonia Wafer series LED downlights have 90+ CRI and are Energy Star and wet location rated. Title 24 and dimmable LED with 50000 hours rated 4 in - 65W Equal - LED Canless Downlight - Ultra Thin - 810 Lumens - 10.5W - Selectable White - White | 3000 | 90 | 800 | 80 | 50000 | 10 | 1 | 27.1 | 27.1 | 31.8435 | 2020Q3 | https://www.beeslighting.com/WF4-LED-30K40K50K-MVOLT-90CRI-MW-M6 | Bee's Lighting | 2020 | Yes
LED Lighting | Downlight | Lithonia | True |  |  |  | Pre-wired | Home Fixtures Recessed Lighting 4 in - 50W Equal - LED Canless Downlight - Ultra Thin - 765 Lumens - 10W - 4000K - Brushed Nickel Back Description The WF4 LED 40K BN M6 4 inch wafer LED canless downlight from Lithonia produces 765 lumens at 10W to replace 50 watt halogen bulbs. This ultra thin LED downlight has edge lit light distribution and runs on 120V input. The 4000K cool white color temperature makes it ideal for residential and commercial downlight applications. This recessed downlight has a round trim with brushed nickel finish. The Lithonia Wafer series LED downlights have 90+ CRI and are Energy Star and wet location rated. 4 in - 50W Equal - LED Canless Downlight - Ultra Thin - 765 Lumens - 10W - 4000K - Brushed Nickel | 4000 | 80 | 765 | 76.5 | 36000 | 10 | 1 | 18.87 | 18.87 | 22.173 | 2020Q3 | https://www.beeslighting.com/WF4-LED-40K-BN-M6 | Bee's Lighting | 2020 | Yes
LED Lighting | Downlight | Lithonia | True | Daylighting/Photocell, |  |  | Pre-wired | Home Fixtures Commercial Lighting Commercial Downlights 4 in - 50W Equal - LED Canless Downlight - Ultra Thin - 780 Lumens - 10W - 5000K - White Back Description The WF4 LED 50K MVOLT MW M6 4 inch wafer LED canless downlight from Lithonia produces 780 lumens at 10W to replace 50 watt halogen bulbs. This ultra thin LED downlight has edge lit light distribution and runs on 120-277V input. The 5000K daylight color temperature makes it ideal for residential and commercial downlight applications. This recessed downlight has a round trim with matte white finish. The Lithonia Wafer series LED downlights have 90+ CRI and are Energy Star and wet location rated. 4 in - 50W Equal - LED Canless Downlight - Ultra Thin - 780 Lumens - 10W - 5000K - White | 5000 | 80 | 780 | 78 | 36000 | 10 | 1 | 26.95 | 26.95 | 31.6673 | 2020Q3 | https://www.beeslighting.com/WF4-LED-50K-MVOLT-MW-M6 | Bee's Lighting | 2020 | Yes
LED Lighting | Downlight | Lithonia | True | Scene Controls, |  |  | Pre-wired | Home Fixtures Recessed Lighting 6 in - LED Canless Downlight - 1100 Lumens - 27K/30K/35K - White- 120V Back Description The WF6 LED 27K30K35K 90CRI MW M6 6 inch wafer LED canless downlight from Lithonia produces 1150 lumens at 14W to replace 100 watt incandescent bulbs. This ultra thin LED downlight has edge lit light distribution and runs on 120V input. The 2700K-3500K tunable white color temperature makes it ideal for residential and commercial downlight applications. This recessed downlight has a round trim with matte white finish. The Lithonia Wafer series LED downlights have 90+ CRI and are Energy Star and wet location rated. 6 in - LED Canless Downlight - 1100 Lumens - 27K/30K/35K - White- 120V | 2700 | 90 | 1150 | 82.1429 | 50000 | 14 | 1 | 20.95 | 20.95 | 24.6171 | 2020Q3 | https://www.beeslighting.com/WF6-LED-27K30K35K-90CRI-MW-M6 | Bee's Lighting | 2020 | Yes
LED Lighting | Downlight | Lithonia | True | Scene Controls, |  |  | Pre-wired | Home Fixtures Recessed Lighting 6 in - 100W Equal - LED Canless Downlight - Ultra Thin - 1150 Lumens - 14W - Tunable White - White - 6 Pack Back Description The 6 pack WF6 LED 27K30K35K 90CRI MW M6 6 inch wafer LED canless downlight from Lithonia produces 1150 lumens at 14W to replace 100 watt incandescent bulbs. This ultra thin LED downlight has edge lit light distribution and runs on 120V input. The 2700K-3500K tunable white color temperature makes it ideal for residential and commercial downlight applications. This recessed downlight has a round trim with matte white finish. The Lithonia Wafer series LED downlights have 90+ CRI and are Energy Star and wet location rated. 6 in - 100W Equal - LED Canless Downlight - Ultra Thin - 1150 Lumens - 14W - Tunable White - White - 6 Pack | 2700 | 90 | 1150 | 82.1429 | 50000 | 14 | 1 | 119 | 119 | 139.8296 | 2020Q3 | https://www.beeslighting.com/WF6-LED-27K30K35K-90CRI-MW-M6-6PK | Bee's Lighting | 2020 | Yes
LED Lighting | Downlight | Lithonia | True | Scene Controls, |  |  | Pre-wired | Home Fixtures Commercial Lighting Commercial Downlights 6 in - LED Canless Downlight - 1100 Lumens - 27K/30K/35K - Matt White- 120/277V Back Description The WF6 LED 27K30K35K MVOLT 90CRI MW M6 6 inch wafer LED canless downlight from Lithonia produces 1150 lumens at 14W to replace 100 watt incandescent bulbs. This ultra thin LED downlight has edge lit light distribution and runs on 120-277V input. The 2700K-3500K tunable white color temperature makes it ideal for residential and commercial downlight applications. This recessed downlight has a round trim with matte white finish. The Lithonia Wafer series LED downlights have 90+ CRI and are Energy Star and wet location rated. Title 24 and dimmable LED with 50000 hours rated 6 in - LED Canless Downlight - 1100 Lumens - 27K/30K/35K - Matt White- 120/277V | 3000 | 90 | 1190 | 85 | 50000 | 14 | 1 | 31.4 | 31.4 | 36.8962 | 2020Q3 | https://www.beeslighting.com/WF6-LED-27K30K35K-MVOLT-90CRI-MW-M6 | Bee's Lighting | 2020 | Yes
LED Lighting | Downlight | Lithonia | True |  |  |  | Pre-wired | Home Fixtures Recessed Lighting 6 in - 100W Equal - LED Canless Downlight - Ultra Thin - 1020 Lumens - 13W - 3000K - White Back Description The WF6 LED 30K MW M6 6 inch wafer LED canless downlight from Lithonia produces 1020 lumens at 13W to replace 100 watt incandescent bulbs. This ultra thin LED downlight has edge lit light distribution and runs on 120V input. The 3000K soft white color temperature makes it ideal for residential and commercial downlight applications. This recessed downlight has a round trim with matte white finish. The Lithonia Wafer series LED downlights have 90+ CRI and are Energy Star and wet location rated. 6 in - 100W Equal - LED Canless Downlight - Ultra Thin - 1020 Lumens - 13W - 3000K - White | 3000 | 80 | 1020 | 78.4615 | 36000 | 13 | 1 | 17.95 | 17.95 | 21.0919 | 2020Q3 | https://www.beeslighting.com/WF6-LED-30K-MW-M6 | Bee's Lighting | 2020 | Yes
LED Lighting | Downlight | Lithonia | True | Scene Controls, |  |  | Pre-wired | Home Fixtures Recessed Lighting 6 in - LED Canless Downlight - 1100 Lumens - 30K/40K/50K - Brushed Nickel - 120V Back Description The WF6 LED 30K40K50K 90CRI BN M6 6 inch wafer LED canless downlight from Lithonia produces 1190 lumens at 14W to replace 100 watt incandescent bulbs. This ultra thin LED downlight has edge lit light distribution and runs on 120V input. The 3000K-5000K tunable white color temperature makes it ideal for residential and commercial downlight applications. This recessed downlight has a round trim with brushed nickel finish. The Lithonia Wafer series LED downlights have 90+ CRI and are Energy Star and wet location rated. 6 in - LED Canless Downlight - 1100 Lumens - 30K/40K/50K - Brushed Nickel - 120V | 3000 | 90 | 1190 | 85 | 50000 | 14 | 1 | 27.95 | 27.95 | 32.8423 | 2020Q3 | https://www.beeslighting.com/WF6-LED-30K40K50K-90CRI-BN-M6 | Bee's Lighting | 2020 | Yes
LED Lighting | Downlight | Lithonia | True | Scene Controls, |  |  | Pre-wired | Home Fixtures Recessed Lighting 6 in - LED Canless Downlight - 1100 Lumens - 30K/40K/50K - Matt Black - 120V Back Description The WF6 LED 30K40K50K 90CRI MB M6 6 inch wafer LED canless downlight from Lithonia produces 1190 lumens at 14W to replace 100 watt incandescent bulbs. This ultra thin LED downlight has edge lit light distribution and runs on 120V input. The 3000K-5000K tunable white color temperature makes it ideal for residential and commercial downlight applications. This recessed downlight has a round trim with matte black finish. The Lithonia Wafer series LED downlights have 90+ CRI and are Energy Star and wet location rated. 6 in - LED Canless Downlight - 1100 Lumens - 30K/40K/50K - Matt Black - 120V | 3000 | 90 | 1190 | 85 | 50000 | 14 | 1 | 27.95 | 27.95 | 32.8423 | 2020Q3 | https://www.beeslighting.com/WF6-LED-30K40K50K-90CRI-MB-M6 | Bee's Lighting | 2020 | Yes
LED Lighting | Downlight | Lithonia | True | Scene Controls, |  |  | Pre-wired | Home Fixtures Recessed Lighting 6 in - LED Canless Downlight - 1100 Lumens - 30K/40K/50K - Matt White - 120V Back Description The WF6 LED 30K40K50K 90CRI MW M6 6 inch wafer LED canless downlight from Lithonia produces 1190 lumens at 14W to replace 100 watt incandescent bulbs. This ultra thin LED downlight has edge lit light distribution and runs on 12V input. The 3000K-5000K tunable white color temperature makes it ideal for residential and commercial downlight applications. This recessed downlight has a round trim with matte white finish. The Lithonia Wafer series LED downlights have 90+ CRI and are Energy Star and wet location rated. 6 in - LED Canless Downlight - 1100 Lumens - 30K/40K/50K - Matt White - 120V | 3000 | 90 | 1190 | 85 | 50000 | 14 | 1 | 20.95 | 20.95 | 24.6171 | 2020Q3 | https://www.beeslighting.com/WF6-LED-30K40K50K-90CRI-MW-M6 | Bee's Lighting | 2020 | Yes
LED Lighting | Downlight | Lithonia | True | Scene Controls, |  |  | Pre-wired | Home Fixtures Recessed Lighting 6 in - 100W Equal - LED Canless Downlight - Ultra Thin - 1190 Lumens - 14W - Tunable White - White - 6 Pack Back Description The 6 pack WF6 LED 30K40K50K 90CRI MW M6 6 inch wafer LED canless downlight from Lithonia produces 1190 lumens at 14W to replace 100 watt incandescent bulbs. This ultra thin LED downlight has edge lit light distribution and runs on 120V input. The 3000K-5000K tunable white color temperature makes it ideal for residential and commercial downlight applications. This recessed downlight has a round trim with matte white finish. The Lithonia Wafer series LED downlights have 90+ CRI and are Energy Star and wet location rated. 6 in - 100W Equal - LED Canless Downlight - Ultra Thin - 1190 Lumens - 14W - Tunable White - White - 6 Pack | 3000 | 90 | 1190 | 85 | 50000 | 14 | 1 | 119 | 119 | 139.8296 | 2020Q3 | https://www.beeslighting.com/WF6-LED-30K40K50K-90CRI-MW-M6-6PK | Bee's Lighting | 2020 | Yes
LED Lighting | Downlight | Lithonia | True | Scene Controls, |  |  | Pre-wired | Home Fixtures Recessed Lighting 6 in - LED Canless Downlight - 1100 Lumens - 30K/40K/50K - Oil Bronze - 120V Back Description The WF6 LED 30K40K50K 90CRI ORB M6 6 inch wafer LED canless downlight from Lithonia produces 1190 lumens at 14W to replace 100 watt incandescent bulbs. This ultra thin LED downlight has edge lit light distribution and runs on 120V input. The 3000K-5000K tunable white color temperature makes it ideal for residential and commercial downlight applications. This recessed downlight has a round trim with oil-rubbed bronze finish. The Lithonia Wafer series LED downlights have 90+ CRI and are Energy Star and wet location rated. 6 in - LED Canless Downlight - 1100 Lumens - 30K/40K/50K - Oil Bronze - 120V | 3000 | 90 | 1190 | 85 | 50000 | 14 | 1 | 27.95 | 27.95 | 32.8423 | 2020Q3 | https://www.beeslighting.com/WF6-LED-30K40K50K-90CRI-ORB-M6 | Bee's Lighting | 2020 | Yes
LED Lighting | Downlight | Lithonia | True | Scene Controls, |  |  | Pre-wired | Home Fixtures Commercial Lighting Commercial Downlights 6 in - LED Canless Downlight - 1100 Lumens - 30K/40K/50K - Matt White - 120/277V Back Description The WF6 LED 30K40K50K MVOLT 90CRI MW M6 6 inch wafer LED canless downlight from Lithonia produces 1190 lumens at 14W to replace 100 watt incandescent bulbs. This ultra thin LED downlight has edge lit light distribution and runs on 120-277V input. The 3000K-5000K tunable white color temperature makes it ideal for residential and commercial downlight applications. This recessed downlight has a round trim with matte white finish. The Lithonia Wafer series LED downlights have 90+ CRI and are Energy Star and wet location rated. Title 24 and dimmable LED with 50000 hours rated 6 in - LED Canless Downlight - 1100 Lumens - 30K/40K/50K - Matt White - 120/277V | 3000 | 90 | 1190 | 85 | 50000 | 14 | 1 | 31.4 | 31.4 | 36.8962 | 2020Q3 | https://www.beeslighting.com/WF6-LED-30K40K50K-MVOLT-90CRI-MW-M6 | Bee's Lighting | 2020 | Yes
LED Lighting | Downlight | Lithonia | True | Scene Controls, |  |  | Pre-wired | Home Fixtures Recessed Lighting 6 in - LED Canless Downlight - 900 Lumens - 27K/30K/35K - Matt White- 120V Back Description The WF6 LL LED 27K30K35K 90CRI MW M6 6 inch wafer LED canless downlight from Lithonia produces 900 lumens at 10W to replace 75 watt halogen bulbs. This ultra thin LED downlight has edge lit light distribution and runs on 120V input. The 2700K-3500K tunable white color temperature makes it ideal for residential and commercial downlight applications. This recessed downlight has a round trim with matte white finish. The Lithonia Wafer series LED downlights have 90+ CRI and are Energy Star and wet location rated. 6 in - LED Canless Downlight - 900 Lumens - 27K/30K/35K - Matt White- 120V | 2700 | 90 | 900 | 90 | 50000 | 10 | 1 | 19.95 | 19.95 | 23.442 | 2020Q3 | https://www.beeslighting.com/WF6-LL-LED-27K30K35K-90CRI-MW-M6 | Bee's Lighting | 2020 | Yes
LED Lighting | Downlight | Lithonia | True | Scene Controls, |  |  | Pre-wired | Home Fixtures Recessed Lighting 6 in - 75W Equal - LED Canless Downlight - Ultra Thin - 900 Lumens - 10W - Tunable White - White - 6 Pack Back Description The 6 pack WF6 LL LED 27K30K35K 90CRI MW M6 6 inch wafer LED canless downlight from Lithonia produces 900 lumens at 10W to replace 75 watt halogen bulbs. This ultra thin LED downlight has edge lit light distribution and runs on 120V input. The 2700K-3500K tunable white color temperature makes it ideal for residential and commercial downlight applications. This recessed downlight has a round trim with matte white finish. The Lithonia Wafer series LED downlights have 90+ CRI and are Energy Star and wet location rated. 6 in - 75W Equal - LED Canless Downlight - Ultra Thin - 900 Lumens - 10W - Tunable White - White - 6 Pack | 2700 | 90 | 900 | 90 | 50000 | 10 | 1 | 109 | 109 | 128.0792 | 2020Q3 | https://www.beeslighting.com/WF6-LL-LED-27K30K35K-90CRI-MW-M6-6PK | Bee's Lighting | 2020 | Yes
LED Lighting | Downlight | Lithonia | True |  |  |  | Pre-wired | Home Fixtures Recessed Lighting 6 in - 75W Equal - LED Canless Downlight - Ultra Thin - 800 Lumens - 12W - 3000K - White Back Description The WF6 LL LED 30K MW M6 6 inch wafer LED canless downlight from Lithonia produces 800 lumens at 12W to replace 75 watt halogen bulbs. This ultra thin LED downlight has edge lit light distribution and runs on 120V input. The 3000K soft white color temperature makes it ideal for residential and commercial downlight applications. This recessed downlight has a round trim with matte white finish. The Lithonia Wafer series LED downlights have 90+ CRI and are Energy Star and wet location rated. 6 in - 75W Equal - LED Canless Downlight - Ultra Thin - 800 Lumens - 12W - 3000K - White | 3000 | 80 | 800 | 66.6667 | 36000 | 12 | 1 | 17.85 | 17.85 | 20.9744 | 2020Q3 | https://www.beeslighting.com/WF6-LL-LED-30K-MW-M6 | Bee's Lighting | 2020 | Yes
LED Lighting | Downlight | Lithonia | True | Scene Controls, |  |  | Pre-wired | Home Fixtures Recessed Lighting 6 in - LED Canless Downlight - 900 Lumens - 30K/40K/50K - Matt White - 120V Back Description The WF6 LL LED 30K40K50K 90CRI MW M6 6 inch wafer LED canless downlight from Lithonia produces 920 lumens at 10W to replace 75 watt halogen bulbs. This ultra thin LED downlight has edge lit light distribution and runs on 120V input. The 3000K-5000K tunable white color temperature makes it ideal for residential and commercial downlight applications. This recessed downlight has a round trim with matte white finish. The Lithonia Wafer series LED downlights have 90+ CRI and are Energy Star and wet location rated. 6 in - LED Canless Downlight - 900 Lumens - 30K/40K/50K - Matt White - 120V | 3000 | 90 | 920 | 92 | 50000 | 10 | 1 | 19.95 | 19.95 | 23.442 | 2020Q3 | https://www.beeslighting.com/WF6-LL-LED-30K40K50K-90CRI-MW-M6 | Bee's Lighting | 2020 | Yes
LED Lighting | Downlight | Lithonia | True | Scene Controls, |  |  | Pre-wired | Home Fixtures Recessed Lighting 6 in - 75W Equal - LED Canless Downlight - Ultra Thin - 920 Lumens - 10W - Tunable White - White - 6 Pack Back Description The 6 pack WF6 LL LED 30K40K50K 90CRI MW M6 6 inch wafer LED canless downlight from Lithonia produces 920 lumens at 10W to replace 75 watt halogen bulbs. This ultra thin LED downlight has edge lit light distribution and runs on 120V input. The 3000K-5000K tunable white color temperature makes it ideal for residential and commercial downlight applications. This recessed downlight has a round trim with matte white finish. The Lithonia Wafer series LED downlights have 90+ CRI and are Energy Star and wet location rated. 6 in - 75W Equal - LED Canless Downlight - Ultra Thin - 920 Lumens - 10W - Tunable White - White - 6 Pack | 3000 | 90 | 920 | 92 | 50000 | 10 | 1 | 109 | 109 | 128.0792 | 2020Q3 | https://www.beeslighting.com/WF6-LL-LED-30K40K50K-90CRI-MW-M6-6PK | Bee's Lighting | 2020 | Yes
LED Lighting | Downlight | Lithonia | True |  |  |  | Pre-wired | Home Fixtures Recessed Lighting 6 in - 75W Equal - LED Canless Downlight - Ultra Thin - 850 Lumens - 12W - 4000K - White Back Description The WF6 LL LED 40K MW M6 6 inch wafer LED canless downlight from Lithonia produces 850 lumens at 12W to replace 75 watt halogen bulbs. This ultra thin LED downlight has edge lit light distribution and runs on 120V input. The 4000K cool white color temperature makes it ideal for residential and commercial downlight applications. This recessed downlight has a round trim with matte white finish. The Lithonia Wafer series LED downlights have 90+ CRI and are Energy Star and wet location rated. 6 in - 75W Equal - LED Canless Downlight - Ultra Thin - 850 Lumens - 12W - 4000K - White | 4000 | 80 | 850 | 70.8333 | 36000 | 12 | 1 | 18.87 | 18.87 | 22.173 | 2020Q3 | https://www.beeslighting.com/WF6-LL-LED-40K-MW-M6 | Bee's Lighting | 2020 | Yes
LED Lighting | Downlight | Lithonia | True | Scene Controls, |  |  | Pre-wired | Home Fixtures Commercial Lighting Commercial Downlights 8 in - LED Canless Downlight - 1800 Lumens - 30K/40K/50K - White - 120V Back Description The WF8 LED 30K40K50K 90CRI MW M6 8 inch wafer LED canless downlight from Lithonia produces 1850 lumens at 20W to replace 13 watt cfl bulbs. This ultra thin LED downlight has edge lit light distribution and runs on 120V input. The 3000K-5000K tunable white color temperature makes it ideal for residential and commercial downlight applications. This recessed downlight has a round trim with matte white finish. The Lithonia Wafer series LED downlights have 90+ CRI and are Energy Star and wet location rated. 8 in - LED Canless Downlight - 1800 Lumens - 30K/40K/50K - White - 120V | 3000 | 90 | 1850 | 92.5 | 50000 | 20 | 1 | 37.95 | 37.95 | 44.5927 | 2020Q3 | https://www.beeslighting.com/WF8-LED-30K40K50K-90CRI-MW-M6 | Bee's Lighting | 2020 | Yes
LED Lighting | Downlight | Lithonia | True | Scene Controls, |  |  | Pre-wired | Home Fixtures Commercial Lighting Commercial Downlights 8 in - LED Canless Downlight - 1800 Lumens - 30K/40K/50K - White - 120/277V Back Description The WF8 LED 30K40K50K MVOLT 90CRI MW M6 8 inch wafer LED canless downlight from Lithonia produces 1850 lumens at 20W to replace 13 watt cfl bulbs. This ultra thin LED downlight has edge lit light distribution and runs on 120-277V input. The 3000K-5000K tunable white color temperature makes it ideal for residential and commercial downlight applications. This recessed downlight has a round trim with matte white finish. The Lithonia Wafer series LED downlights have 90+ CRI and are Energy Star and wet location rated. 8 in - LED Canless Downlight - 1800 Lumens - 30K/40K/50K - White - 120/277V | 3000 | 90 | 1850 | 92.5 | 50000 | 20 | 1 | 38.95 | 38.95 | 45.7678 | 2020Q3 | https://www.beeslighting.com/WF8-LED-30K40K50K-MVOLT-90CRI-MW-M6 | Bee's Lighting | 2020 | Yes
LED Lighting | Downlight | RAB Lighting | True | Scene Controls, |  |  | Pre-wired | Home Fixtures Recessed Lighting 4 in - 65W Equal - LED Canless Downlight - Ultra Thin - 710 Lumens - 9W - Selectable White - White Back Description The WFR4R99FA120WB 4 inch LED canless downlight from RAB lighting produces 650/675/690/710 lumens at 9W to replace 65 watt incandescent. This LED downlight is pre-wired which makes it easier to install and runs on 120V input. The 2700K-5000K tunable white color temperature makes it ideal for residential and commercial downlight applications. This canless downlight has a baffle trim with white finish 90+ CRI with selectable color temperature Energy Star with California Title 24 certification Wet location rated 50000 hours rated life and dimmable 4 in - 65W Equal - LED Canless Downlight - Ultra Thin - 710 Lumens - 9W - Selectable White - White | 2700 | 90 | 710 | 78.8889 | 50000 | 9 | 1 | 22.84 | 22.84 | 26.8379 | 2020Q3 | https://www.beeslighting.com/WFR4R99FA120WB | Bee's Lighting | 2020 | Yes
LED Lighting | Downlight | RAB Lighting | True | Scene Controls, |  |  | Pre-wired | Home Fixtures Recessed Lighting 4 in - 65W Equal - LED Canless Downlight - Ultra Thin - 710 Lumens - 9W - Selectable White - White Back Description The WFR4R99FA120WS 4 inch LED canless downlight from RAB lighting produces 650/675/690/710 lumens at 9W to replace 65 watt incandescent bulb. This LED downlight is pre-wired which makes it easier to install and runs on 120V input. The 2700K-5000K tunable white color temperature makes it ideal for residential and commercial downlight applications. This recessed downlight has a smooth trim with white finish 90+ CRI with selectable color temperature Energy Star with California Title 24 certification Wet location rated and dimmable 50000 hours rate life 4 in - 65W Equal - LED Canless Downlight - Ultra Thin - 710 Lumens - 9W - Selectable White - White | 2700 | 90 | 710 | 78.8889 | 50000 | 9 | 1 | 22.84 | 22.84 | 26.8379 | 2020Q3 | https://www.beeslighting.com/WFR4R99FA120WS | Bee's Lighting | 2020 | Yes
LED Lighting | Downlight | RAB Lighting | True | Scene Controls, |  |  | Pre-wired | Home Fixtures Recessed Lighting 6 in - 75W Equal - LED Canless Downlight - Ultra Thin - 990 Lumens - 12W - Selectable White - White Back Description The WFR6R129FA120WB 6 inch LED canless downlight from RAB lighting produces 900/935/955/990 lumens at 12W to replace 75 halogen. This LED downlight is pre-wired which makes it easier to install and runs on 120V input. The 2700K-5000K tunable white color temperature makes it ideal for residential and commercial downlight applications This canless downlight has a baffle trim with white finish 90+ CRI with selectable color temperature Energy Star with California Title 24 certification Wet location rated 50000 hours rate life and dimmable 6 in - 75W Equal - LED Canless Downlight - Ultra Thin - 990 Lumens - 12W - Selectable White - White | 2700 | 90 | 990 | 82.5 | 50000 | 12 | 1 | 27.13 | 27.13 | 31.8788 | 2020Q3 | https://www.beeslighting.com/WFR6R129FA120WB | Bee's Lighting | 2020 | Yes
LED Lighting | Downlight | RAB Lighting | True | Scene Controls, |  |  | Pre-wired | Home Fixtures Recessed Lighting 6 in - 75W Equal - LED Canless Downlight - Ultra Thin - 990 Lumens - 12W - Selectable White - White Back Description The WFR6R129FA120WS 6 inch LED canless downlight from RAB lighting produces 900/935/955/990 lumens at 12W to replace 75 watt halogen. This LED downlight is pre-wired which makes it easier to install and runs on 120V input. The 2700K-5000K tunable white color temperature makes it ideal for residential and commercial downlight applications. This canless downlight has a smooth trim with white finish 90+ CRI with selectable color temperature Energy Star with California Title 24 certification Wet location rated 50000 hours and dimmable 6 in - 75W Equal - LED Canless Downlight - Ultra Thin - 990 Lumens - 12W - Selectable White - White | 2700 | 90 | 990 | 82.5 | 50000 | 12 | 1 | 27.13 | 27.13 | 31.8788 | 2020Q3 | https://www.beeslighting.com/WFR6R129FA120WS | Bee's Lighting | 2020 | Yes
LED Lighting | Downlight | Lithonia | True |  |  |  |  | Home Fixtures Commercial Lighting LED Strip Light Fixtures 4ft LED Strip Light - 3000 Lumens - 25 Watts - 3500K - 120-277V Back Description Lithonia ZL1N-L48-3000LM-FST-MVOLT-35K LED strip light fixture has a length of 48 in. This LED linear strip light emits 3000 lumens with a 3500K color temperature, while only using 25 watts. This LED strip can replace a 2-lamp 32W T8 or a 1-Lamp T5HOfluorescent strip light. Strip lights are a great way to light upclosets, restrooms, kitchens, work areas, hallways, warehouses, retail spaces and many more commercial applications. Features: Compact low-profile Z strip design channel and cover are formed with code-gauge cold rolled steel Continuous row mounting made easy to install with included row aligner Five-stage iron phosphate pre-treatment allows for superior paint adhesion and rust resistance Able to be mounted in any orientation to provide uplight or downlight Can be suspended with chain, aircraft cable or stem UL Listed and CSA Certi?ed for dry and damp locations from -4°F (-20°C) to 86°F (30°C) Color rendering index CRI 80 Efficacy rating 128 lm/W 5 year warranty Surface mount 4ft LED Strip Light - 3000 Lumens - 25 Watts - 3500K - 120-277V | 3500 | 80 | 3000 | 120 |  | 25 | 1 | 111.2 | 111.2 | 130.6643 | 2020Q3 | https://www.beeslighting.com/ZL1N-L48-3000LM-FST-MVOLT-35K-80CRI-WH | Bee's Lighting | 2020 | Yes
LED Lighting | Downlight | Lithonia | True |  |  |  |  | Home Fixtures Commercial Lighting LED Strip Light Fixtures 4ft LED Strip Light - 7000 Lumens - 52 Watts - 3500K - 120-277V Back Description Lithonia ZL1N-L48-7000LM-FST-MVOLT-35K LED strip light fixture has a length of 48 in. This LED linear strip light emits 7000 lumens with a 3500K color temperature, while only using 52 watts. This LED strip can replace a 4-lamp 32W T8 or a 2-Lamp T5HO fluorescent strip light. Strip lights are a great way to light upclosets, restrooms, kitchens, work areas, hallways, warehouses, retail spaces and many more commercial applications. Features: Compact low-profile Z strip design channel and cover are formed with code-gauge cold rolled steel Continuous row mounting made easy to install with included row aligner Five-stage iron phosphate pre-treatment allows for superior paint adhesion and rust resistance Able to be mounted in any orientation to provide uplight or downlight Can be suspended with chain, aircraft cable or stem UL Listed and CSA Certi?ed for dry and damp locations from -4°F (-20°C) to 86°F (30°C) Color rendering index CRI 80 Efficacy rating 128 lm/W 5 year warranty Surface mount 4ft LED Strip Light - 7000 Lumens - 52 Watts - 3500K - 120-277V | 3500 | 80 | 7000 | 134.6154 |  | 52 | 1 | 127.2 | 127.2 | 149.4649 | 2020Q3 | https://www.beeslighting.com/ZL1N-L48-7000LM-FST-MVOLT-35K-80CRI-WH | Bee's Lighting | 2020 | No
LED Lighting | Downlight | Lithonia | True |  |  |  |  | Home Fixtures Commercial Lighting LED Strip Light Fixtures 4ft LED Strip Light - 7000 Lumens - 52 Watts - 5000K - 120-277V Back Description Lithonia ZL1N-L48-7000LM-FST-MVOLT-50K LED strip light fixture has a length of 48 in. This LED linear strip light emits 7000 lumens with a 5000K color temperature, while only using 54 watts. This LED strip can replace a 4-lamp 32W T8 or a 2-Lamp T5HO fluorescent strip light. Strip lights are a great way to light upclosets, restrooms, kitchens, work areas, hallways, warehouses, retail spaces and many more commercial applications. Features: Compact low-profile Z strip design channel and cover are formed with code-gauge cold rolled steel Continuous row mounting made easy to install with included row aligner Five-stage iron phosphate pre-treatment allows for superior paint adhesion and rust resistance Able to be mounted in any orientation to provide uplight or downlight Can be suspended with chain, aircraft cable or stem UL Listed and CSA Certi?ed for dry and damp locations from -4°F (-20°C) to 86°F (30°C) Color rendering index CRI 80 Efficacy rating 135 lm/W 5 year warranty Surface mount 4ft LED Strip Light - 7000 Lumens - 52 Watts - 5000K - 120-277V | 5000 | 80 | 7000 | 134.6154 |  | 52 | 1 | 127.2 | 127.2 | 149.4649 | 2020Q3 | https://www.beeslighting.com/ZL1N-L48-7000LM-FST-MVOLT-50K-80CRI-WH | Bee's Lighting | 2020 | No
LED Lighting | Downlight | Satco Products, Inc. | True |  | LED | LED Retrofit Kit |  | Downlight Solid State Retrofit Downlight Solid State Retrofit LED Recessed Downlights Satco dimmable 10.5 watt 5"/6" 4000K 90 CRI recessed LED downlight. Replaces a 65 watt incandescent. Formed aluminum housing and trim Torsion springs mount securely in 5" and 6" housings No lead or mercury means easy and environmentally safe disposal Saves 54.5 watts in electricity compared to an 65 watt incandescent Very long life - Rated to still put out 70% as much light after 50,000 hours of operation as it does when brand new Compatible with Lutron AYCL, DVCL, CTCL, and MACL dimmers. Title 20 and Title 24 compliant DO NOT "hot swap" this fixture. Turn off fixture before replacing it. Formed aluminum housing and trim Torsion springs mount securely in 5" and 6" housings No lead or mercury means easy and environmentally safe disposal Saves 54.5 watts in electricity compared to an 65 watt incandescent Very long life - Rated to still put out 70% as much light after 50,000 hours of operation as it does when brand new Compatible with Lutron AYCL, DVCL, CTCL, and MACL dimmers. Title 20 and Title 24 compliant Satco Dimmable 10.5 Watt 5"/6" 4000K 90 CRI Recessed LED Downlight | 4000 | 94 | 800 | 76.1905 | 50000 | 10.5 | 8 | 14.95 | 1.8687 | 2.1959 | 2020Q3 | https://www.bulbs.com/product/10-5WLED-RDL-5-6-40K-120V | Bulbs.com | 2020 | No
LED Lighting | Reflector | Philips Lighting | True | Daylighting/Photocell, | Reflector (Flood/Spot) | BR40 | E26 (Medium) | Damp Location Rated,Use With Timers,Dim to Warm,Use With Photo and/or Motion Sensors,Recessed Fixtures Damp Location Rated,Use With Timers,Dim to Warm,Use With Photo and/or Motion Sensors,Recessed Fixtures LED Reflector Light Bulbs Philips 8.8 watt dimmable Warm Glow 2700K to 2200K BR40 LED bulb generates as much light as many 65 watt incandescent bulbs. The more you dim the warmer the light No lead or mercury means easy and environmentally safe disposal Saves 55 watts compared to a 65 watt BR40 incandescent bulb Very long life - Rated to still put out 70% as much light after 25,000 hours of operation as it does when brand new Not for use in enclosed fixtures because heat build up will shorten life. Do not "hot swap" this bulb. Turn off fixture before replacing the existing bulb. The more you dim the warmer the light No lead or mercury means easy and environmentally safe disposal Saves 55 watts compared to a 65 watt BR40 incandescent bulb Very long life - Rated to still put out 70% as much light after 25,000 hours of operation as it does when brand new Philips Dimmable 8.8W Warm Glow 2700K to 2200K BR40 LED Bulb | 2700 | 80 | 650 | 72.2222 | 25000 | 9 | 6 | 6.59 | 1.0983 | 1.2906 | 2020Q3 | https://www.bulbs.com/product/10BR40-LED-827-22-DIM-120V | Bulbs.com | 2020 | No
LED Lighting | Reflector | Philips Lighting | True | Daylighting/Photocell, | Reflector (Flood/Spot) | PAR30L | E26 (Medium) | Damp Location Rated,Use With Timers,Use With Photo and/or Motion Sensors,Wet Location Rated,Recessed Fixtures Damp Location Rated,Use With Timers,Use With Photo and/or Motion Sensors,Wet Location Rated,Recessed Fixtures LED Reflector Light Bulbs Philips dimmable 10 watt 2700K narrow flood PAR30/L LED bulb generates as much light as many 75 watt halogen bulbs. Rated for outdoor use and enclosed fixture use No lead or mercury means easy and environmentally safe disposal Very long life - Rated to still put out 70% as much light after 25,000 hours of operation as it does when brand new Do not “hot swap” this bulb. Turn off fixture before replacing existing bulb. Rated for outdoor use and enclosed fixture use No lead or mercury means easy and environmentally safe disposal Very long life - Rated to still put out 70% as much light after 25,000 hours of operation as it does when brand new Philips Dimmable 10W 2700K 25° PAR30L LED Bulb, Outdoor and Enclosed Fixture Rated | 2700 | 83 | 800 | 80 | 25000 | 10 | 6 | 9.79 | 1.6317 | 1.9173 | 2020Q3 | https://www.bulbs.com/product/10PAR30L-LED-827-F25-DIM-ULW-120V | Bulbs.com | 2020 | No
LED Lighting | Reflector | Philips Lighting | True | Daylighting/Photocell, | Reflector (Flood/Spot) | PAR30L | E26 (Medium) | Damp Location Rated,Use With Timers,Use With Photo and/or Motion Sensors,Wet Location Rated,Recessed Fixtures Damp Location Rated,Use With Timers,Use With Photo and/or Motion Sensors,Wet Location Rated,Recessed Fixtures LED Reflector Light Bulbs Philips dimmable 10 watt 2700K flood PAR30/L LED bulb generates as much light as many 75 watt halogen bulbs. Rated for outdoor and enclosed fixture use No lead or mercury means easy and environmentally safe disposal Very long life - Rated to still put out 70% as much light after 25,000 hours of operation as it does when brand new Do not “hot swap” this bulb. Turn off fixture before replacing existing bulb. Rated for outdoor and enclosed fixture use No lead or mercury means easy and environmentally safe disposal Very long life - Rated to still put out 70% as much light after 25,000 hours of operation as it does when brand new Philips Dimmable 10W 2700K 40° PAR30L LED Bulb, Outdoor and Enclosed Fixture Rated | 2700 | 83 | 800 | 80 | 25000 | 10 | 6 | 9.79 | 1.6317 | 1.9173 | 2020Q3 | https://www.bulbs.com/product/10PAR30L-LED-827-F40-DIM-ULW-120V | Bulbs.com | 2020 | No
LED Lighting | Reflector | Philips Lighting | True | Daylighting/Photocell, | Reflector (Flood/Spot) | PAR30L | E26 (Medium) | Damp Location Rated,Use With Timers,Use With Photo and/or Motion Sensors,Wet Location Rated,Recessed Fixtures Damp Location Rated,Use With Timers,Use With Photo and/or Motion Sensors,Wet Location Rated,Recessed Fixtures LED Reflector Light Bulbs Philips dimmable 10 watt 3000K narrow flood PAR30/L LED bulb generates as much light as many 75 watt halogen bulbs. Rated for outdoor and enclosed fixture use No lead or mercury means easy and environmentally safe disposal Very long life - Rated to still put out 70% as much light after 25,000 hours of operation as it does when brand new Do not “hot swap” this bulb. Turn off fixture before replacing existing bulb. Rated for outdoor and enclosed fixture use No lead or mercury means easy and environmentally safe disposal Very long life - Rated to still put out 70% as much light after 25,000 hours of operation as it does when brand new Philips Dimmable 10W 3000K 25° PAR30L LED Bulb, Outdoor and Enclosed Fixture Rated | 3000 | 82 | 850 | 85 | 25000 | 10 | 6 | 9.79 | 1.6317 | 1.9173 | 2020Q3 | https://www.bulbs.com/product/10PAR30L-LED-830-F25-DIM-ULW-120V | Bulbs.com | 2020 | No
LED Lighting | Reflector | Philips Lighting | True | Daylighting/Photocell, | Reflector (Flood/Spot) | PAR30L | E26 (Medium) | Damp Location Rated,Use With Timers,Use With Photo and/or Motion Sensors,Wet Location Rated,Recessed Fixtures Damp Location Rated,Use With Timers,Use With Photo and/or Motion Sensors,Wet Location Rated,Recessed Fixtures LED Reflector Light Bulbs Philips dimmable 10 watt 3000K flood PAR30/L LED bulb generates as much light as many 75 watt halogen bulbs. Rated for outdoor and enclosed fixture use No lead or mercury means easy and environmentally safe disposal Very long life - Rated to still put out 70% as much light after 25,000 hours of operation as it does when brand new Do not “hot swap” this bulb. Turn off fixture before replacing existing bulb. Rated for outdoor and enclosed fixture use No lead or mercury means easy and environmentally safe disposal Very long life - Rated to still put out 70% as much light after 25,000 hours of operation as it does when brand new Philips Dimmable 10W 3000K 40° PAR30L LED Bulb, Outdoor and Enclosed Fixture Rated | 3000 | 83 | 850 | 85 | 25000 | 10 | 6 | 9.79 | 1.6317 | 1.9173 | 2020Q3 | https://www.bulbs.com/product/10PAR30L-LED-830-F40-DIM-ULW-120V | Bulbs.com | 2020 | No
LED Lighting | Reflector | Philips Lighting | True | Daylighting/Photocell, | Reflector (Flood/Spot) | PAR30L | E26 (Medium) | Damp Location Rated,Use With Timers,Use With Photo and/or Motion Sensors,Wet Location Rated,Recessed Fixtures Damp Location Rated,Use With Timers,Use With Photo and/or Motion Sensors,Wet Location Rated,Recessed Fixtures LED Reflector Light Bulbs Philips dimmable 10 watt 4000K narrow flood PAR30/L LED bulb generates as much light as many 75 watt halogen bulbs. Rated for outdoor and enclosed fixture use No lead or mercury means easy and environmentally safe disposal Very long life - Rated to still put out 70% as much light after 25,000 hours of operation as it does when brand new Do not “hot swap” this bulb. Turn off fixture before replacing existing bulb. Rated for outdoor and enclosed fixture use No lead or mercury means easy and environmentally safe disposal Very long life - Rated to still put out 70% as much light after 25,000 hours of operation as it does when brand new Philips Dimmable 10W 4000K 25° PAR30L LED Bulb, Outdoor and Enclosed Fixture Rated | 4000 | 83 | 850 | 85 | 25000 | 10 | 6 | 9.79 | 1.6317 | 1.9173 | 2020Q3 | https://www.bulbs.com/product/10PAR30L-LED-840-F25-DIM-ULW-120V | Bulbs.com | 2020 | No
LED Lighting | Reflector | Philips Lighting | True | Daylighting/Photocell, | Reflector (Flood/Spot) | PAR30L | E26 (Medium) | Damp Location Rated,Use With Timers,Use With Photo and/or Motion Sensors,Wet Location Rated,Recessed Fixtures Damp Location Rated,Use With Timers,Use With Photo and/or Motion Sensors,Wet Location Rated,Recessed Fixtures LED Reflector Light Bulbs Philips dimmable 10 watt 4000K flood PAR30/L LED bulb generates as much light as many 75 watt halogen bulbs. Rated for outdoor and enclosed fixture use No lead or mercury means easy and environmentally safe disposal Very long life - Rated to still put out 70% as much light after 25,000 hours of operation as it does when brand new Do not “hot swap” this bulb. Turn off fixture before replacing existing bulb. Rated for outdoor and enclosed fixture use No lead or mercury means easy and environmentally safe disposal Very long life - Rated to still put out 70% as much light after 25,000 hours of operation as it does when brand new Philips Dimmable 10W 4000K 40° PAR30L LED Bulb, Outdoor and Enclosed Fixture Rated | 4000 | 82 | 850 | 85 | 25000 | 10 | 6 | 9.79 | 1.6317 | 1.9173 | 2020Q3 | https://www.bulbs.com/product/10PAR30L-LED-840-F40-DIM-ULW-120V | Bulbs.com | 2020 | No
LED Lighting | Reflector | Philips Lighting | True | Daylighting/Photocell, | Reflector (Flood/Spot) | PAR30S | E26 (Medium) | Damp Location Rated,Use With Timers,Use With Photo and/or Motion Sensors,Wet Location Rated,Recessed Fixtures Damp Location Rated,Use With Timers,Use With Photo and/or Motion Sensors,Wet Location Rated,Recessed Fixtures LED Reflector Light Bulbs Philips dimmable 10 watt 2700K narrow flood PAR30/S LED bulb generates as much light as many 75 watt halogen bulbs. Rated for outdoor use and enclosed fixtures Glass finish to replicate look and feel of traditional halogen PARs No lead or mercury means easy and environmentally safe disposal Saves 65 watts in electricity compared to a 75 watt halogen Very long life - Rated to still put out 70% as much light after 25,000 hours of operation as it does when brand new Do not "hot swap" this bulb. Turn off fixture before replacing existing bulb. Rated for outdoor use and enclosed fixtures Glass finish to replicate look and feel of traditional halogen PARs No lead or mercury means easy and environmentally safe disposal Saves 65 watts in electricity compared to a 75 watt halogen Very long life - Rated to still put out 70% as much light after 25,000 hours of operation as it does when brand new Philips Dimmable 10W 2700K 25° PAR30S LED Bulb, Outdoor and Enclosed Fixture Rated | 2700 | 83 | 800 | 80 | 25000 | 10 | 6 | 9.79 | 1.6317 | 1.9173 | 2020Q3 | https://www.bulbs.com/product/10PAR30S-LED-827-F25-DIM-ULW-120V | Bulbs.com | 2020 | No
LED Lighting | Reflector | Philips Lighting | True | Daylighting/Photocell, | Reflector (Flood/Spot) | PAR30S | E26 (Medium) | Damp Location Rated,Use With Timers,Use With Photo and/or Motion Sensors,Wet Location Rated,Recessed Fixtures Damp Location Rated,Use With Timers,Use With Photo and/or Motion Sensors,Wet Location Rated,Recessed Fixtures LED Reflector Light Bulbs Philips dimmable 10 watt 2700K flood PAR30/S LED bulb generates as much light as many 75 watt halogen bulbs. Rated for outdoor use and enclosed fixtures Glass finish to replicate look and feel of traditional halogen PARs No lead or mercury means easy and environmentally safe disposal Saves 65 watts in electricity compared to a 75 watt halogen Very long life - Rated to still put out 70% as much light after 25,000 hours of operation as it does when brand new Do not "hot swap" this bulb. Turn off fixture before replacing existing bulb. Rated for outdoor use and enclosed fixtures Glass finish to replicate look and feel of traditional halogen PARs No lead or mercury means easy and environmentally safe disposal Saves 65 watts in electricity compared to a 75 watt halogen Very long life - Rated to still put out 70% as much light after 25,000 hours of operation as it does when brand new Philips Dimmable 10W 2700K 40° PAR30S LED Bulb, Outdoor and Enclosed Fixture Rated | 2700 | 83 | 800 | 80 | 25000 | 10 | 6 | 9.79 | 1.6317 | 1.9173 | 2020Q3 | https://www.bulbs.com/product/10PAR30S-LED-827-F40-DIM-ULW-120V | Bulbs.com | 2020 | No
LED Lighting | Reflector | Philips Lighting | True | Daylighting/Photocell, | Reflector (Flood/Spot) | PAR30S | E26 (Medium) | Damp Location Rated,Use With Timers,Use With Photo and/or Motion Sensors,Wet Location Rated,Recessed Fixtures Damp Location Rated,Use With Timers,Use With Photo and/or Motion Sensors,Wet Location Rated,Recessed Fixtures LED Reflector Light Bulbs A highly efficient, visually comfortable,architecturally styled LED retrofit kit designed to replace recessed linear fluorescent troffers Excellent color rendering with a CRI above 80 Extremely high efficacies up to 149 lumens per watt. Designed for use with standard grid (NEMA “G”) or Narrow Grid (NEMA “NFG”) ceiling T-Grids. Simple design allows for quick installation in existing luminaire without the need to breakthe ceiling plenum. Constructed using galvanized steel which helps fight rust and makes for more durable product Minimum depth of only 3" necessary to allow proper clearance and installation of the EvoKit. High efficiency LEDs have a minimum 70,000hour rated life (L70) 0-10V dimming satisfies universal voltage requirements Suitable with a wide range of control systems A highly efficient, visually comfortable,architecturally styled LED retrofit kit designed to replace recessed linear fluorescent troffers Excellent color rendering with a CRI above 80 Extremely high efficacies up to 149 lumens per watt. Designed for use with standard grid (NEMA “G”) or Narrow Grid (NEMA “NFG”) ceiling T-Grids. Simple design allows for quick installation in existing luminaire without the need to breakthe ceiling plenum. Constructed using galvanized steel which helps fight rust and makes for more durable product Minimum depth of only 3" necessary to allow proper clearance and installation of the EvoKit. High efficiency LEDs have a minimum 70,000hour rated life (L70) 0-10V dimming satisfies universal voltage requirements Suitable with a wide range of control systems Philips Dimmable 10W 3000K 25° PAR30S LED Bulb, Outdoor and Enclosed Fixture Rated | 3000 | 82 | 850 | 85 | 25000 | 10 | 6 | 9.79 | 1.6317 | 1.9173 | 2020Q3 | https://www.bulbs.com/product/10PAR30S-LED-830-F25-DIM-ULW-120V | Bulbs.com | 2020 | No
LED Lighting | Reflector | Philips Lighting | True | Daylighting/Photocell, | Reflector (Flood/Spot) | PAR30S | E26 (Medium) | Use With Timers,Damp Location Rated,Use With Photo and/or Motion Sensors,Wet Location Rated,Recessed Fixtures Use With Timers,Damp Location Rated,Use With Photo and/or Motion Sensors,Wet Location Rated,Recessed Fixtures LED Reflector Light Bulbs Philips dimmable 10 watt 3000K flood PAR30/S LED bulb generates as much light as many 75 watt halogen bulbs. Rated for outdoor use and for enclosed fixtures Glass finish to replicate look and feel of traditional halogen PARs No lead or mercury means easy and environmentally safe disposal Saves 65 watts in electricity compared to a 75 watt halogen Very long life - Rated to still put out 70% as much light after 25,000 hours of operation as it does when brand new Do not "hot swap" this bulb. Turn off fixture before replacing existing bulb. Rated for outdoor use and for enclosed fixtures Glass finish to replicate look and feel of traditional halogen PARs No lead or mercury means easy and environmentally safe disposal Saves 65 watts in electricity compared to a 75 watt halogen Very long life - Rated to still put out 70% as much light after 25,000 hours of operation as it does when brand new Philips Dimmable 10W 3000K 40° PAR30S LED Bulb, Outdoor and Enclosed Fixture Rated | 3000 | 83 | 850 | 85 | 25000 | 10 | 6 | 9.79 | 1.6317 | 1.9173 | 2020Q3 | https://www.bulbs.com/product/10PAR30S-LED-830-F40-DIM-ULW-120V | Bulbs.com | 2020 | No
LED Lighting | Reflector | Philips Lighting | True | Daylighting/Photocell, | Reflector (Flood/Spot) | PAR30S | E26 (Medium) | Damp Location Rated,Use With Timers,Use With Photo and/or Motion Sensors,Wet Location Rated,Recessed Fixtures Damp Location Rated,Use With Timers,Use With Photo and/or Motion Sensors,Wet Location Rated,Recessed Fixtures LED Reflector Light Bulbs Philips dimmable 10 watt 4000K narrow flood PAR30/S LED bulb generates as much light as many 75 watt halogen bulbs. Rated for outdoor use and enclosed fixtures Glass finish to replicate look and feel of traditional halogen PARs No lead or mercury means easy and environmentally safe disposal Saves 65 watts in electricity compared to a 75 watt halogen Very long life - Rated to still put out 70% as much light after 25,000 hours of operation as it does when brand new Do not "hot swap" this bulb. Turn off fixture before replacing existing bulb. Rated for outdoor use and enclosed fixtures Glass finish to replicate look and feel of traditional halogen PARs No lead or mercury means easy and environmentally safe disposal Saves 65 watts in electricity compared to a 75 watt halogen Very long life - Rated to still put out 70% as much light after 25,000 hours of operation as it does when brand new Philips Dimmable 10W 4000K 25° PAR30S LED Bulb, Outdoor and Enclosed Fixture Rated | 4000 | 83 | 850 | 85 | 25000 | 10 | 6 | 9.79 | 1.6317 | 1.9173 | 2020Q3 | https://www.bulbs.com/product/10PAR30S-LED-840-F25-DIM-ULW-120V | Bulbs.com | 2020 | No
LED Lighting | Reflector | Philips Lighting | True | Daylighting/Photocell, | Reflector (Flood/Spot) | PAR30S | E26 (Medium) | Damp Location Rated,Use With Timers,Use With Photo and/or Motion Sensors,Wet Location Rated,Recessed Fixtures Damp Location Rated,Use With Timers,Use With Photo and/or Motion Sensors,Wet Location Rated,Recessed Fixtures LED Reflector Light Bulbs Philips dimmable 10 watt 4000K flood PAR30/S LED bulb generates as much light as many 75 watt halogen bulbs. Rated for outdoor use and enclosed fixtures Glass finish to replicate look and feel of traditional halogen PARs No lead or mercury means easy and environmentally safe disposal Saves 65 watts in electricity compared to a 75 watt halogen Very long life - Rated to still put out 70% as much light after 25,000 hours of operation as it does when brand new Do not "hot swap" this bulb. Turn off fixture before replacing existing bulb. Rated for outdoor use and enclosed fixtures Glass finish to replicate look and feel of traditional halogen PARs No lead or mercury means easy and environmentally safe disposal Saves 65 watts in electricity compared to a 75 watt halogen Very long life - Rated to still put out 70% as much light after 25,000 hours of operation as it does when brand new Philips Dimmable 10W 4000K 40° PAR30S LED Bulb, Outdoor and Enclosed Fixture Rated | 4000 | 83 | 850 | 85 | 25000 | 10 | 6 | 9.79 | 1.6317 | 1.9173 | 2020Q3 | https://www.bulbs.com/product/10PAR30S-LED-840-F40-DIM-ULW-120V | Bulbs.com | 2020 | No
LED Lighting | Decorative | Green Creative | False |  |  | Single Twin Tube | 2G11 | LED Plug-in Light Bulbs Green Creative non-dimmable 10 watt 12.7" 3500K 4-Pin Single Twin Tube LED bulb with 2G11 base is a ballast bypass glass bulb with a plastic film to prevent shattering. Simply cut out the existing ballast and plug the bulb in. It has a built in driver that allows the bulb to operate between 120-277V. Replaces a 24 watt fluorescent bulb Opaque glass eliminates pixilation and reduces glare Extra wide 280° light emitting area Enclosed fixture rated Minimum compartment dimensions: 17 5/16"L x 5 1/2"W x 3 15/16"H Replaces a 24 watt fluorescent bulb Opaque glass eliminates pixilation and reduces glare Extra wide 280° light emitting area Enclosed fixture rated Green Creative Non-Dimmable 12.7" 10 Watt 3500K 4-Pin Single Twin Tube 2G11 Base LED Bulb, Ballast Bypass | 3500 | 82 | 1200 | 120 | 50000 | 10 | 6 | 15.29 | 2.5483 | 2.9944 | 2020Q3 | https://www.bulbs.com/product/10PLL-835-GL-BYP | Bulbs.com | 2020 | Yes
LED Lighting | Decorative | Green Creative | False |  |  | Single Twin Tube | 2G11 | LED Plug-in Light Bulbs Green Creative non-dimmable 10 watt 12.7" 4000K 4-Pin Single Twin Tube LED bulb with 2G11 base is a ballast bypass glass bulb with a plastic film to prevent shattering. Simply cut out the existing ballast and plug the bulb in. It has a built in driver that allows the bulb to operate between 120-277V. Replaces a 24 watt fluorescent bulb Opaque glass eliminates pixilation and reduces glare Extra wide 280° light emitting area Enclosed fixture rated Minimum compartment dimensions: 17 5/16"L x 5 1/2"W x 3 15/16"H Replaces a 24 watt fluorescent bulb Opaque glass eliminates pixilation and reduces glare Extra wide 280° light emitting area Enclosed fixture rated Green Creative Non-Dimmable 12.7" 10 Watt 4000K 4-Pin Single Twin Tube 2G11 Base LED Bulb, Ballast Bypass | 4000 | 82 | 1250 | 125 | 50000 | 10 | 6 | 15.29 | 2.5483 | 2.9944 | 2020Q3 | https://www.bulbs.com/product/10PLL-840-GL-BYP | Bulbs.com | 2020 | Yes