LED Lighting | Downlight | Manufacturer: Acuity - Lithonia Lighting | True |  |  |  |  | 4" Recessed Home > Energy Star Qualified Products > 4" Wafer LED Round Nickel 4000K Product Specifications - Quick Reference Wattage: Dimensions: 10 Watts 6.7" Diameter by 1.1" High Warranty: Operating Life: 5 Year Limited 36,000 hours Working Voltage: Color Temp: 120 Volt 4000K Certifications: Energy Star, Wet Location, IC Rated, CSA, Air Tight Light Output: 765 Lumens Dimmable: YES - Down to 10% Introducing Lithonia Lighting's Ultra-Thin Recessed Downlighting with a Remote Driver Box for Quick, Simple, Housing-Free Installations. The Wafer LED Down light series is available in 3", 4" and 6", your choice of 2700K, 3000K or 4000K and the option of choosing either a matte white, matte black, brushed nickel or oil-rubbed bronze trim. Imagine the results in your home or business when you combine those options with high quality light output and efficiency while eliminating the need for recessed housings. The innovative, slim design allows for easy retrofit, remodel or new construction installation from below the ceiling. With its narrow design, the Wafer LED can be installed in applications with only 2" plenum clearance. Add to those accolades, each LED Wafer down light and remote driver are rated for contact with insulation (IC Rated) and wet location approved, making them ideal for a breadth of both indoor and outdoor residential, hospitality, commercial and multifamily applications. Click here to see the Lithonia Ultra Thin Wafer LED Down Light Product Brochure. This item is Acuity - Lithonia Lighting's WF4 LED 40K BN M6. The 4 inch Wafer LED is an ultra-thin recessed downlight with a narrow remote driver box for applications with shallow ceiling plenum. The Wafer LED is a comprehensive recessed downlight - the pot light housing is not necessary - making them ideal for confined, hard to reach spaces such as closets, bathrooms, hallways, stairwells and outside soffits and other areas that would be challenging with a traditional recessed downlight housing. The aluminum die cast outer frame has a durable, powder coat paint to prevent rust. Each 4" fixture incorporates integral edge-lit LED's and this down light edge-lit LED technology uses a light guided plate to distribute the light. A polycarbonate lens provides even illumination throughout the space. Click here to see the Lithonia Ultra Thin Wafer LED Down Light Installation Instructions. The WF4 LED 40K BN M6 comes loaded with third party certifications - CSA certified to US and Canadian safety standards, ENERGY STAR® certified, Wet location rated and Air Tight certified in accordance with ASTM E283-2004. The WF4 LED 40K BN M6 operates on 120V input power via the factory provided, UL recognized, high efficient driver inside the steel remote box with four 7/8" knockouts with slots for pry-out (Note: Not suitable for pulling wires). The ambient operating temperature range is -40°F (-40°C) to +104°F (+40°C). Dimming, down to 10%, is made simple through use of in-wall dimmer switches. (See page 2 of the specification sheet link below for recommended dimmers). The Lithonia WF4 LED 40K BN M6 is the ultra slim, low profile, 10 watt, 4.7" x 1.1" super thin, round, LED recessed down light with a brushed nickel trim (a black, brushed nickel or oil-rubbed bronze trim option is also available). The WF4 LED 40K BN M6 6 inch LED retrofit generates an amazing 765 lumens (a very nice 76 lumens per watt) of 4000K light. The LED module maintains at least 70% light output for 36,000 hours. Accessories (Sold Separately) include the WF4-PAN new construction rough in plate, WFJB R4 remodel joist bar and your choice of either a 6 foot, 10 foot or 20 foot extension cable. Click here to see the Lithonia WF4 Round Wafer LED Down Light Specification Sheet. Acuity - Lithonia Lighting 4" Wafer LED Round Nickel 4000K | 4000 | 80 | 765 | 76.5 | 36000 | 10 | 1 | 17.98 | 17.98 | 21.1272 | 2020Q2 | https://www.greenelectricalsupply.com/lithonia-wf4-wafer-led-4-inch-down-light-round-brushed-nickel-trim-4000k.aspx | Green Electrical Supply | 2020 | Yes
LED Lighting | Downlight | Manufacturer: Acuity - Lithonia Lighting | True |  |  |  |  | 4" Recessed Home > Energy Star Qualified Products > 4" Wafer LED Round Bronze 3000K Product Specifications - Quick Reference Wattage: Dimensions: 9.6 Watts 6.7" Diameter by 1.1" High Warranty: Operating Life: 5 Year Limited 36,000 hours Working Voltage: Color Temp: 120 Volt 3000K Certifications: Energy Star, Wet Location, IC Rated, CSA, Air Tight Light Output: 675 Lumens Dimmable: YES - Down to 10% Introducing Lithonia Lighting's Ultra-Thin Recessed Downlighting with a Remote Driver Box for Quick, Simple, Housing-Free Installations. The Wafer LED Down light series is available in 3", 4" and 6", your choice of 2700K, 3000K or 4000K and the option of choosing either a matte white, matte black, brushed nickel or oil-rubbed bronze trim. Imagine the results in your home or business when you combine those options with high quality light output and efficiency while eliminating the need for recessed housings. The innovative, slim design allows for easy retrofit, remodel or new construction installation from below the ceiling. With its narrow design, the Wafer LED can be installed in applications with only 2" plenum clearance. Add to those accolades, each LED Wafer down light and remote driver are rated for contact with insulation (IC Rated) and wet location approved, making them ideal for a breadth of both indoor and outdoor residential, hospitality, commercial and multifamily applications. Click here to see the Lithonia Ultra Thin Wafer LED Down Light Product Brochure. This item is Acuity - Lithonia Lighting's WF4 LED 30K ORB M6. The 4 inch Wafer LED is an ultra-thin recessed downlight with a narrow remote driver box for applications with shallow ceiling plenum. The Wafer LED is a comprehensive recessed downlight - the pot light housing is not necessary - making them ideal for confined, hard to reach spaces such as closets, bathrooms, hallways, stairwells and outside soffits and other areas that would be challenging with a traditional recessed downlight housing. The aluminum die cast outer frame has a durable, powder coat paint to prevent rust. Each 4" fixture incorporates integral edge-lit LED's and this down light edge-lit LED technology uses a light guided plate to distribute the light. A polycarbonate lens provides even illumination throughout the space. Click here to see the Lithonia Ultra Thin Wafer LED Down Light Installation Instructions. The WF4 LED 30K ORB M6 comes loaded with third party certifications - CSA certified to US and Canadian safety standards, ENERGY STAR® certified, Wet location rated and Air Tight certified in accordance with ASTM E283-2004. The WF4 LED 30K ORB M6 operates on 120V input power via the factory provided, UL recognized, high efficient driver inside the steel remote box with four 7/8" knockouts with slots for pry-out (Note: Not suitable for pulling wires). The ambient operating temperature range is -40°F (-40°C) to +104°F (+40°C). Dimming, down to 10%, is made simple through use of in-wall dimmer switches. (See page 2 of the specification sheet link below for recommended dimmers). The Lithonia WF4 LED 30K ORB M6 is the ultra slim, low profile, 9.6 watt, 4.7" x 1.1" super thin, round, LED recessed down light with an oil-rubbed bronze trim (a black, brushed nickel or white trim option is also available). The WF4 LED 30K ORB M6 6 inch LED retrofit generates an amazing 675 lumens (a very nice 70 lumens per watt) of 3000K light. The LED module maintains at least 70% light output for 36,000 hours. Accessories (Sold Separately) include the WF4-PAN new construction rough in plate, WFJB R4 remodel joist bar and your choice of either a 6 foot, 10 foot or 20 foot extension cable. Click here to see the Lithonia WF4 Round Wafer LED Down Light Specification Sheet. Acuity - Lithonia Lighting 4" Wafer LED Round Bronze 3000K | 3000 | 80 | 675 | 70.3125 | 36000 | 9.6 | 1 | 25.9 | 25.9 | 30.4335 | 2020Q2 | https://www.greenelectricalsupply.com/lithonia-wf4-wafer-led-4-inch-down-light-round-oil-rubbed-bronze-trim-3000k.aspx | Green Electrical Supply | 2020 | Yes
LED Lighting | Downlight | Manufacturer: Acuity - Lithonia Lighting | True |  |  |  |  | 4" Recessed Home > Energy Star Qualified Products > 4" Wafer LED Round White 3000K Product Specifications - Quick Reference Wattage: Dimensions: 9.6 Watts 6.7" Diameter by 1.1" High Warranty: Operating Life: 5 Year Limited 36,000 hours Working Voltage: Color Temp: 120 Volt 3000K Certifications: Energy Star, Wet Location, IC Rated, CSA, Air Tight Light Output: 675 Lumens Dimmable: YES - Down to 10% Introducing Lithonia Lighting's Ultra-Thin Recessed Downlighting with a Remote Driver Box for Quick, Simple, Housing-Free Installations. The Wafer LED Down light series is available in 3", 4" and 6", your choice of 2700K, 3000K or 4000K and the option of choosing either a matte white, matte black, brushed nickel or oil-rubbed bronze trim. Imagine the results in your home or business when you combine those options with high quality light output and efficiency while eliminating the need for recessed housings. The innovative, slim design allows for easy retrofit, remodel or new construction installation from below the ceiling. With its narrow design, the Wafer LED can be installed in applications with only 2" plenum clearance. Add to those accolades, each LED Wafer down light and remote driver are rated for contact with insulation (IC Rated) and wet location approved, making them ideal for a breadth of both indoor and outdoor residential, hospitality, commercial and multifamily applications. Click here to see the Lithonia Ultra Thin Wafer LED Down Light Product Brochure. This item is Acuity - Lithonia Lighting's WF4 LED 30K MW M6. The 4 inch Wafer LED is an ultra-thin recessed downlight with a narrow remote driver box for applications with shallow ceiling plenum. The Wafer LED is a comprehensive recessed downlight - the pot light housing is not necessary - making them ideal for confined, hard to reach spaces such as closets, bathrooms, hallways, stairwells and outside soffits and other areas that would be challenging with a traditional recessed downlight housing. The aluminum die cast outer frame has a durable, powder coat paint to prevent rust. Each 4" fixture incorporates integral edge-lit LED's and this down light edge-lit LED technology uses a light guided plate to distribute the light. A polycarbonate lens provides even illumination throughout the space. Click here to see the Lithonia Ultra Thin Wafer LED Down Light Installation Instructions. The WF4 LED 30K MW M6 comes loaded with third party certifications - CSA certified to US and Canadian safety standards, ENERGY STAR® certified, Wet location rated and Air Tight certified in accordance with ASTM E283-2004. The WF4 LED 30K MW M6 operates on 120V input power via the factory provided, UL recognized, high efficient driver inside the steel remote box with four 7/8" knockouts with slots for pry-out (Note: Not suitable for pulling wires). The ambient operating temperature range is -40°F (-40°C) to +104°F (+40°C). Dimming, down to 10%, is made simple through use of in-wall dimmer switches. (See page 2 of the specification sheet link below for recommended dimmers). The Lithonia WF4 LED 30K MW M6 is the ultra slim, low profile, 9.6 watt, 4.7" x 1.1" super thin, round, LED recessed down light with a white trim (a black, brushed nickel or oil-rubbed bronze trim option is also available). The WF4 LED 30K MW M6 6 inch LED retrofit generates an amazing 675 lumens (a very nice 70 lumens per watt) of 3000K light. The LED module maintains at least 70% light output for 36,000 hours. Accessories (Sold Separately) include the WF4-PAN new construction rough in plate, WFJB R4 remodel joist bar and your choice of either a 6 foot, 10 foot or 20 foot extension cable. Click here to see the Lithonia WF4 Round Wafer LED Down Light Specification Sheet. Acuity - Lithonia Lighting 4" Wafer LED Round White 3000K | 3000 | 80 | 675 | 70.3125 | 36000 | 9.6 | 1 | 33.76 | 33.76 | 39.6693 | 2020Q2 | https://www.greenelectricalsupply.com/lithonia-wf4-wafer-led-4-inch-down-light-round-white-trim-3000k.aspx | Green Electrical Supply | 2020 | Yes
LED Lighting | Downlight | Manufacturer: Acuity - Lithonia Lighting | True |  |  |  |  | 4" Recessed Home > Energy Star Qualified Products > 4" Wafer LED Round White 4000K Product Specifications - Quick Reference Wattage: Dimensions: 10 Watts 6.7" Diameter by 1.1" High Warranty: Operating Life: 5 Year Limited 36,000 hours Working Voltage: Color Temp: 120 Volt 4000K Certifications: Energy Star, Wet Location, IC Rated, CSA, Air Tight Light Output: 765 Lumens Dimmable: YES - Down to 10% Introducing Lithonia Lighting's Ultra-Thin Recessed Downlighting with a Remote Driver Box for Quick, Simple, Housing-Free Installations. The Wafer LED Down light series is available in 3", 4" and 6", your choice of 2700K, 3000K or 4000K and the option of choosing either a matte white, matte black, brushed nickel or oil-rubbed bronze trim. Imagine the results in your home or business when you combine those options with high quality light output and efficiency while eliminating the need for recessed housings. The innovative, slim design allows for easy retrofit, remodel or new construction installation from below the ceiling. With its narrow design, the Wafer LED can be installed in applications with only 2" plenum clearance. Add to those accolades, each LED Wafer down light and remote driver are rated for contact with insulation (IC Rated) and wet location approved, making them ideal for a breadth of both indoor and outdoor residential, hospitality, commercial and multifamily applications. Click here to see the Lithonia Ultra Thin Wafer LED Down Light Product Brochure. This item is Acuity - Lithonia Lighting's WF4 LED 40K MW M6. The 4 inch Wafer LED is an ultra-thin recessed downlight with a narrow remote driver box for applications with shallow ceiling plenum. The Wafer LED is a comprehensive recessed downlight - the pot light housing is not necessary - making them ideal for confined, hard to reach spaces such as closets, bathrooms, hallways, stairwells and outside soffits and other areas that would be challenging with a traditional recessed downlight housing. The aluminum die cast outer frame has a durable, powder coat paint to prevent rust. Each 4" fixture incorporates integral edge-lit LED's and this down light edge-lit LED technology uses a light guided plate to distribute the light. A polycarbonate lens provides even illumination throughout the space. Click here to see the Lithonia Ultra Thin Wafer LED Down Light Installation Instructions. The WF4 LED 40K MW M6 comes loaded with third party certifications - CSA certified to US and Canadian safety standards, ENERGY STAR® certified, Wet location rated and Air Tight certified in accordance with ASTM E283-2004. The WF4 LED 40K MW M6 operates on 120V input power via the factory provided, UL recognized, high efficient driver inside the steel remote box with four 7/8" knockouts with slots for pry-out (Note: Not suitable for pulling wires). The ambient operating temperature range is -40°F (-40°C) to +104°F (+40°C). Dimming, down to 10%, is made simple through use of in-wall dimmer switches. (See page 2 of the specification sheet link below for recommended dimmers). The Lithonia WF4 LED 40K MW M6 is the ultra slim, low profile, 10 watt, 4.7" x 1.1" super thin, round, LED recessed down light with a white trim (a black, brushed nickel or oil-rubbed bronze trim option is also available). The WF4 LED 40K MW M6 6 inch LED retrofit generates an amazing 765 lumens (a very nice 76 lumens per watt) of 4000K light. The LED module maintains at least 70% light output for 36,000 hours. Accessories (Sold Separately) include the WF4-PAN new construction rough in plate, WFJB R4 remodel joist bar and your choice of either a 6 foot, 10 foot or 20 foot extension cable. Click here to see the Lithonia WF4 Round Wafer LED Down Light Specification Sheet. Acuity - Lithonia Lighting 4" Wafer LED Round White 4000K | 4000 | 80 | 765 | 76.5 | 36000 | 10 | 1 | 24.46 | 24.46 | 28.7414 | 2020Q2 | https://www.greenelectricalsupply.com/lithonia-wf4-wafer-led-4-inch-down-light-round-white-trim-4000k.aspx | Green Electrical Supply | 2020 | Yes
LED Lighting | Downlight | Manufacturer: Acuity - Lithonia Lighting | True |  |  |  |  | 6" Recessed Home > Energy Star Qualified Products > 6 Inch 14 Watt 1200 Lumen Round Wafer LED Down Light with Black Trim 4000K Product Specifications - Quick Reference Wattage: Dimensions: 13.6 Watts 6.7" Diameter by 1.1" High Warranty: Operating Life: 5 Year Limited 36,000 hours Working Voltage: Color Temp: 120 Volt 4000K Certifications: Energy Star, Wet Location, IC Rated, CSA, Air Tight Light Output: 1200 Lumens Dimmable: YES - Down to 10% Introducing Lithonia Lighting's Ultra-Thin Recessed Downlighting with a Remote Driver Box for Quick, Simple, Housing-Free Installations. The Wafer LED Down light series is available in 3", 4" and 6", your choice of 2700K, 3000K or 4000K and the option of choosing either a matte white, matte black, brushed nickel or oil-rubbed bronze trim. Imagine the results in your home or business when you combine those options with high quality light output and efficiency while eliminating the need for recessed housings. The innovative, slim design allows for easy retrofit, remodel or new construction installation from below the ceiling. With its narrow design, the Wafer LED can be installed in applications with only 2" plenum clearance. Add to those accolades, each LED Wafer down light and remote driver are rated for contact with insulation (IC Rated) and wet location approved, making them ideal for a breadth of both indoor and outdoor residential, hospitality, commercial and multifamily applications. Click here to see the Lithonia Ultra Thin Wafer LED Down Light Product Brochure. This item is Acuity - Lithonia Lighting's WF6 LED 40K MB M6. The 6 inch Wafer LED is an ultra-thin recessed downlight with a narrow remote driver box for applications with shallow ceiling plenum. The Wafer LED is a comprehensive recessed downlight - the pot light housing is not necessary - making them ideal for confined, hard to reach spaces such as closets, bathrooms, hallways, stairwells and outside soffits and other areas that would be challenging with a traditional recessed downlight housing. The aluminum die cast outer frame has a durable, powder coat paint to prevent rust. Each 6" fixture incorporates integral edge-lit LED's and this down light edge-lit LED technology uses a light guided plate to distribute the light. A polycarbonate lens provides even illumination throughout the space. Click here to see the Lithonia Ultra Thin Wafer LED Down Light Installation Instructions. The WF6 LED 40K MB M6 comes loaded with third party certifications - CSA certified to US and Canadian safety standards, ENERGY STAR® certified, Wet location rated and Air Tight certified in accordance with ASTM E283-2004. The WF6 LED 40K MB M6 operates on 120V input power via the factory provided, UL recognized, high efficient driver inside the steel remote box with four 7/8" knockouts with slots for pry-out (Note: Not suitable for pulling wires). The ambient operating temperature range is -40°F (-40°C) to +104°F (+40°C). Dimming, down to 10%, is made simple through use of in-wall dimmer switches. (See page 2 of the specification sheet link below for recommended dimmers). The Lithonia WF6 LED 40K MB M6 is the ultra slim, low profile, 13.6 watt, 6.7" x 1.1" super thin, round, LED recessed down light with a black trim (a white, brushed nickel or oil-rubbed bronze trim option is also available). The WF6 LED 40K MB M6 6 inch LED retrofit generates an amazing 1200 lumens (a very nice 88.2 lumens per watt) of 4000K light. The LED module maintains at least 70% light output for 36,000 hours. Accessories (Sold Separately) include the WF6-PAN new construction rough in plate, WFJB R4 remodel joist bar and your choice of either a 6 foot, 10 foot or 20 foot extension cable. Click here to see the Lithonia WF6 Round Wafer LED Down Light Specification Sheet. Acuity - Lithonia Lighting 6 Inch 14 Watt 1200 Lumen Round Wafer LED Down Light with Black Trim 4000K | 4100 | 80 | 1200 | 92.3077 | 36000 | 13 | 1 | 30.98 | 30.98 | 36.4027 | 2020Q2 | https://www.greenelectricalsupply.com/lithonia-wf6-wafer-led-down-light-round-black-trim-4000k.aspx | Green Electrical Supply | 2020 | Yes
LED Lighting | Downlight | Manufacturer: Acuity - Lithonia Lighting | False |  |  |  |  | 6" Recessed Home > Energy Star Qualified Products > 6 Inch 13 Watt 1020 Lumen Round Wafer LED Down Light with Bronze Trim 3000K Product Specifications - Quick Reference Wattage: Dimensions: 13 Watts 6.7" Diameter by 1.1" High Warranty: Operating Life: 5 Year Limited 36,000 hours Working Voltage: Color Temp: 120 Volt 3000K Certifications: Energy Star, Wet Location, IC Rated, CSA, Air Tight Light Output: 1020 Lumens Dimmable: YES - Down to 10% Introducing Lithonia Lighting's Ultra-Thin Recessed Downlighting with a Remote Driver Box for Quick, Simple, Housing-Free Installations. The Wafer LED Down light series is available in 3", 4" and 6", your choice of 2700K, 3000K or 4000K and the option of choosing either a matte white, matte black, brushed nickel or oil-rubbed bronze trim. Imagine the results in your home or business when you combine those options with high quality light output and efficiency while eliminating the need for recessed housings. The innovative, slim design allows for easy retrofit, remodel or new construction installation from below the ceiling. With its narrow design, the Wafer LED can be installed in applications with only 2" plenum clearance. Add to those accolades, each LED Wafer down light and remote driver are rated for contact with insulation (IC Rated) and wet location approved, making them ideal for a breadth of both indoor and outdoor residential, hospitality, commercial and multifamily applications. Click here to see the Lithonia Ultra Thin Wafer LED Down Light Product Brochure. This item is Acuity - Lithonia Lighting's WF6 LED 30K ORB M6. The 6 inch Wafer LED is an ultra-thin recessed downlight with a narrow remote driver box for applications with shallow ceiling plenum. The Wafer LED is a comprehensive recessed downlight - the pot light housing is not necessary - making them ideal for confined, hard to reach spaces such as closets, bathrooms, hallways, stairwells and outside soffits and other areas that would be challenging with a traditional recessed downlight housing. The aluminum die cast outer frame has a durable, powder coat paint to prevent rust. Each 6" fixture incorporates integral edge-lit LED's and this down light edge-lit LED technology uses a light guided plate to distribute the light. A polycarbonate lens provides even illumination throughout the space. Click here to see the Lithonia Ultra Thin Wafer LED Down Light Installation Instructions. The WF6 LED 30K ORB M6 comes loaded with third party certifications - CSA certified to US and Canadian safety standards, ENERGY STAR® certified, Wet location rated and Air Tight certified in accordance with ASTM E283-2004. The WF6 LED 30K ORB M6 operates on 120V input power via the factory provided, UL recognized, high efficient driver inside the steel remote box with four 7/8" knockouts with slots for pry-out (Note: Not suitable for pulling wires). The ambient operating temperature range is -40°F (-40°C) to +104°F (+40°C). Dimming, down to 10%, is made simple through use of in-wall dimmer switches. (See page 2 of the specification sheet link below for recommended dimmers). The Lithonia WF6 LED 30K ORB M6 is the ultra slim, low profile, 13 watt, 6.7" x 1.1" super thin, round, LED recessed down light with a oil-rubbed bronze trim (a white, brushed nickel or black trim option is also available). The WF6 LED 30K ORB M6 6 inch LED retrofit generates an amazing 1020 lumens (a very nice 78 lumens per watt) of 3000K light. The LED module maintains at least 70% light output for 36,000 hours. Accessories (Sold Separately) include the WF6-PAN new construction rough in plate, WFJB R4 remodel joist bar and your choice of either a 6 foot, 10 foot or 20 foot extension cable. Click here to see the Lithonia WF6 Round Wafer LED Down Light Specification Sheet. Acuity - Lithonia Lighting 6 Inch 13 Watt 1020 Lumen Round Wafer LED Down Light with Bronze Trim 3000K | 3000 | 80 | 1020 | 78.4615 | 36000 | 13 | 1 | 30.43 | 30.43 | 35.7564 | 2020Q2 | https://www.greenelectricalsupply.com/lithonia-wf6-wafer-led-down-light-round-oil-rubbed-bronze-trim-3000k.aspx | Green Electrical Supply | 2020 | Yes
LED Lighting | Downlight | Manufacturer: Acuity - Lithonia Lighting | True |  |  |  |  | 6" Recessed Home > Energy Star Qualified Products > 6 Inch 13 Watt 1020 Lumen Round Wafer LED Down Light with White Trim 3000K Product Specifications - Quick Reference Wattage: Dimensions: 13 Watts 6.7" Diameter by 1.1" High Warranty: Operating Life: 5 Year Limited 36,000 hours Working Voltage: Color Temp: 120 Volt 3000K Certifications: Energy Star, Wet Location, IC Rated, CSA, Air Tight Light Output: 1020 Lumens Dimmable: YES - Down to 10% Introducing Lithonia Lighting's Ultra-Thin Recessed Downlighting with a Remote Driver Box for Quick, Simple, Housing-Free Installations. The Wafer LED Down light series is available in 3", 4" and 6", your choice of 2700K, 3000K or 4000K and the option of choosing either a matte white, matte black, brushed nickel or oil-rubbed bronze trim. Imagine the results in your home or business when you combine those options with high quality light output and efficiency while eliminating the need for recessed housings. The innovative, slim design allows for easy retrofit, remodel or new construction installation from below the ceiling. With its narrow design, the Wafer LED can be installed in applications with only 2" plenum clearance. Add to those accolades, each LED Wafer down light and remote driver are rated for contact with insulation (IC Rated) and wet location approved, making them ideal for a breadth of both indoor and outdoor residential, hospitality, commercial and multifamily applications. Click here to see the Lithonia Ultra Thin Wafer LED Down Light Product Brochure. This item is Acuity - Lithonia Lighting's WF6 LED 30K MW M6. The 6 inch Wafer LED is an ultra-thin recessed downlight with a narrow remote driver box for applications with shallow ceiling plenum. The Wafer LED is a comprehensive recessed downlight - the pot light housing is not necessary - making them ideal for confined, hard to reach spaces such as closets, bathrooms, hallways, stairwells and outside soffits and other areas that would be challenging with a traditional recessed downlight housing. The aluminum die cast outer frame has a durable, powder coat paint to prevent rust. Each 6" fixture incorporates integral edge-lit LED's and this down light edge-lit LED technology uses a light guided plate to distribute the light. A polycarbonate lens provides even illumination throughout the space. Click here to see the Lithonia Ultra Thin Wafer LED Down Light Installation Instructions. The WF6 LED 30K MW M6 comes loaded with third party certifications - CSA certified to US and Canadian safety standards, ENERGY STAR® certified, Wet location rated and Air Tight certified in accordance with ASTM E283-2004. The WF6 LED 30K MW M6 operates on 120V input power via the factory provided, UL recognized, high efficient driver inside the steel remote box with four 7/8" knockouts with slots for pry-out (Note: Not suitable for pulling wires). The ambient operating temperature range is -40°F (-40°C) to +104°F (+40°C). Dimming, down to 10%, is made simple through use of in-wall dimmer switches. (See page 2 of the specification sheet link below for recommended dimmers). The Lithonia WF6 LED 30K MW M6 is the ultra slim, low profile, 13 watt, 6.7" x 1.1" super thin, round, LED recessed down light with a white trim (a black, brushed nickel or oil-rubbed bronze trim option is also available). The WF6 LED 30K MW M6 6 inch LED retrofit generates an amazing 1020 lumens (a very nice 78 lumens per watt) of 3000K light. The LED module maintains at least 70% light output for 36,000 hours. Accessories (Sold Separately) include the WF6-PAN new construction rough in plate, WFJB R4 remodel joist bar and your choice of either a 6 foot, 10 foot or 20 foot extension cable. Click here to see the Lithonia WF6 Round Wafer LED Down Light Specification Sheet. Acuity - Lithonia Lighting 6 Inch 13 Watt 1020 Lumen Round Wafer LED Down Light with White Trim 3000K | 3000 | 80 | 1020 | 78.4615 | 36000 | 13 | 1 | 24.15 | 24.15 | 28.3772 | 2020Q2 | https://www.greenelectricalsupply.com/lithonia-wf6-wafer-led-down-light-round-white-trim-3000k.aspx | Green Electrical Supply | 2020 | Yes
LED Lighting | Downlight | Manufacturer: Acuity - Lithonia Lighting | True |  |  |  |  | 6" Recessed Home > Energy Star Qualified Products > 6 Inch 14 Watt 1200 Lumen Round Wafer LED Down Light with White Trim 4000K Product Specifications - Quick Reference Wattage: Dimensions: 13.6 Watts 6.7" Diameter by 1.1" High Warranty: Operating Life: 5 Year Limited 36,000 hours Working Voltage: Color Temp: 120 Volt 4000K Certifications: Energy Star, Wet Location, IC Rated, CSA, Air Tight Light Output: 1200 Lumens Dimmable: YES - Down to 10% Introducing Lithonia Lighting's Ultra-Thin Recessed Downlighting with a Remote Driver Box for Quick, Simple, Housing-Free Installations. The Wafer LED Down light series is available in 3", 4" and 6", your choice of 2700K, 3000K or 4000K and the option of choosing either a matte white, matte black, brushed nickel or oil-rubbed bronze trim. Imagine the results in your home or business when you combine those options with high quality light output and efficiency while eliminating the need for recessed housings. The innovative, slim design allows for easy retrofit, remodel or new construction installation from below the ceiling. With its narrow design, the Wafer LED can be installed in applications with only 2" plenum clearance. Add to those accolades, each LED Wafer down light and remote driver are rated for contact with insulation (IC Rated) and wet location approved, making them ideal for a breadth of both indoor and outdoor residential, hospitality, commercial and multifamily applications. Click here to see the Lithonia Ultra Thin Wafer LED Down Light Product Brochure. This item is Acuity - Lithonia Lighting's WF6 LED 40K MW M6. The 6 inch Wafer LED is an ultra-thin recessed downlight with a narrow remote driver box for applications with shallow ceiling plenum. The Wafer LED is a comprehensive recessed downlight - the pot light housing is not necessary - making them ideal for confined, hard to reach spaces such as closets, bathrooms, hallways, stairwells and outside soffits and other areas that would be challenging with a traditional recessed downlight housing. The aluminum die cast outer frame has a durable, powder coat paint to prevent rust. Each 6" fixture incorporates integral edge-lit LED's and this down light edge-lit LED technology uses a light guided plate to distribute the light. A polycarbonate lens provides even illumination throughout the space. Click here to see the Lithonia Ultra Thin Wafer LED Down Light Installation Instructions. The WF6 LED 40K MW M6 comes loaded with third party certifications - CSA certified to US and Canadian safety standards, ENERGY STAR® certified, Wet location rated and Air Tight certified in accordance with ASTM E283-2004. The WF6 LED 40K MW M6 operates on 120V input power via the factory provided, UL recognized, high efficient driver inside the steel remote box with four 7/8" knockouts with slots for pry-out (Note: Not suitable for pulling wires). The ambient operating temperature range is -40°F (-40°C) to +104°F (+40°C). Dimming, down to 10%, is made simple through use of in-wall dimmer switches. (See page 2 of the specification sheet link below for recommended dimmers). The Lithonia WF6 LED 40K MW M6 is the ultra slim, low profile, 13.6 watt, 6.7" x 1.1" super thin, round, LED recessed down light with a white trim (a black, brushed nickel or oil-rubbed bronze trim option is also available). The WF6 LED 40K MW M6 6 inch LED retrofit generates an amazing 1200 lumens (a very nice 88.2 lumens per watt) of 4000K light. The LED module maintains at least 70% light output for 36,000 hours. Accessories (Sold Separately) include the WF6-PAN new construction rough in plate, WFJB R4 remodel joist bar and your choice of either a 6 foot, 10 foot or 20 foot extension cable. Click here to see the Lithonia WF6 Round Wafer LED Down Light Specification Sheet. Acuity - Lithonia Lighting 6 Inch 14 Watt 1200 Lumen Round Wafer LED Down Light with White Trim 4000K | 4000 | 80 | 1200 | 92.3077 | 36000 | 13 | 1 | 30.98 | 30.98 | 36.4027 | 2020Q2 | https://www.greenelectricalsupply.com/lithonia-wf6-wafer-led-down-light-round-white-trim-4000k.aspx | Green Electrical Supply | 2020 | Yes
LED Lighting | Downlight | Manufacturer: Lotus LED Lights | True |  |  | Circular/Circline/Round |  | Recessed, 4" Recessed Home > LED Indoor Light Fixtures > LED Downlights and Trims > 4 Inch Retrofits > Round > 3000K Warm White > 4 Inch 11 Watt 700 Lumen 120V 3000K Super Thin LED Downlight - Black Finish Product Specifications - Quick Reference Wattage: Dimensions: 11 Watts 4-7/8" Diameter by 1/2" High Beam Angle Operating Life: 110 degrees 36,000 hours Voltage: Color Temp: 120 Volt 3000K Warm White Warranty: Dimming: 5 Year Limited TRIAC Dimmers (5%-100%) Lumens: 700 Lumens Certifications: Energy Star, cULus, IC Rated Since its first super slim products launch in 2010, Lotus LED Lights have set the competitive bar extremely high and are the most preferred super slim recessed LED lights used by architects, interior decorators, designers, builders, electricians and homeowners in North America. Lotus LED Lights offers superior flexibility, unlimited layout options and can be installed anywhere in your home to create a gorgeous high-end living environment by delivering warm and inviting light. Now Lotus LED Lights are introducing their cost-effective, economy line! They can deliver the same results without breaking the bank. These fixtures fit where no other recessed fixture can. You will not be disappointed with this incredible product. The Lotus LED Lights Economy Line LED fixtures are, RoHS Compliant, cULus Listed, Energy Star Certified, rated Type IC (Direct Contact with Insulation) - No Housing or Junction Box required. Pot Light Housing is NOT required even for insulated ceilings! A 2 inch above ceiling clearance is required for the driver. Quick connectors are included. This 1/2" Thick, low profile LED fixture fits directly under joists giving you maximum lighting layout flexibility in even the tightest spaces. Click here to see the Lotus 4 Inch Eco Round LED Downlight Specification Sheet. This item is the Lotus LED Lights LB4R/30K/BK. It is the economy line 4" builder grade thin round LED downlight with a black trim (a white option is also available). The LB4R/30K/BK is Air-Tight and is rated for Damp locations (Not suitable for steam showers, saunas and outdoor locations where directly exposed to rain). This 4 inch LED retrofit has a beam angle of 110 degrees, consumes only 11 watts of energy, generates 700 lumens of 3000K Warm White light with an 82 CRI and is designed to replace up to 65 watt halogen lights in recessed downlight applications. They operate on 120V, 60Hz input voltage and are dimmable down to about 15% when using approved TRIAC dimmer switches. . This fixture has a rated life of 36,000 hours and a 5 year limited warranty. Lotus LED Lights 4 Inch 11 Watt 700 Lumen 120V 3000K Super Thin LED Downlight - Black Finish | 3000 | 82 | 700 | 63.6364 | 36000 | 11 | 1 | 28.46 | 28.46 | 33.4416 | 2020Q2 | https://www.greenelectricalsupply.com/lotus-lb4r-30k-bk-4-inch-11-watt-led-downlight-120v-black-3000k.aspx | Green Electrical Supply | 2020 | No
LED Lighting | Downlight | Manufacturer: Lotus LED Lights | True |  |  | Circular/Circline/Round |  | Recessed, 4" Recessed Home > LED Indoor Light Fixtures > LED Downlights and Trims > 4 Inch Retrofits > Round > 3000K Warm White > 4 Inch 11 Watt 700 Lumen 120V 3000K Super Thin LED Downlight - White Finish Product Specifications - Quick Reference Wattage: Dimensions: 11 Watts 4-7/8" Diameter by 1/2" High Beam Angle Operating Life: 110 degrees 36,000 hours Voltage: Color Temp: 120 Volt 3000K Warm White Warranty: Dimming: 5 Year Limited TRIAC Dimmers (5%-100%) Lumens: 700 Lumens Certifications: Energy Star, cULus, IC Rated Since its first super slim products launch in 2010, Lotus LED Lights have set the competitive bar extremely high and are the most preferred super slim recessed LED lights used by architects, interior decorators, designers, builders, electricians and homeowners in North America. Lotus LED Lights offers superior flexibility, unlimited layout options and can be installed anywhere in your home to create a gorgeous high-end living environment by delivering warm and inviting light. Now Lotus LED Lights are introducing their cost-effective, economy line! They can deliver the same results without breaking the bank. These fixtures fit where no other recessed fixture can. You will not be disappointed with this incredible product. The Lotus LED Lights Economy Line LED fixtures are, RoHS Compliant, cULus Listed, Energy Star Certified, rated Type IC (Direct Contact with Insulation) - No Housing or Junction Box required. Pot Light Housing is NOT required even for insulated ceilings! A 2 inch above ceiling clearance is required for the driver. Quick connectors are included. This 1/2" Thick, low profile LED fixture fits directly under joists giving you maximum lighting layout flexibility in even the tightest spaces. Click here to see the Lotus 4 Inch Eco Round LED Downlight Specification Sheet. This item is the Lotus LED Lights LB4R/30K/WH. It is the economy line 4" builder grade thin round LED downlight with a white trim (a black option is also available). The LB4R/30K/WH is Air-Tight and is rated for Damp locations (Not suitable for steam showers, saunas and outdoor locations where directly exposed to rain). This 4 inch LED retrofit has a beam angle of 110 degrees, consumes only 11 watts of energy, generates 700 lumens of 3000K Warm White light with an 82 CRI and is designed to replace up to 65 watt halogen lights in recessed downlight applications. They operate on 120V, 60Hz input voltage and are dimmable down to about 15% when using approved TRIAC dimmer switches. . This fixture has a rated life of 36,000 hours and a 5 year limited warranty. Lotus LED Lights 4 Inch 11 Watt 700 Lumen 120V 3000K Super Thin LED Downlight - White Finish | 3000 | 82 | 700 | 63.6364 | 36000 | 11 | 1 | 28.46 | 28.46 | 33.4416 | 2020Q2 | https://www.greenelectricalsupply.com/lotus-lb4r-30k-wh-4-inch-11-watt-led-downlight-120v-white-3000k.aspx | Green Electrical Supply | 2020 | No
LED Lighting | Downlight | Manufacturer: Lotus LED Lights | True |  |  | Circular/Circline/Round |  | Recessed, 4" Recessed Home > LED Indoor Light Fixtures > LED Downlights and Trims > 4 Inch Retrofits > Round > 4000K Cool White > 4 Inch 11 Watt 730 Lumen 120V 4100K Super Thin LED Downlight - Black Finish Product Specifications - Quick Reference Wattage: Dimensions: 11 Watts 4-7/8" Diameter by 1/2" High Beam Angle Operating Life: 110 degrees 36,000 hours Voltage: Color Temp: 120 Volt 4100K Cool White Warranty: Dimming: 5 Year Limited TRIAC Dimmers (5%-100%) Lumens: 730 Lumens Certifications: Energy Star, cULus, IC Rated Since its first super slim products launch in 2010, Lotus LED Lights have set the competitive bar extremely high and are the most preferred super slim recessed LED lights used by architects, interior decorators, designers, builders, electricians and homeowners in North America. Lotus LED Lights offers superior flexibility, unlimited layout options and can be installed anywhere in your home to create a gorgeous high-end living environment by delivering warm and inviting light. Now Lotus LED Lights are introducing their cost-effective, economy line! They can deliver the same results without breaking the bank. These fixtures fit where no other recessed fixture can. You will not be disappointed with this incredible product. The Lotus LED Lights Economy Line LED fixtures are, RoHS Compliant, cULus Listed, Energy Star Certified, rated Type IC (Direct Contact with Insulation) - No Housing or Junction Box required. Pot Light Housing is NOT required even for insulated ceilings! A 2 inch above ceiling clearance is required for the driver. Quick connectors are included. This 1/2" Thick, low profile LED fixture fits directly under joists giving you maximum lighting layout flexibility in even the tightest spaces. Click here to see the Lotus 4 Inch Eco Round LED Downlight Specification Sheet. This item is the Lotus LED Lights LB4R/41K/BK. It is the economy line 4" builder grade thin round LED downlight with a black trim (a white option is also available). The LB4R/41K/BK is Air-Tight and is rated for Damp locations (Not suitable for steam showers, saunas and outdoor locations where directly exposed to rain). This 4 inch LED retrofit has a beam angle of 110 degrees, consumes only 11 watts of energy, generates 730 lumens of 4100K Cool White light with an 82 CRI and is designed to replace up to 65 watt halogen lights in recessed downlight applications. They operate on 120V, 60Hz input voltage and are dimmable down to about 15% when using approved TRIAC dimmer switches. . This fixture has a rated life of 36,000 hours and a 5 year limited warranty. Lotus LED Lights 4 Inch 11 Watt 730 Lumen 120V 4100K Super Thin LED Downlight - Black Finish | 4100 | 82 | 730 | 66.3636 | 36000 | 11 | 1 | 28.46 | 28.46 | 33.4416 | 2020Q2 | https://www.greenelectricalsupply.com/lotus-lb4r-41k-bk-4-inch-11-watt-led-downlight-120v-black-4100k.aspx | Green Electrical Supply | 2020 | No
LED Lighting | Downlight | Manufacturer: Lotus LED Lights | True |  |  | Circular/Circline/Round |  | Recessed, 4" Recessed Home > LED Indoor Light Fixtures > LED Downlights and Trims > 4 Inch Retrofits > Round > 4000K Cool White > 4 Inch 11 Watt 730 Lumen 120V 4100K Super Thin LED Downlight - White Finish Product Specifications - Quick Reference Wattage: Dimensions: 11 Watts 4-7/8" Diameter by 1/2" High Beam Angle Operating Life: 110 degrees 36,000 hours Voltage: Color Temp: 120 Volt 4100K Cool White Warranty: Dimming: 5 Year Limited TRIAC Dimmers (5%-100%) Lumens: 730 Lumens Certifications: Energy Star, cULus, IC Rated Since its first super slim products launch in 2010, Lotus LED Lights have set the competitive bar extremely high and are the most preferred super slim recessed LED lights used by architects, interior decorators, designers, builders, electricians and homeowners in North America. Lotus LED Lights offers superior flexibility, unlimited layout options and can be installed anywhere in your home to create a gorgeous high-end living environment by delivering warm and inviting light. Now Lotus LED Lights are introducing their cost-effective, economy line! They can deliver the same results without breaking the bank. These fixtures fit where no other recessed fixture can. You will not be disappointed with this incredible product. The Lotus LED Lights Economy Line LED fixtures are, RoHS Compliant, cULus Listed, Energy Star Certified, rated Type IC (Direct Contact with Insulation) - No Housing or Junction Box required. Pot Light Housing is NOT required even for insulated ceilings! A 2 inch above ceiling clearance is required for the driver. Quick connectors are included. This 1/2" Thick, low profile LED fixture fits directly under joists giving you maximum lighting layout flexibility in even the tightest spaces. Click here to see the Lotus 4 Inch Eco Round LED Downlight Specification Sheet. This item is the Lotus LED Lights LB4R/41K/WH. It is the economy line 4" builder grade thin round LED downlight with a white trim (a black option is also available). The LB4R/41K/WH is Air-Tight and is rated for Damp locations (Not suitable for steam showers, saunas and outdoor locations where directly exposed to rain). This 4 inch LED retrofit has a beam angle of 110 degrees, consumes only 11 watts of energy, generates 730 lumens of 4100K Cool White light with an 82 CRI and is designed to replace up to 65 watt halogen lights in recessed downlight applications. They operate on 120V, 60Hz input voltage and are dimmable down to about 15% when using approved TRIAC dimmer switches. This fixture has a rated life of 36,000 hours and a 5 year limited warranty. Lotus LED Lights 4 Inch 11 Watt 730 Lumen 120V 4100K Super Thin LED Downlight - White Finish | 4100 | 82 | 730 | 66.3636 | 36000 | 11 | 1 | 28.46 | 28.46 | 33.4416 | 2020Q2 | https://www.greenelectricalsupply.com/lotus-lb4r-41k-wh-4-inch-11-watt-led-downlight-120v-white-4100k.aspx | Green Electrical Supply | 2020 | No
LED Lighting | Downlight | Manufacturer: Lotus LED Lights | True |  |  | Circular/Circline/Round |  | Recessed, 6" Recessed Home > Energy Star Qualified Products > 6 Inch 14 Watt 900 Lumen 120V 3000K Super Thin LED Downlight - White Finish Product Specifications - Quick Reference Wattage: Dimensions: 14 Watts 6.75" Diameter by 0.5" High Beam Angle Operating Life: 110 degrees 36,000 hours Voltage: Color Temp: 120 Volt 3000K Warm White Warranty: Dimming: 5 Year Limited TRIAC Dimmers (5%-100%) Lumens: 900 Lumens Certifications: Energy Star, cULus, IC Rated Since its first super slim products launch in 2010, Lotus LED Lights have set the competitive bar extremely high and are the most preferred super slim recessed LED lights used by architects, interior decorators, designers, builders, electricians and homeowners in North America. Lotus LED Lights offers superior flexibility, unlimited layout options and can be installed anywhere in your home to create a gorgeous high-end living environment by delivering warm and inviting light. Now Lotus LED Lights are introducing their cost-effective, economy line! They can deliver the same results without breaking the bank. These fixtures fit where no other recessed fixture can. You will not be disappointed with this incredible product. The Lotus LED Lights Economy Line LED fixtures are, RoHS Compliant, cULus Listed, Energy Star Certified, rated Type IC (Direct Contact with Insulation) - No Housing or Junction Box required. Pot Light Housing is NOT required even for insulated ceilings! A 2 inch above ceiling clearance is required for the driver. Quick connectors are included. This 1/2" Thick, low profile LED fixture fits directly under joists giving you maximum lighting layout flexibility in even the tightest spaces. Click here to see the Lotus 6 Inch Eco Round LED Downlight Specification Sheet. This item is the Lotus LED Lights LB6R/30K/WH. It is the economy line 6" builder grade thin round LED downlight with a white trim (a black option is also available). The LB6R/30K/WH is Air-Tight and is rated for Damp locations (Not suitable for steam showers, saunas and outdoor locations where directly exposed to rain). This 6 inch LED retrofit has a beam angle of 110 degrees, consumes only 14 watts of energy, generates 900 lumens of 3000K Warm White light with an 82 CRI and is designed to replace up to 75 watt halogen lights in recessed downlight applications. They operate on 120V, 60Hz input voltage and are dimmable down to about 15% when using approved TRIAC dimmer switches. This fixture has a rated life of 36,000 hours and a 5 year limited warranty. Lotus LED Lights 6 Inch 14 Watt 900 Lumen 120V 3000K Super Thin LED Downlight - White Finish | 3000 | 82 | 900 | 64.2857 | 36000 | 14 | 1 | 34.61 | 34.61 | 40.6681 | 2020Q2 | https://www.greenelectricalsupply.com/lotus-lb6r-30k-wh-6-inch-14-watt-led-downlight-120v-white-3000k.aspx | Green Electrical Supply | 2020 | No
LED Lighting | Downlight | Manufacturer: Lotus LED Lights | True |  |  | Circular/Circline/Round |  | Recessed, 6" Recessed Home > Energy Star Qualified Products > 6 Inch 14 Watt 900 Lumen 120V 4100K Super Thin LED Downlight - White Finish Product Specifications - Quick Reference Wattage: Dimensions: 14 Watts 6.75" Diameter by 0.5" High Beam Angle Operating Life: 110 degrees 36,000 hours Voltage: Color Temp: 120 Volt 4100K Cool White Warranty: Dimming: 5 Year Limited TRIAC Dimmers (5%-100%) Lumens: 900 Lumens Certifications: Energy Star, cULus, IC Rated Since its first super slim products launch in 2010, Lotus LED Lights have set the competitive bar extremely high and are the most preferred super slim recessed LED lights used by architects, interior decorators, designers, builders, electricians and homeowners in North America. Lotus LED Lights offers superior flexibility, unlimited layout options and can be installed anywhere in your home to create a gorgeous high-end living environment by delivering warm and inviting light. Now Lotus LED Lights are introducing their cost-effective, economy line! They can deliver the same results without breaking the bank. These fixtures fit where no other recessed fixture can. You will not be disappointed with this incredible product. The Lotus LED Lights Economy Line LED fixtures are, RoHS Compliant, cULus Listed, Energy Star Certified, rated Type IC (Direct Contact with Insulation) - No Housing or Junction Box required. Pot Light Housing is NOT required even for insulated ceilings! A 2 inch above ceiling clearance is required for the driver. Quick connectors are included. This 1/2" Thick, low profile LED fixture fits directly under joists giving you maximum lighting layout flexibility in even the tightest spaces. Click here to see the Lotus 6 Inch Eco Round LED Downlight Specification Sheet. This item is the Lotus LED Lights LB6R/41K/WH. It is the economy line 6" builder grade thin round LED downlight with a white trim (a black option is also available). The LB6R/41K/WH is Air-Tight and is rated for Damp locations (Not suitable for steam showers, saunas and outdoor locations where directly exposed to rain). This 6 inch LED retrofit has a beam angle of 110 degrees, consumes only 14 watts of energy, generates 900 lumens of 4100K Cool White light with an 82 CRI and is designed to replace up to 75 watt halogen lights in recessed downlight applications. They operate on 120V, 60Hz input voltage and are dimmable down to about 15% when using approved TRIAC dimmer switches. This fixture has a rated life of 36,000 hours and a 5 year limited warranty. Lotus LED Lights 6 Inch 14 Watt 900 Lumen 120V 4100K Super Thin LED Downlight - White Finish | 4100 | 82 | 900 | 64.2857 | 36000 | 14 | 1 | 34.61 | 34.61 | 40.6681 | 2020Q2 | https://www.greenelectricalsupply.com/lotus-lb6r-41k-wh-6-inch-14-watt-led-downlight-120v-white-4100k.aspx | Green Electrical Supply | 2020 | No
LED Lighting | Downlight | Manufacturer: Lotus LED Lights | True |  |  | Circular/Circline/Round |  | Recessed, 8" Recessed Home > Energy Star Qualified Products > 8 Inch 18 Watt 1200 Lumen 120V Super Thin LED Recessed Downlight with White Trim 3000K Product Specifications - Quick Reference Wattage: Dimensions: 18 Watts 9" Diameter by 0.5" High Beam Angle Operating Life: 110 degrees 36,000 hours Voltage: Color Temp: 120 Volt 3000K Warm White Warranty: Dimming: 5 Year Limited TRIAC Dimmers (5%-100%) Lumens: 1200 Lumens Certifications: Energy Star, cULus, IC Rated Since its first super slim products launch in 2010, Lotus LED Lights have set the competitive bar extremely high and are the most preferred super slim recessed LED lights used by architects, interior decorators, designers, builders, electricians and homeowners in North America. Lotus LED Lights offers superior flexibility, unlimited layout options and can be installed anywhere in your home to create a gorgeous high-end living environment by delivering warm and inviting light. Now Lotus LED Lights are introducing their cost-effective, economy line! They can deliver the same results without breaking the bank. These fixtures fit where no other recessed fixture can. You will not be disappointed with this incredible product. The Lotus LED Lights Economy Line LED fixtures are, RoHS Compliant, cULus Listed, Energy Star Certified, rated Type IC (Direct Contact with Insulation) - No Housing or Junction Box required. Pot Light Housing is NOT required even for insulated ceilings! A 1.5 inch above ceiling clearance is required for the driver. Quick connectors are included. This 1/2" Thick, low profile LED fixture fits directly under joists giving you maximum lighting layout flexibility in even the tightest spaces. Click here to see the Lotus 8 Inch Eco Round LED Downlight Specification Sheet. This item is the Lotus LED Lights LB8R/30K/WH. It is the economy line 8" builder grade thin round LED downlight with a white trim (a black option is also available). The LB8R/30K/WH is Air-Tight and is rated for Damp locations (Not suitable for steam showers, saunas and outdoor locations where directly exposed to rain). This 8 inch LED retrofit has a beam angle of 110 degrees, consumes only 18 watts of energy, generates 1200 lumens of 3000K Warm White light with an 82 CRI and is designed to replace up to 120 watt halogen lights in recessed downlight applications. They operate on 120V, 60Hz input voltage and are dimmable down to about 15% when using approved TRIAC dimmer switches. . This fixture has a rated life of 36,000 hours and a 5 year limited warranty. Lotus LED Lights 8 Inch 18 Watt 1200 Lumen 120V Super Thin LED Recessed Downlight with White Trim 3000K | 3000 | 82 | 1200 | 66.6667 | 36000 | 18 | 1 | 61.53 | 61.53 | 72.3001 | 2020Q2 | https://www.greenelectricalsupply.com/lotus-lb8r-30k-wh-8-inch-18-watt-led-downlight-120v-white-3000k.aspx | Green Electrical Supply | 2020 | No
LED Lighting | Downlight | Manufacturer: Lotus LED Lights | True |  |  | Circular/Circline/Round |  | Recessed, 8" Recessed Home > Energy Star Qualified Products > 8 Inch 18 Watt 1200 Lumen 120V Super Thin LED Recessed Downlight with White Trim 4100K Product Specifications - Quick Reference Wattage: Dimensions: 18 Watts 9" Diameter by 0.5" High Beam Angle Operating Life: 110 degrees 36,000 hours Voltage: Color Temp: 120 Volt 4100K Cool White Warranty: Dimming: 5 Year Limited TRIAC Dimmers (5%-100%) Lumens: 1200 Lumens Certifications: Energy Star, cULus, IC Rated Since its first super slim products launch in 2010, Lotus LED Lights have set the competitive bar extremely high and are the most preferred super slim recessed LED lights used by architects, interior decorators, designers, builders, electricians and homeowners in North America. Lotus LED Lights offers superior flexibility, unlimited layout options and can be installed anywhere in your home to create a gorgeous high-end living environment by delivering warm and inviting light. Now Lotus LED Lights are introducing their cost-effective, economy line! They can deliver the same results without breaking the bank. These fixtures fit where no other recessed fixture can. You will not be disappointed with this incredible product. The Lotus LED Lights Economy Line LED fixtures are, RoHS Compliant, cULus Listed, Energy Star Certified, rated Type IC (Direct Contact with Insulation) - No Housing or Junction Box required. Pot Light Housing is NOT required even for insulated ceilings! A 1.5 inch above ceiling clearance is required for the driver. Quick connectors are included. This 1/2" Thick, low profile LED fixture fits directly under joists giving you maximum lighting layout flexibility in even the tightest spaces. Click here to see the Lotus 8 Inch Eco Round LED Downlight Specification Sheet. This item is the Lotus LED Lights LB8R/41K/WH. It is the economy line 8" builder grade thin round LED downlight with a white trim (a black option is also available). The LB8R/41K/WH is Air-Tight and is rated for Damp locations (Not suitable for steam showers, saunas and outdoor locations where directly exposed to rain). This 8 inch LED retrofit has a beam angle of 110 degrees, consumes only 18 watts of energy, generates 1200 lumens of 4100K Cool White light with an 82 CRI and is designed to replace up to 120 watt halogen lights in recessed downlight applications. They operate on 120V, 60Hz input voltage and are dimmable down to about 15% when using approved TRIAC dimmer switches. This fixture has a rated life of 36,000 hours and a 5 year limited warranty. Lotus LED Lights 8 Inch 18 Watt 1200 Lumen 120V Super Thin LED Recessed Downlight with White Trim 4100K | 4100 | 82 | 1200 | 66.6667 | 36000 | 18 | 1 | 61.53 | 61.53 | 72.3001 | 2020Q2 | https://www.greenelectricalsupply.com/lotus-lb8r-41k-wh-8-inch-18-watt-led-downlight-120v-white-4100k.aspx | Green Electrical Supply | 2020 | No
LED Lighting | Downlight | Manufacturer: Lotus LED Lights | True |  |  |  |  | 3" Recessed Home > Energy Star Qualified Products > 3" Gimbal Round BN Trim 3000K Product Specifications - Quick Reference Wattage: Dimensions: 7.5 Watts 3.25" Diameter x 1.75" High Beam Angle Tilt Angle: 40 degrees 30 degrees Working Voltage: Color Temp: 120 Volt 3000K Warranty: 5 Year Limited (Commercial) 10 Year Limited (Residential) Delivered Lumens: 600 Certifications: Energy Star, cULus, cETLus Since its first super slim products launch in 2010, Lotus LED Lights have set the competitive bar extremely high and are the most preferred super slim recessed LED lights used by architects, interior decorators, designers, builders, electricians and homeowners in North America. Lotus LED Lights offers superior flexibility, unlimited layout options and can be installed anywhere in your home to create a gorgeous high-end living environment by delivering warm and inviting light. These ultra thin recessed LED down lights are absolutely perfect for tight spaces, soffits, sloped ceilings, insulated and dropped ceilings. The Lotus LED Lights super slim recessed LED fixtures are cULus Listed, cETLus Approved, Energy Star Certified, rated Type IC (Direct Contact with Insulation) and they are air-tight. A recessed downlight housing (also called out as a Pot Light Housing) is NOT Required - even for Insulated Ceilings. This 1 Thick, low profile LED fixture fits directly under joists giving you maximum lighting layout flexibility in even the tightest spaces. Click here to see the Lotus 3 Inch Gimbal Recessed LED Specification Sheet. Every Lotus LED fixture is constructed with integral Epistar LEDs and the 120 volt, 60Hz, isolated, external, magnetic, constant current driver is factory installed inside the junction box. Lotus engineered all of their fixtures with the constant current driver in order run their fixtures at 90% of their rated current. This provides additional reliability and longer life. You need one driver for every fixture. Lotus engineers believe that if you have one driver for multiple fixtures you need to have an additional current regulator on every fixture if you want all fixtures to have the same brightness and the ability to dim simultaneously. The Lotus LED system is more reliable. Should you need to disconnect one fixture you would not effect the operation of the others. (Note: All connections in any ceiling requires a junction box, which Lotus provides as the driver compartment). Fixture comes connected to the driver by 12 long low voltage cable with waterproof connector in the middle. Depending on where you want the driver to be you have 2 options: To locate the driver next to the fixture simply run your line voltage wiring to the first junction box in your circuit and daisy chain to the junction boxes of the other fixtures, or install all of your drivers at one location and use low voltage extension cables to the fixtures (Use only extensions provided by the manufacturer. Available jumper cables are 6 feet (1.8m) and 20 feet (6m). Cables are linkable). The maximum run should not exceed 40 feet (12m). Click here to see the Lotus Damp Location Down Light Installation Instructions There are two 3" Gimbal models available to you from Lotus. The two primary differences are the brightness generated and the light color. As for brightness: model LL3G/30K generates 600 lumens and is a 50W halogen equivalent and model LL3G/41K generates 650 lumens and is also a 50W halogen equivalent. The trim diameter and width on the two models are the same: 3 1/4 inch diameter (Note: The hole has to be carefully cut since there is no room for mistakes). How much space do you need in the ceiling for the Gimbal? For these inch fixtures you need 2.5 inches of space above the drywall for Romex and 3.5 inches for MC or BX installations. The Lotus LED Light fixtures are really easy to install. Just check out the short video below. This item is the Lotus LED Lights LL3G/30K/BN, replacement for the LY3G/30K/BN. It is the slim, low profile, 7.5 watt, 3" x 1" thin, round, Gimbal, LED recessed down light with a brushed nickel trim (a white or black trim option is also available). The LL3G/30K/BN is Air-Tight and is rated for Damp locations (Not suitable for steam showers, saunas and outdoor locations where directly exposed to rain). This 3 inch LED retrofit has a beam angle of 40 degrees, tilt angle of 30 degrees with a 360 degree rotation. The 3000K Gimbal generates 600 lumens and is designed to replace up to 50 watt halogen lights in recessed downlight applications. They operate on 120V, 60Hz input voltage (a 277v version is also available) and are dimmable down to about 20% when using approved dimmer switches. Click here to see the Lotus LED Light Dimmer Compatibility List Each Lotus LED Lights recessed down light carries a 10 year residential or 5 year commercial limited warranty. Click here to see the complete Lotus LED Light Limited Warranty Information. Lotus can offer this because every single driver is powered for a minimum of 24 hours together with the fixture that it is shipped with. Every LED is visually checked before and after the PCB is mounted on the fixture. No Random Tests Lotus Hand Tests Every Fixture And Driver. Lotus LED Lights 3" Gimbal Round BN Trim 3000K | 3000 | 92 | 600 | 80 | 24 | 7.5 | 1 | 58.46 | 58.46 | 68.6928 | 2020Q2 | https://www.greenelectricalsupply.com/lotus-led-lights-3-inch-gimbal-round-brushed-nickel-trim-3000k.aspx | Green Electrical Supply | 2020 | Yes
LED Lighting | Downlight | Manufacturer: Lotus LED Lights | True |  |  |  |  | 3" Recessed Home > Energy Star Qualified Products > 3" Gimbal Round BN Trim 4100K Product Specifications - Quick Reference Wattage: Dimensions: 7.5 Watts 3.25" Diameter x 1.75" High Beam Angle Tilt Angle: 40 degrees 30 degrees Working Voltage: Color Temp: 120 Volt 4100K Warranty: 5 Year Limited (Commercial) 10 Year Limited (Residential) Delivered Lumens: 650 Certifications: Energy Star, cULus, cETLus Since its first super slim products launch in 2010, Lotus LED Lights have set the competitive bar extremely high and are the most preferred super slim recessed LED lights used by architects, interior decorators, designers, builders, electricians and homeowners in North America. Lotus LED Lights offers superior flexibility, unlimited layout options and can be installed anywhere in your home to create a gorgeous high-end living environment by delivering warm and inviting light. These ultra thin recessed LED down lights are absolutely perfect for tight spaces, soffits, sloped ceilings, insulated and dropped ceilings. The Lotus LED Lights super slim recessed LED fixtures are cULus Listed, cETLus Approved, Energy Star Certified, rated Type IC (Direct Contact with Insulation) and they are air-tight. A recessed downlight housing (also called out as a Pot Light Housing) is NOT Required - even for Insulated Ceilings. This 1 Thick, low profile LED fixture fits directly under joists giving you maximum lighting layout flexibility in even the tightest spaces. Click here to see the Lotus 3 Inch Gimbal Recessed LED Specification Sheet. Every Lotus LED fixture is constructed with integral Epistar LEDs and the 120 volt, 60Hz, isolated, external, magnetic, constant current driver is factory installed inside the junction box. Lotus engineered all of their fixtures with the constant current driver in order run their fixtures at 90% of their rated current. This provides additional reliability and longer life. You need one driver for every fixture. Lotus engineers believe that if you have one driver for multiple fixtures you need to have an additional current regulator on every fixture if you want all fixtures to have the same brightness and the ability to dim simultaneously. The Lotus LED system is more reliable. Should you need to disconnect one fixture you would not effect the operation of the others. (Note: All connections in any ceiling requires a junction box, which Lotus provides as the driver compartment). Fixture comes connected to the driver by 12 long low voltage cable with waterproof connector in the middle. Depending on where you want the driver to be you have 2 options: To locate the driver next to the fixture simply run your line voltage wiring to the first junction box in your circuit and daisy chain to the junction boxes of the other fixtures, or install all of your drivers at one location and use low voltage extension cables to the fixtures (Use only extensions provided by the manufacturer. Available jumper cables are 6 feet (1.8m) and 20 feet (6m). Cables are linkable). The maximum run should not exceed 40 feet (12m). Click here to see the Lotus Damp Location Down Light Installation Instructions There are two 3" Gimbal models available to you from Lotus. The two primary differences are the brightness generated and the light color. As for brightness: model LL3G/30K generates 600 lumens and is a 50W halogen equivalent and model LL3G/41K generates 650 lumens and is also a 50W halogen equivalent. The trim diameter and width on the two models are the same: 3 1/4 inch diameter (Note: The hole has to be carefully cut since there is no room for mistakes). How much space do you need in the ceiling for the Gimbal? For these inch fixtures you need 2.5 inches of space above the drywall for Romex and 3.5 inches for MC or BX installations. The Lotus LED Light fixtures are really easy to install. Just check out the short video below. This item is the Lotus LED Lights LL3G/41K/BN, replacement for the LY3G/41K/BN. It is the slim, low profile, 7.5 watt, 3" x 1" thin, round, Gimbal, LED recessed down light with a brushed nickel trim (a white or black trim option is also available). The LL3G/41K/BN is Air-Tight and is rated for Damp locations (Not suitable for steam showers, saunas and outdoor locations where directly exposed to rain). This 3 inch LED retrofit has a beam angle of 40 degrees, tilt angle of 30 degrees with a 360 degree rotation. The 4100K Gimbal generates 650 lumens and is designed to replace up to 50 watt halogen lights in recessed downlight applications. They operate on 120V, 60Hz input voltage (a 277v version is also available) and are dimmable down to about 20% when using approved dimmer switches. Click here to see the Lotus LED Light Dimmer Compatibility List Each Lotus LED Lights recessed down light carries a 10 year residential or 5 year commercial limited warranty. Click here to see the complete Lotus LED Light Limited Warranty Information. Lotus can offer this because every single driver is powered for a minimum of 24 hours together with the fixture that it is shipped with. Every LED is visually checked before and after the PCB is mounted on the fixture. No Random Tests Lotus Hand Tests Every Fixture And Driver. Lotus LED Lights 3" Gimbal Round BN Trim 4100K | 4100 | 92 | 650 | 86.6667 | 24 | 7.5 | 1 | 58.46 | 58.46 | 68.6928 | 2020Q2 | https://www.greenelectricalsupply.com/lotus-led-lights-3-inch-gimbal-round-brushed-nickel-trim-4100k.aspx | Green Electrical Supply | 2020 | Yes
LED Lighting | Downlight | Manufacturer: Lotus LED Lights | True |  |  |  |  | 3" Recessed Home > Energy Star Qualified Products > 3" Gimbal Round WHT Trim 3000K Product Specifications - Quick Reference Wattage: Dimensions: 7.5 Watts 3.25" Diameter x 1.75" High Beam Angle Tilt Angle: 40 degrees 30 degrees Working Voltage: Color Temp: 120 Volt 3000K Warranty: 5 Year Limited (Commercial) 10 Year Limited (Residential) Delivered Lumens: 600 Certifications: Energy Star, cULus, cETLus Since its first super slim products launch in 2010, Lotus LED Lights have set the competitive bar extremely high and are the most preferred super slim recessed LED lights used by architects, interior decorators, designers, builders, electricians and homeowners in North America. Lotus LED Lights offers superior flexibility, unlimited layout options and can be installed anywhere in your home to create a gorgeous high-end living environment by delivering warm and inviting light. These ultra thin recessed LED down lights are absolutely perfect for tight spaces, soffits, sloped ceilings, insulated and dropped ceilings. The Lotus LED Lights super slim recessed LED fixtures are cULus Listed, cETLus Approved, Energy Star Certified, rated Type IC (Direct Contact with Insulation) and they are air-tight. A recessed downlight housing (also called out as a Pot Light Housing) is NOT Required - even for Insulated Ceilings. This 1 Thick, low profile LED fixture fits directly under joists giving you maximum lighting layout flexibility in even the tightest spaces. Click here to see the Lotus 3 Inch Gimbal Recessed LED Specification Sheet. Every Lotus LED fixture is constructed with integral Epistar LEDs and the 120 volt, 60Hz, isolated, external, magnetic, constant current driver is factory installed inside the junction box. Lotus engineered all of their fixtures with the constant current driver in order run their fixtures at 90% of their rated current. This provides additional reliability and longer life. You need one driver for every fixture. Lotus engineers believe that if you have one driver for multiple fixtures you need to have an additional current regulator on every fixture if you want all fixtures to have the same brightness and the ability to dim simultaneously. The Lotus LED system is more reliable. Should you need to disconnect one fixture you would not effect the operation of the others. (Note: All connections in any ceiling requires a junction box, which Lotus provides as the driver compartment). Fixture comes connected to the driver by 12 long low voltage cable with waterproof connector in the middle. Depending on where you want the driver to be you have 2 options: To locate the driver next to the fixture simply run your line voltage wiring to the first junction box in your circuit and daisy chain to the junction boxes of the other fixtures, or install all of your drivers at one location and use low voltage extension cables to the fixtures (Use only extensions provided by the manufacturer. Available jumper cables are 6 feet (1.8m) and 20 feet (6m). Cables are linkable). The maximum run should not exceed 40 feet (12m). Click here to see the Lotus Damp Location Down Light Installation Instructions There are two 3" Gimbal models available to you from Lotus. The two primary differences are the brightness generated and the light color. As for brightness: model LL3G/30K generates 600 lumens and is a 50W halogen equivalent and model LL3G/41K generates 650 lumens and is also a 50W halogen equivalent. The trim diameter and width on the two models are the same: 3 1/4 inch diameter (Note: The hole has to be carefully cut since there is no room for mistakes). How much space do you need in the ceiling for the Gimbal? For these inch fixtures you need 2.5 inches of space above the drywall for Romex and 3.5 inches for MC or BX installations. The Lotus LED Light fixtures are really easy to install. Just check out the short video below. This item is the Lotus LED Lights LL3G/30K/WH, replacement for the LY3G/30K/WH. It is the slim, low profile, 7.5 watt, 3" x 1" thin, round, Gimbal, LED recessed down light with a white trim (a black or brushed nickel trim option is also available). The LL3G/30K/WH is Air-Tight and is rated for Damp locations (Not suitable for steam showers, saunas and outdoor locations where directly exposed to rain). This 3 inch LED retrofit has a beam angle of 40 degrees, tilt angle of 30 degrees with a 360 degree rotation. The 3000K Gimbal generates 600 lumens and is designed to replace up to 50 watt halogen lights in recessed downlight applications. They operate on 120V, 60Hz input voltage (a 277v version is also available) and are dimmable down to about 20% when using approved dimmer switches. Click here to see the Lotus LED Light Dimmer Compatibility List Each Lotus LED Lights recessed down light carries a 10 year residential or 5 year commercial limited warranty. Click here to see the complete Lotus LED Light Limited Warranty Information. Lotus can offer this because every single driver is powered for a minimum of 24 hours together with the fixture that it is shipped with. Every LED is visually checked before and after the PCB is mounted on the fixture. No Random Tests Lotus Hand Tests Every Fixture And Driver. Lotus LED Lights 3" Gimbal Round WHT Trim 3000K | 3000 | 92 | 600 | 80 | 24 | 7.5 | 1 | 53.84 | 53.84 | 63.2641 | 2020Q2 | https://www.greenelectricalsupply.com/lotus-led-lights-3-inch-gimbal-round-white-trim-3000k.aspx | Green Electrical Supply | 2020 | Yes
LED Lighting | Downlight | Manufacturer: Lotus LED Lights | True |  |  |  |  | 3" Recessed Home > Energy Star Qualified Products > 3" Gimbal Round WHT Trim 4100K Product Specifications - Quick Reference Wattage: Dimensions: 7.5 Watts 3.25" Diameter x 1.75" High Beam Angle Tilt Angle: 40 degrees 30 degrees Working Voltage: Color Temp: 120 Volt 4100K Warranty: 5 Year Limited (Commercial) 10 Year Limited (Residential) Delivered Lumens: 650 Certifications: Energy Star, cULus, cETLus Since its first super slim products launch in 2010, Lotus LED Lights have set the competitive bar extremely high and are the most preferred super slim recessed LED lights used by architects, interior decorators, designers, builders, electricians and homeowners in North America. Lotus LED Lights offers superior flexibility, unlimited layout options and can be installed anywhere in your home to create a gorgeous high-end living environment by delivering warm and inviting light. These ultra thin recessed LED down lights are absolutely perfect for tight spaces, soffits, sloped ceilings, insulated and dropped ceilings. The Lotus LED Lights super slim recessed LED fixtures are cULus Listed, cETLus Approved, Energy Star Certified, rated Type IC (Direct Contact with Insulation) and they are air-tight. A recessed downlight housing (also called out as a Pot Light Housing) is NOT Required - even for Insulated Ceilings. This 1 Thick, low profile LED fixture fits directly under joists giving you maximum lighting layout flexibility in even the tightest spaces. Click here to see the Lotus 3 Inch Gimbal Recessed LED Specification Sheet. Every Lotus LED fixture is constructed with integral Epistar LEDs and the 120 volt, 60Hz, isolated, external, magnetic, constant current driver is factory installed inside the junction box. Lotus engineered all of their fixtures with the constant current driver in order run their fixtures at 90% of their rated current. This provides additional reliability and longer life. You need one driver for every fixture. Lotus engineers believe that if you have one driver for multiple fixtures you need to have an additional current regulator on every fixture if you want all fixtures to have the same brightness and the ability to dim simultaneously. The Lotus LED system is more reliable. Should you need to disconnect one fixture you would not effect the operation of the others. (Note: All connections in any ceiling requires a junction box, which Lotus provides as the driver compartment). Fixture comes connected to the driver by 12 long low voltage cable with waterproof connector in the middle. Depending on where you want the driver to be you have 2 options: To locate the driver next to the fixture simply run your line voltage wiring to the first junction box in your circuit and daisy chain to the junction boxes of the other fixtures, or install all of your drivers at one location and use low voltage extension cables to the fixtures (Use only extensions provided by the manufacturer. Available jumper cables are 6 feet (1.8m) and 20 feet (6m). Cables are linkable). The maximum run should not exceed 40 feet (12m). Click here to see the Lotus Damp Location Down Light Installation Instructions There are two 3" Gimbal models available to you from Lotus. The two primary differences are the brightness generated and the light color. As for brightness: model LL3G/30K generates 600 lumens and is a 50W halogen equivalent and model LL3G/41K generates 650 lumens and is also a 50W halogen equivalent. The trim diameter and width on the two models are the same: 3 1/4 inch diameter (Note: The hole has to be carefully cut since there is no room for mistakes). How much space do you need in the ceiling for the Gimbal? For these inch fixtures you need 2.5 inches of space above the drywall for Romex and 3.5 inches for MC or BX installations. The Lotus LED Light fixtures are really easy to install. Just check out the short video below. This item is the Lotus LED Lights LL3G/41K/WH, replacement for the LY3G/41K/WH. It is the slim, low profile, 7.5 watt, 3" x 1" thin, round, Gimbal, LED recessed down light with a white trim (a black or brushed nickel trim option is also available). The LL3G/41K/WH is Air-Tight and is rated for Damp locations (Not suitable for steam showers, saunas and outdoor locations where directly exposed to rain). This 3 inch LED retrofit has a beam angle of 40 degrees, tilt angle of 30 degrees with a 360 degree rotation. The 4100K Gimbal generates 650 lumens and is designed to replace up to 50 watt halogen lights in recessed downlight applications. They operate on 120V, 60Hz input voltage (a 277v version is also available) and are dimmable down to about 20% when using approved dimmer switches. Click here to see the Lotus LED Light Dimmer Compatibility List Each Lotus LED Lights recessed down light carries a 10 year residential or 5 year commercial limited warranty. Click here to see the complete Lotus LED Light Limited Warranty Information. Lotus can offer this because every single driver is powered for a minimum of 24 hours together with the fixture that it is shipped with. Every LED is visually checked before and after the PCB is mounted on the fixture. No Random Tests Lotus Hand Tests Every Fixture And Driver. Lotus LED Lights 3" Gimbal Round WHT Trim 4100K | 4100 | 92 | 650 | 86.6667 | 24 | 7.5 | 1 | 52.3 | 52.3 | 61.4545 | 2020Q2 | https://www.greenelectricalsupply.com/lotus-led-lights-3-inch-gimbal-round-white-trim-4100k.aspx | Green Electrical Supply | 2020 | Yes
LED Lighting | Downlight | Manufacturer: Lotus LED Lights | True |  |  |  |  | 4" Recessed Home > LED Indoor Light Fixtures > LED Downlights and Trims > 4 Inch Retrofits > Round > 4000K Cool White > 4 Inch 11 Watt Super Thin Round LED Downlight Brushed Nickel Trim 4100K Cool White 600 Lumens Product Specifications - Quick Reference Wattage: Dimensions: 9 Watts 4.75" Diameter x .5" High Beam Angle Operating Life: 110 degrees 50,000 hours Working Voltage: Color Temperature: 120 Volt 4100K Warranty: 5 Year Limited (Commercial) 10 Year Limited (Residential) Light Output: 600 Lumens Certifications: Energy Star, cULus, cETLus Since its first super slim products launch in 2010, Lotus LED Lights have set the competitive bar extremely high and are the most preferred super slim recessed LED lights used by architects, interior decorators, designers, builders, electricians and homeowners in North America. Lotus LED Lights offers superior flexibility, unlimited layout options and can be installed anywhere in your home to create a gorgeous high-end living environment by delivering warm and inviting light. These ultra thin recessed LED down lights are absolutely perfect for tight spaces, soffits, insulated and dropped ceilings. The Lotus LED Lights super slim recessed LED fixtures are cULus Listed, cETLus Approved, Energy Star Certified, rated Type IC (Direct Contact with Insulation) and they are air-tight. A recessed downlight housing (also called out as a Pot Light Housing) is NOT Required - even for Insulated Ceilings. This 1/2 Thick, low profile LED fixture fits directly under joists giving you maximum lighting layout flexibility in even the tightest spaces. Click here to see the Lotus 4 Inch Super Thin Recessed LED Specification Sheet. Every Lotus LED fixture is constructed with integral Epistar LEDs and the 120 volt, 60Hz, isolated, external, magnetic, constant current driver is factory installed inside the junction box. Lotus engineered all of their fixtures with the constant current driver in order run their fixtures at 90% of their rated current. This provides additional reliability and longer life. You need one driver for every fixture. Lotus engineers believe that if you have one driver for multiple fixtures you need to have an additional current regulator on every fixture if you want all fixtures to have the same brightness and the ability to dim simultaneously. The Lotus LED system is more reliable. Should you need to disconnect one fixture you would not effect the operation of the others. (Note: All connections in any ceiling requires a junction box, which Lotus provides as the driver compartment). Fixture comes connected to the driver by 12 long low voltage cable with waterproof connector in the middle. Depending on where you want the driver to be you have 2 options: To locate the driver next to the fixture simply run your line voltage wiring to the first junction box in your circuit and daisy chain to the junction boxes of the other fixtures, or install all of your drivers at one location and use low voltage extension cables to the fixtures (Use only extensions provided by the manufacturer. Available jumper cables are 6 feet (1.8m) and 20 feet (6m). Cables are linkable). The maximum run should not exceed 40 feet (12m). Click here to see the Lotus Wet Location Down Light Installation Instructions There are two 4" models available to you from Lotus. The two primary differences are the brightness generated and the trim diameter and width. As for brightness: model LY4RCS generates 600 lumens and is a 50W halogen equivalent and model LY41RCD generates 700 lumens and is a 65W halogen equivalent. The trim diameter and width on model LY4RCS is 4 3/4 inch OD and the ID is 4 1/8 inch (Note: The hole has to be carefully cut since there is no room for mistakes). Model LY41RCD is 4 15/16 inch OD and the ID is 3 15/16 inch. The trim is wider so this model may even cover existing holes. The 1/2 inch can be installed directly under joists same thickness as the drywall, thus allowing maximum layout flexibility, and their price is lower. If you do not have the joists restriction go for the 1 inch thick models you can install less fixtures for the same brightness level. How much space do you need in the Ceiling? For the 4 inch fixtures you need 2 inches of space above the drywall in order to squeeze the rectangular junction box through the 4 inch round ceiling hole. 6 inch fixtures are also available and you will need 1 1/2 inch space. The Lotus LED Light fixtures are really easy to install. Just check out the short video below. This item is the Lotus LED Lights LY4RCS/41K/BN. It is the super thin, ultra low profile, 9 watt, 4" x 1/2" thin, round, LED recessed down light with a brushed nickel trim (a white or black trim option is also available). The LY4RCS/41K/BN is Air-Tight and is rated for Wet locations and Insulated Ceilings. This 4 inch LED retrofit has a beam angle of 110 degrees, generates 600 lumens of 4100K light and is designed to replace up to 50 watt halogen lights in recessed downlight applications. They operate on 120V, 60Hz input voltage (a 277v version is also available) and are dimmable down to about 10% when using approved dimmer switches. Click here to see the Lotus LED Light Dimmer Compatibility List Each Lotus LED Lights recessed down light carries a 10 year residential or 5 year commercial limited warranty. Click here to see the complete Lotus LED Light Limited Warranty Information. Lotus can offer this because every single driver is powered for a minimum of 24 hours together with the fixture that it is shipped with. Every LED is visually checked before and after the PCB is mounted on the fixture. No Random Tests Lotus Hand Tests Every Fixture And Driver. Lotus LED Lights 4 Inch 11 Watt Super Thin Round LED Downlight Brushed Nickel Trim 4100K Cool White 600 Lumens | 4100 | 82 | 600 | 66.6667 | 50000 | 9 | 1 | 47.69 | 47.69 | 56.0376 | 2020Q2 | https://www.greenelectricalsupply.com/lotus-led-lights-4-inch-round-super-thin-led-down-light-nickel-4100k.aspx | Green Electrical Supply | 2020 | Yes
LED Lighting | Downlight | Manufacturer: Lotus LED Lights | True |  |  |  |  | 4" Recessed Home > LED Indoor Light Fixtures > LED Downlights and Trims > 4 Inch Retrofits > Round > 4000K Cool White > 4 Inch 11 Watt Super Thin Round LED Downlight White Trim 4100K Cool White 600 Lumens Product Specifications - Quick Reference Wattage: Dimensions: 9 Watts 4.75" Diameter x .5" High Beam Angle Operating Life: 110 degrees 50,000 hours Working Voltage: Color Temperature: 120 Volt 4100K Warranty: 5 Year Limited (Commercial) 10 Year Limited (Residential) Light Output: 600 Lumens Certifications: Energy Star, cULus, cETLus Since its first super slim products launch in 2010, Lotus LED Lights have set the competitive bar extremely high and are the most preferred super slim recessed LED lights used by architects, interior decorators, designers, builders, electricians and homeowners in North America. Lotus LED Lights offers superior flexibility, unlimited layout options and can be installed anywhere in your home to create a gorgeous high-end living environment by delivering warm and inviting light. These ultra thin recessed LED down lights are absolutely perfect for tight spaces, soffits, insulated and dropped ceilings. The Lotus LED Lights super slim recessed LED fixtures are cULus Listed, cETLus Approved, Energy Star Certified, rated Type IC (Direct Contact with Insulation) and they are air-tight. A recessed downlight housing (also called out as a Pot Light Housing) is NOT Required - even for Insulated Ceilings. This 1/2 Thick, low profile LED fixture fits directly under joists giving you maximum lighting layout flexibility in even the tightest spaces. Click here to see the Lotus 4 Inch Super Thin Recessed LED Specification Sheet. Every Lotus LED fixture is constructed with integral Epistar LEDs and the 120 volt, 60Hz, isolated, external, magnetic, constant current driver is factory installed inside the junction box. Lotus engineered all of their fixtures with the constant current driver in order run their fixtures at 90% of their rated current. This provides additional reliability and longer life. You need one driver for every fixture. Lotus engineers believe that if you have one driver for multiple fixtures you need to have an additional current regulator on every fixture if you want all fixtures to have the same brightness and the ability to dim simultaneously. The Lotus LED system is more reliable. Should you need to disconnect one fixture you would not effect the operation of the others. (Note: All connections in any ceiling requires a junction box, which Lotus provides as the driver compartment). Fixture comes connected to the driver by 12 long low voltage cable with waterproof connector in the middle. Depending on where you want the driver to be you have 2 options: To locate the driver next to the fixture simply run your line voltage wiring to the first junction box in your circuit and daisy chain to the junction boxes of the other fixtures, or install all of your drivers at one location and use low voltage extension cables to the fixtures (Use only extensions provided by the manufacturer. Available jumper cables are 6 feet (1.8m) and 20 feet (6m). Cables are linkable). The maximum run should not exceed 40 feet (12m). Click here to see the Lotus Wet Location Down Light Installation Instructions There are two 4" models available to you from Lotus. The two primary differences are the brightness generated and the trim diameter and width. As for brightness: model LY4RCS generates 600 lumens and is a 50W halogen equivalent and model LY41RCD generates 700 lumens and is a 65W halogen equivalent. The trim diameter and width on model LY4RCS is 4 3/4 inch OD and the ID is 4 1/8 inch (Note: The hole has to be carefully cut since there is no room for mistakes). Model LY41RCD is 4 15/16 inch OD and the ID is 3 15/16 inch. The trim is wider so this model may even cover existing holes. The 1/2 inch can be installed directly under joists same thickness as the drywall, thus allowing maximum layout flexibility, and their price is lower. If you do not have the joists restriction go for the 1 inch thick models you can install less fixtures for the same brightness level. How much space do you need in the Ceiling? For the 4 inch fixtures you need 2 inches of space above the drywall in order to squeeze the rectangular junction box through the 4 inch round ceiling hole. 6 inch fixtures are also available and you will need 1 1/2 inch space. The Lotus LED Light fixtures are really easy to install. Just check out the short video below. This item is the Lotus LED Lights LY4RCS/41K/WT. It is the super thin, ultra low profile, 9 watt, 4" x 1/2" thin, round, LED recessed down light with a white trim (a brushed nickel or black trim option is also available). The LY4RCS/41K/WT is Air-Tight and is rated for Wet locations and Insulated Ceilings. This 4 inch LED retrofit has a beam angle of 110 degrees, generates 600 lumens of 4100K light and is designed to replace up to 50 watt halogen lights in recessed downlight applications. They operate on 120V, 60Hz input voltage (a 277v version is also available) and are dimmable down to about 10% when using approved dimmer switches. Click here to see the Lotus LED Light Dimmer Compatibility List Each Lotus LED Lights recessed down light carries a 10 year residential or 5 year commercial limited warranty. Click here to see the complete Lotus LED Light Limited Warranty Information. Lotus can offer this because every single driver is powered for a minimum of 24 hours together with the fixture that it is shipped with. Every LED is visually checked before and after the PCB is mounted on the fixture. No Random Tests Lotus Hand Tests Every Fixture And Driver. Lotus LED Lights 4 Inch 11 Watt Super Thin Round LED Downlight White Trim 4100K Cool White 600 Lumens | 4100 | 82 | 600 | 66.6667 | 50000 | 9 | 1 | 44.62 | 44.62 | 52.4302 | 2020Q2 | https://www.greenelectricalsupply.com/lotus-led-lights-4-inch-round-super-thin-led-down-light-white-trim-4100k.aspx | Green Electrical Supply | 2020 | Yes
LED Lighting | Downlight | Manufacturer: Lotus LED Lights | True |  |  |  |  | 4" Recessed Home > LED Indoor Light Fixtures > LED Downlights and Trims > 4 Inch Retrofits > Round > 3000K Warm White > 4 Inch 11 Watt Super Thin Round LED Downlight Black Trim 3000K Warm White 550 Lumens Product Specifications - Quick Reference Wattage: Dimensions: 9 Watts 4.75" Diameter x .5" High Beam Angle Operating Life: 110 degrees 50,000 hours Working Voltage: Color Temp: 120 Volt 3000K Warranty: 5 Year Limited (Commercial) 10 Year Limited (Residential) Light Output: 550 Lumens Certifications: Energy Star, cULus, cETLus Since its first super slim products launch in 2010, Lotus LED Lights have set the competitive bar extremely high and are the most preferred super slim recessed LED lights used by architects, interior decorators, designers, builders, electricians and homeowners in North America. Lotus LED Lights offers superior flexibility, unlimited layout options and can be installed anywhere in your home to create a gorgeous high-end living environment by delivering warm and inviting light. These ultra thin recessed LED down lights are absolutely perfect for tight spaces, soffits, insulated and dropped ceilings. The Lotus LED Lights super slim recessed LED fixtures are cULus Listed, cETLus Approved, Energy Star Certified, rated Type IC (Direct Contact with Insulation) and they are air-tight. A recessed downlight housing (also called out as a Pot Light Housing) is NOT Required - even for Insulated Ceilings. This 1/2 Thick, low profile LED fixture fits directly under joists giving you maximum lighting layout flexibility in even the tightest spaces. Click here to see the Lotus 4 Inch Super Thin Recessed LED Specification Sheet. Every Lotus LED fixture is constructed with integral Epistar LEDs and the 120 volt, 60Hz, isolated, external, magnetic, constant current driver is factory installed inside the junction box. Lotus engineered all of their fixtures with the constant current driver in order run their fixtures at 90% of their rated current. This provides additional reliability and longer life. You need one driver for every fixture. Lotus engineers believe that if you have one driver for multiple fixtures you need to have an additional current regulator on every fixture if you want all fixtures to have the same brightness and the ability to dim simultaneously. The Lotus LED system is more reliable. Should you need to disconnect one fixture you would not effect the operation of the others. (Note: All connections in any ceiling requires a junction box, which Lotus provides as the driver compartment). Fixture comes connected to the driver by 12 long low voltage cable with waterproof connector in the middle. Depending on where you want the driver to be you have 2 options: To locate the driver next to the fixture simply run your line voltage wiring to the first junction box in your circuit and daisy chain to the junction boxes of the other fixtures, or install all of your drivers at one location and use low voltage extension cables to the fixtures (Use only extensions provided by the manufacturer. Available jumper cables are 6 feet (1.8m) and 20 feet (6m). Cables are linkable). The maximum run should not exceed 40 feet (12m). Click here to see the Lotus Wet Location Down Light Installation Instructions There are two 4" models available to you from Lotus. The two primary differences are the brightness generated and the trim diameter and width. As for brightness: model LY4RCS generates 550 lumens and is a 50W halogen equivalent and model LY41RCD generates 700 lumens and is a 65W halogen equivalent. The trim diameter and width on model LY4RCS is 4 3/4 inch OD and the ID is 4 1/8 inch (Note: The hole has to be carefully cut since there is no room for mistakes). Model LY41RCD is 4 15/16 inch OD and the ID is 3 15/16 inch. The trim is wider so this model may even cover existing holes. The 1/2 inch can be installed directly under joists same thickness as the drywall, thus allowing maximum layout flexibility, and their price is lower. If you do not have the joists restriction go for the 1 inch thick models you can install less fixtures for the same brightness level. How much space do you need in the Ceiling? For the 4 inch fixtures you need 2 inches of space above the drywall in order to squeeze the rectangular junction box through the 4 inch round ceiling hole. 6 inch fixtures are also available and you will need 1 1/2 inch space. The Lotus LED Light fixtures are really easy to install. Just check out the short video below. This item is the Lotus LED Lights LY4RCS/30K/BK. It is the super thin, ultra low profile, 9 watt, 4" x 1/2" thin, round, LED recessed down light with a black trim (a white or brushed nickel trim option is also available). The LY4RCS/30K/BK is Air-Tight and is rated for Wet locations and Insulated Ceilings. This 4 inch LED retrofit has a beam angle of 110 degrees, generates 550 lumens of 3000K light and is designed to replace up to 50 watt halogen lights in recessed downlight applications. They operate on 120V, 60Hz input voltage (a 277v version is also available) and are dimmable down to about 20% when using approved dimmer switches. Click here to see the Lotus LED Light Dimmer Compatibility List Each Lotus LED Lights recessed down light carries a 10 year residential or 5 year commercial limited warranty. Click here to see the complete Lotus LED Light Limited Warranty Information. Lotus can offer this because every single driver is powered for a minimum of 24 hours together with the fixture that it is shipped with. Every LED is visually checked before and after the PCB is mounted on the fixture. No Random Tests Lotus Hand Tests Every Fixture And Driver. Lotus LED Lights 4 Inch 11 Watt Super Thin Round LED Downlight Black Trim 3000K Warm White 550 Lumens | 3000 | 84 | 550 | 61.1111 | 50000 | 9 | 1 | 44.62 | 44.62 | 52.4302 | 2020Q2 | https://www.greenelectricalsupply.com/lotus-led-lights-4-inch-round-super-thin-led-retrofit-black-trim-3000k.aspx | Green Electrical Supply | 2020 | Yes
LED Lighting | Downlight | Manufacturer: Lotus LED Lights | True |  |  |  |  | 4" Recessed Home > LED Indoor Light Fixtures > LED Downlights and Trims > 4 Inch Retrofits > Round > 4000K Cool White > 4 Inch 11 Watt Super Thin Round LED Downlight Black Trim 4100K Cool White 600 Lumens Product Specifications - Quick Reference Wattage: Dimensions: 9 Watts 4.75" Diameter x .5" High Beam Angle Operating Life: 110 degrees 50,000 hours Working Voltage: Color Temp: 120 Volt 4100K Warranty: 5 Year Limited (Commercial) 10 Year Limited (Residential) Light Output: 600 Lumens Certifications: Energy Star, cULus, cETLus Since its first super slim products launch in 2010, Lotus LED Lights have set the competitive bar extremely high and are the most preferred super slim recessed LED lights used by architects, interior decorators, designers, builders, electricians and homeowners in North America. Lotus LED Lights offers superior flexibility, unlimited layout options and can be installed anywhere in your home to create a gorgeous high-end living environment by delivering warm and inviting light. These ultra thin recessed LED down lights are absolutely perfect for tight spaces, soffits, insulated and dropped ceilings. The Lotus LED Lights super slim recessed LED fixtures are cULus Listed, cETLus Approved, Energy Star Certified, rated Type IC (Direct Contact with Insulation) and they are air-tight. A recessed downlight housing (also called out as a Pot Light Housing) is NOT Required - even for Insulated Ceilings. This 1/2 Thick, low profile LED fixture fits directly under joists giving you maximum lighting layout flexibility in even the tightest spaces. Click here to see the Lotus 4 Inch Super Thin Recessed LED Specification Sheet. Every Lotus LED fixture is constructed with integral Epistar LEDs and the 120 volt, 60Hz, isolated, external, magnetic, constant current driver is factory installed inside the junction box. Lotus engineered all of their fixtures with the constant current driver in order run their fixtures at 90% of their rated current. This provides additional reliability and longer life. You need one driver for every fixture. Lotus engineers believe that if you have one driver for multiple fixtures you need to have an additional current regulator on every fixture if you want all fixtures to have the same brightness and the ability to dim simultaneously. The Lotus LED system is more reliable. Should you need to disconnect one fixture you would not effect the operation of the others. (Note: All connections in any ceiling requires a junction box, which Lotus provides as the driver compartment). Fixture comes connected to the driver by 12 long low voltage cable with waterproof connector in the middle. Depending on where you want the driver to be you have 2 options: To locate the driver next to the fixture simply run your line voltage wiring to the first junction box in your circuit and daisy chain to the junction boxes of the other fixtures, or install all of your drivers at one location and use low voltage extension cables to the fixtures (Use only extensions provided by the manufacturer. Available jumper cables are 6 feet (1.8m) and 20 feet (6m). Cables are linkable). The maximum run should not exceed 40 feet (12m). Click here to see the Lotus Wet Location Down Light Installation Instructions There are two 4" models available to you from Lotus. The two primary differences are the brightness generated and the trim diameter and width. As for brightness: model LY4RCS generates 600 lumens and is a 50W halogen equivalent and model LY41RCD generates 700 lumens and is a 65W halogen equivalent. The trim diameter and width on model LY4RCS is 4 3/4 inch OD and the ID is 4 1/8 inch (Note: The hole has to be carefully cut since there is no room for mistakes). Model LY41RCD is 4 15/16 inch OD and the ID is 3 15/16 inch. The trim is wider so this model may even cover existing holes. The 1/2 inch can be installed directly under joists same thickness as the drywall, thus allowing maximum layout flexibility, and their price is lower. If you do not have the joists restriction go for the 1 inch thick models you can install less fixtures for the same brightness level. How much space do you need in the Ceiling? For the 4 inch fixtures you need 2 inches of space above the drywall in order to squeeze the rectangular junction box through the 4 inch round ceiling hole. 6 inch fixtures are also available and you will need 1 1/2 inch space. The Lotus LED Light fixtures are really easy to install. Just check out the short video below. This item is the Lotus LED Lights LY4RCS/41K/BK. It is the super thin, ultra low profile, 9 watt, 4" x 1/2" thin, round, LED recessed down light with a black trim (a brushed nickel or white trim option is also available). The LY4RCS/41K/BK is Air-Tight and is rated for Wet locations and Insulated Ceilings.. This 4 inch LED retrofit has a beam angle of 110 degrees, generates 600 lumens of 4100K light and is designed to replace up to 50 watt halogen lights in recessed downlight applications. They operate on 120V, 60Hz input voltage (a 277v version is also available) and are dimmable down to about 10% when using approved dimmer switches. Click here to see the Lotus LED Light Dimmer Compatibility List Each Lotus LED Lights recessed down light carries a 10 year residential or 5 year commercial limited warranty. Click here to see the complete Lotus LED Light Limited Warranty Information. Lotus can offer this because every single driver is powered for a minimum of 24 hours together with the fixture that it is shipped with. Every LED is visually checked before and after the PCB is mounted on the fixture. No Random Tests Lotus Hand Tests Every Fixture And Driver. Lotus LED Lights 4 Inch 11 Watt Super Thin Round LED Downlight Black Trim 4100K Cool White 600 Lumens | 4100 | 82 | 600 | 66.6667 | 50000 | 9 | 1 | 44.62 | 44.62 | 52.4302 | 2020Q2 | https://www.greenelectricalsupply.com/lotus-led-lights-4-inch-round-super-thin-led-retrofit-black-trim-4100k.aspx | Green Electrical Supply | 2020 | Yes
LED Lighting | Downlight | Manufacturer: Lotus LED Lights | True |  |  |  |  | 4" Recessed Home > LED Indoor Light Fixtures > LED Downlights and Trims > 4 Inch Retrofits > Round > 3000K Warm White > 4 Inch 11 Watt Super Thin Round LED Downlight White Trim 3000K Warm White 550 Lumens Product Specifications - Quick Reference Wattage: Dimensions: 9 Watts 4.75" Diameter by .5" High Beam Angle Operating Life: 110 degrees 50,000 hours Working Voltage: Color Temp: 120 Volt 3000K Warranty: 5 Year Limited (Commercial) 10 Year Limited (Residential) Light Output: 550 Lumens Certifications: Energy Star, cULus, cETLus Since its first super slim products launch in 2010, Lotus LED Lights have set the competitive bar extremely high and are the most preferred super slim recessed LED lights used by architects, interior decorators, designers, builders, electricians and homeowners in North America. Lotus LED Lights offers superior flexibility, unlimited layout options and can be installed anywhere in your home to create a gorgeous high-end living environment by delivering warm and inviting light. These ultra thin recessed LED down lights are absolutely perfect for tight spaces, soffits, insulated and dropped ceilings. The Lotus LED Lights super slim recessed LED fixtures are cULus Listed, cETLus Approved, Energy Star Certified, rated Type IC (Direct Contact with Insulation) and they are air-tight. A recessed downlight housing (also called out as a Pot Light Housing) is NOT Required - even for Insulated Ceilings. This 1/2 Thick, low profile LED fixture fits directly under joists giving you maximum lighting layout flexibility in even the tightest spaces. Click here to see the Lotus 4 Inch Super Thin Recessed LED Specification Sheet. Every Lotus LED fixture is constructed with integral Epistar LEDs and the 120 volt, 60Hz, isolated, external, magnetic, constant current driver is factory installed inside the junction box. Lotus engineered all of their fixtures with the constant current driver in order run their fixtures at 90% of their rated current. This provides additional reliability and longer life. You need one driver for every fixture. Lotus engineers believe that if you have one driver for multiple fixtures you need to have an additional current regulator on every fixture if you want all fixtures to have the same brightness and the ability to dim simultaneously. The Lotus LED system is more reliable. Should you need to disconnect one fixture you would not effect the operation of the others. (Note: All connections in any ceiling requires a junction box, which Lotus provides as the driver compartment). Fixture comes connected to the driver by 12 long low voltage cable with waterproof connector in the middle. Depending on where you want the driver to be you have 2 options: To locate the driver next to the fixture simply run your line voltage wiring to the first junction box in your circuit and daisy chain to the junction boxes of the other fixtures, or install all of your drivers at one location and use low voltage extension cables to the fixtures (Use only extensions provided by the manufacturer. Available jumper cables are 6 feet (1.8m) and 20 feet (6m). Cables are linkable). The maximum run should not exceed 40 feet (12m). Click here to see the Lotus Wet Location Down Light Installation Instructions There are two 4" models available to you from Lotus. The two primary differences are the brightness generated and the trim diameter and width. As for brightness: model LY4RCS generates 550 lumens and is a 50W halogen equivalent and model LY41RCD generates 700 lumens and is a 65W halogen equivalent. The trim diameter and width on model LY4RCS is 4 3/4 inch OD and the ID is 4 1/8 inch (Note: The hole has to be carefully cut since there is no room for mistakes). Model LY41RCD is 4 15/16 inch OD and the ID is 3 15/16 inch. The trim is wider so this model may even cover existing holes. The 1/2 inch can be installed directly under joists same thickness as the drywall, thus allowing maximum layout flexibility, and their price is lower. If you do not have the joists restriction go for the 1 inch thick models you can install less fixtures for the same brightness level. How much space do you need in the Ceiling? For the 4 inch fixtures you need 2 inches of space above the drywall in order to squeeze the rectangular junction box through the 4 inch round ceiling hole. 6 inch fixtures are also available and you will need 1 1/2 inch space. The Lotus LED Light fixtures are really easy to install. Just check out the short video below. This item is the Lotus LED Lights LY4RCS/30K/WH. It is the super thin, ultra low profile, 9 watt, 4" x 1/2" thin, round, LED recessed down light with a white trim (a brushed nickel or black trim option is also available). The LY4RCS/30K/WH is Air-Tight and is rated for Wet locations and Insulated Ceilings. This 4 inch LED retrofit has a beam angle of 110 degrees, generates 550 lumens of 3000K light and is designed to replace up to 50 watt halogen lights in recessed downlight applications. They operate on 120V, 60Hz input voltage (a 277v version is also available) and are dimmable down to about 20% when using approved dimmer switches. Click here to see the Lotus LED Light Dimmer Compatibility List Each Lotus LED Lights recessed down light carries a 10 year residential or 5 year commercial limited warranty. Click here to see the complete Lotus LED Light Limited Warranty Information. Lotus can offer this because every single driver is powered for a minimum of 24 hours together with the fixture that it is shipped with. Every LED is visually checked before and after the PCB is mounted on the fixture. No Random Tests Lotus Hand Tests Every Fixture And Driver. Lotus LED Lights 4 Inch 11 Watt Super Thin Round LED Downlight White Trim 3000K Warm White 550 Lumens | 3000 | 84 | 550 | 61.1111 | 50000 | 9 | 1 | 44.62 | 44.62 | 52.4302 | 2020Q2 | https://www.greenelectricalsupply.com/lotus-led-lights-4-inch-super-thin-led-round-down-light-white-trim-3000k.aspx | Green Electrical Supply | 2020 | Yes
LED Lighting | Downlight | Manufacturer: Lotus LED Lights | True |  |  |  |  | 4" Recessed Home > LED Indoor Light Fixtures > LED Downlights and Trims > 4 Inch Retrofits > Round > 3000K Warm White > 4 Inch 11 Watt Super Thin Round LED Downlight Brushed Nickel Trim 3000K Warm White 550 Lumens Product Specifications - Quick Reference Wattage: Dimensions: 9 Watts 4.75" Diameter by .5" High Beam Angle Operating Life: 110 degrees 50,000 hours Working Voltage: Color Temp: 120 Volt 3000K Warranty: 5 Year Limited (Commercial) 10 Year Limited (Residential) Light Output: 550 Lumens Certifications: Energy Star, cULus, cETLus Since its first super slim products launch in 2010, Lotus LED Lights have set the competitive bar extremely high and are the most preferred super slim recessed LED lights used by architects, interior decorators, designers, builders, electricians and homeowners in North America. Lotus LED Lights offers superior flexibility, unlimited layout options and can be installed anywhere in your home to create a gorgeous high-end living environment by delivering warm and inviting light. These ultra thin recessed LED down lights are absolutely perfect for tight spaces, soffits, insulated and dropped ceilings. The Lotus LED Lights super slim recessed LED fixtures are cULus Listed, cETLus Approved, Energy Star Certified, rated Type IC (Direct Contact with Insulation) and they are air-tight. A recessed downlight housing (also called out as a Pot Light Housing) is NOT Required - even for Insulated Ceilings. This 1/2 Thick, low profile LED fixture fits directly under joists giving you maximum lighting layout flexibility in even the tightest spaces. Click here to see the Lotus 4 Inch Super Thin Recessed LED Specification Sheet. Every Lotus LED fixture is constructed with integral Epistar LEDs and the 120 volt, 60Hz, isolated, external, magnetic, constant current driver is factory installed inside the junction box. Lotus engineered all of their fixtures with the constant current driver in order run their fixtures at 90% of their rated current. This provides additional reliability and longer life. You need one driver for every fixture. Lotus engineers believe that if you have one driver for multiple fixtures you need to have an additional current regulator on every fixture if you want all fixtures to have the same brightness and the ability to dim simultaneously. The Lotus LED system is more reliable. Should you need to disconnect one fixture you would not effect the operation of the others. (Note: All connections in any ceiling requires a junction box, which Lotus provides as the driver compartment). Fixture comes connected to the driver by 12 long low voltage cable with waterproof connector in the middle. Depending on where you want the driver to be you have 2 options: To locate the driver next to the fixture simply run your line voltage wiring to the first junction box in your circuit and daisy chain to the junction boxes of the other fixtures, or install all of your drivers at one location and use low voltage extension cables to the fixtures (Use only extensions provided by the manufacturer. Available jumper cables are 6 feet (1.8m) and 20 feet (6m). Cables are linkable). The maximum run should not exceed 40 feet (12m). Click here to see the Lotus Wet Location Down Light Installation Instructions There are two 4" models available to you from Lotus. The two primary differences are the brightness generated and the trim diameter and width. As for brightness: model LY4RCS generates 550 lumens and is a 50W halogen equivalent and model LY41RCD generates 700 lumens and is a 65W halogen equivalent. The trim diameter and width on model LY4RCS is 4 3/4 inch OD and the ID is 4 1/8 inch (Note: The hole has to be carefully cut since there is no room for mistakes). Model LY41RCD is 4 15/16 inch OD and the ID is 3 15/16 inch. The trim is wider so this model may even cover existing holes. The 1/2 inch can be installed directly under joists same thickness as the drywall, thus allowing maximum layout flexibility, and their price is lower. If you do not have the joists restriction go for the 1 inch thick models you can install less fixtures for the same brightness level. How much space do you need in the Ceiling? For the 4 inch fixtures you need 2 inches of space above the drywall in order to squeeze the rectangular junction box through the 4 inch round ceiling hole. 6 inch fixtures are also available and you will need 1 1/2 inch space. The Lotus LED Light fixtures are really easy to install. Just check out the short video below. This item is the Lotus LED Lights LY4RCS/30K/BN. It is the super thin, ultra low profile, 9 watt, 4" x 1/2" thin, round, LED recessed down light with a brushed nickel trim (a white or black trim option is also available). The LY4RCS/30K/BN is Air-Tight and is rated for Wet locations and Insulated Ceilings. This 4 inch LED retrofit has a beam angle of 110 degrees, generates 550 lumens of 3000K light and is designed to replace up to 50 watt halogen lights in recessed downlight applications. They operate on 120V, 60Hz input voltage (a 277v version is also available) and are dimmable down to about 20% when using approved dimmer switches. Click here to see the Lotus LED Light Dimmer Compatibility List Each Lotus LED Lights recessed down light carries a 10 year residential or 5 year commercial limited warranty. Click here to see the complete Lotus LED Light Limited Warranty Information. Lotus can offer this because every single driver is powered for a minimum of 24 hours together with the fixture that it is shipped with. Every LED is visually checked before and after the PCB is mounted on the fixture. No Random Tests Lotus Hand Tests Every Fixture And Driver. Lotus LED Lights 4 Inch 11 Watt Super Thin Round LED Downlight Brushed Nickel Trim 3000K Warm White 550 Lumens | 3000 | 84 | 550 | 61.1111 | 50000 | 9 | 1 | 47.69 | 47.69 | 56.0376 | 2020Q2 | https://www.greenelectricalsupply.com/lotus-led-lights-4-super-thin-led-round-nickel-3000k.aspx | Green Electrical Supply | 2020 | Yes
LED Lighting | Downlight | Manufacturer: MaxLite | True | Daylighting/Photocell, |  | PAR38 | Medium E26 | Home > Closeout Fixtures and Light Bulbs > 17 Watt 1300 Lumen 40 Degree Beam 120V Dimmable LED PAR38 Light Bulb 5000K Product Specifications - Quick Reference Lamp Wattage: Working Voltage: 17 Watts 120 Volt Dimensions: Dimmability: 4.75" W x 5.10" (MOL) YES - Dimmable CRI: Delivered Lumens: 80 CRI 1,300 Lumens Replaces: Certifications: 150W Incandescent UL, RoHS, FCC Light Color: 5000K Daylight Warranty: 5 Year Limited MaxLite's LED PAR38 lamp is a versatile, cost effective light source. Maxlite's LED PAR38 lamp that is ideal for downlights and flood lights in either dry, damp or wet locations. It consumes only 17 watts and replaces a 150-watt incandescent bulb. The result is up to 90 percent savings in energy. The bulb has a life of 25,000 hours at L70 standards. Lumen maintenance is enhanced by the integrated thermal management system. All of the LEDs are matched for color and CRI. The stated 25,000 hour life is based on functional light quality. After 70 percent lumen depreciation (the L70 standard), MaxLite considers the functional life of these LED PAR38 lamps to be ended. This MaxLite 17P38DLED50FL (73696) 5000 Kelvin (K) daylight LED light operates on your existing 120V circuit and consumes just 17 watts. They have a 40 degree flood beam spread. These LED PAR38 retrofit lights generate 1,300 lumens and have a Color Rendering Index (CRI) of 80. These 120 volt LED light bulbs fit fixtures with an E26 medium base. The bulb's dimensions are 4.75 inches wide by 5.10 inches MOL. They can be used with LED compatible dimmers and controls. These LED bulbs are dimmable down to 10%. These bulbs are NOT for use in totally enclosed fixtures. Typical Applications Typical applications for these LED PAR38 lamps include corridor light and recessed downlight fixtures and general decorative outdoor flood lighting in residential, office, retail, restaurant, school, hospital and hotel/motel locations. MaxLite 17 Watt 1300 Lumen 40 Degree Beam 120V Dimmable LED PAR38 Light Bulb 5000K | 5000 | 80 | 1300 | 76.4706 | 25000 | 17 | 1 | 16.52 | 16.52 | 19.4116 | 2020Q2 | https://www.greenelectricalsupply.com/maxlite-17p38dled50fl-73696-5000k-dimmable-led-par38-lamps.aspx | Green Electrical Supply | 2020 | No
LED Lighting | Downlight | Manufacturer: MaxLite | True |  |  |  |  | 4" Recessed Home > Closeout Fixtures and Light Bulbs > 4 Inch 15 Watt 785 Lumen Commercial Led Downlight Retrofit 3000K Product Specifications - Quick Reference Lamp Wattage: Working Voltage: 14 Watts 120-277 Volt Housing: Rated Life: 4.7" Dia x 4.9" H 50,000 Hours Delivered Lumens: 785 Lumens Dimmable: Yes - 120V Only Light Color: CRI: 3000K 85 CRI Certifications: Warranty: RoHS, cETL, ENERGY STAR 5 Year Limited High Performance LED ( Light Emitting Diode ) 4" LED Commercial Recessed Downlight Retrofit Fixtures are a perfect choice for use in your existing 4" recessed can applications. LED lights produce very little heat, reach full brightness instantly and last 50,000 hours. Click here to see the complete Maxlite 4" LED Downlight Retrofit Fixture Specification Sheet. This Maxlite RR41530W/V2 (101643) 3000 Kelvin (K) warm white LED light operates on your existing 120 through 277 volt circuit and consumes just 14 watts and replaces a 1x26w PL CFL fixture. These LED retrofit lights generate 785 delivered lumens (or 56 Lumens Per Watt) and has a Color Rendering Index (CRI) of 85. The Maxlite RR41530W/V2 4" LED downlight retrofit is dimmable at 120 volt ONLY (please refer to the specification sheet for the factory recommended list of compatible dimmer switches) and is suitable for damp locations. These LED bulbs carry a 5 year limited warranty. Instant on at full brightness and mercury free - environmentally positive - generates no IR or UV - protects valuable objects - these 4" recessed can retrofit LED fixtures are rated for 50,000 hours. The stated 50,000 Hour life is based on functional light quality. After 30% lumen depreciation MaxLite considers the functionality of the lamp to be ended. That is end-of life. Even though the lamp is still at 70% of initial lumens (the L70 standard). The dimensions of the fixture can are 4.7" in diameter by 4.9 inches MOL. The hard wire pigtail, including the driver, is an additional 21" long. The trim is constructed with a heavy gauge anodized aluminum and the reflector has a haze finish. This commercial grade LED retrofit trim module is supplied with a quick connector case and conduit to make an easy connection to an existing junction box. This quality retrofit is supplied with an external driver, for easy retrofit and maintenance, and the power supply features integral thermal protection. Typical Applications Typical applications for the Maxlite RR41530W/V2 14 watt 4" LED down light retrofit fixtures include commercial atriums, soffets, living room, and general decorative indoor lighting in residential, office, retail, restaurant, school, hospital and hotel/motel locations. MaxLite 4 Inch 15 Watt 785 Lumen Commercial Led Downlight Retrofit 3000K | 3000 | 85 | 785 | 56.0714 | 50000 | 14 | 1 | 80.12 | 80.12 | 94.1441 | 2020Q2 | https://www.greenelectricalsupply.com/maxlite-4-inch-15-watt-led-commercial-downlight-retrofit-3000k.aspx | Green Electrical Supply | 2020 | Yes
LED Lighting | Downlight | Manufacturer: MaxLite | True |  |  |  |  | 6" Recessed Home > Energy Star Qualified Products > 6 Inch 15 Watt 825 Lumen LED Commercial Downlight Retrofit 3000K Product Specifications - Quick Reference Lamp Wattage: Working Voltage: 14 Watts 120-277 Volt Housing Dimensions: Rated Life: 6.4" Dia x 5.95" H 50,000 Hours Delivered Lumens: 825 Lumens Dimmable: YES: 120V Only Light Color: CRI: 3000K 80 CRI Certifications: Warranty: RoHS, cETL, ENERGY STAR 5 Year Limited High Performance LED ( Light Emitting Diode ) 6" LED Commercial Recessed Downlight Retrofit Fixtures are a perfect choice for use in your existing 6" recessed can applications. LED lights produce very little heat, reach full brightness instantly and last 50,000 hours. Click here to see the complete Maxlite 6" LED Downlight Retrofit Specification Sheet. This Maxlite RR61530W/V2 (101646) 3000 Kelvin (K) warm white LED light operates on your existing 120 through 277 volt circuit and consumes just 14 watts. These LED retrofit lights generate 825 delivered lumens (or 59 Lumens Per Watt) and has a Color Rendering Index (CRI) of 80. The Maxlite RR61530W/V2 6" LED downlight retrofit is dimmable on the 120 volt circuit only (Please refer to the Specification Sheet for compatible dimmers) and is suitable for damp locations. These LED bulbs carry a 5 year limited warranty. Instant on at full brightness and mercury free - environmentally positive - generates no IR or UV - protects valuable objects - these 6" recessed can retrofit LED fixtures are rated for 50,000 hours. The stated 50,000 Hour life is based on functional light quality. After 30% lumen depreciation MaxLite considers the functionality of the lamp to be ended. That is end-of life. Even though the lamp is still at 70% of initial lumens (the L70 standard). The trim is constructed with a heavy gauge anodized aluminum and the reflector has a haze finish. This commercial grade LED retrofit trim module is supplied with a quick connector case and conduit to make an easy connection to an existing junction box. This quality retrofit is supplied with an external driver, for easy retrofit and maintenance, and the power supply features integral thermal protection. Click here to see the Maxlite 6" LED Downlight Retrofit Instruction Manual. Typical Applications Typical applications for the Maxlite RR61530W/V2 14 watt 6" LED down light retrofit fixtures include commercial atriums, soffets, living room, and general decorative indoor lighting in residential, office, retail, restaurant, school, hospital and hotel/motel locations. MaxLite 6 Inch 15 Watt 825 Lumen LED Commercial Downlight Retrofit 3000K | 3000 | 80 | 825 | 58.9286 | 50000 | 14 | 1 | 83.34 | 83.34 | 97.9277 | 2020Q2 | https://www.greenelectricalsupply.com/maxlite-6-inch-15-watt-led-commercial-down-light-retrofit-3000k.aspx | Green Electrical Supply | 2020 | Yes
LED Lighting | Downlight | Manufacturer: MaxLite | True |  |  |  |  | 8" Recessed Home > Energy Star Qualified Products > 8 Inch 26 Watt 1500 Lumen LED Down Light Retrofit 3000K Product Specifications - Quick Reference Lamp Wattage: Working Voltage: 26 Watts 120-277 Volt Housing Dimensions: Rated Life: 7.93" Dia x 6.7" H 50,000 Hours Delivered Lumens: 1,500 Lumens Dimmable: NO - Not Dimmable Light Color: CRI: 3000K 80 CRI Certifications: Warranty: RoHS, cETL, ENERGY STAR 5 Year Limited High Performance LED ( Light Emitting Diode ) 8" LED Commercial Recessed Downlight Retrofit Fixtures are a perfect choice for use in your existing 8" recessed can applications. LED lights produce very little heat, reach full brightness instantly and last 50,000 hours. Click here to see the complete Maxlite 8" LED Downlight Retrofit Fixture Specification Sheet. This Maxlite RR82630W (72236) 3000 Kelvin (K) warm white LED light operates on your existing 120 through 277 volt circuit and consumes just 26 watts. These LED retrofit lights generate 1,500 delivered lumens (or 57 Lumens Per Watt) and has a Color Rendering Index (CRI) of 80. The Maxlite RR82630W 8" LED downlight retrofit is Dimmable with 120V only and is suitable for damp locations. These LED bulbs carry a 5 year limited warranty. Instant on at full brightness and mercury free - environmentally positive - generates no IR or UV - protects valuable objects - these 8" recessed can retrofit LED fixtures are rated for 50,000 hours. The stated 50,000 Hour life is based on functional light quality. After 30% lumen depreciation MaxLite considers the functionality of the lamp to be ended. That is end-of life. Even though the lamp is still at 70% of initial lumens (the L70 standard). The dimensions of the fixture can are 7.93" in diameter by 6.7 inches MOL. The hard wire pigtail, including the driver, is an additional 21" long. The trim is constructed with a heavy gauge anodized aluminum and the reflector has a haze finish. This commercial grade LED retrofit trim module is supplied with a quick connector case and conduit to make an easy connection to an existing junction box. This quality retrofit is supplied with an external driver, for easy retrofit and maintenance, and the power supply features integral thermal protection. Typical Applications Typical applications for the Maxlite RR82630W 26 watt 8" LED downlight retrofit fixtures include commercial atriums, soffets, living room, and general decorative indoor lighting in residential, office, retail, restaurant, school, hospital and hotel/motel locations. MaxLite 8 Inch 26 Watt 1500 Lumen LED Down Light Retrofit 3000K | 3000 | 80 | 1500 | 57.6923 | 50000 | 26 | 1 | 99.35 | 99.35 | 116.7401 | 2020Q2 | https://www.greenelectricalsupply.com/maxlite-rr82630w-72236-8-led-downlight-retrofit-3000k.aspx | Green Electrical Supply | 2020 | Yes
LED Lighting | Downlight | Manufacturer: MaxLite | True |  |  |  |  | 8" Recessed Home > Energy Star Qualified Products > 8 Inch 23 Watt 1680 Lumen 120-277V LED Commercial High Hat Retrofit 3000K Product Specifications - Quick Reference Lamp Wattage: Working Voltage: 23 Watts 120-277 Volt Housing Dimensions: Rated Life: 9.3" Dia x 7.9" H 50,000 Hours Delivered Lumens: 1,680 Lumens Dimmable: YES: 0-10V Only Light Color: CRI: 3000K 83 CRI Certifications: Warranty: RoHS, cULus, ENERGY STAR 5 Year Limited These ENERGY STAR 8" LED ( Light Emitting Diode ) Commercial High Hat Retrofit Down Light conversion kits are a perfect choice for use in your existing 8" recessed can applications. Maxlite's LED retrofit cans combine low up-front cost, minimal labor, best-in-class energy efficiency and architectural-quality light to deliver an exceptional value for all your retrofit projects. Click here to see the complete Maxlite LED 8 Inch Commercial Recessed Retrofit Downlight Economic Series. This Maxlite RRECO82330W (96864) 3000 Kelvin (K) warm white LED light operates on your existing 120 through 277 volt circuit and consumes just 23 watts. These LED retrofit lights generate 1,680 delivered lumens (or 75 Lumens Per Watt) and has a Color Rendering Index (CRI) of 80. The Maxlite RRECO82330W 8" LED down light retrofit offers out-of-the-box dimming compatibility using 0-10 volt controls and is suitable for damp locations. These LED bulbs carry a 5 year limited warranty. Instant on at full brightness and mercury free - environmentally positive - generates no IR or UV - protects valuable objects - these 8" recessed can retrofit LED fixtures are rated for 50,000 hours based on the L70 Standard. The white trim is constructed with a heavy gauge anodized aluminum and the reflector has a haze finish. This commercial grade LED retrofit trim module is supplied with optional retaining clips in case the existing frame does not have adequate springs to secure the reflector. This quality retrofit is supplied with an external driver, for easy retrofit and maintenance, and the power supply features integral thermal protection. The one-piece design is quick and easy to install into existing recessed frames - Check out the video below to see just how easy they are to install. Typical Applications Typical applications for the Maxlite RRECO82330W 23 watt 8" CFL, PL or Metal Halide LED down light retrofit kitss include commercial atriums, soffets, living room, and general decorative indoor lighting in residential, office, retail, restaurant, school, hospital and hotel/motel locations. MaxLite 8 Inch 23 Watt 1680 Lumen 120-277V LED Commercial High Hat Retrofit 3000K | 3000 | 83 | 1680 | 73.0435 | 50000 | 23 | 1 | 56.41 | 56.41 | 66.2839 | 2020Q2 | https://www.greenelectricalsupply.com/maxlite-rreco82330w-96864-8in-led-comm-recessed-downlight-retrofit-3000k.aspx | Green Electrical Supply | 2020 | Yes
LED Lighting | Downlight | Manufacturer: MaxLite | True |  |  |  |  | 8" Recessed Home > Energy Star Qualified Products > 8 Inch 23 Watt 1690 Lumen 120-277V LED Commercial High Hat Retrofit 4000K Product Specifications - Quick Reference Lamp Wattage: Working Voltage: 23 Watts 120-277 Volt Housing Dimensions: Rated Life: 9.3" Dia x 7.9" H 50,000 Hours Delivered Lumens: 1,690 Lumens Dimmable: YES: 0-10V Only Light Color: CRI: 4000K 82 CRI Certifications: Warranty: RoHS, cULus, ENERGY STAR 5 Year Limited These ENERGY STAR 8" LED ( Light Emitting Diode ) Commercial High Hat Retrofit Down Light conversion kits are a perfect choice for use in your existing 8" recessed can applications. Maxlite's LED retrofit cans combine low up-front cost, minimal labor, best-in-class energy efficiency and architectural-quality light to deliver an exceptional value for all your retrofit projects. Click here to see the complete Maxlite LED 8 Inch Commercial Recessed Retrofit Downlight Economic Series. This Maxlite RRECO82340W (96867) 4000 Kelvin (K) cool white LED light operates on your existing 120 through 277 volt circuit and consumes just 23 watts. These LED retrofit lights generate 1,690 delivered lumens (or 77 Lumens Per Watt) and has a Color Rendering Index (CRI) of 82. The Maxlite RRECO82340W 8" LED down light retrofit offers out-of-the-box dimming compatibility using 0-10 volt controls and is suitable for damp locations. These LED bulbs carry a 5 year limited warranty. Instant on at full brightness and mercury free - environmentally positive - generates no IR or UV - protects valuable objects - these 8" recessed can retrofit LED fixtures are rated for 50,000 hours based on the L70 Standard. The white trim is constructed with a heavy gauge anodized aluminum and the reflector has a haze finish. This commercial grade LED retrofit trim module is supplied with optional retaining clips in case the existing frame does not have adequate springs to secure the reflector. This quality retrofit is supplied with an external driver, for easy retrofit and maintenance, and the power supply features integral thermal protection. The one-piece design is quick and easy to install into existing recessed frames - Check out the video below to see just how easily they install!. Typical Applications Typical applications for the Maxlite RRECO82340W 23 watt 8" CFL, PL or Metal Halide LED down light retrofit kits include commercial atriums, soffets, living room, and general decorative indoor lighting in residential, office, retail, restaurant, school, hospital and hotel/motel locations. MaxLite 8 Inch 23 Watt 1690 Lumen 120-277V LED Commercial High Hat Retrofit 4000K | 4000 | 82 | 1690 | 73.4783 | 50000 | 23 | 1 | 65.38 | 65.38 | 76.824 | 2020Q2 | https://www.greenelectricalsupply.com/maxlite-rreco82340w-96867-8in-led-comm-recessed-downlight-retrofit-4000k.aspx | Green Electrical Supply | 2020 | Yes
LED Lighting | Decorative | Manufacturer: MaxLite | True | Daylighting/Photocell, |  | G25 | Medium E26 | Home > Closeout Fixtures and Light Bulbs > 8 Watt Frosted Dimmable LED G25 Globe Light Bulb 430 Lumens 3000K Product Specifications - Quick Reference Lamp Wattage: Working Voltage: 8 Watts 120 Volt Dimensions: Rated Life: 3.1" W x 4.3" (MOL) 25,000 Hours (L70) Incandescent Equivalent: 40 Watts (430 Lumens) Dimmable: YES - Fully Dimmable Light Color: CRI: 3000K 80 CRI Certifications: Warranty: ENERGY STAR, RoHS, UL 5 Year Limited High Performance LED ( Light Emitting Diode ) G25 Globe lamps are a perfect choice for use in your existing bath bar fixtures and vanity applications. LED Globe lights produce very little heat, reach full brightness instantly and last 25,000 hours. Click here to see the complete Maxlite G25 LED Globe Specification Sheet. This Maxlite SKG08DLED30 (71767) 3000 Kelvin (K) warm white LED light operates on your existing 120V circuit and consumes just 8 watts. These G25 LED retrofit lights generate 430 lumens (or 53 Lumens Per Watt) and has a Color Rendering Index (CRI) of 80. The Maxlite SKG08DLED30 LED G25 bulb is fully dimmable and suitable for damp locations. These ENERGY STAR Qualified LED bulbs carry a 5 year limited warranty. Instant on at full brightness and mercury free - environmentally positive - generates no IR or UV - protects valuable objects - these G25 Globe LED bulbs are rated for 25,000 hours (base on L70 standards). The stated 25,000 Hour life is based on functional light quality. After 30% lumen depreciation MaxLite considers the functionality of the lamp to be ended. That is end-of life. Even though the lamp is still at 70% of initial lumens (the L70 standard). The body of each lamp is die-cast aluminum. The aluminum acts as a heatsink providing thermo heat conductivity. This keeps the LED junction temperature well below the manufacturers specification. The lamps stay cool and the lumens are maintained for longer life. These 120 volt LED light bulbs fit fixtures with an E26 medium base. The bulb's dimensions are 3.1 inches wide by 4.3 inches MOL. These LED lights are fully compatible with timers and photo controls. Typical Applications Typical applications for the Maxlite SKG08DLED30 8 watt medium base G25 Globe LED light bulbs include bathroom and vanity lighting and general decorative indoor lighting in residential, office, retail, restaurant, school, hospital and hotel/motel locations. MaxLite 8 Watt Frosted Dimmable LED G25 Globe Light Bulb 430 Lumens 3000K | 3000 | 80 | 430 | 53.75 | 25000 | 8 | 1 | 19.37 | 19.37 | 22.7605 | 2020Q2 | https://www.greenelectricalsupply.com/maxlite-skg08dled30-71767-dimmable-led-g25-globe-bulb-3000k.aspx | Green Electrical Supply | 2020 | Yes
LED Lighting | Decorative | Manufacturer: Satco | True |  |  | T10 | S14s | Home > LED Light Bulbs > LED Tube Lights > LED Linear T10 Linestra Light Bulbs > 7W T10 LN60 LED Linestra Bulb Product Specifications - Quick Reference Input Voltage: Dimmable: 120V Yes - Dimmable Dimensions: Bulb Base: 1.25" Diameter x 19.68" Length S14s Base LED Color: 2700K Warm White Replaces: LN60 Watt Incandescent Initial Lumens: Wattage: 500 Lumens 7 Watts Warranty: Certifications: 5 Year Limited RoHS, Lawful in CA Satco's LED series of linestra LED linear T10 tube lights are here to replace your Linestra incandescent vanity lights. LED T10 lights provide up to 80 percent energy savings over existing incandescent lamps, a 30,000 hour rated life and are RoHS compliant, as well as lawful for sale in California product, which allows commercial and residential applications to immediately take advantage of energy and maintenance savings. You can now utilize Satco's LED technology when replacing LN incandescent light bulbs with a S14s base with a simple installation that requires no ballast or transformer. This model is part number S8189, 2700K warm white, consumes just 7 watts of 120 volt energy. These Linestra LED light bulbs are dimmable and will produce 500 Lumens of light output (that's an awesome 71 Lumens Per Watt), has 80 CRI and a rated life of up to 30,000 hours. The physical dimensions of the Satco LED 2700K T10 LED retrofit are 19.68" long with a 1.25" diameter. Each S8189 LED T10 Linstra retrofit bulb carries a 5 Year Limited Warranty. Give them a try - You will be very pleasantly surprised. Click here to see the Satco LED LN60 T10 Linear Light Bulb Specification Sheet. Typical Applications LED T10 Linear Light Bulbs (otherwise known as Linestra Light Bulbs) are most commonly found in bathroom vanity fixtures or other decorative wall fixtures. Their slim design gives an architectural feature to existing buildings as well as new constructions. Satco 7W T10 LN60 LED Linestra Bulb | 2700 | 80 | 500 | 71.4286 | 30000 | 7 | 1 | 31.95 | 31.95 | 37.5425 | 2020Q2 | https://www.greenelectricalsupply.com/satco-s8189-7-watt-t10-ln60-s14s-led-replacement-linestra-light-bulbs.aspx | Green Electrical Supply | 2020 | Yes
LED Lighting | Decorative | Manufacturer: Satco | True |  |  | T10 | S14s | Home > LED Light Bulbs > LED Tube Lights > LED Linear T10 Linestra Light Bulbs > 13W T10 LN150 LED Linestra Bulb Product Specifications - Quick Reference Input Voltage: Dimmable: 120V Yes - Dimmable Dimensions: Bulb Base: 1.25" Diameter x 39.37" Length S14s Base LED Color: 2700K Warm White Replaces: LN150 Watt Incandescent Initial Lumens: Wattage: 1000 Lumens 13 Watts Warranty: Certifications: 5 Year Limited RoHS, Lawful in CA Satco's LED series of linestra LED linear T10 tube lights are here to replace your Linestra incandescent vanity lights. LED T10 lights provide up to 80 percent energy savings over existing incandescent lamps, a 30,000 hour rated life and are RoHS compliant, as well as lawful for sale in California product, which allows commercial and residential applications to immediately take advantage of energy and maintenance savings. You can now utilize Satco's LED technology when replacing LN incandescent light bulbs with a S14s base with a simple installation that requires no ballast or transformer. This model is part number S8190, 2700K warm white, consumes just 13 watts of 120 volt energy. These Linestra LED light bulbs are dimmable and will produce 1000 Lumens of light output (that's an awesome 76 Lumens Per Watt), has 80 CRI and a rated life of up to 30,000 hours. The physical dimensions of the Satco LED 2700K T10 LED retrofit are 39.37" long with a 1.25" diameter. Each S8190 LED T10 Linstra retrofit bulb carries a 5 Year Limited Warranty. Give them a try - You will be very pleasantly surprised. Click here to see the Satco LED LN150 T10 Linear Light Bulb Specification Sheet. Typical Applications LED T10 Linear Light Bulbs (otherwise known as Linestra Light Bulbs) are most commonly found in bathroom vanity fixtures or other decorative wall fixtures. Their slim design gives an architectural feature to existing buildings as well as new constructions. Satco 13W T10 LN150 LED Linestra Bulb | 2700 | 80 | 1000 | 76.9231 | 30000 | 13 | 1 | 37.95 | 37.95 | 44.5927 | 2020Q2 | https://www.greenelectricalsupply.com/satco-s8190-13-watt-t10-ln150-s14s-led-replacement-linestra-light-bulbs.aspx | Green Electrical Supply | 2020 | Yes
LED Lighting | Decorative | Manufacturer: Satco | True | Daylighting/Photocell, |  | G25 | Medium E26 | Home > Closeout Fixtures and Light Bulbs > 8 Watt Dimmable Frosted LED G25 Globe Light Bulb 460 Lumens 5000K Product Specifications - Quick Reference Input Voltage: Dimmable: 120 Volt AC Fully Dimmable Dimensions: Bulb Shape: 3.20" W x 4.25" MOL G25 Globe LED Color: 5000 Kelvin Life Time: 25,000 Hours Power Consumption: Luminous Efficacy: 8 Watts 57 lm/W CRI / Luminous Flux: Certifications: 80 CRI / 460 Lumens UL "When Brilliant Design Meets Innovative Technology, Anything is Possible" SATCO, along with Wooree Lighting, their strategic South Korean manufacturing partner of more than 35 years, have created the KolourOne brand of LED products. Both companies bring nearly fifty years of lighting expertise to the new frontier of LED lighting technology. KolourOne LED lamps are designed and produced in a vertical manufacturing environment. All of the product's vital components, such as the LED chips, driver, Optics and Heat Sink are designed and manufactured in house. KolourOne's tight quality control systems guarantee the products reliability and Performance Consistency. Understanding the need for enhanced performance, superior appearance and continuous reliability, the KolourOne product line was conceived to offer a new option in LED replacement lamps. The KolourOne product line closely resembles traditional lamp size, function and visual appearance, making the KolourOne lamps the brand of choice. KolourOne doesn't follow trends, it leads them. Offering you true innovation in LED lighting, the outer shell and trim are available in a standard, gray finish or with a clean, white finish. This LED light bulb comes with the outer shell painted in a clean, white finish. The KolourOne S9069 can be used with most standard type dimmer controls and generates a 5000 Kelvin (K) daylight color. This LED light operates on your existing 120V circuit and consumes just 8 watts. These G25 globe shaped retrofit lights, a direct replacement for your 40 watt incandescent bulbs, generate 460 lumens (or 57 Lumens Per Watt) and has a CRI of 80. As an environmentally friendly product, the LED G25 lamps contain no harmful toxins and emit no IR or UV rediation. These Satco incandescent replacement bulbs are rated for 25,000 hours. These 120 volt LED light bulbs fit fixtures with an E26 medium base. The bulb's dimensions are 3.20 inches wide by 4.25 inches MOL. These LED lights are compatible with some timers and photo controls. These LED bulbs are UL Listed, rated for Indoor Use and carry a 3 Year Warranty. Dimming saves energy while setting the right light level to improve mood and ambiance. Screw-in compact fluorescent lamps (CFLs) and screw-in light emitting diode bulbs (LEDs) are a great energy-saving alternative to incandescent or halogen light sources; however, dimming them may be difficult. Lutrons new CL Dimmers for dimmable CFL and LED bulbs have HED Technology which helps alleviate your CFL and LED dimming challenges. Compared to standard dimmers, Lutrons new CL Dimmers keep the lights on as they are dimmed, make sure the lights turn on at all light levels, eliminate or reduce excessive flicker and keep the lights on even with line voltage fluctuations. Lutron CL dimmers are available in Maestro®, Diva®, Skylark Contour, Luméa®, Ariadni®/Toggler® and Credenza® product families. Click here to see all Lutron CL Dimmer Light Switches and Wall Plates. Satco 8 Watt Dimmable Frosted LED G25 Globe Light Bulb 460 Lumens 5000K | 5000 | 80 | 460 | 57.5 | 25000 | 8 | 1 | 16.18 | 16.18 | 19.0121 | 2020Q2 | https://www.greenelectricalsupply.com/satco-s9069-dimmable-led-g25-globe-replacement-light-bulbs-5000k.aspx | Green Electrical Supply | 2020 | Yes
LED Lighting | Decorative | Manufacturer: Satco | True | Daylighting/Photocell, |  | G25 | Medium E26 | Home > LED Light Bulbs > LED Globe Bulbs > LED G25 Globe > 4000K Cool White > 6 Watt Dimmable Frosted LED G25 Globe Light Bulb 490 Lumens 4000K [CA]** Non-CEC Compliant - NOT Lawful for Sale in California ** Product Specifications - Quick Reference Input Voltage: Dimmable: 120 Volt AC Yes - Dimmable Dimensions: Bulb Shape: 3.13" W x 4.25" MOL G25 Globe LED Color: 4000 Kelvin Life Time: 25,000 Hours Power Consumption: Luminous Efficacy: 6 Watts 81 lm/W CRI / Luminous Flux: Certifications: 80 CRI / 490 Lumens UL Damp Location "When Brilliant Design Meets Innovative Technology, Anything is Possible" SATCO, along with Wooree Lighting, their strategic South Korean manufacturing partner of more than 35 years, have created the KolourOne brand of LED products. Both companies bring nearly fifty years of lighting expertise to the new frontier of LED lighting technology. KolourOne LED lamps are designed and produced in a vertical manufacturing environment. All of the product's vital components, such as the LED chips, driver, Optics and Heat Sink are designed and manufactured in house. KolourOne's tight quality control systems guarantee the products reliability and Performance Consistency. Understanding the need for enhanced performance, superior appearance and continuous reliability, the KolourOne product line was conceived to offer a new option in LED replacement lamps. The KolourOne product line closely resembles traditional lamp size, function and visual appearance, making the KolourOne lamps the brand of choice. KolourOne doesn't follow trends, it leads them. Offering you true innovation in LED lighting, the outer shell and trim are available in a standard, gray finish or with a clean, white finish. This LED light bulb comes with the outer shell painted in a clean, white finish. The KolourOne S9202 can be used with most standard type dimmer controls and generates a 4000 Kelvin (K) cool white color. This LED light operates on your existing 120V circuit and consumes just 6 watts. These G25 globe shaped retrofit lights, a direct replacement for your 40 watt incandescent bulbs, generate 490 lumens (or 81 Lumens Per Watt) and has a CRI of 80. As an environmentally friendly product, the LED G25 lamps contain no harmful toxins and emit no IR or UV rediation. These Satco incandescent replacement bulbs are rated for 25,000 hours. These 120 volt LED light bulbs fit fixtures with an E26 medium base. The bulb's dimensions are 3.13 inches wide by 4.25 inches MOL. These LED lights are compatible with some timers and photo controls. These LED bulbs are UL Listed, rated for Damp locations and carry a 3 Year Warranty. Dimming saves energy while setting the right light level to improve mood and ambiance. Screw-in compact fluorescent lamps (CFLs) and screw-in light emitting diode bulbs (LEDs) are a great energy-saving alternative to incandescent or halogen light sources; however, dimming them may be difficult. Lutrons new CL Dimmers for dimmable CFL and LED bulbs have HED Technology which helps alleviate your CFL and LED dimming challenges. Compared to standard dimmers, Lutrons new CL Dimmers keep the lights on as they are dimmed, make sure the lights turn on at all light levels, eliminate or reduce excessive flicker and keep the lights on even with line voltage fluctuations. Lutron CL dimmers are available in Maestro®, Diva®, Skylark Contour, Luméa®, Ariadni®/Toggler® and Credenza® product families. Click here to see all Lutron CL Dimmer Light Switches and Wall Plates. Satco 6 Watt Dimmable Frosted LED G25 Globe Light Bulb 490 Lumens 4000K | 4000 | 80 | 490 | 81.6667 | 25000 | 6 | 1 | 7.95 | 7.95 | 9.3416 | 2020Q2 | https://www.greenelectricalsupply.com/satco-s9202-dimmable-led-g25-globe-replacement-light-bulbs-4000k.aspx | Green Electrical Supply | 2020 | Yes
LED Lighting | Decorative | Manufacturer: Satco | True | Daylighting/Photocell, |  | G25 | Medium E26 | Home > LED Light Bulbs > LED Globe Bulbs > LED G25 Globe > 5000K Daylight > 6 Watt Dimmable Frosted LED G25 Globe Light Bulb 510 Lumens 5000K ** Non-CEC Compliant - NOT Lawful for Sale in California ** Product Specifications - Quick Reference Input Voltage: Dimmable: 120 Volt AC Yes - Dimmable Dimensions: Bulb Shape: 3.13" W x 4.25" MOL G25 Globe LED Color: 5000 Kelvin Life Time: 25,000 Hours Power Consumption: Luminous Efficacy: 6 Watts 85 lm/W CRI / Luminous Flux: Certifications: 80 CRI / 510 Lumens UL Damp Location "When Brilliant Design Meets Innovative Technology, Anything is Possible" SATCO, along with Wooree Lighting, their strategic South Korean manufacturing partner of more than 35 years, have created the KolourOne brand of LED products. Both companies bring nearly fifty years of lighting expertise to the new frontier of LED lighting technology. KolourOne LED lamps are designed and produced in a vertical manufacturing environment. All of the product's vital components, such as the LED chips, driver, Optics and Heat Sink are designed and manufactured in house. KolourOne's tight quality control systems guarantee the products reliability and Performance Consistency. Understanding the need for enhanced performance, superior appearance and continuous reliability, the KolourOne product line was conceived to offer a new option in LED replacement lamps. The KolourOne product line closely resembles traditional lamp size, function and visual appearance, making the KolourOne lamps the brand of choice. KolourOne doesn't follow trends, it leads them. Offering you true innovation in LED lighting, the outer shell and trim are available in a standard, gray finish or with a clean, white finish. This LED light bulb comes with the outer shell painted in a clean, white finish. The KolourOne S9203 can be used with most standard type dimmer controls and generates a 5000 Kelvin (K) daylight color. This LED light operates on your existing 120V circuit and consumes just 6 watts. These G25 globe shaped retrofit lights, a direct replacement for your 40 watt incandescent bulbs, generate 510 lumens (or 85 Lumens Per Watt) and has a CRI of 80. As an environmentally friendly product, the LED G25 lamps contain no harmful toxins and emit no IR or UV rediation. These Satco incandescent replacement bulbs are rated for 25,000 hours. These 120 volt LED light bulbs fit fixtures with an E26 medium base. The bulb's dimensions are 3.13 inches wide by 4.25 inches MOL. These LED lights are compatible with some timers and photo controls. These LED bulbs are UL Listed, rated for Damp locations and carry a 3 Year Warranty. Dimming saves energy while setting the right light level to improve mood and ambiance. Screw-in compact fluorescent lamps (CFLs) and screw-in light emitting diode bulbs (LEDs) are a great energy-saving alternative to incandescent or halogen light sources; however, dimming them may be difficult. Lutrons new CL Dimmers for dimmable CFL and LED bulbs have HED Technology which helps alleviate your CFL and LED dimming challenges. Compared to standard dimmers, Lutrons new CL Dimmers keep the lights on as they are dimmed, make sure the lights turn on at all light levels, eliminate or reduce excessive flicker and keep the lights on even with line voltage fluctuations. Lutron CL dimmers are available in Maestro®, Diva®, Skylark Contour, Luméa®, Ariadni®/Toggler® and Credenza® product families. Click here to see all Lutron CL Dimmer Light Switches and Wall Plates. Satco 6 Watt Dimmable Frosted LED G25 Globe Light Bulb 510 Lumens 5000K | 5000 | 80 | 510 | 85 | 25000 | 6 | 1 | 7.95 | 7.95 | 9.3416 | 2020Q2 | https://www.greenelectricalsupply.com/satco-s9203-dimmable-led-g25-globe-replacement-light-bulbs-5000k.aspx | Green Electrical Supply | 2020 | Yes
LED Lighting | Decorative | Manufacturer: Satco | True |  |  | Torpedo | Medium E26 | Home > Closeout Fixtures and Light Bulbs > 4.5 Watt Clear Torpedo LED Filament Bulb E26 Medium Base 470 Lumens 2700K Product Specifications - Quick Reference Lamp Wattage: Working Voltage: 4.5 Watts 120 Volt Dimensions: Beam Angle: 1.38" x 3.5" (MOL) 360 Degree Omni-directional Lumen Output: Incandescent Equivalent: 470 Lumens 40 Watt Dimmable: Rated Life: Yes 15,000 Hours Color Temperature: 2700K Warm White Warranty: 3 Year Limited If you are looking for the antique style, traditional C11 incandescent look and feel with all the energy efficient benefits LED technology can provide, this is the bulb for you. The Satco LED Filament Lamps are the perfect vintage light bulb with an historically accurate and beautifully reproduced design, perfect for restaurants or hospitality environments. The LEDs are aligned inside a clear silicon coated lamp to maintain the look of clear incandescent filaments with a shatterproof housing. This Satco S9260 2700K warm white smooth dimming LED filament light operates on your existing 120V circuit and consumes just 4.5 watts. These vintage style. clear C11 incandescent LED retrofit lights generate 470 lumens with a CRI of 80. The omni-directional filament LED light bulbs have a 360® beam angle to perfectly replace your 40 watt incandescent bulbs. The S9260 is uL listed for totally enclosed fixtures and is damp location rated. Click here to see the complete Satco LED Filament Lamp S9260 Specification Sheet. Instant on at full brightness and mercury free - environmentally positive - generates no IR or UV - protects valuable objects - these Satco C11 antique look, incandescent torpedo shape LED bulbs are rated for 15,000 hours. These 120 volt LED light bulbs fit most fixtures with E26 base. The bulb's dimensions are 1.38" wide by 3.5" inches MOL. These LED lights are compatible with many timers and dimmable using most 120V wall box dimmers. Satco 4.5 Watt Clear Torpedo LED Filament Bulb E26 Medium Base 470 Lumens 2700K | 2700 | 80 | 470 | 104.4444 | 15000 | 4.5 | 1 | 8.58 | 8.58 | 10.0818 | 2020Q2 | https://www.greenelectricalsupply.com/satco-s9260-4.5w-c11-torpedo-2700k-led-filament-bulb.aspx | Green Electrical Supply | 2020 | Yes
LED Lighting | Decorative | Manufacturer: Satco | True |  |  | FlameTip | Medium E26 | Home > Closeout Fixtures and Light Bulbs > 4.5 Watt Clear LED Flametip Filament Light Bulb E26 Medium Base 470 Lumens 2700K Product Specifications - Quick Reference Lamp Wattage: Working Voltage: 4.5 Watts 120 Volt Dimensions: Beam Angle: 1.38" x 4.3125" (MOL) 360 Degree Omni-directional Lumen Output: Incandescent Equivalent: 470 Lumens 40 Watt Dimmable: Rated Life: Yes 15,000 Hours Color Temperature: 2700K Warm White Warranty: 3 Year Limited If you are looking for the antique style, traditional CA11 incandescent flame tip candelabra look and feel with all the energy efficient benefits LED technology can provide, this is the bulb for you. The Satco LED Filament Lamps are the perfect vintage light bulb with an historically accurate and beautifully reproduced design, perfect for restaurants or hospitality environments. The LEDs are aligned inside a clear silicon coated lamp to maintain the look of clear incandescent filaments with a shatterproof housing. This Satco S9264 2700K warm white smooth dimming vintage style, LED filament light operates on your existing 120V circuit and consumes just 4.5 watts. These clear CA11 incandescent vintage style LED retrofit lights generate 470 lumens with a CRI of 80. The omni-directional filament LED light bulbs have a 360® beam angle to perfectly replace your 40 watt incandescent bulbs. The S9264 is uL listed for totally enclosed fixtures and is damp location rated. Click here to see the complete Satco LED Filament Lamp S9264 Specification Sheet. Instant on at full brightness and mercury free - environmentally positive - generates no IR or UV - protects valuable objects - these Satco CA11 incandescent flame tip shape LED antique bulbs are rated for 15,000 hours. These 120 volt LED light bulbs fit most fixtures with E26 base. The bulb's dimensions are 1.38" wide by 4.3125" inches MOL. These LED lights are compatible with many timers and dimmable using most 120V wall box dimmers. Satco 4.5 Watt Clear LED Flametip Filament Light Bulb E26 Medium Base 470 Lumens 2700K | 2700 | 80 | 470 | 104.4444 | 15000 | 4.5 | 1 | 4.93 | 4.93 | 5.7929 | 2020Q2 | https://www.greenelectricalsupply.com/satco-s9264-4.5w-ca11-flame-tip-2700k-led-filament-bulb.aspx | Green Electrical Supply | 2020 | Yes
LED Lighting | Decorative | Manufacturer: Satco | True |  |  | ST19 | Medium E26 | Home > LED Light Bulbs > LED Filament Bulbs > LED ST19/S19 Filament > 4.5 Watt Dimmable Amber ST19 LED Filament Bulb 380 Lumens 2200K Product Specifications - Quick Reference Lamp Wattage: Working Voltage: 4.5 Watts 120 Volt Dimensions: Bulb Finish: 5.5" x 2.38" (MOL) Transparent Amber Lumen Output: Incandescent Equivalent: 380 Lumens 40 Watt Dimmable: Rated Life: Yes 15,000 Hours Color Temperature: 2200K Warm White Warranty: 3 Year Limited If you are looking for the old fashioned Edison style ST19 incandescent look and feel with all the energy efficient benefits LED technology can provide, this is the bulb for you. The Satco LED Filament Lamps are the perfect vintage light bulb with an historically accurate and beautifully reproduced design, perfect for use in restaurant, bar, hospitality and other decorative applications. The LEDs are aligned inside a transparent amber lamp, for a traditional incandescent look and feel. This Satco S9585 2200K warm white smooth dimming antique style LED filament light operates on your existing 120V circuit and consumes just 4.5 watts. These amber ST19 incandescent LED retrofit lights generate 380 lumens. The omni-directional filament LED light bulbs have a 360® beam angle to perfectly replace your 40 watt incandescent bulbs. The S9585 is UL listed for totally enclosed fixtures and is damp location rated. Want that rustic look in your business, home or even wedding? These old fashioned light bulbs are perfect for you. They create that warm orange glow all while creating that steampunk or industrial design. Click here to see the complete Satco LED Filament Lamp S9585 Specification Sheet. These Satco ST19 incandescent shape LED bulbs are rated for 15,000 hours with a 3 year limited warranty. The 120 volt LED light bulbs fit most fixtures with E26 base. The bulb's dimensions are 5.5" wide by 2.38" inches MOL. These antique LED lights are compatible with many timers and dimmable using most 120V wall box dimmers (see a compatible dimmer option in the related products below). When used with incandescent dimmers, derate the dimmer's maximum load by 75%. Consult your local electrical code to ensure compliance. Satco 4.5 Watt Dimmable Amber ST19 LED Filament Bulb 380 Lumens 2200K | 2200 |  | 380 | 84.4444 | 15000 | 4.5 | 1 | 8.95 | 8.95 | 10.5166 | 2020Q2 | https://www.greenelectricalsupply.com/st19-amber-rustic-led-filament-bulbs-2200k.aspx | Green Electrical Supply | 2020 | Yes
LED Lighting | Decorative | Manufacturer: Sylvania Lighting | True |  |  | G25 | Medium E26 | Home > Products Made In USA > 4.5 Watt Frosted LED G25 Globe Filament Bulb Made in USA 120V 2700K Product Specifications - Quick Reference Lamp Wattage: Working Voltage: 4.5 Watts 120 Volt Dimensions: Finish: 3.09" x 4.4" (MOL) Frosted Lumen Output: Incandescent Equal: 500 Lumens 60 Watt Dimmable: Rated Life: Yes 15,000 Hours Color Temperature: 2700K Warm White Certifications: TAA, BAA, UL, RoHS The American Way of Light -- assembled in plants in the USA and designed by SYLVANIA's engineering team, the American Way Lamps are the exceptional choice for local products. They are also an investment in more than 200 American jobs - and lamps manufactured locally can be supplied quicker. Offering full LED attributes of longer life, incandescent-shape and no-UV light make SYLVANIA LED Glass Portfolio Lamps ideal for numerous commercial and residential applications. This SYLVANIA LEDVANCE LED4.5G25/F/DIM/827/GL/USA/RP (40472) ULTRA LED Classic Glass Globe Lamp produces a beautiful 2700K Warm White color temperature and operates on your existing 120V circuit consuming just 4.5 watts. These frosted soft white G25 incandescent LED retrofit lights generate 500 lumens with a CRI of 80. These omni-directional LED globe lights with a 360° beam angle are the perfect replacement for the 60 watt incandescent bulb. The 40472 are compliant under the Trade Agreement Act (TAA) and the Buy American Act (BAA) all while being UL Listed and RoHS compliant. Want that old incandescent look in your business or even wedding? These LED light bulbs are perfect for you. They create that warm glow of incandescent bulbs and have the soft white look we have all grown to love. Click here to see the complete SYLVANIA Made in the USA LED Bulbs Specification Sheet. Instant on at full brightness and lead free these SYLVANIA G25 globe incandescent shape LED bulbs are rated for 15,000 hours. These 120 volt LED light bulbs fit most fixtures with medium E26 base. The bulb's dimensions are 3.09" wide by 4.4" inches MOL. These LED frosted globe lights are dimmable using most 120V wall box dimmers and have a 5 Year Limited Warranty. Sylvania Lighting 4.5 Watt Frosted LED G25 Globe Filament Bulb Made in USA 120V 2700K | 2700 | 80 | 500 | 111.1111 | 15000 | 4.5 | 1 | 4.38 | 4.38 | 5.1467 | 2020Q2 | https://www.greenelectricalsupply.com/sylvania-40472-made-in-usa-replace-60-watt-120v-led-g25-2700k.aspx | Green Electrical Supply | 2020 | Yes
LED Lighting | Downlight | Manufacturer: MaxLite | False |  | F54T5 | T5 LED Retrofit | G5 Miniature Bi-Pin | By-Pass LED, Single Ended ByPass Home > LED Light Bulbs > LED Tube Lights > LED T5 Tube Lights > 4 Foot (48 Inch) > Single End Bypass > 4 Foot 25 Watt 3200 Lumen T5 LED Single Ended ByPass Light Bulbs 3500K Product Specifications - Quick Reference Input Voltage: Dimming: 120-277 Volt AC NOT Dimmable Dimensions: Base: .80" Diameter x 45.80" Long G5 (Miniature Bi-Pin) LED Color: 3500K Bright White Rated Life Span: 50,000 Hours (L70) Lumens: Efficacy: 3,200 Lumens 128 lm/w CRI / Beam Angle: Certifications: 80 CRI / 240 Degrees UL RoHS, ETL Sanitation MaxLite's LED Linear T5 with internal driver replacement Lamps are the ideal energy saving choices when upgrading traditional linear T5 fluorescent lamps in fixtures containing standard non-shunted G5 (miniature bi-pin) sockets. These Ballast Bypass LED T5 lamps are designed to provide appropriate light levels while utilizing a dedicated internal driver. With a simple ballast bypass, MaxLite LED T5 lamps can provide up to 46 percent in energy savings when compared to 54 watt fluorescent lamps. MaxLite part number L25T5SE435-CG4 (1409601), has a 3500K bright white color temperature, has a power factor over 90 and consumes just 25 watts of 120 to 277 volt 50/60 Hz energy. The Maxlite L25T5SE435-CG4 have an all glass construction with a 0.1mm thick PET coating (polyethylene terephthalate), which is ETL Listed, is a non-dimmable LED light bulb and it will produce 3,200 lumens of light output (that's an awesome 128 lumens per watt). They have a frosted lens, a CRI of 80, a 240 degree beam angle and a rated life of up to 50,000 hours based on L70. Give them a try - You will be very pleasantly surprised. Click here to see the complete Maxlite T5 Bypass Coated Glass Series LED Tube Light Specification Sheet. These Fluorescent to LED Retrofit tubes require NON-SHUNTED miniature bi-pin G5 sockets. These are the same sockets found in Rapid Start fluorescent fixtures. It is always prudent to replace the 'tombstone' sockets any time you retrofit a light fixture. For the Maxlite LED T5 tubes be sure to replace your tombstone sockets with NON-SHUNTED sockets. The physical dimensions of the Maxlite LED 3500K bright white LED retrofit are 45.80 long by .80 wide. Each L25T5SE435-CG4 LED fluorescent retrofit bulb has an internal driver and is wired live on one end only. These LED retrofit bulbs carry a 5 Year Limited Warranty. The L25T5SE435-CG4, 25 watt LED lamp has been designed to retrofit existing linear fluorescent T5 installations, thereby reducing maintenance and energy expenditures in residential, commercial, retail displays, hotel, motel and resort applications and as an energy saving light source for new fixtures and installations. These T5 LED bulbs are rated for use in either dry or damp locations, has an operating temperature range of -4 degrees Fahrenheit to 113 degrees Fahrenheit and are RoHS compliant. Please NOTE: When retrofitting these LED tube lights to a fluorescent fixture, the ballast must be by-passed or removed from the fixture. Additionally, by-passing the ballast will insure no RFI interference. Fluorescent F54T5 Replacement Chart**: GE F54W/T5/835/ECO Sylvania FP54/835/HO/ECO Philips F54T5/835/HO/ALTO Howard F54T5/835/HO Satco Hygrade F54T5/835/HO/ENV Halco F54T5/835/HO/ECO/IC TCP F54T5HO/835 - 31054835 Ushio F54T5/835/HO Generic F54T5/HO/835 MaxLite 4 Foot 25 Watt 3200 Lumen T5 LED Single Ended ByPass Light Bulbs 3500K | 3500 | 80 | 3200 | 128 | 50000 | 25 | 1 | 14.62 | 14.62 | 17.1791 | 2020Q2 | https://www.greenelectricalsupply.com/t5-led-tubes-25-watt-single-ended-bypass-120-277v-3500k.aspx | Green Electrical Supply | 2020 | No
LED Lighting | Downlight | Manufacturer: TCP | True |  |  | BR30 | Medium E26 | Home > Closeout Fixtures and Light Bulbs > 10W Elite Dimmable LED BR30 30K Product Specifications - Quick Reference Input Voltage: Lumens: 120 Volt AC 675 Lumens Dimensions: Dimmable: 3.8" W x 5.4" MOL Yes LED Color: 3000 K Warm White Life Time: 25,000 Hours Power Consumption: Luminous Efficacy: 10 Watts 67.5 lm/W CRI: Certifications: 82 CRI UL Damp Locations Built off a 20-year history of producing energy efficient lighting, Technical Consumer Products, Inc. (TCP) is excited to announce its most advanced and comprehensive lineup of LED lamps: the LED Elite Series. With TCPs dedication to manufacturing high quality, state-of-the-art lighting, combined with excellent high color rendering index (CRI), smooth dimming capabilities and new shatterproof smooth housing (which gives the appearance of traditional halogen bulbs), the LED Elite Series bulbs are a perfect choice to transform nearly every lighted environment into something extraordinary. TCPs design results in world class LED lamps with industry leading dimming performance and best-in-class efficiencies! TCPs precision-designed full face optic lens offers extremely accurate light pattern control, with no washouts, color shifting or hot spots. This results in better overall light levels delivered right where it is needed. This is the TCP, LED Elite Dimmable BR30 lamp and it comes with a color temperature of 3000 Kelvin (K). UL approved, the TCP LED10BR30D30K offers a very durable, solid state lighting technology that significantly reduces lighting service and maintenance costs. These Dimmable LED BR30 bulbs consume up to 80% LESS energy than a standard 65BR30 65-watt incandescent. These LED BR30 bulbs do not contain Mercury or any other harmful substance, generate no IR or UV rays and carry a 5 Year Limited Warranty. TCPs LED BR30 lamps have the highest light output, best dimmability (100% down to 5%) and are the most efficient LED BR30 lamps available today. Consuming just 10 watts of 120 volt energy, this BR30 lamp generates 675 lumens thats 67.5 Lumens per watt. This LED BR30 lamp is rated for 25,000 hours with a minimum starting temperature of -30 degrees Celsius and measures 5.4" MOL and 3.8" in diameter. Click here to see the TCP LED Elite BR Series Specification Sheet. Typical Applications Typical applications for the TCP LED10BR30D30K, Elite Dimmable BR30 LED light bulbs include dimmable recessed downlights, track lights, display lights, and outdoor fixtures that protect the lamps from the elements. TCP 10W Elite Dimmable LED BR30 30K | 3000 | 82 | 675 | 67.5 | 25000 | 10 | 1 | 7.25 | 7.25 | 8.519 | 2020Q2 | https://www.greenelectricalsupply.com/tcp-led10br30d30k-elite-dimmable-led-br30-light-bulbs-3000k.aspx | Green Electrical Supply | 2020 | No
LED Lighting | Downlight | Manufacturer: TCP | True |  |  | BR30 | Medium E26 | Home > Energy Star Qualified Products > 10W Elite Dimmable LED BR30 41K Product Specifications - Quick Reference Input Voltage: Lumens: 120 Volt AC 700 Lumens Dimensions: Dimmable: 3.8" W x 5.4" MOL Yes LED Color: 4100 K Cool White Life Time: 25,000 Hours Power Consumption: Luminous Efficacy: 10 Watts 70.0 lm/W CRI: Certifications: 82 CRI UL Damp Locations Built off a 20-year history of producing energy efficient lighting, Technical Consumer Products, Inc. (TCP) is excited to announce its most advanced and comprehensive lineup of LED lamps: the LED Elite Series. With TCPs dedication to manufacturing high quality, state-of-the-art lighting, combined with excellent high color rendering index (CRI), smooth dimming capabilities and new shatterproof smooth housing (which gives the appearance of traditional halogen bulbs), the LED Elite Series bulbs are a perfect choice to transform nearly every lighted environment into something extraordinary. TCPs design results in world class LED lamps with industry leading dimming performance and best-in-class efficiencies! TCPs precision-designed full face optic lens offers extremely accurate light pattern control, with no washouts, color shifting or hot spots. This results in better overall light levels delivered right where it is needed. This is the TCP, LED Elite Dimmable BR30 lamp and it comes with a color temperature of 4100 Kelvin (K). UL approved, the TCP LED10BR30D41K offers a very durable, solid state lighting technology that significantly reduces lighting service and maintenance costs. These Dimmable LED BR30 bulbs consume up to 80% LESS energy than a standard 65BR30 65-watt incandescent. These LED BR30 bulbs do not contain Mercury or any other harmful substance, generate no IR or UV rays and carry a 5 Year Limited Warranty. TCPs LED BR30 lamps have the highest light output, best dimmability (100% down to 5%) and are the most efficient LED BR30 lamps available today. Consuming just 10 watts of 120 volt energy, this BR30 lamp generates 700 lumens thats 70.0 Lumens per watt. This LED BR30 lamp is rated for 25,000 hours with a minimum starting temperature of -30 degrees Celsius and measures 5.4" MOL and 3.8" in diameter. Click here to see the TCP LED Elite BR Series Specification Sheet. Typical Applications Typical applications for the TCP LED10BR30D41K, Elite Dimmable BR30 LED light bulbs include dimmable recessed downlights, track lights, display lights, and outdoor fixtures that protect the lamps from the elements. TCP 10W Elite Dimmable LED BR30 41K | 4100 | 82 | 700 | 70 | 25000 | 10 | 1 | 7.25 | 7.25 | 8.519 | 2020Q2 | https://www.greenelectricalsupply.com/tcp-led10br30d41k-elite-dimmable-led-br30-light-bulbs-4100k.aspx | Green Electrical Supply | 2020 | No
LED Lighting | Downlight | Manufacturer: TCP | True |  |  | R20 | Medium E26 | Home > LED Light Bulbs > LED Reflector Bulbs > LED R20 > 10W Elite Dimmable LED R20 41K Product Specifications - Quick Reference Input Voltage: Lumens: 120 Volt AC 700 Lumens Dimensions: Dimmable: 2.5" W x 3.5" MOL Yes LED Color: 4100 K Cool White Life Time: 25,000 Hours Power Consumption: Luminous Efficacy: 10 Watts 70.0 lm/W CRI: Certifications: 82 CRI UL Damp Locations Built off a 20-year history of producing energy efficient lighting, Technical Consumer Products, Inc. (TCP) is excited to announce its most advanced and comprehensive lineup of LED lamps: the LED Elite Series. With TCPs dedication to manufacturing high quality, state-of-the-art lighting, combined with excellent high color rendering index (CRI), smooth dimming capabilities and new shatterproof smooth housing (which gives the appearance of traditional halogen bulbs), the LED Elite Series bulbs are a perfect choice to transform nearly every lighted environment into something extraordinary. TCPs design results in world class LED lamps with industry leading dimming performance and best-in-class efficiencies! TCPs precision-designed full face optic lens offers extremely accurate light pattern control, with no washouts, color shifting or hot spots. This results in better overall light levels delivered right where it is needed. This is the TCP, LED Elite Dimmable R20 lamp and it comes with a color temperature of 4100 Kelvin (K). UL approved, the TCP LED10R20D41K offers a very durable, solid state lighting technology that significantly reduces lighting service and maintenance costs. These Dimmable LED R20 bulbs consume up to 80% LESS energy than a standard 65R20 65-watt incandescent. These LED R20 bulbs do not contain Mercury or any other harmful substance, generate no IR or UV rays and carry a 5 Year Limited Warranty. TCPs LED R20 lamps have the highest light output, best dimmability (100% down to 5%) and are the most efficient LED R20 lamps available today. Consuming just 10 watts of 120 volt energy, this R20 lamp generates 700 lumens thats 70.0 Lumens per watt. This LED R20 lamp is rated for 25,000 hours with a minimum starting temperature of -30 degrees Celsius and measures 3.5" MOL and 2.5" in diameter. Click here to see the TCP LED Elite BR Series Specification Sheet. Typical Applications Typical applications for the TCP LED10R20D41K, Elite Dimmable R20 LED light bulbs include dimmable recessed downlights, track lights, display lights, and outdoor fixtures that protect the lamps from the elements. TCP 10W Elite Dimmable LED R20 41K | 4100 | 82 | 700 | 70 | 25000 | 10 | 1 | 6.56 | 6.56 | 7.7083 | 2020Q2 | https://www.greenelectricalsupply.com/tcp-led10r20d41k-elite-dimmable-led-r20-light-bulbs-4100k.aspx | Green Electrical Supply | 2020 | No
LED Lighting | Downlight | Manufacturer: TCP | False |  |  | BR30 | Medium E26 | Home > Energy Star Qualified Products > 12W Non-Dimming LED BR30 3000K Product Specifications - Quick Reference Input Voltage: Lumens: 120 Volt AC 875 Lumens Dimensions: Dimmable: 3.8" W x 5.4" MOL No LED Color: 3000 K Warm White Life Time: 25,000 Hours Power Consumption: Luminous Efficacy: 12 Watts 72.9 lm/W CRI: Certifications: 82 CRI UL Damp Locations Built off a 20-year history of producing energy efficient lighting, Technical Consumer Products, Inc. (TCP) is excited to announce its most advanced and comprehensive lineup of LED lamps: the LED Elite Series. With TCPs dedication to manufacturing high quality, state-of-the-art lighting, combined with excellent high color rendering index (CRI), smooth dimming capabilities and new shatterproof smooth housing (which gives the appearance of traditional halogen bulbs), the LED Elite Series bulbs are a perfect choice to transform nearly every lighted environment into something extraordinary. TCPs design results in world class LED lamps with industry leading dimming performance and best-in-class efficiencies! TCPs precision-designed full face optic lens offers extremely accurate light pattern control, with no washouts, color shifting or hot spots. This results in better overall light levels delivered right where it is needed. This is the TCP, LED Elite NON-Dimmable BR30 lamp and it comes with a color temperature of 3000 Kelvin (K). UL approved, the TCP LED12BR3030K offers a very durable, solid state lighting technology that significantly reduces lighting service and maintenance costs. These Non Dimmable LED BR30 bulbs consume up to 80% LESS energy than a standard 85BR30 85-watt incandescent. These LED BR30 bulbs do not contain Mercury or any other harmful substance, generate no IR or UV rays and carry a 5 Year Limited Warranty. TCPs LED BR30 lamps have the highest light output and are the most efficient LED BR30 lamps available today. Consuming just 12 watts of 120 volt energy, this BR30 lamp generates 875 lumens thats 72.9 Lumens per watt. This LED BR30 lamp is rated for 25,000 hours with a minimum starting temperature of -30 degrees Celsius and measures 5.4" MOL and 3.8" in diameter. Click here to see the TCP LED Elite BR Series Specification Sheet. Typical Applications Typical applications for the TCP LED12BR3030K, Elite Non-Dimmable BR30 LED light bulbs include recessed downlights, track lights, display lights, and outdoor fixtures that protect the lamps from the elements. TCP 12W Non-Dimming LED BR30 3000K | 3000 | 82 | 875 | 72.9167 | 25000 | 12 | 1 | 6.98 | 6.98 | 8.2018 | 2020Q2 | https://www.greenelectricalsupply.com/tcp-led12br3030k-elite-non-dimmable-led-br30-light-bulbs-3000k.aspx | Green Electrical Supply | 2020 | No
LED Lighting | Downlight | Manufacturer: TCP | False |  |  | BR40 | Medium E26 | Home > Energy Star Qualified Products > 12W Non-Dimming LED BR40 4100K Product Specifications - Quick Reference Input Voltage: Lumens: 120 Volt AC 900Lumens Dimensions: Dimmable: 5.0" W x 6.6" MOL No LED Color: 4100 K Cool White Life Time: 25,000 Hours Power Consumption: Luminous Efficacy: 12 Watts 75.0 lm/W CRI: Certifications: 82 CRI UL Damp Locations Built off a 20-year history of producing energy efficient lighting, Technical Consumer Products, Inc. (TCP) is excited to announce its most advanced and comprehensive lineup of LED lamps: the LED Elite Series. With TCPs dedication to manufacturing high quality, state-of-the-art lighting, combined with excellent high color rendering index (CRI), smooth dimming capabilities and new shatterproof smooth housing (which gives the appearance of traditional halogen bulbs), the LED Elite Series bulbs are a perfect choice to transform nearly every lighted environment into something extraordinary. TCPs design results in world class LED lamps with industry leading dimming performance and best-in-class efficiencies! TCPs precision-designed full face optic lens offers extremely accurate light pattern control, with no washouts, color shifting or hot spots. This results in better overall light levels delivered right where it is needed. This is the TCP, LED Elite NON-Dimmable BR40 lamp and it comes with a color temperature of 4100 Kelvin (K). UL approved, the TCP LED12BR4041K offers a very durable, solid state lighting technology that significantly reduces lighting service and maintenance costs. These Non Dimmable LED BR40 bulbs consume up to 80% LESS energy than a standard 85BR40 85-watt incandescent. These LED BR40 bulbs do not contain Mercury or any other harmful substance, generate no IR or UV rays and carry a 5 Year Limited Warranty. TCPs LED BR40 lamps have the highest light output and are the most efficient LED BR40 lamps available today. Consuming just 12 watts of 120 volt energy, this BR40 lamp generates 900 lumens thats 75.0 Lumens per watt. This LED BR40 lamp is rated for 25,000 hours with a minimum starting temperature of -30 degrees Celsius and measures 6.6" MOL and 5.0" in diameter. Click here to see the TCP LED Elite BR Series Specification Sheet. Typical Applications Typical applications for the TCP LED12BR4041K, Elite Non-Dimmable BR40 LED light bulbs include recessed downlights, track lights, display lights, and outdoor fixtures that protect the lamps from the elements. TCP 12W Non-Dimming LED BR40 4100K | 4100 | 82 | 900 | 75 | 25000 | 12 | 1 | 9.86 | 9.86 | 11.5859 | 2020Q2 | https://www.greenelectricalsupply.com/tcp-led12br4041k-elite-non-dimmable-led-br40-light-bulbs-4100k.aspx | Green Electrical Supply | 2020 | No
LED Lighting | Downlight | Manufacturer: TCP | True |  |  | BR40 | Medium E26 | Home > LED Light Bulbs > LED Reflector Bulbs > LED BR40 > 2700K Warm White > 12W Elite Dimmable LED BR40 27K Product Specifications - Quick Reference Input Voltage: Lumens: 120 Volt AC 850 Lumens Dimensions: Dimmable: 5.0" W x 6.6" MOL Yes LED Color: 2700 K Warm White Life Time: 25,000 Hours Power Consumption: Luminous Efficacy: 12 Watts 70.8 lm/W CRI: Certifications: 82 CRI UL Damp Locations Built off a 20-year history of producing energy efficient lighting, Technical Consumer Products, Inc. (TCP) is excited to announce its most advanced and comprehensive lineup of LED lamps: the LED Elite Series. With TCPs dedication to manufacturing high quality, state-of-the-art lighting, combined with excellent high color rendering index (CRI), smooth dimming capabilities and new shatterproof smooth housing (which gives the appearance of traditional halogen bulbs), the LED Elite Series bulbs are a perfect choice to transform nearly every lighted environment into something extraordinary. TCPs design results in world class LED lamps with industry leading dimming performance and best-in-class efficiencies! TCPs precision-designed full face optic lens offers extremely accurate light pattern control, with no washouts, color shifting or hot spots. This results in better overall light levels delivered right where it is needed. This is the TCP, LED Elite Dimmable BR40 lamp and it comes with a color temperature of 2700 Kelvin (K). UL approved, the TCP LED12BR40D27K offers a very durable, solid state lighting technology that significantly reduces lighting service and maintenance costs. These Dimmable LED BR40 bulbs consume up to 80% LESS energy than a standard 85BR40 85-watt incandescent. These LED BR40 bulbs do not contain Mercury or any other harmful substance, generate no IR or UV rays and carry a 5 Year Limited Warranty. TCPs LED BR40 lamps have the highest light output, best dimmability (100% down to 5%) and are the most efficient LED BR40 lamps available today. Consuming just 12 watts of 120 volt energy, this BR40 lamp generates 850 lumens thats 70.8 Lumens per watt. This LED BR40 lamp is rated for 25,000 hours with a minimum starting temperature of -30 degrees Celsius and measures 6.6" MOL and 5.0" in diameter. Click here to see the TCP LED Elite BR Series Specification Sheet. Typical Applications Typical applications for the TCP LED12BR40D27K, Elite Dimmable BR40 LED light bulbs include dimmable recessed downlights, track lights, display lights, and outdoor fixtures that protect the lamps from the elements. TCP 12W Elite Dimmable LED BR40 27K | 2700 | 82 | 850 | 70.8333 | 25000 | 12 | 1 | 5.67 | 5.67 | 6.6625 | 2020Q2 | https://www.greenelectricalsupply.com/tcp-led12br40d27k-elite-dimmable-led-br40-light-bulbs-2700k.aspx | Green Electrical Supply | 2020 | No
LED Lighting | Downlight | Manufacturer: TCP | True |  |  | BR40 | Medium E26 | Home > LED Light Bulbs > LED Reflector Bulbs > LED BR40 > 3000K Warm White > 12W Elite Dimmable LED BR40 30K Product Specifications - Quick Reference Input Voltage: Lumens: 120 Volt AC 875 Lumens Dimensions: Dimmable: 5.0" W x 6.6" MOL Yes LED Color: 3000 K Warm White Life Time: 25,000 Hours Power Consumption: Luminous Efficacy: 12 Watts 72.9 lm/W CRI: Certifications: 82 CRI UL Damp Locations Built off a 20-year history of producing energy efficient lighting, Technical Consumer Products, Inc. (TCP) is excited to announce its most advanced and comprehensive lineup of LED lamps: the LED Elite Series. With TCPs dedication to manufacturing high quality, state-of-the-art lighting, combined with excellent high color rendering index (CRI), smooth dimming capabilities and new shatterproof smooth housing (which gives the appearance of traditional halogen bulbs), the LED Elite Series bulbs are a perfect choice to transform nearly every lighted environment into something extraordinary. TCPs design results in world class LED lamps with industry leading dimming performance and best-in-class efficiencies! TCPs precision-designed full face optic lens offers extremely accurate light pattern control, with no washouts, color shifting or hot spots. This results in better overall light levels delivered right where it is needed. This is the TCP, LED Elite Dimmable BR40 lamp and it comes with a color temperature of 3000 Kelvin (K). UL approved, the TCP LED12BR40D30K offers a very durable, solid state lighting technology that significantly reduces lighting service and maintenance costs. These Dimmable LED BR40 bulbs consume up to 80% LESS energy than a standard 85BR40 85-watt incandescent. These LED BR40 bulbs do not contain Mercury or any other harmful substance, generate no IR or UV rays and carry a 5 Year Limited Warranty. TCPs LED BR40 lamps have the highest light output, best dimmability (100% down to 5%) and are the most efficient LED BR40 lamps available today. Consuming just 12 watts of 120 volt energy, this BR40 lamp generates 875 lumens thats 72.9 Lumens per watt. This LED BR40 lamp is rated for 25,000 hours with a minimum starting temperature of -30 degrees Celsius and measures 6.6" MOL and 5.0" in diameter. Click here to see the TCP LED Elite BR Series Specification Sheet. Typical Applications Typical applications for the TCP LED12BR40D30K, Elite Dimmable BR40 LED light bulbs include dimmable recessed downlights, track lights, display lights, and outdoor fixtures that protect the lamps from the elements. TCP 12W Elite Dimmable LED BR40 30K | 3000 | 82 | 875 | 72.9167 | 25000 | 12 | 1 | 5.67 | 5.67 | 6.6625 | 2020Q2 | https://www.greenelectricalsupply.com/tcp-led12br40d30k-elite-dimmable-led-br40-light-bulbs-3000k.aspx | Green Electrical Supply | 2020 | No
LED Lighting | Downlight | Manufacturer: TCP | True | Daylighting/Photocell, |  | BR40 | Medium E26 | Home > LED Light Bulbs > LED Reflector Bulbs > LED BR40 > 5000K Daylight > 12W Elite Dimmable LED BR40 50K Product Specifications - Quick Reference Input Voltage: Lumens: 120 Volt AC 900 Lumens Dimensions: Dimmable: 5.0" W x 6.6" MOL Yes LED Color: 5000K Daylight Life Time: 25,000 Hours Power Consumption: Luminous Efficacy: 12 Watts 75.0 lm/W CRI: Certifications: 82 CRI UL Damp Locations Built off a 20-year history of producing energy efficient lighting, Technical Consumer Products, Inc. (TCP) is excited to announce its most advanced and comprehensive lineup of LED lamps: the LED Elite Series. With TCPs dedication to manufacturing high quality, state-of-the-art lighting, combined with excellent high color rendering index (CRI), smooth dimming capabilities and new shatterproof smooth housing (which gives the appearance of traditional halogen bulbs), the LED Elite Series bulbs are a perfect choice to transform nearly every lighted environment into something extraordinary. TCPs design results in world class LED lamps with industry leading dimming performance and best-in-class efficiencies! TCPs precision-designed full face optic lens offers extremely accurate light pattern control, with no washouts, color shifting or hot spots. This results in better overall light levels delivered right where it is needed. This is the TCP, LED Elite Dimmable BR40 lamp and it comes with a color temperature of 5000 Kelvin (K). UL approved, the TCP LED12BR40D50K offers a very durable, solid state lighting technology that significantly reduces lighting service and maintenance costs. These Dimmable LED BR40 bulbs consume up to 80% LESS energy than a standard 85BR40 85-watt incandescent. These LED BR40 bulbs do not contain Mercury or any other harmful substance, generate no IR or UV rays and carry a 5 Year Limited Warranty. TCPs LED BR40 lamps have the highest light output, best dimmability (100% down to 5%) and are the most efficient LED BR40 lamps available today. Consuming just 12 watts of 120 volt energy, this BR40 lamp generates 900 lumens thats 75.0 Lumens per watt. This LED BR40 lamp is rated for 25,000 hours with a minimum starting temperature of -30 degrees Celsius and measures 6.6" MOL and 5.0" in diameter. Click here to see the TCP LED Elite BR Series Specification Sheet. Typical Applications Typical applications for the TCP LED12BR40D50K, Elite Dimmable BR40 LED light bulbs include dimmable recessed downlights, track lights, display lights, and outdoor fixtures that protect the lamps from the elements. TCP 12W Elite Dimmable LED BR40 50K | 5000 | 82 | 900 | 75 | 25000 | 12 | 1 | 5.67 | 5.67 | 6.6625 | 2020Q2 | https://www.greenelectricalsupply.com/tcp-led12br40d50k-elite-dimmable-led-br40-light-bulbs-5000k.aspx | Green Electrical Supply | 2020 | No
LED Lighting | Downlight | Manufacturer: TCP | True |  |  | PAR30 Short Neck | Medium E26 | Home > LED Light Bulbs > LED PAR Bulbs > LED PAR30 Short Neck > Flood (40 Degree) > 2700K Warm White > 10 Watt 850 Lumen 40 Degree Beam Dimmable Short Neck LED PAR30 Flood Light Bulb 2700K Product Specifications - Quick Reference Input Voltage: Lumens: 120 Volt AC 850 Lumens Dimensions: Dimmable: 3.8" W x 3.6" MOL Yes LED Color: 2700 K Warm White Beam Angle: 40 Degree Beam Power Consumption: Luminous Efficacy: 10 Watts 85 lm/W CRI: Certifications: 80 CRI UL Damp Locations Built off a 20-year history of producing energy efficient lighting, Technical Consumer Products, Inc. (TCP) is excited to announce its most advanced and comprehensive lineup of LED lamps: the LED Elite Series. With TCPs dedication to manufacturing high quality, state-of-the-art lighting, combined with excellent high color rendering index (CRI), smooth dimming capabilities and new shatterproof smooth housing (which gives the appearance of traditional halogen bulbs), the LED Elite Series bulbs are a perfect choice to transform nearly every lighted environment into something extraordinary. TCPs design results in world class LED lamps with industry leading dimming performance and best-in-class efficiencies! TCPs precision-designed full face optic lens offers extremely accurate light pattern control, with no washouts, color shifting or hot spots. This results in better overall light levels delivered right where it is needed. This is the TCP, LED Elite Dimmable PAR30 Short Neck lamp and it comes with a color temperature of 2700 Kelvin (K). UL approved, the TCP LED12P30SD27KFL offers a very durable, solid state lighting technology that significantly reduces lighting service and maintenance costs. These Dimmable LED PAR30 bulbs consume up to 85% LESS energy than a standard 75PAR30 75-watt incandescent. These LED PAR30 bulbs do not contain Mercury or any other harmful substance, generate no IR or UV rays and carry a 5 Year Limited Warranty. TCPs LED PAR30 lamps have the highest light output, best dimmability (100% down to 5%) and are the most efficient LED PAR30 lamps available today. Previously a 12 watt bulb, now consuming just 10 watts of 120 volt energy, this PAR30 lamp generates 850 lumens- that's 85 Lumens per watt. This LED PAR30 40 degree beam angle flood lamp is rated for 25,000 hours with a minimum starting temperature of -30 degrees Celsius and measures 3.6" MOL and 3.8" in diameter. Click here to see the TCP LED Elite PAR Series Specification Sheet. Typical Applications Typical applications for the TCP LED12P30SD27KFL, Elite Dimmable LED flood light bulbs include dimmable recessed downlights, track lights, display lights, and outdoor fixtures that protect the lamps from the elements. TCP 10 Watt 850 Lumen 40 Degree Beam Dimmable Short Neck LED PAR30 Flood Light Bulb 2700K | 2700 | 80 | 850 | 85 | 25000 | 10 | 1 | 13.27 | 13.27 | 15.5928 | 2020Q2 | https://www.greenelectricalsupply.com/tcp-led12p30sd27kfl-elite-dimmable-led-par30-short-neck-light-bulbs-2700k.aspx | Green Electrical Supply | 2020 | No
LED Lighting | Downlight | Manufacturer: TCP | True |  |  | PAR30 Short Neck | Medium E26 | Home > LED Light Bulbs > LED PAR Bulbs > LED PAR30 Short Neck > Narrow Flood (25 Degree) > 2700K Warm White > 10 Watt 850 Lumen 25 Degree Beam Dimmable Short Neck LED PAR30 Narrow Flood Light Bulb 2700K Product Specifications - Quick Reference Input Voltage: Lumens: 120 Volt AC 850 Lumens Dimensions: Dimmable: 3.8" W x 3.6" MOL Yes LED Color: 2700 K Warm White Beam Angle: 25 Degree Beam Power Consumption: Luminous Efficacy: 10 Watts 85 lm/W CRI: Certifications: 80 CRI UL Damp Locations Built off a 20-year history of producing energy efficient lighting, Technical Consumer Products, Inc. (TCP) is excited to announce its most advanced and comprehensive lineup of LED lamps: the LED Elite Series. With TCPs dedication to manufacturing high quality, state-of-the-art lighting, combined with excellent high color rendering index (CRI), smooth dimming capabilities and new shatterproof smooth housing (which gives the appearance of traditional halogen bulbs), the LED Elite Series bulbs are a perfect choice to transform nearly every lighted environment into something extraordinary. TCPs design results in world class LED lamps with industry leading dimming performance and best-in-class efficiencies! TCPs precision-designed full face optic lens offers extremely accurate light pattern control, with no washouts, color shifting or hot spots. This results in better overall light levels delivered right where it is needed. This is the TCP, LED Elite Dimmable PAR30 Short Neck lamp and it comes with a color temperature of 2700 Kelvin (K). UL approved, the TCP LED12P30SD27KNFL offers a very durable, solid state lighting technology that significantly reduces lighting service and maintenance costs. These Dimmable LED PAR30 bulbs consume up to 85% LESS energy than a standard 75PAR30 75-watt incandescent. These LED PAR30 bulbs do not contain Mercury or any other harmful substance, generate no IR or UV rays and carry a 5 Year Limited Warranty. TCPs LED PAR30 lamps have the highest light output, best dimmability (100% down to 5%) and are the most efficient LED PAR30 lamps available today. Previously a 12 watt bulb, now consuming just 10 watts of 120 volt energy, this PAR30 lamp generates 850 lumens- that's 85 Lumens per watt. This LED PAR30 25 degree beam angle narrow flood lamp is rated for 25,000 hours with a minimum starting temperature of -30 degrees Celsius and measures 3.6" MOL and 3.8" in diameter. Click here to see the TCP LED Elite PAR Series Specification Sheet. Typical Applications Typical applications for the TCP LED12P30SD27KNFL, Elite Dimmable LED flood light bulbs include dimmable recessed downlights, track lights, display lights, and outdoor fixtures that protect the lamps from the elements. TCP 10 Watt 850 Lumen 25 Degree Beam Dimmable Short Neck LED PAR30 Narrow Flood Light Bulb 2700K | 2700 | 80 | 850 | 85 | 25000 | 10 | 1 | 13.27 | 13.27 | 15.5928 | 2020Q2 | https://www.greenelectricalsupply.com/tcp-led12p30sd27knfl-elite-dimmable-led-par30-short-neck-light-bulbs-2700k.aspx | Green Electrical Supply | 2020 | No
LED Lighting | Downlight | Manufacturer: TCP | True |  |  | PAR30 Short Neck | Medium E26 | Home > LED Light Bulbs > LED PAR Bulbs > LED PAR30 Short Neck > Flood (40 Degree) > 3000K Warm White > 10 Watt 850 Lumen 40 Degree Beam Dimmable Short Neck LED PAR30 Flood Light Bulb 3000K Product Specifications - Quick Reference Input Voltage: Lumens: 120 Volt AC 850 Lumens Dimensions: Dimmable: 3.8" W x 3.6" MOL Yes LED Color: 3000 K Warm White Beam Angle: 40 Degree Beam Power Consumption: Luminous Efficacy: 10 Watts 85 lm/W CRI: Certifications: 80 CRI UL Damp Locations Built off a 20-year history of producing energy efficient lighting, Technical Consumer Products, Inc. (TCP) is excited to announce its most advanced and comprehensive lineup of LED lamps: the LED Elite Series. With TCPs dedication to manufacturing high quality, state-of-the-art lighting, combined with excellent high color rendering index (CRI), smooth dimming capabilities and new shatterproof smooth housing (which gives the appearance of traditional halogen bulbs), the LED Elite Series bulbs are a perfect choice to transform nearly every lighted environment into something extraordinary. TCPs design results in world class LED lamps with industry leading dimming performance and best-in-class efficiencies! TCPs precision-designed full face optic lens offers extremely accurate light pattern control, with no washouts, color shifting or hot spots. This results in better overall light levels delivered right where it is needed. This is the TCP, LED Elite Dimmable PAR30 Short Neck lamp and it comes with a color temperature of 3000 Kelvin (K). UL approved, the TCP LED12P30SD30KFL offers a very durable, solid state lighting technology that significantly reduces lighting service and maintenance costs. These Dimmable LED PAR30 bulbs consume up to 85% LESS energy than a standard 75PAR30 75-watt incandescent. These LED PAR30 bulbs do not contain Mercury or any other harmful substance, generate no IR or UV rays and carry a 5 Year Limited Warranty. TCPs LED PAR30 lamps have the highest light output, best dimmability (100% down to 5%) and are the most efficient LED PAR30 lamps available today. Previously a 12 watt bulb, now consuming just 10 watts of 120 volt energy, this PAR30 lamp generates 850 lumens- that's 85 Lumens per watt. This LED PAR30 40 degree beam angle flood lamp is rated for 25,000 hours with a minimum starting temperature of -30 degrees Celsius and measures 3.6" MOL and 3.8" in diameter. Click here to see the TCP LED Elite PAR Series Specification Sheet. Typical Applications Typical applications for the TCP LED12P30SD30KFL, Elite Dimmable LED flood light bulbs include dimmable recessed downlights, track lights, display lights, and outdoor fixtures that protect the lamps from the elements. TCP 10 Watt 850 Lumen 40 Degree Beam Dimmable Short Neck LED PAR30 Flood Light Bulb 3000K | 3000 | 80 | 850 | 85 | 25000 | 10 | 1 | 13.27 | 13.27 | 15.5928 | 2020Q2 | https://www.greenelectricalsupply.com/tcp-led12p30sd30kfl-elite-dimmable-led-par30-short-neck-light-bulbs-3000k.aspx | Green Electrical Supply | 2020 | No
LED Lighting | Downlight | Manufacturer: TCP | True |  |  | PAR30 Short Neck | Medium E26 | Home > LED Light Bulbs > LED PAR Bulbs > LED PAR30 Short Neck > Narrow Flood (25 Degree) > 3000K Warm White > 10 Watt 850 Lumen 25 Degree Beam Dimmable Short Neck LED PAR30 Narrow Flood Light Bulb 3000K Product Specifications - Quick Reference Input Voltage: Lumens: 120 Volt AC 850 Lumens Dimensions: Dimmable: 3.8" W x 3.6" MOL Yes LED Color: 3000 K Warm White Beam Angle: 25 Degree Beam Power Consumption: Luminous Efficacy: 10 Watts 85 lm/W CRI: Certifications: 80 CRI UL Damp Locations Built off a 20-year history of producing energy efficient lighting, Technical Consumer Products, Inc. (TCP) is excited to announce its most advanced and comprehensive lineup of LED lamps: the LED Elite Series. With TCPs dedication to manufacturing high quality, state-of-the-art lighting, combined with excellent high color rendering index (CRI), smooth dimming capabilities and new shatterproof smooth housing (which gives the appearance of traditional halogen bulbs), the LED Elite Series bulbs are a perfect choice to transform nearly every lighted environment into something extraordinary. TCPs design results in world class LED lamps with industry leading dimming performance and best-in-class efficiencies! TCPs precision-designed full face optic lens offers extremely accurate light pattern control, with no washouts, color shifting or hot spots. This results in better overall light levels delivered right where it is needed. This is the TCP, LED Elite Dimmable PAR30 Short Neck lamp and it comes with a color temperature of 3000 Kelvin (K). UL approved, the TCP LED12P30SD30KNFL offers a very durable, solid state lighting technology that significantly reduces lighting service and maintenance costs. These Dimmable LED PAR30 bulbs consume up to 85% LESS energy than a standard 75PAR30 75-watt incandescent. These LED PAR30 bulbs do not contain Mercury or any other harmful substance, generate no IR or UV rays and carry a 5 Year Limited Warranty. TCPs LED PAR30 lamps have the highest light output, best dimmability (100% down to 5%) and are the most efficient LED PAR30 lamps available today. Previously a 12 watt bulb, now consuming just 10 watts of 120 volt energy, this PAR30 lamp generates 850 lumens- that's 85 Lumens per watt. This LED PAR30 25 degree beam angle narrow flood lamp is rated for 25,000 hours with a minimum starting temperature of -30 degrees Celsius and measures 3.6" MOL and 3.8" in diameter. Click here to see the TCP LED Elite PAR Series Specification Sheet. Typical Applications Typical applications for the TCP LED12P30SD30KNFL, Elite Dimmable LED flood light bulbs include dimmable recessed downlights, track lights, display lights, and outdoor fixtures that protect the lamps from the elements. TCP 10 Watt 850 Lumen 25 Degree Beam Dimmable Short Neck LED PAR30 Narrow Flood Light Bulb 3000K | 3000 | 80 | 850 | 85 | 25000 | 10 | 1 | 13.27 | 13.27 | 15.5928 | 2020Q2 | https://www.greenelectricalsupply.com/tcp-led12p30sd30knfl-elite-dimmable-led-par30-short-neck-light-bulbs-3000k.aspx | Green Electrical Supply | 2020 | No
LED Lighting | Downlight | Manufacturer: TCP | True |  |  | PAR30 Short Neck | Medium E26 | Home > LED Light Bulbs > LED PAR Bulbs > LED PAR30 Short Neck > Spot (15 Degree) > 10 Watt 850 Lumen 15 Degree Beam Dimmable Short Neck LED PAR30 Spot Flood Light Bulb 3000K Product Specifications - Quick Reference Input Voltage: Lumens: 120 Volt AC 850 Lumens Dimensions: Dimmable: 3.8" W x 3.6" MOL Yes LED Color: 3000K Warm White Beam Angle: 15 Degree Beam Power Consumption: Luminous Efficacy: 10 Watts 85 lm/W CRI: Certifications: 80 CRI UL Damp Locations Built off a 20-year history of producing energy efficient lighting, Technical Consumer Products, Inc. (TCP) is excited to announce its most advanced and comprehensive lineup of LED lamps: the LED Elite Series. With TCPs dedication to manufacturing high quality, state-of-the-art lighting, combined with excellent high color rendering index (CRI), smooth dimming capabilities and new shatterproof smooth housing (which gives the appearance of traditional halogen bulbs), the LED Elite Series bulbs are a perfect choice to transform nearly every lighted environment into something extraordinary. TCPs design results in world class LED lamps with industry leading dimming performance and best-in-class efficiencies! TCPs precision-designed full face optic lens offers extremely accurate light pattern control, with no washouts, color shifting or hot spots. This results in better overall light levels delivered right where it is needed. This is the TCP, LED Elite Dimmable PAR30 Short Neck lamp and it comes with a color temperature of 3000 Kelvin (K). UL approved, the TCP LED12P30SD30KSP offers a very durable, solid state lighting technology that significantly reduces lighting service and maintenance costs. These Dimmable LED PAR30 bulbs consume up to 85% LESS energy than a standard 75PAR30 75-watt incandescent. These LED PAR30 bulbs do not contain Mercury or any other harmful substance, generate no IR or UV rays and carry a 5 Year Limited Warranty. TCPs LED PAR30 lamps have the highest light output, best dimmability (100% down to 5%) and are the most efficient LED PAR30 lamps available today. Previously a 12 watt bulb, now consuming just 10 watts of 120 volt energy, this PAR30 lamp generates 850 lumens- that's 85 Lumens per watt. This LED PAR30 15 degree beam angles spot lamp is rated for 25,000 hours with a minimum starting temperature of -30 degrees Celsius and measures 3.6" MOL and 3.8" in diameter. Click here to see the TCP LED Elite PAR Series Specification Sheet. Typical Applications Typical applications for the TCP LED12P30SD30KSP, Elite Dimmable LED flood light bulbs include dimmable recessed downlights, track lights, display lights, and outdoor fixtures that protect the lamps from the elements. TCP 10 Watt 850 Lumen 15 Degree Beam Dimmable Short Neck LED PAR30 Spot Flood Light Bulb 3000K | 3000 | 80 | 850 | 85 | 25000 | 10 | 1 | 13.27 | 13.27 | 15.5928 | 2020Q2 | https://www.greenelectricalsupply.com/tcp-led12p30sd30ksp-elite-dimmable-led-par30-short-neck-light-bulbs-3000k.aspx | Green Electrical Supply | 2020 | No
LED Lighting | Downlight | Manufacturer: TCP | True |  |  | PAR30 Short Neck | Medium E26 | Home > LED Light Bulbs > LED PAR Bulbs > LED PAR30 Short Neck > Flood (40 Degree) > 3500K Bright White > 10 Watt 850 Lumen 40 Degree Beam Dimmable Short Neck LED PAR30 Flood Light Bulb 3500K Product Specifications - Quick Reference Input Voltage: Lumens: 120 Volt AC 850 Lumens Dimensions: Dimmable: 3.8" W x 3.6" MOL Yes LED Color: 3500 K Bright White Beam Angle: 40 Degree Beam Power Consumption: Luminous Efficacy: 10 Watts 85 lm/W CRI: Certifications: 80 CRI UL Damp Locations Built off a 20-year history of producing energy efficient lighting, Technical Consumer Products, Inc. (TCP) is excited to announce its most advanced and comprehensive lineup of LED lamps: the LED Elite Series. With TCPs dedication to manufacturing high quality, state-of-the-art lighting, combined with excellent high color rendering index (CRI), smooth dimming capabilities and new shatterproof smooth housing (which gives the appearance of traditional halogen bulbs), the LED Elite Series bulbs are a perfect choice to transform nearly every lighted environment into something extraordinary. TCPs design results in world class LED lamps with industry leading dimming performance and best-in-class efficiencies! TCPs precision-designed full face optic lens offers extremely accurate light pattern control, with no washouts, color shifting or hot spots. This results in better overall light levels delivered right where it is needed. This is the TCP, LED Elite Dimmable PAR30 Short Neck lamp and it comes with a color temperature of 3500 Kelvin (K). UL approved, the TCP LED12P30SD35KFL offers a very durable, solid state lighting technology that significantly reduces lighting service and maintenance costs. These Dimmable LED PAR30 bulbs consume up to 85% LESS energy than a standard 75PAR30 75-watt incandescent. These LED PAR30 bulbs do not contain Mercury or any other harmful substance, generate no IR or UV rays and carry a 5 Year Limited Warranty. TCPs LED PAR30 lamps have the highest light output, best dimmability (100% down to 5%) and are the most efficient LED PAR30 lamps available today. Previously a 12 watt bulb, now consuming just 10 watts of 120 volt energy, this PAR30 lamp generates 850 lumens- that's 85 Lumens per watt. This LED PAR30 40 degree beam angle flood lamp is rated for 25,000 hours with a minimum starting temperature of -30 degrees Celsius and measures 3.6" MOL and 3.8" in diameter. Click here to see the TCP LED Elite PAR Series Specification Sheet. Typical Applications Typical applications for the TCP LED12P30SD35KFL, Elite Dimmable LED flood light bulbs include dimmable recessed downlights, track lights, display lights, and outdoor fixtures that protect the lamps from the elements. TCP 10 Watt 850 Lumen 40 Degree Beam Dimmable Short Neck LED PAR30 Flood Light Bulb 3500K | 3500 | 80 | 850 | 85 | 25000 | 10 | 1 | 13.27 | 13.27 | 15.5928 | 2020Q2 | https://www.greenelectricalsupply.com/tcp-led12p30sd35kfl-elite-dimmable-led-par30-short-neck-light-bulbs-3500k.aspx | Green Electrical Supply | 2020 | No
LED Lighting | Downlight | Manufacturer: TCP | True |  |  | PAR30 Short Neck | Medium E26 | Home > LED Light Bulbs > LED PAR Bulbs > LED PAR30 Short Neck > Narrow Flood (25 Degree) > 3500K Bright White > 10 Watt 850 Lumen 25 Degree Beam Dimmable Short Neck LED PAR30 Narrow Flood Light Bulb 3500K Product Specifications - Quick Reference Input Voltage: Lumens: 120 Volt AC 850 Lumens Dimensions: Dimmable: 3.8" W x 3.6" MOL Yes LED Color: 3500 K Bright White Beam Angle: 25 Degree Beam Power Consumption: Luminous Efficacy: 10 Watts 85 lm/W CRI: Certifications: 80 CRI UL Damp Locations Built off a 20-year history of producing energy efficient lighting, Technical Consumer Products, Inc. (TCP) is excited to announce its most advanced and comprehensive lineup of LED lamps: the LED Elite Series. With TCPs dedication to manufacturing high quality, state-of-the-art lighting, combined with excellent high color rendering index (CRI), smooth dimming capabilities and new shatterproof smooth housing (which gives the appearance of traditional halogen bulbs), the LED Elite Series bulbs are a perfect choice to transform nearly every lighted environment into something extraordinary. TCPs design results in world class LED lamps with industry leading dimming performance and best-in-class efficiencies! TCPs precision-designed full face optic lens offers extremely accurate light pattern control, with no washouts, color shifting or hot spots. This results in better overall light levels delivered right where it is needed. This is the TCP, LED Elite Dimmable PAR30 Short Neck lamp and it comes with a color temperature of 3500 Kelvin (K). UL approved, the TCP LED12P30SD35KNFL offers a very durable, solid state lighting technology that significantly reduces lighting service and maintenance costs. These Dimmable LED PAR30 bulbs consume up to 85% LESS energy than a standard 75PAR30 75-watt incandescent. These LED PAR30 bulbs do not contain Mercury or any other harmful substance, generate no IR or UV rays and carry a 5 Year Limited Warranty. TCPs LED PAR30 lamps have the highest light output, best dimmability (100% down to 5%) and are the most efficient LED PAR30 lamps available today. Previously a 12 watt bulb, now consuming just 10 watts of 120 volt energy, this PAR30 lamp generates 850 lumens- that's 85 Lumens per watt. This LED PAR30 25 degree beam angle narrow flood lamp is rated for 25,000 hours with a minimum starting temperature of -30 degrees Celsius and measures 3.6" MOL and 3.8" in diameter. Click here to see the TCP LED Elite PAR Series Specification Sheet. Typical Applications Typical applications for the TCP LED12P30SD35KNFL, Elite Dimmable LED flood light bulbs include dimmable recessed downlights, track lights, display lights, and outdoor fixtures that protect the lamps from the elements. TCP 10 Watt 850 Lumen 25 Degree Beam Dimmable Short Neck LED PAR30 Narrow Flood Light Bulb 3500K | 3500 | 80 | 850 | 85 | 25000 | 10 | 1 | 13.27 | 13.27 | 15.5928 | 2020Q2 | https://www.greenelectricalsupply.com/tcp-led12p30sd35knfl-elite-dimmable-led-par30-short-neck-light-bulbs-3500k.aspx | Green Electrical Supply | 2020 | No
LED Lighting | Downlight | Manufacturer: TCP | True |  |  | PAR30 Short Neck | Medium E26 | Home > LED Light Bulbs > LED PAR Bulbs > LED PAR30 Short Neck > Flood (40 Degree) > 4000K Cool White > 10 Watt 850 Lumen 40 Degree Beam Dimmable Short Neck LED PAR30 Flood Light Bulb 4100K Product Specifications - Quick Reference Input Voltage: Lumens: 120 Volt AC 850 Lumens Dimensions: Dimmable: 3.8" W x 3.6" MOL Yes LED Color: 4100 K Cool White Beam Angle: 40 Degree Beam Power Consumption: Luminous Efficacy: 10 Watts 85 lm/W CRI: Certifications: 80 CRI UL Damp Locations Built off a 20-year history of producing energy efficient lighting, Technical Consumer Products, Inc. (TCP) is excited to announce its most advanced and comprehensive lineup of LED lamps: the LED Elite Series. With TCPs dedication to manufacturing high quality, state-of-the-art lighting, combined with excellent high color rendering index (CRI), smooth dimming capabilities and new shatterproof smooth housing (which gives the appearance of traditional halogen bulbs), the LED Elite Series bulbs are a perfect choice to transform nearly every lighted environment into something extraordinary. TCPs design results in world class LED lamps with industry leading dimming performance and best-in-class efficiencies! TCPs precision-designed full face optic lens offers extremely accurate light pattern control, with no washouts, color shifting or hot spots. This results in better overall light levels delivered right where it is needed. This is the TCP, LED Elite Dimmable PAR30 Short Neck lamp and it comes with a color temperature of 4100 Kelvin (K). UL approved, the TCP LED12P30SD41KFL offers a very durable, solid state lighting technology that significantly reduces lighting service and maintenance costs. These Dimmable LED PAR30 bulbs consume up to 85% LESS energy than a standard 75PAR30 75-watt incandescent. These LED PAR30 bulbs do not contain Mercury or any other harmful substance, generate no IR or UV rays and carry a 5 Year Limited Warranty. TCPs LED PAR30 lamps have the highest light output, best dimmability (100% down to 5%) and are the most efficient LED PAR30 lamps available today. Previously a 12 watt bulb, now consuming just 10 watts of 120 volt energy, this PAR30 lamp generates 850 lumens- that's 85 Lumens per watt. This LED PAR30 40 degree beam angle flood lamp is rated for 25,000 hours with a minimum starting temperature of -30 degrees Celsius and measures 3.6" MOL and 3.8" in diameter. Click here to see the TCP LED Elite PAR Series Specification Sheet. Typical Applications Typical applications for the TCP LED12P30SD41KFL, Elite Dimmable LED flood light bulbs include dimmable recessed downlights, track lights, display lights, and outdoor fixtures that protect the lamps from the elements. TCP 10 Watt 850 Lumen 40 Degree Beam Dimmable Short Neck LED PAR30 Flood Light Bulb 4100K | 4100 | 80 | 850 | 85 | 25000 | 10 | 1 | 13.27 | 13.27 | 15.5928 | 2020Q2 | https://www.greenelectricalsupply.com/tcp-led12p30sd41kfl-elite-dimmable-led-par30-short-neck-light-bulbs-4100k.aspx | Green Electrical Supply | 2020 | No
LED Lighting | Downlight | Manufacturer: TCP | True |  |  | PAR30 Short Neck | Medium E26 | Home > Energy Star Qualified Products > 10 Watt 850 Lumen 25 Degree Beam Dimmable Short Neck LED PAR30 Narrow Flood Light Bulb 4100K Product Specifications - Quick Reference Input Voltage: Lumens: 120 Volt AC 850 Lumens Dimensions: Dimmable: 3.8" W x 3.6" MOL Yes LED Color: 4100 K Cool White Beam Angle: 25 Degree Beam Power Consumption: Luminous Efficacy: 10 Watts 85 lm/W CRI: Certifications: 80 CRI UL Damp Locations Built off a 20-year history of producing energy efficient lighting, Technical Consumer Products, Inc. (TCP) is excited to announce its most advanced and comprehensive lineup of LED lamps: the LED Elite Series. With TCPs dedication to manufacturing high quality, state-of-the-art lighting, combined with excellent high color rendering index (CRI), smooth dimming capabilities and new shatterproof smooth housing (which gives the appearance of traditional halogen bulbs), the LED Elite Series bulbs are a perfect choice to transform nearly every lighted environment into something extraordinary. TCPs design results in world class LED lamps with industry leading dimming performance and best-in-class efficiencies! TCPs precision-designed full face optic lens offers extremely accurate light pattern control, with no washouts, color shifting or hot spots. This results in better overall light levels delivered right where it is needed. This is the TCP, LED Elite Dimmable PAR30 Short Neck lamp and it comes with a color temperature of 4100 Kelvin (K). UL approved, the TCP LED12P30SD41KNFL offers a very durable, solid state lighting technology that significantly reduces lighting service and maintenance costs. These Dimmable LED PAR30 bulbs consume up to 85% LESS energy than a standard 75PAR30 75-watt incandescent. These LED PAR30 bulbs do not contain Mercury or any other harmful substance, generate no IR or UV rays and carry a 5 Year Limited Warranty. TCPs LED PAR30 lamps have the highest light output, best dimmability (100% down to 5%) and are the most efficient LED PAR30 lamps available today. Previously a 12 watt bulb, now consuming just 10 watts of 120 volt energy, this PAR30 lamp generates 850 lumens- that's 85 Lumens per watt. This LED PAR30 25 degree beam angle narrow flood lamp is rated for 25,000 hours with a minimum starting temperature of -30 degrees Celsius and measures 3.6" MOL and 3.8" in diameter. Click here to see the TCP LED Elite PAR Series Specification Sheet. Typical Applications Typical applications for the TCP LED12P30SD41KNFL, Elite Dimmable LED flood light bulbs include dimmable recessed downlights, track lights, display lights, and outdoor fixtures that protect the lamps from the elements. TCP 10 Watt 850 Lumen 25 Degree Beam Dimmable Short Neck LED PAR30 Narrow Flood Light Bulb 4100K | 4100 | 80 | 850 | 85 | 25000 | 10 | 1 | 13.27 | 13.27 | 15.5928 | 2020Q2 | https://www.greenelectricalsupply.com/tcp-led12p30sd41knfl-elite-dimmable-led-par30-short-neck-light-bulbs-4100k.aspx | Green Electrical Supply | 2020 | No
LED Lighting | Downlight | Manufacturer: TCP | True |  |  |  |  | 6" Recessed Home > Energy Star Qualified Products > 5 Inch to 6 Inch 14 Watt 820 Lumen LED Recessed Downlight Retrofit 3000K - E26 Adapter Included Product Specifications - Quick Reference Lamp Wattage: Working Voltage: 14 Watts 120 Volt Dimensions: Rated Life: 7.5" W x 3.8" (MOL) 35,000 Hours (L70) Incandescent Equivalent: 85 Watts (820 Lumens) Dimmable: YES - 100% - 0.5% Light Color: CRI: 3000K 82 CRI Certifications: Warranty: ENERGY STAR, UL 5 Year Limited High Performance LED ( Light Emitting Diode ), dual rated for 5" or 6" Recessed Cans. These retrofits are a perfect choice for use in your existing 5 inch or 6 inch recessed can applications. LED lights produce very little heat, reach full brightness instantly and last 35,000 hours. Exceeding all industry standards and smooth, uniform dimming from 100% down to 0.5%, the TCP LED recessed retrofits are a superb, energy saving option for your existing 65BR30 or 85BR30 bulbs. Click here to see the complete TCP 6" Recessed Retrofit Fixture Specification Sheet. This TCP LED14DR5630K 3000 Kelvin (K) warm white LED light operates on your existing 120V circuit and consumes just 14 watts. These LED retrofit lights generate 820 delivered lumens (or 58 Lumens Per Watt) and has a Color Rendering Index (CRI) of 82. The TCP LED14DR5630K 5"-6" LED retrofit bulb is fully dimmable and suitable for damp locations and they carry a 5 year limited warranty. Instant on at full brightness these 5" or 6" recessed can retrofit LED fixtures are rated for 35,000 hours (based on L70 standards). The stated 35,000 Hour life is based on functional light quality. After 30% lumen depreciation the functionality of the lamp is deemed to be at end-of life, even though the lamp is still at 70% of initial lumens (the L70 standard). The dimensions of the LED fixture are 7.5" wide by 3.8 inches MOL. The LED driver is self contained and the finish on the integral baffle and trim is White. These 120 volt LED light bulbs fit most 5"-6" recessed can fixtures with an E26 medium base. There is an adapter with every retrofit can where one end has a standard E26 medium base socket and the other end has a disconnect connector. With the electricity turned off at your circuit breaker, simply screw the E26 socket into your existing recessed can. Then connect the TCP LED retrofit at the disconnect point. Install the LED fixture like you would install your current trim. You have now converted your recessed can to LED. Dimming saves energy while setting the right light level to improve mood and ambiance. Screw-in compact fluorescent lamps (CFLs) and screw-in light emitting diode bulbs (LEDs) are a great energy-saving alternative to incandescent or halogen light sources; however, dimming them may be difficult. Lutrons new CL Dimmers for dimmable CFL and LED bulbs have HED Technology which helps alleviate your CFL and LED dimming challenges. Compared to standard dimmers, Lutrons new CL Dimmers keep the lights on as they are dimmed, make sure the lights turn on at all light levels, eliminate or reduce excessive flicker and keep the lights on even with line voltage fluctuations. Lutron CL dimmers are available in Maestro®, Diva®, Skylark Contour, Luméa®, Ariadni®/Toggler® and Credenza® product families. Click here to see all Lutron CL Dimmer Light Switches and Wall Plates. TCP 5 Inch to 6 Inch 14 Watt 820 Lumen LED Recessed Downlight Retrofit 3000K - E26 Adapter Included | 3000 | 82 | 820 | 58.5714 | 35000 | 14 | 1 | 13.32 | 13.32 | 15.6515 | 2020Q2 | https://www.greenelectricalsupply.com/tcp-led14dr5630k-white-5-or-6-inch-led-recessed-retrofit-downlight-3000k.aspx | Green Electrical Supply | 2020 | Yes
LED Lighting | Downlight | Manufacturer: TCP | True |  |  |  |  | 6" Recessed Home > Light Emitting Diodes (LEDs) > LED Recessed Fixtures > 6" Recessed Retrofits > 5 Inch to 6 Inch 14 Watt 820 Lumen LED Recessed Downlight Retrofit 4100K - E26 Adapter Included Product Specifications - Quick Reference Lamp Wattage: Working Voltage: 14 Watts 120 Volt Dimensions: Rated Life: 7.5" W x 3.8" (MOL) 35,000 Hours (L70) Incandescent Equivalent: 85 Watts (820 Lumens) Dimmable: YES - 100% - 0.5% Light Color: CRI: 4100K 82 CRI Certifications: Warranty: RoHS, UL 5 Year Limited High Performance LED ( Light Emitting Diode ), dual rated for 5" or 6" Recessed Cans. These retrofits are a perfect choice for use in your existing 5 inch or 6 inch recessed can applications. LED lights produce very little heat, reach full brightness instantly and last 35,000 hours. Exceeding all industry standards and smooth, uniform dimming from 100% down to 0.5%, the TCP LED recessed retrofits are a superb, energy saving option for your existing 65BR30 or 85BR30 bulbs. Click here to see the complete TCP 6" Recessed Retrofit Fixture Specification Sheet. This TCP LED14DR5641K 4100 Kelvin (K) warm white LED light operates on your existing 120V circuit and consumes just 14 watts. These LED retrofit lights generate 820 delivered lumens (or 58 Lumens Per Watt) and has a Color Rendering Index (CRI) of 82. The TCP LED14DR5641K 5"-6" LED retrofit bulb is fully dimmable and suitable for damp locations and they carry a 5 year limited warranty. Instant on at full brightness these 5" or 6" recessed can retrofit LED fixtures are rated for 35,000 hours (based on L70 standards). The stated 35,000 Hour life is based on functional light quality. After 30% lumen depreciation the functionality of the lamp is deemed to be at end-of life, even though the lamp is still at 70% of initial lumens (the L70 standard). The dimensions of the LED fixture are 7.5" wide by 3.8 inches MOL. The LED driver is self contained and the finish on the integral baffle and trim is White. These 120 volt LED light bulbs fit most 5"-6" recessed can fixtures with an E26 medium base. There is an adapter with every retrofit can where one end has a standard E26 medium base socket and the other end has a disconnect connector. With the electricity turned off at your circuit breaker, simply screw the E26 socket into your existing recessed can. Then connect the TCP LED retrofit at the disconnect point. Install the LED fixture like you would install your current trim. You have now converted your recessed can to LED. Dimming saves energy while setting the right light level to improve mood and ambiance. Screw-in compact fluorescent lamps (CFLs) and screw-in light emitting diode bulbs (LEDs) are a great energy-saving alternative to incandescent or halogen light sources; however, dimming them may be difficult. Lutrons new CL Dimmers for dimmable CFL and LED bulbs have HED Technology which helps alleviate your CFL and LED dimming challenges. Compared to standard dimmers, Lutrons new CL Dimmers keep the lights on as they are dimmed, make sure the lights turn on at all light levels, eliminate or reduce excessive flicker and keep the lights on even with line voltage fluctuations. Lutron CL dimmers are available in Maestro®, Diva®, Skylark Contour, Luméa®, Ariadni®/Toggler® and Credenza® product families. Click here to see all Lutron CL Dimmer Light Switches and Wall Plates. TCP 5 Inch to 6 Inch 14 Watt 820 Lumen LED Recessed Downlight Retrofit 4100K - E26 Adapter Included | 4100 | 82 | 820 | 58.5714 | 35000 | 14 | 1 | 13.32 | 13.32 | 15.6515 | 2020Q2 | https://www.greenelectricalsupply.com/tcp-led14dr5641k-white-5-or-6-inch-led-recessed-retrofit-downlight-4100k.aspx | Green Electrical Supply | 2020 | Yes
LED Lighting | Downlight | Manufacturer: TCP | True | Daylighting/Photocell, |  |  |  | 6" Recessed Home > Light Emitting Diodes (LEDs) > LED Recessed Fixtures > 6" Recessed Retrofits > 5 Inch to 6 Inch 14 Watt 820 Lumen LED Recessed Downlight Retrofit 5000K - E26 Adapter Included Product Specifications - Quick Reference Lamp Wattage: Working Voltage: 14 Watts 120 Volt Dimensions: Rated Life: 7.5" W x 3.8" (MOL) 35,000 Hours (L70) Incandescent Equivalent: 85 Watts (820 Lumens) Dimmable: YES - 100% - 0.5% Light Color: CRI: 5000K 82 CRI Certifications: Warranty: RoHS, UL 5 Year Limited High Performance LED ( Light Emitting Diode ), dual rated for 5" or 6" Recessed Cans. These retrofits are a perfect choice for use in your existing 5 inch or 6 inch recessed can applications. LED lights produce very little heat, reach full brightness instantly and last 35,000 hours. Exceeding all industry standards and smooth, uniform dimming from 100% down to 0.5%, the TCP LED recessed retrofits are a superb, energy saving option for your existing 65BR30 or 85BR30 bulbs. Click here to see the complete TCP 6" Recessed Retrofit Fixture Specification Sheet. This TCP LED14DR5650K 5000 Kelvin (K) daylight LED light operates on your existing 120V circuit and consumes just 14 watts. These LED retrofit lights generate 820 delivered lumens (or 58 Lumens Per Watt) and has a Color Rendering Index (CRI) of 82. The TCP LED14DR5650K 5"-6" LED retrofit bulb is fully dimmable and suitable for damp locations and they carry a 5 year limited warranty. Instant on at full brightness these 5" or 6" recessed can retrofit LED fixtures are rated for 35,000 hours (based on L70 standards). The stated 35,000 Hour life is based on functional light quality. After 30% lumen depreciation the functionality of the lamp is deemed to be at end-of life, even though the lamp is still at 70% of initial lumens (the L70 standard). The dimensions of the LED fixture are 7.5" wide by 3.8 inches MOL. The LED driver is self contained and the finish on the integral baffle and trim is White. These 120 volt LED light bulbs fit most 5"-6" recessed can fixtures with an E26 medium base. There is an adapter with every retrofit can where one end has a standard E26 medium base socket and the other end has a disconnect connector. With the electricity turned off at your circuit breaker, simply screw the E26 socket into your existing recessed can. Then connect the TCP LED retrofit at the disconnect point. Install the LED fixture like you would install your current trim. You have now converted your recessed can to LED. Dimming saves energy while setting the right light level to improve mood and ambiance. Screw-in compact fluorescent lamps (CFLs) and screw-in light emitting diode bulbs (LEDs) are a great energy-saving alternative to incandescent or halogen light sources; however, dimming them may be difficult. Lutrons new CL Dimmers for dimmable CFL and LED bulbs have HED Technology which helps alleviate your CFL and LED dimming challenges. Compared to standard dimmers, Lutrons new CL Dimmers keep the lights on as they are dimmed, make sure the lights turn on at all light levels, eliminate or reduce excessive flicker and keep the lights on even with line voltage fluctuations. Lutron CL dimmers are available in Maestro®, Diva®, Skylark Contour, Luméa®, Ariadni®/Toggler® and Credenza® product families. Click here to see all Lutron CL Dimmer Light Switches and Wall Plates. TCP 5 Inch to 6 Inch 14 Watt 820 Lumen LED Recessed Downlight Retrofit 5000K - E26 Adapter Included | 5000 | 82 | 820 | 58.5714 | 35000 | 14 | 1 | 13.32 | 13.32 | 15.6515 | 2020Q2 | https://www.greenelectricalsupply.com/tcp-led14dr5650k-white-5-or-6-inch-led-recessed-retrofit-downlight-5000k.aspx | Green Electrical Supply | 2020 | Yes
LED Lighting | Downlight | Manufacturer: TCP | True |  |  | PAR30 | Medium E26 | Home > LED Light Bulbs > LED PAR Bulbs > LED PAR30 Long Neck > Flood (40 Degree) > 2700K Warm White > 13.5 Watt 1050 Lumen 40 Degree Beam Long Neck Elite LED PAR30 Flood Light Bulb 2700K Product Specifications - Quick Reference Input Voltage: Lumens: 120 Volt AC 1050 Lumens Dimensions: Dimmable: 3.8" W x 4.6" MOL Yes LED Color: 2700 K Warm White Beam Angle: 40 Degree Beam Power Consumption: Luminous Efficacy: 13.5 Watts 77.8 lm/W CRI: Certifications: 80 CRI UL Damp Locations Built off a 20-year history of producing energy efficient lighting, Technical Consumer Products, Inc. (TCP) is excited to announce its most advanced and comprehensive lineup of LED lamps: the LED Elite Series. With TCPs dedication to manufacturing high quality, state-of-the-art lighting, combined with excellent high color rendering index (CRI), smooth dimming capabilities and new shatterproof smooth housing (which gives the appearance of traditional halogen bulbs), the LED Elite Series bulbs are a perfect choice to transform nearly every lighted environment into something extraordinary. TCPs design results in world class LED lamps with industry leading dimming performance and best-in-class efficiencies! TCPs precision-designed full face optic lens offers extremely accurate light pattern control, with no washouts, color shifting or hot spots. This results in better overall light levels delivered right where it is needed. This is the TCP, LED Elite Dimmable PAR30 lamp and it comes with a color temperature of 2700 Kelvin (K). UL approved, the TCP LED14P30D27KFL offers a very durable, solid state lighting technology that significantly reduces lighting service and maintenance costs. These Dimmable LED PAR30 bulbs consume up to 85% LESS energy than a standard 90PAR30 90-watt incandescent. These LED PAR30 bulbs do not contain Mercury or any other harmful substance, generate no IR or UV rays and carry a 5 Year Limited Warranty. TCPs LED PAR30 lamps have the highest light output, best dimmability (100% down to 5%) and are the most efficient LED PAR30 lamps available today. Previously a 14 watt bulb, now consuming just 13.5 watts of 120 volt energy, this PAR30 lamp generates 1050 lumens- that's 77.8 Lumens per watt. This LED PAR30 40 degree beam angle flood lamp is rated for 25,000 hours with a minimum starting temperature of -30 degrees Celsius and measures 4.6" MOL and 3.8" in diameter. Click here to see the TCP LED Elite PAR Series Specification Sheet. Typical Applications Typical applications for the TCP LED14P30D27KFL, Elite Dimmable LED flood light bulbs include dimmable recessed downlights, track lights, display lights, and outdoor fixtures that protect the lamps from the elements. TCP 13.5 Watt 1050 Lumen 40 Degree Beam Long Neck Elite LED PAR30 Flood Light Bulb 2700K | 2700 | 80 | 1050 | 77.7778 | 25000 | 13.5 | 1 | 13.95 | 13.95 | 16.3918 | 2020Q2 | https://www.greenelectricalsupply.com/tcp-led14p30d27kfl-elite-dimmable-led-par30-light-bulbs-2700k.aspx | Green Electrical Supply | 2020 | No
LED Lighting | Downlight | Manufacturer: TCP | True |  |  | PAR30 | Medium E26 | Home > LED Light Bulbs > LED PAR Bulbs > LED PAR30 Long Neck > Narrow Flood (25 Degree) > 2700K Warm White > 13.5 Watt 1050 Lumen 25 Degree Beam Long Neck Elite LED PAR30 Narrow Flood Light Bulb 2700K Product Specifications - Quick Reference Input Voltage: Lumens: 120 Volt AC 1050 Lumens Dimensions: Dimmable: 3.8" W x 4.6" MOL Yes LED Color: 2700 K Warm White Beam Angle: 25 Degree Beam Power Consumption: Luminous Efficacy: 13.5 Watts 77.8 lm/W CRI: Certifications: 80 CRI UL Damp Locations Built off a 20-year history of producing energy efficient lighting, Technical Consumer Products, Inc. (TCP) is excited to announce its most advanced and comprehensive lineup of LED lamps: the LED Elite Series. With TCPs dedication to manufacturing high quality, state-of-the-art lighting, combined with excellent high color rendering index (CRI), smooth dimming capabilities and new shatterproof smooth housing (which gives the appearance of traditional halogen bulbs), the LED Elite Series bulbs are a perfect choice to transform nearly every lighted environment into something extraordinary. TCPs design results in world class LED lamps with industry leading dimming performance and best-in-class efficiencies! TCPs precision-designed full face optic lens offers extremely accurate light pattern control, with no washouts, color shifting or hot spots. This results in better overall light levels delivered right where it is needed. This is the TCP, LED Elite Dimmable PAR30 lamp and it comes with a color temperature of 2700 Kelvin (K). UL approved, the TCP LED14P30D27KNFL offers a very durable, solid state lighting technology that significantly reduces lighting service and maintenance costs. These Dimmable LED PAR30 bulbs consume up to 85% LESS energy than a standard 90PAR30 90-watt incandescent. These LED PAR30 bulbs do not contain Mercury or any other harmful substance, generate no IR or UV rays and carry a 5 Year Limited Warranty. TCPs LED PAR30 lamps have the highest light output, best dimmability (100% down to 5%) and are the most efficient LED PAR30 lamps available today. Previously a 14 watt bulb, now consuming just 13.5 watts of 120 volt energy, this PAR30 lamp generates 1050 lumens- that's 77.8 Lumens per watt. This LED PAR30 25 degree beam angle narrow flood lamp is rated for 25,000 hours with a minimum starting temperature of -30 degrees Celsius and measures 4.6" MOL and 3.8" in diameter. Click here to see the TCP LED Elite PAR Series Specification Sheet. Typical Applications Typical applications for the TCP LED14P30D27KNFL, Elite Dimmable LED flood light bulbs include dimmable recessed downlights, track lights, display lights, and outdoor fixtures that protect the lamps from the elements. TCP 13.5 Watt 1050 Lumen 25 Degree Beam Long Neck Elite LED PAR30 Narrow Flood Light Bulb 2700K | 2700 | 80 | 1050 | 77.7778 | 25000 | 13.5 | 1 | 13.95 | 13.95 | 16.3918 | 2020Q2 | https://www.greenelectricalsupply.com/tcp-led14p30d27knfl-elite-dimmable-led-par30-light-bulbs-2700k.aspx | Green Electrical Supply | 2020 | No
LED Lighting | Downlight | Manufacturer: TCP | True |  |  | PAR30 | Medium E26 | Home > Energy Star Qualified Products > 13.5 Watt 1050 Lumen 40 Degree Beam Long Neck Elite LED PAR30 Flood Light Bulb 3000K Product Specifications - Quick Reference Input Voltage: Lumens: 120 Volt AC 1050 Lumens Dimensions: Dimmable: 3.8" W x 4.6" MOL Yes LED Color: 3000 K Warm White Beam Angle: 40 Degree Beam Power Consumption: Luminous Efficacy: 13.5 Watts 77.8 lm/W CRI: Certifications: 80 CRI UL Damp Locations Built off a 20-year history of producing energy efficient lighting, Technical Consumer Products, Inc. (TCP) is excited to announce its most advanced and comprehensive lineup of LED lamps: the LED Elite Series. With TCPs dedication to manufacturing high quality, state-of-the-art lighting, combined with excellent high color rendering index (CRI), smooth dimming capabilities and new shatterproof smooth housing (which gives the appearance of traditional halogen bulbs), the LED Elite Series bulbs are a perfect choice to transform nearly every lighted environment into something extraordinary. TCPs design results in world class LED lamps with industry leading dimming performance and best-in-class efficiencies! TCPs precision-designed full face optic lens offers extremely accurate light pattern control, with no washouts, color shifting or hot spots. This results in better overall light levels delivered right where it is needed. This is the TCP, LED Elite Dimmable PAR30 lamp and it comes with a color temperature of 3000 Kelvin (K). UL approved, the TCP LED14P30D30KFL offers a very durable, solid state lighting technology that significantly reduces lighting service and maintenance costs. These Dimmable LED PAR30 bulbs consume up to 85% LESS energy than a standard 90PAR30 90-watt incandescent. These LED PAR30 bulbs do not contain Mercury or any other harmful substance, generate no IR or UV rays and carry a 5 Year Limited Warranty. TCPs LED PAR30 lamps have the highest light output, best dimmability (100% down to 5%) and are the most efficient LED PAR30 lamps available today. Previously a 14 watt bulb, now consuming just 13.5 watts of 120 volt energy, this PAR30 lamp generates 1050 lumens- that's 77.8 Lumens per watt. This LED PAR30 40 degree beam angle flood lamp is rated for 25,000 hours with a minimum starting temperature of -30 degrees Celsius and measures 4.6" MOL and 3.8" in diameter. Click here to see the TCP LED Elite PAR Series Specification Sheet. Typical Applications Typical applications for the TCP LED14P30D30KFL, Elite Dimmable LED flood light bulbs include dimmable recessed downlights, track lights, display lights, and outdoor fixtures that protect the lamps from the elements. TCP 13.5 Watt 1050 Lumen 40 Degree Beam Long Neck Elite LED PAR30 Flood Light Bulb 3000K | 3000 | 80 | 1050 | 77.7778 | 25000 | 13.5 | 1 | 13.95 | 13.95 | 16.3918 | 2020Q2 | https://www.greenelectricalsupply.com/tcp-led14p30d30kfl-elite-dimmable-led-par30-light-bulbs-3000k.aspx | Green Electrical Supply | 2020 | No
LED Lighting | Downlight | Manufacturer: TCP | True |  |  | PAR30 | Medium E26 | Home > LED Light Bulbs > LED PAR Bulbs > LED PAR30 Long Neck > Narrow Flood (25 Degree) > 3000K Warm White > 13.5 Watt 1050 Lumen 25 Degree Beam Long Neck Elite LED PAR30 Narrow Flood Light Bulb 3000K Product Specifications - Quick Reference Input Voltage: Lumens: 120 Volt AC 1050 Lumens Dimensions: Dimmable: 3.8" W x 4.6" MOL Yes LED Color: 3000 K Warm White Beam Angle: 25 Degree Beam Power Consumption: Luminous Efficacy: 13.5 Watts 77.8 lm/W CRI: Certifications: 80 CRI UL Damp Locations Built off a 20-year history of producing energy efficient lighting, Technical Consumer Products, Inc. (TCP) is excited to announce its most advanced and comprehensive lineup of LED lamps: the LED Elite Series. With TCPs dedication to manufacturing high quality, state-of-the-art lighting, combined with excellent high color rendering index (CRI), smooth dimming capabilities and new shatterproof smooth housing (which gives the appearance of traditional halogen bulbs), the LED Elite Series bulbs are a perfect choice to transform nearly every lighted environment into something extraordinary. TCPs design results in world class LED lamps with industry leading dimming performance and best-in-class efficiencies! TCPs precision-designed full face optic lens offers extremely accurate light pattern control, with no washouts, color shifting or hot spots. This results in better overall light levels delivered right where it is needed. This is the TCP, LED Elite Dimmable PAR30 lamp and it comes with a color temperature of 3000 Kelvin (K). UL approved, the TCP LED14P30D30KNFL offers a very durable, solid state lighting technology that significantly reduces lighting service and maintenance costs. These Dimmable LED PAR30 bulbs consume up to 85% LESS energy than a standard 90PAR30 90-watt incandescent. These LED PAR30 bulbs do not contain Mercury or any other harmful substance, generate no IR or UV rays and carry a 5 Year Limited Warranty. TCPs LED PAR30 lamps have the highest light output, best dimmability (100% down to 5%) and are the most efficient LED PAR30 lamps available today. Previously a 14 watt bulb, now consuming just 13.5 watts of 120 volt energy, this PAR30 lamp generates 1050 lumens- that's 77.8 Lumens per watt. This LED PAR30 25 degree beam angle narrow flood lamp is rated for 25,000 hours with a minimum starting temperature of -30 degrees Celsius and measures 4.6" MOL and 3.8" in diameter. Click here to see the TCP LED Elite PAR Series Specification Sheet. Typical Applications Typical applications for the TCP LED14P30D30KNFL, Elite Dimmable LED flood light bulbs include dimmable recessed downlights, track lights, display lights, and outdoor fixtures that protect the lamps from the elements. TCP 13.5 Watt 1050 Lumen 25 Degree Beam Long Neck Elite LED PAR30 Narrow Flood Light Bulb 3000K | 3000 | 80 | 1050 | 77.7778 | 25000 | 13.5 | 1 | 13.95 | 13.95 | 16.3918 | 2020Q2 | https://www.greenelectricalsupply.com/tcp-led14p30d30knfl-elite-dimmable-led-par30-light-bulbs-3000k.aspx | Green Electrical Supply | 2020 | No
LED Lighting | Downlight | Manufacturer: TCP | True |  |  | PAR30 | Medium E26 | Home > LED Light Bulbs > LED PAR Bulbs > LED PAR30 Long Neck > Spot (15 Degree) > 13.5 Watt 1050 Lumen 15 Degree Beam Long Neck LED PAR30 Spot Flood Light Bulb 3000K Product Specifications - Quick Reference Input Voltage: Lumens: 120 Volt AC 1050 Lumens Dimensions: Dimmable: 3.8" W x 4.6" MOL Yes LED Color: 3000 K Warm White Beam Angle: 15 Degree Beam Power Consumption: Luminous Efficacy: 13.5 Watts 77.8lm/W CRI: Certifications: 80 CRI UL Damp Locations Built off a 20-year history of producing energy efficient lighting, Technical Consumer Products, Inc. (TCP) is excited to announce its most advanced and comprehensive lineup of LED lamps: the LED Elite Series. With TCPs dedication to manufacturing high quality, state-of-the-art lighting, combined with excellent high color rendering index (CRI), smooth dimming capabilities and new shatterproof smooth housing (which gives the appearance of traditional halogen bulbs), the LED Elite Series bulbs are a perfect choice to transform nearly every lighted environment into something extraordinary. TCPs design results in world class LED lamps with industry leading dimming performance and best-in-class efficiencies! TCPs precision-designed full face optic lens offers extremely accurate light pattern control, with no washouts, color shifting or hot spots. This results in better overall light levels delivered right where it is needed. This is the TCP, LED Elite Dimmable PAR30 lamp and it comes with a color temperature of 3000 Kelvin (K). UL approved, the TCP LED14P30D30KSP offers a very durable, solid state lighting technology that significantly reduces lighting service and maintenance costs. These Dimmable LED PAR30 bulbs consume up to 85% LESS energy than a standard 90PAR30 90-watt incandescent. These LED PAR30 bulbs do not contain Mercury or any other harmful substance, generate no IR or UV rays and carry a 5 Year Limited Warranty. TCPs LED PAR30 lamps have the highest light output, best dimmability (100% down to 5%) and are the most efficient LED PAR30 lamps available today. Previously a 14 watt bulb, now consuming just 13.5 watts of 120 volt energy, this PAR30 lamp generates 1050 lumens- that's 77.8 Lumens per watt. This LED PAR30 15 degree beam angle spot lamp is rated for 25,000 hours with a minimum starting temperature of -30 degrees Celsius and measures 4.6" MOL and 3.8" in diameter. Click here to see the TCP LED Elite PAR Series Specification Sheet. Typical Applications Typical applications for the TCP LED14P30D30KSP, Elite Dimmable LED flood light bulbs include dimmable recessed downlights, track lights, display lights, and outdoor fixtures that protect the lamps from the elements. TCP 13.5 Watt 1050 Lumen 15 Degree Beam Long Neck LED PAR30 Spot Flood Light Bulb 3000K | 3000 | 80 | 1050 | 77.7778 | 25000 | 13.5 | 1 | 13.95 | 13.95 | 16.3918 | 2020Q2 | https://www.greenelectricalsupply.com/tcp-led14p30d30ksp-elite-dimmable-led-par30-light-bulbs-3000k.aspx | Green Electrical Supply | 2020 | No
LED Lighting | Downlight | Manufacturer: TCP | True |  |  | PAR30 | Medium E26 | Home > LED Light Bulbs > LED PAR Bulbs > LED PAR30 Long Neck > Flood (40 Degree) > 3500K Bright White > 13.5 Watt 1050 Lumen 40 Degree Beam Long Neck Elite LED PAR30 Flood Light Bulb 3500K Product Specifications - Quick Reference Input Voltage: Lumens: 120 Volt AC 1050 Lumens Dimensions: Dimmable: 3.8" W x 4.6" MOL Yes LED Color: 3500 K Bright White Beam Angle: 40 Degree Beam Power Consumption: Luminous Efficacy: 13.5 Watts 77.8 lm/W CRI: Certifications: 80 CRI UL Damp Locations Built off a 20-year history of producing energy efficient lighting, Technical Consumer Products, Inc. (TCP) is excited to announce its most advanced and comprehensive lineup of LED lamps: the LED Elite Series. With TCPs dedication to manufacturing high quality, state-of-the-art lighting, combined with excellent high color rendering index (CRI), smooth dimming capabilities and new shatterproof smooth housing (which gives the appearance of traditional halogen bulbs), the LED Elite Series bulbs are a perfect choice to transform nearly every lighted environment into something extraordinary. TCPs design results in world class LED lamps with industry leading dimming performance and best-in-class efficiencies! TCPs precision-designed full face optic lens offers extremely accurate light pattern control, with no washouts, color shifting or hot spots. This results in better overall light levels delivered right where it is needed. This is the TCP, LED Elite Dimmable PAR30 lamp and it comes with a color temperature of 3500 Kelvin (K). UL approved, the TCP LED14P30D35KFL offers a very durable, solid state lighting technology that significantly reduces lighting service and maintenance costs. These Dimmable LED PAR30 bulbs consume up to 85% LESS energy than a standard 90PAR30 90-watt incandescent. These LED PAR30 bulbs do not contain Mercury or any other harmful substance, generate no IR or UV rays and carry a 5 Year Limited Warranty. TCPs LED PAR30 lamps have the highest light output, best dimmability (100% down to 5%) and are the most efficient LED PAR30 lamps available today. Previously a 14 watt bulb, now consuming just 13.5 watts of 120 volt energy, this PAR30 lamp generates 1050 lumens- that's 77.8 Lumens per watt. This LED PAR30 40 degree beam angle flood lamp is rated for 25,000 hours with a minimum starting temperature of -30 degrees Celsius and measures 4.6" MOL and 3.8" in diameter. Click here to see the TCP LED Elite PAR Series Specification Sheet. Typical Applications Typical applications for the TCP LED14P30D35KFL, Elite Dimmable LED flood light bulbs include dimmable recessed downlights, track lights, display lights, and outdoor fixtures that protect the lamps from the elements. TCP 13.5 Watt 1050 Lumen 40 Degree Beam Long Neck Elite LED PAR30 Flood Light Bulb 3500K | 3500 | 80 | 1050 | 77.7778 | 25000 | 13.5 | 1 | 13.95 | 13.95 | 16.3918 | 2020Q2 | https://www.greenelectricalsupply.com/tcp-led14p30d35kfl-elite-dimmable-led-par30-light-bulbs-3500k.aspx | Green Electrical Supply | 2020 | No
LED Lighting | Downlight | Manufacturer: TCP | True |  |  | PAR30 | Medium E26 | Home > LED Light Bulbs > LED PAR Bulbs > LED PAR30 Long Neck > Flood (40 Degree) > 4000K Cool White > 13.5 Watt 1050 Lumen 40 Degree Beam Long Neck Elite LED PAR30 Flood Light Bulb 4100K Product Specifications - Quick Reference Input Voltage: Lumens: 120 Volt AC 1050 Lumens Dimensions: Dimmable: 3.8" W x 4.6" MOL Yes LED Color: 4100K Cool White Beam Angle: 40 Degree Beam Power Consumption: Luminous Efficacy: 13.5 Watts 77.8 lm/W CRI: Certifications: 80 CRI UL Damp Locations Built off a 20-year history of producing energy efficient lighting, Technical Consumer Products, Inc. (TCP) is excited to announce its most advanced and comprehensive lineup of LED lamps: the LED Elite Series. With TCPs dedication to manufacturing high quality, state-of-the-art lighting, combined with excellent high color rendering index (CRI), smooth dimming capabilities and new shatterproof smooth housing (which gives the appearance of traditional halogen bulbs), the LED Elite Series bulbs are a perfect choice to transform nearly every lighted environment into something extraordinary. TCPs design results in world class LED lamps with industry leading dimming performance and best-in-class efficiencies! TCPs precision-designed full face optic lens offers extremely accurate light pattern control, with no washouts, color shifting or hot spots. This results in better overall light levels delivered right where it is needed. This is the TCP, LED Elite Dimmable PAR30 lamp and it comes with a color temperature of 4100 Kelvin (K). UL approved, the TCP LED14P30D41KFL offers a very durable, solid state lighting technology that significantly reduces lighting service and maintenance costs. These Dimmable LED PAR30 bulbs consume up to 85% LESS energy than a standard 90PAR30 90-watt incandescent. These LED PAR30 bulbs do not contain Mercury or any other harmful substance, generate no IR or UV rays and carry a 5 Year Limited Warranty. TCPs LED PAR30 lamps have the highest light output, best dimmability (100% down to 5%) and are the most efficient LED PAR30 lamps available today. Previously a 14 watt bulb, now consuming just 13.5 watts of 120 volt energy, this PAR30 lamp generates 1050 lumens- that's 77.8 Lumens per watt. This LED PAR30 40 degree beam angle flood lamp is rated for 25,000 hours with a minimum starting temperature of -30 degrees Celsius and measures 4.6" MOL and 3.8" in diameter. Click here to see the TCP LED Elite PAR Series Specification Sheet. Typical Applications Typical applications for the TCP LED14P30D41KFL, Elite Dimmable LED flood light bulbs include dimmable recessed downlights, track lights, display lights, and outdoor fixtures that protect the lamps from the elements. TCP 13.5 Watt 1050 Lumen 40 Degree Beam Long Neck Elite LED PAR30 Flood Light Bulb 4100K | 4100 | 80 | 1050 | 77.7778 | 25000 | 13.5 | 1 | 13.95 | 13.95 | 16.3918 | 2020Q2 | https://www.greenelectricalsupply.com/tcp-led14p30d41kfl-elite-dimmable-led-par30-light-bulbs-4100k.aspx | Green Electrical Supply | 2020 | No
LED Lighting | Downlight | Manufacturer: TCP | True |  |  | PAR30 | Medium E26 | Home > LED Light Bulbs > LED PAR Bulbs > LED PAR30 Long Neck > Narrow Flood (25 Degree) > 4000K Cool White > 13.5 Watt 1050 Lumen 25 Degree Beam Long Neck Elite LED PAR30 Narrow Flood Light Bulb 4100K Product Specifications - Quick Reference Input Voltage: Lumens: 120 Volt AC 1050 Lumens Dimensions: Dimmable: 3.8" W x 4.6" MOL Yes LED Color: 4100 K Cool White Beam Angle: 25 Degree Beam Power Consumption: Luminous Efficacy: 13.5 Watts 77.8 lm/W CRI: Certifications: 80 CRI UL Damp Locations Built off a 20-year history of producing energy efficient lighting, Technical Consumer Products, Inc. (TCP) is excited to announce its most advanced and comprehensive lineup of LED lamps: the LED Elite Series. With TCPs dedication to manufacturing high quality, state-of-the-art lighting, combined with excellent high color rendering index (CRI), smooth dimming capabilities and new shatterproof smooth housing (which gives the appearance of traditional halogen bulbs), the LED Elite Series bulbs are a perfect choice to transform nearly every lighted environment into something extraordinary. TCPs design results in world class LED lamps with industry leading dimming performance and best-in-class efficiencies! TCPs precision-designed full face optic lens offers extremely accurate light pattern control, with no washouts, color shifting or hot spots. This results in better overall light levels delivered right where it is needed. This is the TCP, LED Elite Dimmable PAR30 lamp and it comes with a color temperature of 4100 Kelvin (K). UL approved, the TCP LED14P30D41KNFL offers a very durable, solid state lighting technology that significantly reduces lighting service and maintenance costs. These Dimmable LED PAR30 bulbs consume up to 85% LESS energy than a standard 90PAR30 90-watt incandescent. These LED PAR30 bulbs do not contain Mercury or any other harmful substance, generate no IR or UV rays and carry a 5 Year Limited Warranty. TCPs LED PAR30 lamps have the highest light output, best dimmability (100% down to 5%) and are the most efficient LED PAR30 lamps available today. Previously a 14 watt bulb, now consuming just 13.5 watts of 120 volt energy, this PAR30 lamp generates 1050 lumens- that's 77.8 Lumens per watt. This LED PAR30 25 degree beam angle narrow flood lamp is rated for 25,000 hours with a minimum starting temperature of -30 degrees Celsius and measures 4.6" MOL and 3.8" in diameter. Click here to see the TCP LED Elite PAR Series Specification Sheet. Typical Applications Typical applications for the TCP LED14P30D41KNFL, Elite Dimmable LED flood light bulbs include dimmable recessed downlights, track lights, display lights, and outdoor fixtures that protect the lamps from the elements. TCP 13.5 Watt 1050 Lumen 25 Degree Beam Long Neck Elite LED PAR30 Narrow Flood Light Bulb 4100K | 4100 | 80 | 1050 | 77.7778 | 25000 | 13.5 | 1 | 13.95 | 13.95 | 16.3918 | 2020Q2 | https://www.greenelectricalsupply.com/tcp-led14p30d41knfl-elite-dimmable-led-par30-light-bulbs-4100k.aspx | Green Electrical Supply | 2020 | No
LED Lighting | Downlight | Manufacturer: TCP | True | Daylighting/Photocell, |  | PAR30 | Medium E26 | Home > LED Light Bulbs > LED PAR Bulbs > LED PAR30 Long Neck > Flood (40 Degree) > 5000K Daylight > 13.5 Watt 1050 Lumen 40 Degree Beam Long Neck Elite LED PAR30 Flood Light Bulb 5000K Product Specifications - Quick Reference Input Voltage: Lumens: 120 Volt AC 1050 Lumens Dimensions: Dimmable: 3.8" W x 4.6" MOL Yes LED Color: 5000 K Daylight Beam Angle: 40 Degree Beam Power Consumption: Luminous Efficacy: 13.5 Watts 77.8 lm/W CRI: Certifications: 80 CRI UL Damp Locations Built off a 20-year history of producing energy efficient lighting, Technical Consumer Products, Inc. (TCP) is excited to announce its most advanced and comprehensive lineup of LED lamps: the LED Elite Series. With TCPs dedication to manufacturing high quality, state-of-the-art lighting, combined with excellent high color rendering index (CRI), smooth dimming capabilities and new shatterproof smooth housing (which gives the appearance of traditional halogen bulbs), the LED Elite Series bulbs are a perfect choice to transform nearly every lighted environment into something extraordinary. TCPs design results in world class LED lamps with industry leading dimming performance and best-in-class efficiencies! TCPs precision-designed full face optic lens offers extremely accurate light pattern control, with no washouts, color shifting or hot spots. This results in better overall light levels delivered right where it is needed. This is the TCP, LED Elite Dimmable PAR30 lamp and it comes with a color temperature of 5000 Kelvin (K). UL approved, the TCP LED14P30D50KFL offers a very durable, solid state lighting technology that significantly reduces lighting service and maintenance costs. These Dimmable LED PAR30 bulbs consume up to 85% LESS energy than a standard 90PAR30 90-watt incandescent. These LED PAR30 bulbs do not contain Mercury or any other harmful substance, generate no IR or UV rays and carry a 5 Year Limited Warranty. TCPs LED PAR30 lamps have the highest light output, best dimmability (100% down to 5%) and are the most efficient LED PAR30 lamps available today. Previously a 14 watt bulb, now consuming just 13.5 watts of 120 volt energy, this PAR30 lamp generates 1050 lumens- that's 77.8 Lumens per watt. This LED PAR30 40 degree beam angle flood lamp is rated for 25,000 hours with a minimum starting temperature of -30 degrees Celsius and measures 4.6" MOL and 3.8" in diameter. Click here to see the TCP LED Elite PAR Series Specification Sheet. Typical Applications Typical applications for the TCP LED14P30D50KFL, Elite Dimmable LED flood light bulbs include dimmable recessed downlights, track lights, display lights, and outdoor fixtures that protect the lamps from the elements. TCP 13.5 Watt 1050 Lumen 40 Degree Beam Long Neck Elite LED PAR30 Flood Light Bulb 5000K | 5000 | 80 | 1050 | 77.7778 | 25000 | 13.5 | 1 | 13.95 | 13.95 | 16.3918 | 2020Q2 | https://www.greenelectricalsupply.com/tcp-led14p30d50kfl-elite-dimmable-led-par30-light-bulbs-5000k.aspx | Green Electrical Supply | 2020 | No
LED Lighting | Decorative | Manufacturer: TCP | True |  |  | Torpedo | Candelabra E12 | Home > LED Light Bulbs > LED Speciality Bulbs > 4W Dim LED E12 Candelabra 2700K Product Specifications - Quick Reference Wattage of Bulb: 4 Watt Dimensions: 1.4" (W) x 3.8" (H) Light Color: Rated Life: 2700K - Warm White 25,000 Hours Certifications: Warranty: UL, cUL TCP 3 Year Limited Lumen Output: Operating Voltage: 200 Lumens 120 Volt Equivalent: Dimmable: 25W Incandescent YES - DIMMABLE A dimmable LED decorative candle for multi-socket ornamental fixtures and decorative chandeliers, the 4-watt LED candelabra base bulbs, in a clear blunt tip (some call a torpedo) shape, replaces up to a 25-watt incandescent bulb. This results in up to 80 percent savings in energy over the 25,000 hour rated life. UL Damp Location rated and uniform, smooth dimming (NOTE: three or more lamps per dimming circuit is recommended for optimal dimming), make this LED Candelabra bulb a great option for chandeliers, ceiling fans and indoor/outdoor fixtures. The TCP LED4E12B1127K (22320) consumes just 4 watts of energy and generates 200 lumens (that's 50 lumens/watt). All LEDs are matched for color and CRI. This candelabra bulb is dimmable down to 10 percent, creates a 2700K color temperature and has a CRI of 82. The minimum starting temperature is -30 degrees C and has a maximum operating temperature of 40 degrees C. The physical dimensions are 1.4" wide by 3.8" high. The TCP LED4E12B1127K carrys a 3 year limited warranty. Click here to see the TCP 2013 DECO Dimmable LED Candelabra Specification Sheet. TCP 4W Dim LED E12 Candelabra 2700K | 2700 | 82 | 200 | 50 | 25000 | 4 | 1 | 5.3 | 5.3 | 6.2277 | 2020Q2 | https://www.greenelectricalsupply.com/tcp-led4e12b1127k-22320-4-watt-dimmable-led-e12-candelabra-bulbs-2700k.aspx | Green Electrical Supply | 2020 | Yes
LED Lighting | Decorative | Manufacturer: TCP | True |  |  | Torpedo | Candelabra E12 | Home > LED Light Bulbs > LED Speciality Bulbs > 4W Dim LED Frosted E12 2700K Product Specifications - Quick Reference Wattage of Bulb: 4 Watt Dimensions: 1.4" (W) x 3.8" (H) Light Color: Rated Life: 2700K - Warm White 25,000 Hours Certifications: Warranty: UL, cUL TCP 3 Year Limited Lumen Output: Operating Voltage: 200 Lumens 120 Volt Equivalent: Dimmable: 25W Incandescent YES - DIMMABLE A dimmable LED decorative candle for multi-socket ornamental fixtures and decorative chandeliers, the 4-watt LED candelabra base bulbs, in a Frosted blunt tip (some call a torpedo) shape, replaces up to a 25-watt incandescent bulb. This results in up to 80 percent savings in energy over the 25,000 hour rated life. UL Damp Location rated and uniform, smooth dimming (NOTE: three or more lamps per dimming circuit is recommended for optimal dimming), make this LED Candelabra bulb a great option for chandeliers, ceiling fans and indoor/outdoor fixtures. The TCP LED4E12B1127KF (20397) consumes just 4 watts of energy and generates 200 lumens (that's 50 lumens/watt). All LEDs are matched for color and CRI. This candelabra bulb is dimmable down to 10 percent, creates a 2700K color temperature and has a CRI of 82. The minimum starting temperature is -30 degrees C and has a maximum operating temperature of 40 degrees C. The physical dimensions are 1.4" wide by 3.8" high. The TCP LED4E12B1127KF carrys a 3 year limited warranty. Click here to see the TCP 2013 DECO Dimmable LED Candelabra Specification Sheet. TCP 4W Dim LED Frosted E12 2700K | 2700 | 82 | 200 | 50 | 25000 | 4 | 1 | 5.3 | 5.3 | 6.2277 | 2020Q2 | https://www.greenelectricalsupply.com/tcp-led4e12b1127kf-20397-4-watt-dimmable-led-e12-candelabra-bulbs-2700k.aspx | Green Electrical Supply | 2020 | Yes
LED Lighting | Decorative | Manufacturer: TCP | True |  |  | G16 | Candelabra E12 | Home > Energy Star Qualified Products > 4 Watt Dimmable LED G16 Globe Bulb E12 Candelabra Base 120V 2700K Product Specifications - Quick Reference Wattage of Bulb: 4 Watt Dimensions: 2.0" (W) x 3.5" (H) Light Color: Rated Life: 2700K - Warm White 25,000 Hours Certifications: Warranty: UL, cUL TCP 3 Year Limited Lumen Output: Operating Voltage: 200 Lumens 120 Volt Equivalent: Dimmable: 25W Incandescent YES - DIMMABLE A dimmable LED decorative candle for multi-socket ornamental fixtures and decorative chandeliers, the 4-watt LED candelabra base bulbs, in a clear G16 Globe shape, replaces up to a 25-watt incandescent bulb. This results in up to 80 percent savings in energy over the 25,000 hour rated life. UL Damp Location rated and uniform, smooth dimming (NOTE: three or more lamps per dimming circuit is recommended for optimal dimming), make this LED Candelabra bulb a great option for chandeliers, ceiling fans and indoor/outdoor fixtures. The TCP LED4E12G1627K (21067) consumes just 4 watts of energy and generates 200 lumens (that's 50 lumens/watt). All LEDs are matched for color and CRI. This candelabra bulb is dimmable down to 10 percent, creates a 2700K color temperature and has a CRI of 82. The minimum starting temperature is -30 degrees C and has a maximum operating temperature of 40 degrees C. The physical dimensions are 2.0" wide by 3.5" high. The TCP LED4E12G1627K carrys a 3 year limited warranty. Click here to see the TCP 2013 DECO Dimmable LED Candelabra Specification Sheet. TCP 4 Watt Dimmable LED G16 Globe Bulb E12 Candelabra Base 120V 2700K | 2700 | 82 | 200 | 50 | 25000 | 4 | 1 | 5.3 | 5.3 | 6.2277 | 2020Q2 | https://www.greenelectricalsupply.com/tcp-led4e12g1627k-21607-4-watt-g16-dimmable-led-e12-candelabra-bulbs-2700k.aspx | Green Electrical Supply | 2020 | Yes
LED Lighting | Decorative | Manufacturer: TCP | True |  |  | G16 | Candelabra E12 | Home > LED Light Bulbs > LED Globe Bulbs > LED G16 Globe > 4 Watt Dimmable Frosted LED G16 Globe Bulb E12 Candelabra Base 120V 2700K Product Specifications - Quick Reference Wattage of Bulb: 4 Watt Dimensions: 2.0" (W) x 3.5" (H) Light Color: Rated Life: 2700K - Warm White 25,000 Hours Certifications: Warranty: UL, cUL TCP 3 Year Limited Lumen Output: Operating Voltage: 200 Lumens 120 Volt Equivalent: Dimmable: 25W Incandescent YES - DIMMABLE A dimmable LED decorative candle for multi-socket ornamental fixtures and decorative chandeliers, the 4-watt LED candelabra base bulbs, in a Frosted G16 Globe shape, replaces up to a 25-watt incandescent bulb. This results in up to 80 percent savings in energy over the 25,000 hour rated life. UL Damp Location rated and uniform, smooth dimming (NOTE: three or more lamps per dimming circuit is recommended for optimal dimming), make this LED Candelabra bulb a great option for chandeliers, ceiling fans and indoor/outdoor fixtures. The TCP LED4E12G1627KF (20400) consumes just 4 watts of energy and generates 200 lumens (that's 50 lumens/watt). All LEDs are matched for color and CRI. This candelabra bulb is dimmable down to 10 percent, creates a 2700K color temperature and has a CRI of 82. The minimum starting temperature is -30 degrees C and has a maximum operating temperature of 40 degrees C. The physical dimensions are 2.0" wide by 3.5" high and has a candelabra E12 base. The TCP LED4E12G1627KF carrys a 3 year limited warranty. Click here to see the TCP 2013 DECO Dimmable LED Candelabra Specification Sheet. TCP 4 Watt Dimmable Frosted LED G16 Globe Bulb E12 Candelabra Base 120V 2700K | 2700 | 82 | 200 | 50 | 25000 | 4 | 1 | 5.3 | 5.3 | 6.2277 | 2020Q2 | https://www.greenelectricalsupply.com/tcp-led4e12g1627kf-20400-4-watt-g16-dimmable-led-e12-candelabra-bulbs-2700k.aspx | Green Electrical Supply | 2020 | Yes
LED Lighting | Decorative | Manufacturer: TCP | True |  |  | G16 | Candelabra E12 | Home > Energy Star Qualified Products > 5 Watt Dimmable LED G16 Globe Bulb E12 Candelabra Base 120V 2700K Product Specifications - Quick Reference Wattage of Bulb: 5 Watt Dimensions: 2.0" (W) x 3.5" (H) Light Color: Rated Life: 2700K - Warm White 25,000 Hours Certifications: Warranty: UL, cUL TCP 3 Year Limited Lumen Output: Operating Voltage: 300 Lumens 120 Volt Equivalent: Dimmable: 40W Incandescent YES - DIMMABLE A dimmable LED decorative candle for multi-socket ornamental fixtures and decorative chandeliers, the 5-watt LED candelabra base bulbs, in a clear G16 Globe shape, replaces up to a 40-watt incandescent bulb. This results in up to 80 percent savings in energy over the 25,000 hour rated life. UL Damp Location rated and uniform, smooth dimming (NOTE: three or more lamps per dimming circuit is recommended for optimal dimming), make this LED Candelabra bulb a great option for chandeliers, ceiling fans and indoor/outdoor fixtures. The TCP LED5E12G1627K consumes just 5 watts of energy and generates 300 lumens (that's 60 lumens/watt). All LEDs are matched for color and CRI. This candelabra bulb is dimmable down to 10 percent, creates a 2700K color temperature and has a CRI of 82. The minimum starting temperature is -30 degrees C and has a maximum operating temperature of 40 degrees C. The physical dimensions are 2.0" wide by 3.5" high. The TCP LED5E12G1627K carrys a 3 year limited warranty. Click here to see the TCP 2013 DECO Dimmable LED Candelabra Specification Sheet. TCP 5 Watt Dimmable LED G16 Globe Bulb E12 Candelabra Base 120V 2700K | 2700 | 82 | 300 | 60 | 25000 | 5 | 1 | 5.3 | 5.3 | 6.2277 | 2020Q2 | https://www.greenelectricalsupply.com/tcp-led5e12g1627k-5-watt-g16-dimmable-led-e12-candelabra-bulbs-2700k.aspx | Green Electrical Supply | 2020 | Yes
LED Lighting | Decorative | Manufacturer: TCP | True |  |  | G16 | Candelabra E12 | Home > LED Light Bulbs > LED Globe Bulbs > LED G16 Globe > 5 Watt Frosted Dimmable LED G16 Globe Bulb E12 Candelabra Base 120V 2700K Product Specifications - Quick Reference Wattage of Bulb: 5 Watt Dimensions: 2.0" (W) x 3.5" (H) Light Color: Rated Life: 2700K - Warm White 25,000 Hours Certifications: Warranty: UL, cUL TCP 3 Year Limited Lumen Output: Operating Voltage: 300 Lumens 120 Volt Equivalent: Dimmable: 40W Incandescent YES - DIMMABLE A dimmable LED decorative candle for multi-socket ornamental fixtures and decorative chandeliers, the 5-watt LED candelabra base bulbs, in a Frosted G16 Globe shape, replaces up to a 40-watt incandescent bulb. This results in up to 80 percent savings in energy over the 25,000 hour rated life. UL Damp Location rated and uniform, smooth dimming (NOTE: three or more lamps per dimming circuit is recommended for optimal dimming), make this LED Candelabra bulb a great option for chandeliers, ceiling fans and indoor/outdoor fixtures. The TCP LED5E12G1627KF consumes just 5 watts of energy and generates 300 lumens (that's 60 lumens/watt). All LEDs are matched for color and CRI. This candelabra bulb is dimmable down to 10 percent, creates a 2700K color temperature and has a CRI of 82. The minimum starting temperature is -30 degrees C and has a maximum operating temperature of 40 degrees C. The physical dimensions are 2.0" wide by 3.5" high. The TCP LED5E12G1627KF carrys a 3 year limited warranty. Click here to see the TCP 2013 DECO Dimmable LED Candelabra Specification Sheet. TCP 5 Watt Frosted Dimmable LED G16 Globe Bulb E12 Candelabra Base 120V 2700K | 2700 | 82 | 300 | 60 | 25000 | 5 | 1 | 5.3 | 5.3 | 6.2277 | 2020Q2 | https://www.greenelectricalsupply.com/tcp-led5e12g1627kf-5-watt-g16-dimmable-led-e12-candelabra-bulbs-2700k.aspx | Green Electrical Supply | 2020 | Yes
LED Lighting | Downlight | Manufacturer: TCP | True | Daylighting/Photocell, |  | R20 | Medium E26 | Home > Closeout Fixtures and Light Bulbs > 8W Elite Dimmable LED R20 50K Product Specifications - Quick Reference Input Voltage: Lumens: 120 Volt AC 530 Lumens Dimensions: Dimmable: 2.5" W x 3.5" MOL Yes LED Color: 5000 K Daylight Life Time: 25,000 Hours Power Consumption: Luminous Efficacy: 8 Watts 66.3 lm/W CRI: Certifications: 82 CRI UL Damp Locations Built off a 20-year history of producing energy efficient lighting, Technical Consumer Products, Inc. (TCP) is excited to announce its most advanced and comprehensive lineup of LED lamps: the LED Elite Series. With TCPs dedication to manufacturing high quality, state-of-the-art lighting, combined with excellent high color rendering index (CRI), smooth dimming capabilities and new shatterproof smooth housing (which gives the appearance of traditional halogen bulbs), the LED Elite Series bulbs are a perfect choice to transform nearly every lighted environment into something extraordinary. TCPs design results in world class LED lamps with industry leading dimming performance and best-in-class efficiencies! TCPs precision-designed full face optic lens offers extremely accurate light pattern control, with no washouts, color shifting or hot spots. This results in better overall light levels delivered right where it is needed. This is the TCP, LED Elite Dimmable R20 lamp and it comes with a color temperature of 5000 Kelvin (K). UL approved, the TCP LED8R20D50K offers a very durable, solid state lighting technology that significantly reduces lighting service and maintenance costs. These Dimmable LED R20 bulbs consume up to 80% LESS energy than a standard 50R20 50-watt incandescent. These LED R20 bulbs do not contain Mercury or any other harmful substance, generate no IR or UV rays and carry a 5 Year Limited Warranty. TCPs LED R20 lamps have the highest light output, best dimmability (100% down to 5%) and are the most efficient LED R20 lamps available today. Consuming just 8 watts of 120 volt energy, this R20 lamp generates 530 lumens thats 66.3 Lumens per watt. This LED R20 lamp is rated for 25,000 hours with a minimum starting temperature of -30 degrees Celsius and measures 3.5" MOL and 2.5" in diameter. Click here to see the TCP LED Elite BR Series Specification Sheet. Typical Applications Typical applications for the TCP LED8R20D50K, Elite Dimmable R20 LED light bulbs include dimmable recessed downlights, track lights, display lights, and outdoor fixtures that protect the lamps from the elements. TCP 8W Elite Dimmable LED R20 50K | 5000 | 82 | 530 | 66.25 | 25000 | 8 | 1 | 7.01 | 7.01 | 8.237 | 2020Q2 | https://www.greenelectricalsupply.com/tcp-led8r20d50k-elite-dimmable-led-r20-light-bulbs-5000k.aspx | Green Electrical Supply | 2020 | No

## LED Analysis
Table of Contents
Machine Readable Results
Component & Class |  |  | Retail Price Regression, Performance metric 1 | [6 empty] | Retail Price Regression, Performance metric 2 | [6 empty] | Retail Price Regression, Intercepts |  |  | Installation Multiplier |  | Installation Adder |  | Additional Data
Component | Class | Output Units | Coefficient-Low | Coefficient-Mid | Coefficient-High | Metric | Unit | Lower Bound | Upper Bound | Coefficient-Low | Coefficient-Mid | Coefficient-High | Metric | Unit | Lower Bound | Upper Bound | Int-Low | Int-Mid | Int-High | New Construction | Retrofit | New Construction | Retrofit | Lifetime | Cost Variation Considerations | Data Sources | Qualitative Rank | Notes
LED | A-Type | 2023$ | 0.003477 | 0.007252 | 0.011657 | Light Output | Lumens | 300 | 3200 | -0.018401 | -0.009768 | 0.011433 | Efficacy | lm/W | 50 | 165 | 1.7878 | 0.91944 | 8.2891 | N/A | N/A | N/A | N/A | 18.6742 | Brand recognition, Additonal Features (such as tunable lighting or connectivity) | 1 | High SS, Low R2, High Source Diversity | Assumed no installation labor required
LED | Decorative | 2023$ | 0.00893 | 0.013429 | 0.03445 | Light Output | Lumens | 50 | 2600 | -0.081078 | -0.050358 | -0.20706 | Efficacy | lm/W | 50 | 162 | 7.438 | 7.1593 | 24.0225 | N/A | N/A | N/A | N/A | 21.0322 | Brand recognition, Additonal Features (such as tunable lighting or connectivity) | 1 | High SS, Low R2, High Source Diversity | Assumed no installation labor required
LED | Downlight | 2023$ | 0.013055 | 0.035932 | 0.053185 | Light Output | Lumens | 302 | 5000 | -0.060959 | -0.26465 | -0.058566 | Efficacy | lm/W | 50 | 170 | 8.5169 | 28.6303 | 87.5049 | N/A | N/A | 45 | 45 | 41.9098 | Brand recognition, Additonal Features (such as tunable lighting or connectivity) | 1, 2 | High SS, Medium R2, High Source Diversity | Assumes 1 hour labor of electrician for installing ceiling recessed fixture
LED | Reflector | 2023$ | 0.004891 | 0.01604 | 0.017804 | Light Output | Lumens | 200 | 4000 | -0.056589 | -0.25895 | -0.26159 | Efficacy | lm/W | 50 | 170 | 7.2279 | 22.6637 | 33.5189 | N/A | N/A | N/A | N/A | 25.1274 | Brand recognition, Additonal Features (such as tunable lighting or connectivity) | 1 | High SS, Low R2, High Source Diversity | Assumed no installation labor required
Quantile Regression Results
A-Type
Bounds Metric 1 (Lumens): | 300 - 3200
Bounds Metric 2 (Efficacy): | 50 - 165
Sample Size: | 2952
Median R2: | 0.07301
Decorative
Bounds Metric 1 (Lumens): | 50 - 2600
Bounds Metric 2 (Efficacy): | 50 -162
Sample Size: | 1588
Median R2: | 0.07665
Downlight
Bounds Metric 1 (Lumens): | 302 - 5000
Bounds Metric 2 (Efficacy): | 50 - 170
Sample Size: | 3416
Median R2: | 0.1044
Reflector
Bounds Metric 1 (Lumens): | 200 - 400
Bounds Metric 2 (Efficacy): | 50 - 170
Sample Size: | 5631
Median R2: | 0.1217
Notes:
In general, lighting product pricing scales most with lumen output, rather than luminous efficacy.
Many products are priced based on factors such as brand recognition.
Some products may be priced at a large premium for additional features such as adjustable CCT or connected lighting capabilities.
A-type LED lamps include A17, A19 (most common) and A21 lamps with medium E26 base types most commonly used in residential settings. Most are designed to be 40W, 60W, 75W, and 100W replacements lamps, which correspond to distinct lumen values. For example, the most common A-lamp is a 60W replacement lamp (roughly 8 to 10W LED lamp), which corresponds to 800-850 lumens.
A-type LED lamps are the most common product class within a residential space.
Decorative LED lamps include canelabra, globe, and other lamp shapes and can include Edison-type LED lamps.
Downlights are the most common integrated luminaire fixture installed in the residential market.
Reflector lamps consist of R (reflector), MR (multifaceted reflector), or PAR (parabolic aluminized reflector) lamps ranging from sizes 16, 20, 30, and 38.

## Mech Ventilation Data
Table of Contents
Raw Data |  |  |  | Performance Metric 1 | Performance Metric 2 |  |  | Cost Metric | [11 empty] | Labor Calculations | [5 empty] | Labor % multiplier (of Materials & Equipment)
Component | Product Class | Brand | Individual Model # | Sensible Recovery Efficiency (%) | Max Airflow (CFM) | Max Power (W) | Unit Rated Power (W) | Material Cost | Labor Hours | Install Labor ($) | Installed Cost (O&P) | Removal Labor | Removal Hours | Date of Data | Notes | Source | Link | Spec Sheet Link | Regression | Component | Product Class | Install | Removal | Total New Construction | Total Retrofit | New Construction (%) | Retrofit (%) | Date of Data | Source
Mechanical Ventilation | Heat Recovery Ventilator | Vents-US | MICRA 150 | 88% | 71 | 51 |  | 686.06 | [5 empty] | 2023 |  | Home Depot | https://www.homedepot.com/p/VENTS-71-CFM-Single-Room-Heat-Recovery-Ventilator-VENTS-MICRA-150/301360043 | https://images.thdstatic.com/catalog/pdfImages/2e/2e0d4288-e739-4c69-a07c-5af607c206ac.pdf | Yes | Mechanical Ventilation | Energy Recovery Ventilator | 1646.65 | 191.55 | 1646.65 | 1838.2 | 178% | 187% | 2023 | Homewyse
Mechanical Ventilation | Heat Recovery Ventilator | Venmar | EVO5-700 | 61% | 104 | 51 |  | 1419.47 | [5 empty] | 2023 |  | Home Depot | https://www.homedepot.ca/product/venmar-evo-series-evo5-700-hrv-104-cfm-hepa-filters-side-ports/1000681780 | https://images.homedepot.ca/pdf/Spec-%20Sheet%20EVO5%20700%20HRV%20HEPA%20%2820_09%29-pdf.pdf | Yes
Mechanical Ventilation | Heat Recovery Ventilator | Cyclone | DV160 | 70% | 35.3 | 15.4 |  | 1558.96 | [5 empty] | 2023 |  | Home Depot | https://www.homedepot.ca/product/cyclone-ductless-through-the-wall-high-efficiency-heat-recovery-ventilator/1001110143 | https://www.cyclonerangehoods.com/pdfs/product-sheets/DV160%20-%20Product%20Sheet.pdf | Yes
Mechanical Ventilation | Heat Recovery Ventilator | Venmar | EVO5-500 | 61% | 94 | 52 |  | 1234.16 | [5 empty] | 2023 |  | Home Depot | https://www.homedepot.ca/product/venmar-evo-series-evo5-500-hrv-94-cfm-side-ports/1000681781 | https://images.homedepot.ca/pdf/Spec-%20Sheet%20EVO5%20500%20HRV%20%2820_09%29-pdf.pdf | Yes
Mechanical Ventilation | Heat Recovery Ventilator | Honeywell | VNT5200H1000 | 55% | 200 | 150 |  | 1981.74 | [5 empty] | 2023 |  | Walmart | https://www.walmart.com/ip/Truebreeze-Heat-Recovery-Ventilator-200-CFM/992128896 | https://www.firstsupply.com/UserFiles/Documents/inRiver/Original/90848_Honeywell_VNT5200H1000U_Specification_Sheet.pdf | Yes
Mechanical Ventilation | Heat Recovery Ventilator | Honeywell | VNT5200H1000 | 55% | 200 | 150 |  | 1242.08 | [5 empty] | 2023 |  | Supply House | https://www.supplyhouse.com/Honeywell-Home-VNT5200H1000-TrueFRESH-Heat-Recovery-Ventilator-200-CFM | https://www.firstsupply.com/UserFiles/Documents/inRiver/Original/90848_Honeywell_VNT5200H1000U_Specification_Sheet.pdf | Yes
Mechanical Ventilation | Heat Recovery Ventilator | BROAN | HRV250TE | 65% | 250 | 47 | 135 | 3572.56 | [5 empty] | 2023 | Top Port | Venting Direct | https://www.ventingdirect.com/broan-hrv250te-250-cfm-heat-recovery-ventilator-with-top-ports/p2976451 | https://s2.img-b.com/ventingdirect.com/mediabase/specifications/broan/1246113/broan-hrv250te-specification-sheet.pdf | Yes
Mechanical Ventilation | Heat Recovery Ventilator | BROAN | HRV200TE | 70% | 226 | 47 | 135 | 3400.76 | [5 empty] | 2023 | Top Port | Venting Direct | https://www.ventingdirect.com/broan-hrv200te-226-cfm-heat-recovery-ventilator-with-top-ports/p2976449 | https://s2.img-b.com/ventingdirect.com/mediabase/specifications/broan/1246112/broan-hrv200te-specification-sheet.pdf | Yes
Mechanical Ventilation | Heat Recovery Ventilator | BROAN | HRV190S | 60% | 192 | 129 | 195 | 1674.99 | [5 empty] | 2023 |  | Venting Direct | https://www.ventingdirect.com/broan-hrv190s-192-cfm-heat-recovery-ventilator-with-side-ports/p2976455 | https://s1.img-b.com/ventingdirect.com/mediabase/specifications/broan/1246111/broan-hrv190s-specification-sheet.pdf | Yes
Mechanical Ventilation | Energy Recovery Ventilator | Panasonic | FV-04VE1 | 66% | 40 | 23 |  | 449.99 | [5 empty] | 2023 |  | Home Depot | https://www.homedepot.com/p/Panasonic-WhisperComfort-40-20-20-10-CFM-Ceiling-Wall-Energy-Recovery-Ventilator-Bath-Exhaust-Fan-for-Balanced-Ventilation-FV-04VE1/320160777 | https://images.thdstatic.com/catalog/pdfImages/9b/9bf7e543-d91a-41b3-9265-650a1b01efe3.pdf | Yes
Mechanical Ventilation | Energy Recovery Ventilator | Panasonic | FV-10VE2 | 75% | 100 | 68 | 81 | 1079 | [5 empty] | 2023 |  | Lowes | https://www.lowes.com/pd/Panasonic-Intelli-Balance-100-Balanced-Air-50-100CFM/5002180317 | https://pdf.lowes.com/productdocuments/b9dbceba-f59f-49c1-a1a4-31a9cc99d9e2/44132618.pdf?_gl=1*raox1a*_gcl_au*MTU3MjIzNDM2My4xNjg1OTk4NDA0 | Yes
Mechanical Ventilation | Energy Recovery Ventilator | Panasonic | FV-04VE1 Whisper Comfort ERV | 66% | 40 | 23 |  | 489 | [5 empty] | 2023 |  | Lowes | https://www.lowes.com/pd/Panasonic-WhisperComfort-0-8-Sone-40-CFM-White-Bathroom-Fan/5002180157 | https://pdf.lowes.com/productdocuments/fadd8d0b-9276-47b6-ad92-5f3a9cc82d36/44132467.pdf?_gl=1*1innio9*_gcl_au*MTU3MjIzNDM2My4xNjg1OTk4NDA0 | Yes
Mechanical Ventilation | Energy Recovery Ventilator | Panasonic | FV-10VEC2 | 75% | 100 | 68 |  | 1139 | [5 empty] | 2023 | Cold climate capability | Lowes | https://www.lowes.com/pd/Panasonic-Intelli-Balance-100-Balanced-Air-Solution-Cold-Climate-ERV-50-to-100CFM/5002180801 | https://pdf.lowes.com/productdocuments/b9dbceba-f59f-49c1-a1a4-31a9cc99d9e2/44132618.pdf?_gl=1*11z79v8*_gcl_au*MTU3MjIzNDM2My4xNjg1OTk4NDA0 | Yes
Mechanical Ventilation | Energy Recovery Ventilator |  |  |  | 220 |  |  | 2416 | 11.2 | 2443 | 4859 | 274 | 1.1 | 2023 | High, NY - 10162 | Homewyse | https://www.homewyse.com/services/cost_to_install_air_exchanger.html |  | No
Mechanical Ventilation | Energy Recovery Ventilator |  |  |  | 220 |  |  | 2070 | 11.2 | 2026 | 4096 | 229 | 1.1 | 2023 | Low, NY - 10162 | Homewyse | https://www.homewyse.com/services/cost_to_install_air_exchanger.html |  | No
Mechanical Ventilation | Energy Recovery Ventilator |  |  |  | 220 |  |  | 2253 | 11.2 | 1699 | 3952 | 198 | 1.1 | 2023 | High, NY - 13045 | Homewyse | https://www.homewyse.com/services/cost_to_install_air_exchanger.html |  | No
Mechanical Ventilation | Energy Recovery Ventilator |  |  |  | 220 |  |  | 1931 | 11.2 | 1412 | 3343 | 167 | 1.1 | 2023 | Low, NY - 13045 | Homewyse | https://www.homewyse.com/services/cost_to_install_air_exchanger.html |  | No
Mechanical Ventilation | Energy Recovery Ventilator |  |  |  | 220 |  |  | 2322 | 11.2 | 2015 | 4337 | 231 | 1.1 | 2023 | High, IL - 60654 | Homewyse | https://www.homewyse.com/services/cost_to_install_air_exchanger.html |  | No
Mechanical Ventilation | Energy Recovery Ventilator |  |  |  | 220 |  |  | 1990 | 11.2 | 1672 | 3662 | 193 | 1.1 | 2023 | Low, IL - 60654 | Homewyse | https://www.homewyse.com/services/cost_to_install_air_exchanger.html |  | No
Mechanical Ventilation | Energy Recovery Ventilator |  |  |  | 220 |  |  | 2270 | 11.2 | 1774 | 4044 | 206 | 1.1 | 2023 | High, IL - 62824 | Homewyse | https://www.homewyse.com/services/cost_to_install_air_exchanger.html |  | No
Mechanical Ventilation | Energy Recovery Ventilator |  |  |  | 220 |  |  | 1945 | 11.2 | 1474 | 3419 | 173 | 1.1 | 2023 | Low, IL - 62824 | Homewyse | https://www.homewyse.com/services/cost_to_install_air_exchanger.html |  | No
Mechanical Ventilation | Energy Recovery Ventilator |  |  |  | 220 |  |  | 2228 | 11.2 | 1583 | 3811 | 187 | 1.1 | 2023 | High, TX - 77081 | Homewyse | https://www.homewyse.com/services/cost_to_install_air_exchanger.html |  | No
Mechanical Ventilation | Energy Recovery Ventilator |  |  |  | 220 |  |  | 1909 | 11.2 | 1316 | 3225 | 156 | 1.1 | 2023 | Low, TX - 77081 | Homewyse | https://www.homewyse.com/services/cost_to_install_air_exchanger.html |  | No
Mechanical Ventilation | Energy Recovery Ventilator |  |  |  | 220 |  |  | 2227 | 11.2 | 1579 | 3806 | 186 | 1.1 | 2023 | High, TX - 75803 | Homewyse | https://www.homewyse.com/services/cost_to_install_air_exchanger.html |  | No
Mechanical Ventilation | Energy Recovery Ventilator |  |  |  | 220 |  |  | 1908 | 11.2 | 1313 | 3221 | 156 | 1.1 | 2023 | Low, TX - 75803 | Homewyse | https://www.homewyse.com/services/cost_to_install_air_exchanger.html |  | No
Mechanical Ventilation | Energy Recovery Ventilator |  |  |  | 220 |  |  | 2234 | 11.2 | 1609 | 3843 | 189 | 1.1 | 2023 | High, GA - 30332 | Homewyse | https://www.homewyse.com/services/cost_to_install_air_exchanger.html |  | No
Mechanical Ventilation | Energy Recovery Ventilator |  |  |  | 220 |  |  | 1914 | 11.2 | 1337 | 3251 | 158 | 1.1 | 2023 | Low, GA - 30332 | Homewyse | https://www.homewyse.com/services/cost_to_install_air_exchanger.html |  | No
Mechanical Ventilation | Energy Recovery Ventilator |  |  |  | 220 |  |  | 2207 | 11.2 | 1487 | 3694 | 176 | 1.1 | 2023 | High, GA - 31021 | Homewyse | https://www.homewyse.com/services/cost_to_install_air_exchanger.html |  | No
Mechanical Ventilation | Energy Recovery Ventilator |  |  |  | 220 |  |  | 1891 | 11.2 | 1236 | 3127 | 149 | 1.1 | 2023 | Low, GA - 31021 | Homewyse | https://www.homewyse.com/services/cost_to_install_air_exchanger.html |  | No
Mechanical Ventilation | Energy Recovery Ventilator |  |  |  | 220 |  |  | 2307 | 11.2 | 1943 | 4250 | 223 | 1.1 | 2023 | High, CA - 90057 | Homewyse | https://www.homewyse.com/services/cost_to_install_air_exchanger.html |  | No
Mechanical Ventilation | Energy Recovery Ventilator |  |  |  | 220 |  |  | 1977 | 11.2 | 1612 | 3589 | 187 | 1.1 | 2023 | Low, CA - 90057 | Homewyse | https://www.homewyse.com/services/cost_to_install_air_exchanger.html |  | No
Mechanical Ventilation | Energy Recovery Ventilator |  |  |  | 220 |  |  | 2288 | 11.2 | 1859 | 4147 | 214 | 1.1 | 2023 | High, CA - 95482 | Homewyse | https://www.homewyse.com/services/cost_to_install_air_exchanger.html |  | No
Mechanical Ventilation | Energy Recovery Ventilator |  |  |  | 220 |  |  | 1961 | 11.2 | 1544 | 3505 | 179 | 1.1 | 2023 | Low, CA - 95482 | Homewyse | https://www.homewyse.com/services/cost_to_install_air_exchanger.html |  | No
Mechanical Ventilation | Energy Recovery Ventilator | [6 empty] | 1557 |  | 1557 | 3114 |  |  | 2022 |  | attainableHOME | https://www.attainablehome.com/energy-recovery-ventilators-worth-the-cost/ |  | No
Mechanical Ventilation | Energy Recovery Ventilator | [6 empty] | 990 |  | 999 | 1989 |  |  | 2022 |  | attainableHOME | https://www.attainablehome.com/energy-recovery-ventilators-worth-the-cost/ |  | No
Mechanical Ventilation | Energy Recovery Ventilator | [6 empty] | 1943 |  | 1943.1 | 3886.1 |  |  | 2022 |  | attainableHOME | https://www.attainablehome.com/energy-recovery-ventilators-worth-the-cost/ |  | No
Mechanical Ventilation | Energy Recovery Ventilator | [6 empty] | 1660.5 |  | 1660.5 | 3321 |  |  | 2022 |  | attainableHOME | https://www.attainablehome.com/energy-recovery-ventilators-worth-the-cost/ |  | No
Mechanical Ventilation | Energy Recovery Ventilator | [6 empty] | 2348.1 |  | 2348.1 | 4696.2 |  |  | 2022 |  | attainableHOME | https://www.attainablehome.com/energy-recovery-ventilators-worth-the-cost/ |  | No
Mechanical Ventilation | Energy Recovery Ventilator | [6 empty] | 2231.1 |  | 2231.1 | 4462.2 |  |  | 2022 |  | attainableHOME | https://www.attainablehome.com/energy-recovery-ventilators-worth-the-cost/ |  | No
Mechanical Ventilation | Energy Recovery Ventilator | BROAN | ERV100S | 61% | 100 | 64 |  | 1698.86 | [5 empty] | 2023 |  | Walmart | https://www.walmart.com/ip/Broan-Erv100s-100-Cfm-Energy-Recovery-Ventilator/867512888 | https://www.broan-nutone.com/getmedia/dd3e5fb3-abfc-42f9-9000-466b3a61f9da/Spec-Sheet-ERV100S.pdf?ext=.pdf | Yes
Mechanical Ventilation | Energy Recovery Ventilator | BROAN | ERV250TE | 67% | 241 | 77 | 135 | 3709.94 | [5 empty] | 2023 |  | Walmart | https://www.walmart.com/ip/Broan-Erv250te-241-Cfm-Energy-Recovery-Ventilator/512821618 | https://www.broan-nutone.com/getmedia/312a43c4-3883-4a28-a39c-fc01843e19ea/Spec-Sheet-ERV250TE.pdf?ext=.pdf | Yes
Mechanical Ventilation | Energy Recovery Ventilator | Aprilaire | 8100 | 77% | 120 |  |  | 1586 | [5 empty] | 2023 |  | Walmart | https://www.walmart.com/ip/Aprilaire-8100-Home-Energy-Recovery-Ventilator/290806851 | https://www.hvacpartsshop.com/content/aprilaire-manuals/aprilaire-8100-install-manual.pdf | Yes
Mechanical Ventilation | Energy Recovery Ventilator | Aprilaire | 8100 | 77% | 120 |  |  | 1347.43 | [5 empty] | 2023 |  | Supply House | https://www.supplyhouse.com/Aprilaire-8100-8100-Energy-Recovery-Ventilation-System-For-Homes-up-to-4500-Sq-Ft | https://s3.amazonaws.com/s3.supplyhouse.com/product_files/Aprilaire-8100-Product-Overview.pdf | Yes
Mechanical Ventilation | ERV/HRV | BROAN | B130E65RT | 63% | 130 | 112 | 110 | 1097 | [5 empty] | 2023 |  | Walmart | https://www.walmart.com/ip/Broan-B130e65rt-Ai-Series-130-Cfm-Energy-Recovery-Ventilator-Grey/1330244466 | https://s3.amazonaws.com/s3.supplyhouse.com/product_files/Broan-B130E65RT-Submittal-Sheet.pdf | Yes
Mechanical Ventilation | Energy Recovery Ventilator | BROAN | ERVS100S | 60% | 105 | 105 | 105 | 896 | [5 empty] | 2023 |  | Walmart | https://www.walmart.com/ip/Broan-Nutone-ERVS100S-100-CFM-Energy-Recovery-Ventilator-for-Residential-New-Construction-in-Southern-Regions/212874956 | https://www.broan-nutone.com/getmedia/86211a12-c0e0-4f30-97a9-49896e43eab2/Spec-Sheet-ERVS100S.pdf?ext=.pdf | Yes
Mechanical Ventilation | Energy Recovery Ventilator | BROAN | B160E75RS | 69% | 140 | 110 | 163 | 1295 | [5 empty] | 2023 |  | Walmart | https://www.walmart.com/ip/Broan-B160e75rs-Ai-Series-160-Cfm-Energy-Recovery-Ventilator-Erv/398690284 | https://www.broan-nutone.com/getmedia/e18839d8-320c-4dbb-82f4-3f5240d65343/Spec-Sheet-B160E75.pdf?ext=.pdf | Yes
Mechanical Ventilation | ERV/HRV | BROAN | B160E75RT | 69% | 140 | 110 | 163 | 1435.7 | [5 empty] | 2023 | Top Port | Walmart | https://www.walmart.com/ip/Broan-NuTone-B160E75RT-160-CFM-75-Series-Energy-Recovery-Ventilator-with-Top-Ports/3374157993 | https://www.broan-nutone.com/getmedia/e18839d8-320c-4dbb-82f4-3f5240d65343/Spec-Sheet-B160E75.pdf?ext=.pdf | Yes
Mechanical Ventilation | ERV/HRV | BROAN | B160E75RT | 69% | 140 | 110 | 163 | 1295 | [5 empty] | 2023 | Top Port | Supply House | https://www.supplyhouse.com/Broan-B160E75RT-160-CFM-AI-Series-Energy-Recovery-Ventilator-w-Top-Ports-75-Efficiency | https://www.broan-nutone.com/getmedia/e18839d8-320c-4dbb-82f4-3f5240d65343/Spec-Sheet-B160E75.pdf?ext=.pdf | Yes
Mechanical Ventilation | Energy Recovery Ventilator | Fantech | VER150 | 56% | 150 | 171 | 156 | 879.04 | [5 empty] | 2023 |  | Supply House | https://www.supplyhouse.com/Fantech-VER150-VER-150-Energy-Recovery-Ventilator-148-CFM | https://shop.fantech.net/upload/assets/445318_VER150_SPEC_SHEET_EN.PDF?8409cfb6 | Yes
Mechanical Ventilation | Energy Recovery Ventilator | Panasonic | FV-10VEC0 | 75% | 100 | 68 | 81 | 1036.99 | [5 empty] | 2023 | Cold climate capability | Supply House | https://www.supplyhouse.com/Panasonic-FV-10VEC2-Intelli-Balance-100-Energy-Recovery-Ventilator-Cold-Climate | https://s3.amazonaws.com/s3.supplyhouse.com/product_files/Panasonic-FV-10VEC2-Brochure.pdf | Yes
Mechanical Ventilation | Energy Recovery Ventilator | Panasonic | FV-10VE2 | 75% | 100 | 68 | 81 | 985.99 | [5 empty] | 2023 |  | Supply House | https://www.supplyhouse.com/Panasonic-FV-10VE2-Intelli-Balance-100-Energy-Recovery-Ventilator-Temperate-Climate | https://s3.amazonaws.com/s3.supplyhouse.com/product_files/Panasonic-FV-10VEC2-Brochure.pdf | Yes
Mechanical Ventilation | Energy Recovery Ventilator | LG | ARVU053ZEA2 | 62% | 470 |  | 360 | 3140 | [5 empty] | 2023 |  | Supply House | https://www.supplyhouse.com/LG-ARVU053ZEA2-Energy-Recovery-Ventilator-360W-470-CFM-208-230V | https://s3.amazonaws.com/s3.supplyhouse.com/product_files/LG-ARVU053ZEA2-Brochure.pdf | Yes
Mechanical Ventilation | Energy Recovery Ventilator | S&P | TR200 | 76% | 200 |  | 157 | 1583 | [5 empty] | 2023 |  | Supply House | https://www.supplyhouse.com/SP-TR200-Energy-Recovery-Ventilator-200-CFM | https://s3.amazonaws.com/s3.supplyhouse.com/product_files/S&P-TR200-Submittal-Sheet.pdf | Yes
Mechanical Ventilation | Energy Recovery Ventilator | Carrier | ERVCRLHB1200 | 56% | 200 | 169 |  | 3768.46 | [5 empty] | 2023 | Cold climate capability | Supply House | https://www.supplyhouse.com/Carrier-ERVCRLHB1200-Cor-LHB-Energy-Recovery-Ventilator-200-CFM | https://s3.amazonaws.com/s3.supplyhouse.com/product_files/Carrier-ERVCRLHB1200-Product-Overview.pdf | Yes
Mechanical Ventilation | Energy Recovery Ventilator | Fantech | VER100 | 59% | 100 | 130 |  | 832.64 | [5 empty] | 2023 |  | Supply House | https://www.supplyhouse.com/Fantech-VER100-VER-100-Energy-Recovery-Ventilator-125-CFM | https://s3.amazonaws.com/s3.supplyhouse.com/product_files/Fantech-VER100-Submittal.pdf | Yes
Mechanical Ventilation | ERV/HRV | BROAN | B150E75NT | 75% | 150 |  |  | 1419.88 | [5 empty] | 2023 | Top Port | Supply House | https://www.supplyhouse.com/Broan-B150E75NT-150-CFM-AI-Series-Energy-Recovery-Ventilator-w-Top-Ports-75-Efficiency | https://s3.amazonaws.com/s3.supplyhouse.com/product_files/Broan-B150E75NT-Brochure.pdf | Yes
Mechanical Ventilation | Energy Recovery Ventilator | Panasonic | FV-20VEC1 | 73% | 200 | 92 | 129 | 2725.99 | [5 empty] | 2023 | Cold climate capability | Supply House | https://www.supplyhouse.com/Panasonic-FV-20VEC1-Intelli-Balance-200-Energy-Recovery-Ventilator-60-200-CFM-Cold-Climate | https://s3.amazonaws.com/s3.supplyhouse.com/product_files/Panasonic-FV-20VEC1-Submittal-Sheet.pdf | Yes
Mechanical Ventilation | Energy Recovery Ventilator | Fantech | SER260D | 70% | 240 | 275 | 300 | 1868.69 | [5 empty] | 2023 |  | Supply House | https://www.supplyhouse.com/Fantech-SER260D-SER-Series-Energy-Recovery-Ventilator-w-Defrost-Mechanism-8-Side-Ports-up-to-6000-Sq-Ft | https://s3.amazonaws.com/s3.supplyhouse.com/product_files/Fantech-SER260D-Submittal.pdf | Yes
Mechanical Ventilation | Energy Recovery Ventilator | Carrier | ERVCRNVA1090 | 60% | 135 | 135 |  | 2445.53 | [5 empty] | 2023 | narrow, vertical | Supply House | https://www.supplyhouse.com/Carrier-ERVCRNVA1090-Cor-NVA-Energy-Recovery-Ventilator-90-CFM | https://s3.amazonaws.com/s3.supplyhouse.com/product_files/Carrier-ERVCRNVA1090-Install-Instructions.pdf | Yes
Mechanical Ventilation | Energy Recovery Ventilator | S&P | TR90 | 68% | 113 |  | 46 | 1033.56 | [5 empty] | 2023 |  | Supply House | https://www.supplyhouse.com/SP-TR90-Energy-Recovery-Ventilator-90-CFM | https://s3.amazonaws.com/s3.supplyhouse.com/product_files/S&P-TR90-Submittal-Sheet.pdf | Yes
Mechanical Ventilation | Energy Recovery Ventilator | Fantech | SER450 | 63% | 450 |  | 500 | 2255.71 | [5 empty] | 2023 |  | Supply House | https://www.supplyhouse.com/Fantech-SER450-SER-450-Series-Energy-Recovery-Ventilator | https://s3.amazonaws.com/s3.supplyhouse.com/product_files/Fantech-SER450-Product-Overview.pdf | Yes
Mechanical Ventilation | Energy Recovery Ventilator | Fantech | VER200 | 69% | 170 | 180 | 187 | 1316.02 | [5 empty] | 2023 |  | Supply House | https://www.supplyhouse.com/Fantech-VER200-VER-200-Energy-Recovery-Ventilator-170-CFM | https://s3.amazonaws.com/s3.supplyhouse.com/product_files/Fantech-VER200-Submittal-Sheet.PDF | Yes
Mechanical Ventilation | Energy Recovery Ventilator | Fantech | ATMO150E | 71% | 106 | 76 | 168 | 953.11 | [5 empty] | 2023 |  | Supply House | https://www.supplyhouse.com/Fantech-ATMO150E-ATMO-Series-Fresh-Air-Appliance-Energy-Recovery-Ventilator-6-Side-Ports-161-CFM | https://s3.amazonaws.com/s3.supplyhouse.com/product_files/Fantech-ATMO150E-Spec.%20Sheet.pdf | Yes
Mechanical Ventilation | Energy Recovery Ventilator | Fantech | SER1300 | 54% | 1300 |  | 1300 | 4548.67 | [5 empty] | 2023 |  | Supply House | https://www.supplyhouse.com/Fantech-SER1300-SER-Series-Commercial-Energy-Recovery-Ventilator-1300-CFM | https://s3.amazonaws.com/s3.supplyhouse.com/product_files/Fantech-SER1300-Product-Overview.pdf | No
Mechanical Ventilation | Energy Recovery Ventilator | Fantech | FIT70E | 65% | 70 | 52 | 58 | 639.86 | [5 empty] | 2023 |  | Supply House | https://www.supplyhouse.com/Fantech-FIT70E-SE-Series-Energy-Recovery-Ventilator-4-Side-Ports-up-to-1200-Sq-Ft | https://s3.amazonaws.com/s3.supplyhouse.com/product_files/Fantech-FIT70E-Submittal-Sheet.pdf | Yes
Mechanical Ventilation | Energy Recovery Ventilator | Fantech | ATMO200E | 71% | 200 | 72 | 168 | 957.63 | [5 empty] | 2023 |  | Supply House | https://www.supplyhouse.com/Fantech-ATMO200E-ATMO-Series-Fresh-Air-Appliance-Energy-Recovery-Ventilator-6-Side-Ports-201-CFM | https://s3.amazonaws.com/s3.supplyhouse.com/product_files/Fantech-ATMO200E-Submittal-Sheet.pdf | Yes
Mechanical Ventilation | Energy Recovery Ventilator | LifeBreath | 130ERVD | 75% | 137 | 102 |  | 1151.45 | [5 empty] | 2023 |  | Supply House | https://www.supplyhouse.com/LifeBreath-130ERVD-130-ERVD-Residential-Energy-Recovery-Ventilator-Recirculating-Defrost-137-CFM | https://s3.amazonaws.com/s3.supplyhouse.com/product_files/LifeBreath-130ERVD-Submittal-Sheet.pdf | Yes
Mechanical Ventilation | Energy Recovery Ventilator | Fantech | ATMO200H | 71% | 191 | 72 | 168 | 995.47 | [5 empty] | 2023 |  | Supply House | https://www.supplyhouse.com/Fantech-ATMO200H-ATMO-Series-Fresh-Air-Appliance-Energy-Recovery-Ventilator-6-Side-Ports-191-CFM | https://s3.amazonaws.com/s3.supplyhouse.com/product_files/Fantech-ATMO200H-Submittal-Sheet.pdf | Yes
Mechanical Ventilation | Energy Recovery Ventilator | LifeBreath | 170ERVD | 75% | 170 | 142 |  | 1340.32 | [5 empty] | 2023 |  | Supply House | https://www.supplyhouse.com/LifeBreath-170ERVD-170-ERVD-Residential-Energy-Recovery-Ventilator-Recirculating-Defrost | https://s3.amazonaws.com/s3.supplyhouse.com/product_files/Lifebreath-170ERVD-Submittal-Sheet.pdf | Yes
Mechanical Ventilation | Energy Recovery Ventilator | LifeBreath | 30ERV | 70% | 57 | 57 |  | 1048.61 | [5 empty] | 2023 | Fan defrost | Supply House | https://www.supplyhouse.com/LifeBreath-30ERV-30-ERV-Residential-Energy-Recovery-Ventilator-Fan-Defrost-57-CFM | https://s3.amazonaws.com/s3.supplyhouse.com/product_files/LifeBreath-30ERV-Submittal-Sheet.pdf | Yes
Mechanical Ventilation | Energy Recovery Ventilator | BROAN | ERV250TE | 68% | 241 | 67 | 135 | 3709.94 | [5 empty] | 2023 | Top Port | Supply House | https://www.supplyhouse.com/Broan-ERV250TE-250-CFM-HE-Series-Energy-Recovery-Ventilator-w-Top-Ports | https://s3.amazonaws.com/s3.supplyhouse.com/product_files/Broan-ERV250TE-Submittal.pdf | Yes
Mechanical Ventilation | Energy Recovery Ventilator | Carrier | ERVXXSHA1130 | 63% | 130 | 112 | 110 | 1949.99 | [5 empty] | 2023 |  | Supply House | https://www.supplyhouse.com/Carrier-ERVXXSHA1130-Performance-Energy-Recovery-Ventilator-Fresh-Air-System-130-CFM | https://s3.amazonaws.com/s3.supplyhouse.com/product_files/Carrier-ERVXXSHA1130-Product%20Overview.pdf | Yes
Mechanical Ventilation | Energy Recovery Ventilator | BROAN | ERV200TE | 70% | 210 | 83 | 135 | 4396.96 | [5 empty] | 2023 | Top Port | Supply House | https://www.supplyhouse.com/Broan-ERV200TE-210-CFM-HE-Series-Energy-Recovery-Ventilator-w-Top-Ports | https://s3.amazonaws.com/s3.supplyhouse.com/product_files/Broan-ERV200TE-Submittal.pdf | Yes
Mechanical Ventilation | Energy Recovery Ventilator | BROAN | ERV180S | 56% | 180 | 169 | 200 | 1674.99 | [5 empty] | 2023 |  | Supply House | https://www.supplyhouse.com/Broan-ERV180S-180-CFM-Advanced-Series-Energy-Recovery-Ventilator-w-Side-Ports | https://s3.amazonaws.com/s3.supplyhouse.com/product_files/Broan-ERV180S-Submittal.pdf | Yes
Mechanical Ventilation | Energy Recovery Ventilator | Fantech | SER1100 | 54% | 1179 |  | 1340 | 4160.99 | [5 empty] | 2023 |  | Supply House | https://www.supplyhouse.com/Fantech-SER1100-SER-Series-Light-Commercial-Energy-Recovery-Ventilator-1179-CFM | https://s3.amazonaws.com/s3.supplyhouse.com/product_files/Fantech-SER1100-Product-Overview.pdf | No
Mechanical Ventilation | Energy Recovery Ventilator | Fantech | SER700 | 54% | 700 |  | 670 | 2818.99 | [5 empty] | 2023 |  | Supply House | https://www.supplyhouse.com/Fantech-SER700-SER-700-Series-Energy-Recovery-Ventilator-700-CFM | https://s3.amazonaws.com/s3.supplyhouse.com/product_files/Fantech-SER700-Product-Overview.pdf | Yes
Mechanical Ventilation | Energy Recovery Ventilator | BROAN | B210E75RS | 72% | 210 | 147 | 270 | 1599.89 | [5 empty] | 2023 |  | Supply House | https://www.supplyhouse.com/Broan-B210E75RS-210-CFM-AI-Series-Energy-Recovery-Ventilator-w-Side-Ports | https://s3.amazonaws.com/s3.supplyhouse.com/product_files/Broan-B210E75RS-Submittal-Sheet.pdf | Yes
Mechanical Ventilation | Energy Recovery Ventilator | BROAN | B160E65RS | 63% | 160 | 112 | 163 | 1274.3 | [5 empty] | 2023 |  | Supply House | https://www.supplyhouse.com/Broan-B160E65RS-160-CFM-AI-Series-Energy-Recovery-Ventilator-w-Side-Ports-67-Efficiency | https://s3.amazonaws.com/s3.supplyhouse.com/product_files/Broan-B160E65RS-Submittal-Sheet.pdf | Yes
Mechanical Ventilation | Air Exchanger | Venmar | EA1500 |  | 56 | 139 |  | 878 | [5 empty] | 2023 |  | HomeDepot | https://www.homedepot.ca/product/venmar-ea1500-air-exchanger-core-less-56-cfm-side-ports/1000176939 | https://www.venmar.ca/DATA/DOCUMENT/37_3_en~v~venmar-ea1500-air-exchangers.pdf | No

## Mech Ventilation Analysis
Table of Contents
Machine Readable Results
Component & Class |  |  | Retail Price Regression, Performance metric 1 | [6 empty] | Retail Price Regression, Performance metric 2 | [6 empty] | Retail Price Regression, Intercepts |  |  | Installation Multiplier |  | Installation Adder |  | Additional Data
Component | Class | Output Units | Coefficient-Low | Coefficient-Mid | Coefficient-High | Metric | Unit | Lower Bound | Upper Bound | Coefficient-Low | Coefficient-Mid | Coefficient-High | Metric | Unit | Lower Bound | Upper Bound | Int-Low | Int-Mid | Int-High | New Construction | Retrofit | New Construction | Retrofit | Lifetime | Cost Variation Considerations | Data Sources | Qualitative Rank | Notes
Mechanical Ventilation | ERV/HRV | 2023$ | 270.1356 | -841.4553 | -3099.8157 | Sensible Recovery Efficiency | Unitless | 0.54 | 0.88 | 3.537 | 5.3304 | 13.9583 | Max Airflow | CFM | 35.3 | 700 | 197.2133 | 1156.4348 | 2422.8553 | 1.7795 | 1.8702 | N/A | N/A | 19.4 | Prevailing local wages, Drive time, Local code requirements, Attic height, Roof slope, Access, Presence/condition/type of existing insulation, Existing construction and materials, Moisture issues present, Condition of existing flue, Condition of existing electrical system, Need for additional wiring/switching, Adequacy of existing ventilation, Presence of hazardous materials, Condition of existing duct system, Type of equipment | 1, 4 | Medium SS, Medium R2, High Source Diversity
Quantile Regression Results
ERV/HRV
Bounds Metric 1 (Sensible Recovery Efficiency): | 0.54 - 0.88
Bounds Metric 2 (Max Airflow): | 35.3 - 700
Sample Size: | 50
Median R2: | 0.2388

## Mini Split HP Data
Table of Contents
Raw Data | [5 empty] | Performance Metric 1 |  | Performance Metric 2 | Cost Metric | [10 empty] | Labor Calculations | [5 empty] | Labor % multiplier (of Materials & Equipment)
Component Type | Product Class | Zone | Brand | Model # | Cooling Capacity (Btu) | Tonnage | HSPF | SEER1 | Material Cost | Labor Hours | Install Labor ($) | Installed Cost (O&P) | Removal Labor ($) | Removal Hours | Year | Notes | Source Name | Source Link | Regression | Component | Product Class | Install | Removal | Total New Construction | Total Retrofit | New Construction (%) | Retrofit (%) | Date of Data | Source
Mini Split HP |  |  |  |  | 9000 | 0.75 |  | 16 | 2438 | 14.3 | 3223 | 5661 | 274 | 1.1 | 2023 | High, NY - 10162 | Homewyse | https://www.homewyse.com/services/cost_to_install_split_system_air_conditioner.html | No | Mini Split HP | Single Zone |  |  | 442.8571 | 634.4071 | 100% | 100% | 2023 | Homewyse
Mini Split HP |  |  |  |  | 9000 | 0.75 |  | 16 | 2089 | 14.3 | 2678 | 4767 | 229 | 1.1 | 2023 | Low, NY - 10162 | Homewyse | https://www.homewyse.com/services/cost_to_install_split_system_air_conditioner.html | No | Mini Split HP | Multi Zone |  |  | 2147.4312 | 2530.5312 | 100% | 100% | 2023 | Homewyse
Mini Split HP |  |  |  |  | 9000 | 0.75 |  | 16 | 2275 | 14.3 | 2272 | 4547 | 198 | 1.1 | 2023 | High, NY - 13045 | Homewyse | https://www.homewyse.com/services/cost_to_install_split_system_air_conditioner.html | No
Mini Split HP |  |  |  |  | 9000 | 0.75 |  | 16 | 1949 | 14.3 | 1893 | 3842 | 167 | 1.1 | 2023 | Low, NY - 13045 | Homewyse | https://www.homewyse.com/services/cost_to_install_split_system_air_conditioner.html | No
Mini Split HP |  |  |  |  | 9000 | 0.75 |  | 16 | 2343 | 14.3 | 2672 | 5015 | 231 | 1.1 | 2023 | High, IL - 60654 | Homewyse | https://www.homewyse.com/services/cost_to_install_split_system_air_conditioner.html | No
Mini Split HP |  |  |  |  | 9000 | 0.75 |  | 16 | 2008 | 14.3 | 2223 | 4231 | 193 | 1.1 | 2023 | Low, IL - 60654 | Homewyse | https://www.homewyse.com/services/cost_to_install_split_system_air_conditioner.html | No
Mini Split HP |  |  |  |  | 9000 | 0.75 |  | 16 | 2290 | 14.3 | 2363 | 4653 | 206 | 1.1 | 2023 | High, IL - 62824 | Homewyse | https://www.homewyse.com/services/cost_to_install_split_system_air_conditioner.html | No
Mini Split HP |  |  |  |  | 9000 | 0.75 |  | 16 | 1962 | 14.3 | 1967 | 3929 | 173 | 1.1 | 2023 | Low, IL - 62824 | Homewyse | https://www.homewyse.com/services/cost_to_install_split_system_air_conditioner.html | No
Mini Split HP |  |  |  |  | 9000 | 0.75 |  | 16 | 2248 | 14.3 | 2116 | 4364 | 187 | 1.1 | 2023 | High, TX - 77081 | Homewyse | https://www.homewyse.com/services/cost_to_install_split_system_air_conditioner.html | No
Mini Split HP |  |  |  |  | 9000 | 0.75 |  | 16 | 1926 | 14.3 | 1763 | 3689 | 156 | 1.1 | 2023 | Low, TX - 77081 | Homewyse | https://www.homewyse.com/services/cost_to_install_split_system_air_conditioner.html | No
Mini Split HP |  |  |  |  | 9000 | 0.75 |  | 16 | 2247 | 14.3 | 2111 | 4358 | 186 | 1.1 | 2023 | High, TX - 75803 | Homewyse | https://www.homewyse.com/services/cost_to_install_split_system_air_conditioner.html | No
Mini Split HP |  |  |  |  | 9000 | 0.75 |  | 16 | 1926 | 14.3 | 1759 | 3685 | 156 | 1.1 | 2023 | Low, TX - 75803 | Homewyse | https://www.homewyse.com/services/cost_to_install_split_system_air_conditioner.html | No
Mini Split HP |  |  |  |  | 9000 | 0.75 |  | 16 | 2254 | 14.3 | 2149 | 4403 | 189 | 1.1 | 2023 | High, GA - 30332 | Homewyse | https://www.homewyse.com/services/cost_to_install_split_system_air_conditioner.html | No
Mini Split HP |  |  |  |  | 9000 | 0.75 |  | 16 | 1931 | 14.3 | 1791 | 3722 | 158 | 1.1 | 2023 | Low, GA - 30332 | Homewyse | https://www.homewyse.com/services/cost_to_install_split_system_air_conditioner.html | No
Mini Split HP |  |  |  |  | 9000 | 0.75 |  | 16 | 2227 | 14.3 | 1993 | 4220 | 176 | 1.1 | 2023 | High, GA - 31021 | Homewyse | https://www.homewyse.com/services/cost_to_install_split_system_air_conditioner.html | No
Mini Split HP |  |  |  |  | 9000 | 0.75 |  | 16 | 1908 | 14.3 | 1661 | 3569 | 149 | 1.1 | 2023 | Low, GA - 31021 | Homewyse | https://www.homewyse.com/services/cost_to_install_split_system_air_conditioner.html | No
Mini Split HP |  |  |  |  | 9000 | 0.75 |  | 16 | 2327 | 14.3 | 2579 | 4906 | 223 | 1.1 | 2023 | High, CA - 90057 | Homewyse | https://www.homewyse.com/services/cost_to_install_split_system_air_conditioner.html | No
Mini Split HP |  |  |  |  | 9000 | 0.75 |  | 16 | 1994 | 14.3 | 2146 | 4140 | 187 | 1.1 | 2023 | Low, CA - 90057 | Homewyse | https://www.homewyse.com/services/cost_to_install_split_system_air_conditioner.html | No
Mini Split HP |  |  |  |  | 9000 | 0.75 |  | 16 | 2309 | 14.3 | 2471 | 4780 | 214 | 1.1 | 2023 | High, CA - 95482 | Homewyse | https://www.homewyse.com/services/cost_to_install_split_system_air_conditioner.html | No
Mini Split HP |  |  |  |  | 9000 | 0.75 |  | 16 | 1979 | 14.3 | 2057 | 4036 | 179 | 1.1 | 2023 | Low, CA - 95482 | Homewyse | https://www.homewyse.com/services/cost_to_install_split_system_air_conditioner.html | No
Mini Split HP | Single Zone | Single Zone | BHI | BHI-12K115V-US-C | 12000 | 1 |  | 2 | 756 | [5 empty] | 2023 |  | Home Depot | https://www.homedepot.com/p/BHI-12-000-BTU-1-Ton-Ductless-Mini-Split-Air-Conditioner-with-Heat-Pump-Wi-Fi-115V-BHI-12K115V-US-C/318799965 | No
Mini Split HP | Single Zone | Single Zone | Celiera | 35GWX | 12000 | 1 |  | 13 | 1299.81 | [5 empty] | 2023 |  | Home Depot | https://www.homedepot.com/p/Celiera-12-000-BTU-1-Ton-Ductless-Mini-Split-Air-Conditioner-with-Heat-Pump-110V-60Hz-35GWX/204307235 | Yes
Mini Split HP | Single Zone | Single Zone | Celiera | 70GWX | 24000 | 2 |  | 13 | 1593.75 | [5 empty] | 2023 |  | Home Depot | https://www.homedepot.com/p/Celiera-24-000-BTU-2-Ton-Ductless-Mini-Split-Air-Conditioner-and-Heat-Pump-70GWX/203369166 | Yes
Mini Split HP | Single Zone | Single Zone | GREE | VIR18FLR230V1AK | 18000 | 1.5 |  | 15 | 1408.79 | [5 empty] | 2023 |  | Home Depot | https://www.homedepot.com/p/GREE-18-000-BTU-1-5-Ton-Inverter-Floor-Ceiling-Cassette-Ductless-Mini-Split-Air-Conditioner-with-Heat-Pump-230V-VIR18FLR230V1AK/319237062 | Yes
Mini Split HP | Single Zone | Single Zone | GREE | LIVS09HP115V1BK | 9000 | 0.75 |  | 16 | 1034.85 | [5 empty] | 2023 |  | Home Depot | https://www.homedepot.com/p/GREE-Livo-9-000-BTU-3-4-Ton-16-SEER1-Smart-Home-Wi-Fi-Ductless-Mini-Split-Air-Conditioner-with-Inverter-Heat-Pump-115V-60Hz-LIVS09HP115V1BK/301983301 | Yes
Mini Split HP | Single Zone | Single Zone | GREE | LIVS12HP115V1BK | 12000 | 1 |  | 16 | 1120.5 | [5 empty] | 2023 |  | Home Depot | https://www.homedepot.com/p/GREE-LIVO-12-000-BTU-1-Ton-16-SEER1-Smart-Home-Wi-Fi-Ductless-Mini-Split-Air-Conditioner-with-Heat-Pump-115V-60Hz-LIVS12HP115V1BK/301983310 | Yes
Mini Split HP | Single Zone | Single Zone | MRCOOL | A-36-HP-230B-MS | 36000 | 3 |  | 16 | 2462.83 | [5 empty] | 2023 |  | Home Depot | https://www.homedepot.com/p/MRCOOL-Advantage-3rd-Gen-36-000-BTU-3-Ton-Ductless-Mini-Split-Air-Conditioner-and-Heat-Pump-with-Mini-Stat-230V-60Hz-A-36-HP-230B-MS/313421859 | Yes
Mini Split HP | Single Zone | Single Zone | GREE | LIVV18HP230V1AK | 18000 | 1.5 |  | 16 | 1710.55 | [5 empty] | 2023 |  | Home Depot | https://www.homedepot.com/p/GREE-LIVO-18-000-BTU-1-5-Ton-16-SEER1-Smart-Home-Wi-Fi-Ductless-Mini-Split-Air-Conditioner-with-Heat-Pump-230-208V-LIVV18HP230V1AK/313290281 | Yes
Mini Split HP | Single Zone | Single Zone | Ramsond | 101GWi | 33000 | 2.75 |  | 16 | 2230.12 | [5 empty] | 2023 |  | Home Depot | https://www.homedepot.com/p/Ramsond-Super-Efficiency-GWi-Series-33-000-BTU-2-75-Ton-Inverter-Ductless-Mini-Split-Air-Conditioner-and-Heat-Pump-230V-60Hz-101GWi/300232530 | Yes
Mini Split HP | Single Zone | Single Zone | Ramsond | 74GWi | 24000 | 2 |  | 16 | 1828.15 | [5 empty] | 2023 |  | Home Depot | https://www.homedepot.com/p/Ramsond-DIY-Super-Efficiency-GWi-Series-24-000-BTU-2-Ton-Inverter-Ductless-Mini-Split-Air-Conditioner-and-Heat-Pump-230V-60Hz-74GWi/300381208 | Yes
Mini Split HP | Single Zone | Single Zone | COOPER & HUNTER | CH-36SPH-230/CH-36SPH230VO-R | 36000 | 3 |  | 16 | 2983 | [5 empty] | 2023 |  | Home Depot | https://www.homedepot.com/p/COOPER-HUNTER-Sophia-36000-BTU-3-Ton-Ductless-Mini-Split-Air-Conditioner-with-Heat-Pump-and-16-ft-Install-Kit-230-Volt-CH-36SPH-230-CH-36SPH230VO-R/319524901 | Yes
Mini Split HP | Single Zone | Single Zone | Celiera | 26GWX | 9000 | 0.75 |  | 16 | 1047.27 | [5 empty] | 2023 |  | Home Depot | https://www.homedepot.com/p/Celiera-9-000-BTU-3-4-Ton-Ductless-Mini-Split-Air-Conditioner-with-Heat-Pump-110V-60Hz-26GWX/204307222 | Yes
Mini Split HP | Single Zone | Single Zone | Pioneer | UYB036GMFILCAD-16 | 36000 | 3 |  | 16 | 3268 | [5 empty] | 2023 |  | Home Depot | https://www.homedepot.com/p/Pioneer-36-000-BTU-3-Ton-16-SEER1-Floor-Ceiling-Mini-Split-Air-Conditioner-Heat-Pump-System-Full-Set-UYB036GMFILCAD-16/314697590 | Yes
Mini Split HP | Single Zone | Single Zone | Ramsond | 37GW2 | 12000 | 1 |  | 16.4 | 1114.86 | [5 empty] | 2023 |  | Home Depot | https://www.homedepot.com/p/Ramsond-12-000-BTU-1-Ton-Ductless-Mini-Split-Air-Conditioner-and-Heat-Pump-110V-60Hz-37GW2/203013144 | Yes
Mini Split HP | Single Zone | Single Zone | Ramsond | 27GWi | 9000 | 0.75 |  | 16.4 | 1119.77 | [5 empty] | 2023 |  | Home Depot | https://www.homedepot.com/p/Ramsond-Super-Efficiency-GWi-Series-9-000-BTU-3-4-Ton-Inverter-Ductless-Mini-Split-Air-Conditioner-and-Heat-Pump-230V-60Hz-27GWi/300381231 | Yes
Mini Split HP | Single Zone | Single Zone | Ramsond | 37GWX | 12000 | 1 |  | 16.4 | 1036.25 | [5 empty] | 2023 |  | Home Depot | https://www.homedepot.com/p/Ramsond-12-000-BTU-1-Ton-Ductless-Mini-Split-Air-Conditioner-and-Heat-Pump-220-Volt-60Hz-37GWX/203013146 | Yes
Mini Split HP | Single Zone | Single Zone | Ramsond | 74GW2 | 24000 | 2 |  | 16.4 | 1779.95 | [5 empty] | 2023 |  | Home Depot | https://www.homedepot.com/p/Ramsond-24-000-BTU-2-Ton-Ductless-Mini-Split-Air-Conditioner-and-Heat-Pump-220V-60Hz-74GW2/203013150 | Yes
Mini Split HP | Multi Zone | 2-Zone | LG | L2H18W09090000-B | 18000 | 1.5 | 9.6 | 22.5 | 2554.55 | [5 empty] | 2023 | Wall Mounted | AC Wholesalers | https://www.acwholesalers.com/LG-L2H18W09090000-B/p57458.html | Yes
Mini Split HP | Multi Zone | 2-Zone | LG | L2H18W07090000-A | 18000 | 1.5 | 9.6 | 22.5 | 2511.8 | [5 empty] | 2023 | Wall Mounted | AC Wholesalers | https://www.acwholesalers.com/LG-L2H18W07090000-A/p57456.html | Yes
Mini Split HP | Multi Zone | 2-Zone | Mitsubishi | M2H20D09090000-A | 20000 | 1.6667 | 9 | 16 | 4564.65 | [5 empty] | 2023 | Concealed Duct | AC Wholesalers | https://www.acwholesalers.com/Mitsubishi-M2H20D09090000-A/p56592.html | Yes
Mini Split HP | Single Zone | Single Zone | Ramsond | 55GWi | 18000 | 1.5 |  | 16.5 | 1553.52 | [5 empty] | 2023 |  | Home Depot | https://www.homedepot.com/p/Ramsond-Super-Efficiency-GWi-Series-18-000-BTU-1-5-Ton-Inverter-Ductless-Mini-Split-Air-Conditioner-and-Heat-Pump-230V-60Hz-55GWi/300381214 | Yes
Mini Split HP | Single Zone | Single Zone | Hessaire | H24HP2A | 24000 | 2 |  | 16.7 | 1209 | [5 empty] | 2023 |  | Home Depot | https://www.homedepot.com/p/Hessaire-DIY-24-000-BTU-2-Ton-Ductless-Mini-Split-Air-Conditioner-and-Heat-Pump-with-Variable-Speed-Inverter-and-Remote-208-230V-H24HP2A/309937382 | Yes
Mini Split HP | Single Zone | Single Zone | Ramsond | 37GWi | 12000 | 1 |  | 16.7 | 1013.09 | [5 empty] | 2023 |  | Home Depot | https://www.homedepot.com/p/Ramsond-DIY-Super-Efficiency-GWi-Series-12-000-BTU-1-Ton-Inverter-Ductless-Mini-Split-Air-Conditioner-and-Heat-Pump-230V-60Hz-37GWi/300381225 | Yes
Mini Split HP | Single Zone | Single Zone | Pioneer | CYB048GMFILCBD-16 | 48000 | 4 |  | 16.8 | 4288 | [5 empty] | 2023 |  | Home Depot | https://www.homedepot.com/p/Pioneer-48-000-BTU-4-Ton-Compact-Cassette-16-8-SEER1-8-Way-Cassette-Air-Conditioner-with-Heat-Pump-230-Volt-CYB048GMFILCBD-16/314436911 | Yes
Mini Split HP | Single Zone | Single Zone | EQK | 17S-EAC12R2W | 12000 | 1 |  | 16.9 | 786 | [5 empty] | 2023 |  | Home Depot | https://www.homedepot.com/p/EQK-17-SEER1-12-000-BTU-1-Ton-Ductless-Mini-Split-Air-Conditioner-with-Inverter-Remote-and-Wi-Fi-230V-60-Hz-17S-EAC12R2W/314024473 | Yes
Mini Split HP | Multi Zone | 2-Zone | LG | L2H24W09120000 | 24000 | 2 | 9.4 | 22.5 | 3028.6 | [5 empty] | 2023 | Wall Mounted | AC Wholesalers | https://www.acwholesalers.com/LG-L2H24W09120000/p66623.html | Yes
Mini Split HP | Multi Zone | 2-Zone | LG | L2H24C12120000 | 24000 | 2 | 9.4 | 22.5 | 3816.15 | [5 empty] | 2023 | Ceiling Cassette | AC Wholesalers | https://www.acwholesalers.com/LG-L2H24C12120000/p67982.html | Yes
Mini Split HP | Multi Zone | 2-Zone | Mitsubishi | M2H24O12120000 | 24000 | 2 | 10 | 20 | 4980.75 | [5 empty] | 2023 | Ceiling Cassette | AC Wholesalers | https://www.acwholesalers.com/Mitsubishi-M2H24O12120000/p82685.html | Yes
Mini Split HP | Multi Zone | 2-Zone | LG | L2H24D12120000 | 24000 | 2 | 9 | 18.5 | 4040.35 | [5 empty] | 2023 | Concealed Duct | AC Wholesalers | https://www.acwholesalers.com/LG-L2H24D12120000/p87729.html | Yes
Mini Split HP | Multi Zone | 4-Zone | LG | L4H30W07070718 | 30000 | 2.5 | 9.2 | 22 | 4345.8 | [5 empty] | 2023 | Wall Mounted | AC Wholesalers | https://www.acwholesalers.com/LG-L4H30W07070718/p66701.html | Yes
Mini Split HP | Multi Zone | 4-Zone | LG | L4H30C07070707-A | 30000 | 2.5 | 9.2 | 22 | 5092.95 | [5 empty] | 2023 | Ceiling Cassette | AC Wholesalers | https://www.acwholesalers.com/LG-L4H30C07070707-A/p58101.html | Yes
Mini Split HP | Multi Zone | 2-Zone | Mitsubishi | MXZ-3C30NAHZ3 SEZ-KD12NA4 SEZ-KD18NA4 | 30000 | 2.5 | 9.8 | 16 | 6984.9 | [5 empty] | 2023 | Concealed Duct | AC Wholesalers | https://www.acwholesalers.com/Mitsubishi-MXZ-3C30NAHZ3-SEZ-KD12NA4-SEZ-KD18NA4/p124988.html | Yes
Mini Split HP | Single Zone | Single Zone | LG | LS090HFV3 | 9000 | 0.75 | 8.7 | 17 | 949.05 | [5 empty] | 2023 | Wall mounted | AC Wholesalers | https://www.acwholesalers.com/LG-LS090HFV3/p115542.html | Yes
Mini Split HP | Multi Zone | 2-Zone | LG | L2H36W18180000-B | 36000 | 3 | 9 | 21.5 | 4481.15 | [5 empty] | 2023 | Wall Mounted | AC Wholesalers | https://www.acwholesalers.com/LG-L2H36W18180000-B/p57523.html | Yes
Mini Split HP | Multi Zone | 3-Zone | Mitsubishi | M3H36O12121200 | 36000 | 3 | 10.4 | 17.6 | 6820.5 | [5 empty] | 2023 | Ceiling Cassette | AC Wholesalers | https://www.acwholesalers.com/Mitsubishi-M3H36O12121200/p82718.html | Yes
Mini Split HP | Multi Zone | 4-Zone | LG | L4H36D09121212-B | 36000 | 3 | 8.6 | 18 | 6996.75 | [5 empty] | 2023 | Concealed Duct | AC Wholesalers | https://www.acwholesalers.com/LG-L4H36D09121212-B/p57629.html | Yes
Mini Split HP | Multi Zone | 4-Zone | LG | L4L42D12121212 | 42000 | 3.5 | 10 | 19 | 8598.45 | [5 empty] | 2023 | Concealed Duct | AC Wholesalers | https://www.acwholesalers.com/LG-L4L42D12121212/p79321.html | No
Mini Split HP | Single Zone | Single Zone | Mitsubishi | MZ-JP12WA | 12000 | 1 | 9 | 17 | 1306.01 | [5 empty] | 2023 | Wall mounted | AC Wholesalers | https://www.acwholesalers.com/Mitsubishi-MZ-JP12WA/p99497.html | Yes
Mini Split HP | Multi Zone | 4-Zone | LG | L4H48W07070918 | 48000 | 4 | 9.5 | 20.8 | 5554.65 | [5 empty] | 2023 | Wall Mounted | AC Wholesalers | https://www.acwholesalers.com/LG-L4H48W07070918/p66710.html | Yes
Mini Split HP | Multi Zone | 5-Zone | LG | L5H48C0707090909 | 48000 | 4 | 9.5 | 20.8 | 7677.9 | [5 empty] | 2023 | Ceiling Cassette | AC Wholesalers | https://www.acwholesalers.com/LG-L5H48C0707090909/p68024.html | Yes
Mini Split HP | Multi Zone | 5-Zone | Mitsubishi | MXZ-SM48NAM SEZ-KD09NA 4-SEZ-KD12NA | 48000 | 4 | 11 | 16.5 | 10506.75 | [5 empty] | 2023 | Concealed Duct | AC Wholesalers | https://www.acwholesalers.com/Mitsubishi-MXZ-SM48NAM-SEZ-KD09NA-4-SEZ-KD12NA/p122345.html | No
Mini Split HP | Multi Zone | 4-Zone | LG | LMU600HV 4-LMN159HVT | 60000 | 5 | 10 | 20.5 | 7327.35 | [5 empty] | 2023 | Wall Mounted | AC Wholesalers | https://www.acwholesalers.com/LG-LMU600HV-4-LMN159HVT/p66863.html | Yes
Mini Split HP | Single Zone | Single Zone |  |  | 9000 | 0.75 |  |  | 1150 | 8 | 325 | 1805 |  |  | 2023 | Split ductless system, cooling only, single zone, wall mount, 3/4 ton cooling | RSMeans |  | No
Mini Split HP | Single Zone | Single Zone |  |  | 12000 | 1 |  |  | 1325 | 8.889 | 360 | 2035 |  |  | 2023 | Split ductless system, cooling only, single zone, wall mount, 1 ton cooling | RSMeans |  | No
Mini Split HP | Single Zone | Single Zone |  |  | 18000 | 1.5 |  |  | 2050 | 10 | 405 | 2910 |  |  | 2023 | Split ductless system, cooling only, single zone, wall mount, 1-1/2 ton cooling | RSMeans |  | No
Mini Split HP | Single Zone | Single Zone |  |  | 24000 | 2 |  |  | 2350 | 11.429 | 465 | 3330 |  |  | 2023 | Split ductless system, cooling only, single zone, wall mount, 2 ton cooling | RSMeans |  | No
Mini Split HP | Single Zone | Single Zone |  |  | 36000 | 3 |  |  | 2350 | 13.333 | 540 | 3455 |  |  | 2023 | Split ductless system, cooling only, single zone, wall mount, 3 ton cooling | RSMeans |  | No
Mini Split HP | Single Zone | Single Zone |  |  | 24000 | 2 |  |  | 2075 | 11.429 | 465 | 3030 |  |  | 2023 | Split ductless system, cooling only, single zone, ceiling mount, 2 ton cooling | RSMeans |  | No
Mini Split HP | Single Zone | Single Zone |  |  | 36000 | 3 |  |  | 2650 | 13.333 | 540 | 3805 |  |  | 2023 | Split ductless system, cooling only, single zone, ceiling mount, 3 ton cooling | RSMeans |  | No
Mini Split HP | Single Zone | Single Zone |  |  | 9000 | 0.75 |  |  | 3500 | 8.889 | 360 | 4435 |  |  | 2023 | Split ductless system, cooling only, multizone, wall mount, 2 @ 3/4 ton cooling | RSMeans |  | No
Mini Split HP | Multi Zone |  |  |  | 12000 | 1 |  |  | 1350 | 9.412 | 380 | 2095 |  |  | 2023 | Split ductless system, cooling / heating, wall mount, 1 ton cooling | RSMeans |  | No
Mini Split HP |  |  |  |  | 18000 | 1.5 |  |  | 2050 | 10.667 | 430 | 2955 |  |  | 2023 | Split ductless system, cooling / heating, wall mount, 1-1/2 ton cooling | RSMeans |  | No
Mini Split HP | Single Zone | Single Zone | LG | LS240HFV3 | 24000 | 2 | 8.3 | 17 | 1519.05 | [5 empty] | 2023 | Wall mounted | AC Wholesalers | https://www.acwholesalers.com/LG-LS240HFV3/p115545.html | Yes
Mini Split HP | Single Zone | Single Zone | GREE | LIVV12HP230V1AK | 12000 | 1 |  | 17 | 1084.74 | [5 empty] | 2023 |  | Home Depot | https://www.homedepot.com/p/GREE-LIVO-12-000-BTU-1-Ton-17-SEER1-Smart-Home-Wi-Fi-Ductless-Mini-Split-Air-Conditioner-with-Heat-Pump-230-208V-LIVV12HP230V1AK/313282929 | Yes
Mini Split HP | Multi Zone | 2-Zone | MRCOOL | DIYM218HPW00C01 | 18000 | 1.5 |  | 21 | 2326.6 | [5 empty] | 2023 |  | Home Depot | https://www.homedepot.com/p/MRCOOL-DIY-18-000-BTU-1-5-Ton-2-Zone-21-SEER1-Ductless-Mini-Split-AC-and-Heat-Pump-with-9K-9K-16-25ft-Lines-DIYM218HPW00C01/321505288 | Yes
Mini Split HP | Single Zone | Single Zone | AUX | ASW-H12U3/JIR1D1-US-A | 12000 | 1 |  | 17 | 657 | [5 empty] | 2023 |  | Home Depot | https://www.homedepot.com/p/AUX-12-000-BTU-Ductless-Mini-Split-Air-Conditioner-with-Heat-Pump-17-SEER1-115-Volt-1-Ton-12-ft-Line-Set-Wall-Mount-ASW-H12U3-JIR1D1-US-A/313267770 | Yes
Mini Split HP | Single Zone | Single Zone | AUX | ASW-H12U3/JIR1D1-US-C | 12000 | 1 |  | 17 | 693 | [5 empty] | 2023 |  | Home Depot | https://www.homedepot.com/p/AUX-12-000-BTU-Ductless-Mini-Split-Air-Conditioner-with-WIFI-Heat-Pump-17-SEER1-115-Volt-1-Ton-12-ft-Line-Set-Wall-Mount-ASW-H12U3-JIR1D1-US-C/313267809 | Yes
Mini Split HP | Single Zone | Single Zone | AUX | ASW-H12U3/JIR1D1-US-B | 12000 | 1 |  | 17 | 693 | [5 empty] | 2023 |  | Home Depot | https://www.homedepot.com/p/AUX-12-000-BTU-Ductless-Mini-Split-Air-Conditioner-with-Heat-Pump-17-SEER1-115-Volt-1-Ton-25-ft-Line-Set-Wall-Mount-ASW-H12U3-JIR1D1-US-B/313267799 | Yes
Mini Split HP | Single Zone | Single Zone | boreal | BRS09HPJ1IAK | 9000 | 0.75 |  | 17 | 748 | [5 empty] | 2023 |  | Home Depot | https://www.homedepot.com/p/boreal-Brisa-9-000-BTU-3-4-Ton-Wi-Fi-Inverter-Driven-Ductless-Mini-Split-Air-Conditioner-with-Heat-Pump-208-230-Volt-BRS09HPJ1IAK/314397093 | Yes
Mini Split HP | Single Zone | Single Zone | Honeywell | HWAC-1217S | 12000 | 1 |  | 17 | 1049.99 | [5 empty] | 2023 |  | Home Depot | https://www.homedepot.com/p/Honeywell-12-000-BTU-Mini-Split-Air-Conditioner-with-Heat-and-Cleaning-Options-Single-Zone-HWAC-1217S/320809333 | Yes
Mini Split HP | Single Zone | Single Zone | AUX | ASW-H24N2/JIR1D1-US-A | 24000 | 2 |  | 17 | 1200 | [5 empty] | 2023 |  | Home Depot | https://www.homedepot.com/p/AUX-24-000-BTU-Ductless-Mini-Split-Air-Conditioner-with-Heat-Pump-17-SEER1-230V-2Ton-12ft-lineset-Wall-Mount-ASW-H24N2-JIR1D1-US-A/313267829 | Yes
Mini Split HP | Single Zone | Single Zone | MRCOOL | A-24-HP-230B-MS | 24000 | 2 |  | 17 | 1483 | [5 empty] | 2023 |  | Home Depot | https://www.homedepot.com/p/MRCOOL-Advantage-3rd-Gen-24-000-BTU-2-Ton-Ductless-Mini-Split-Air-Conditioner-and-Heat-Pump-with-Mini-Stat-230V-60Hz-A-24-HP-230B-MS/313421858 | Yes
Mini Split HP | Single Zone | Single Zone | AUX | ASW-H12U3/JIR1D1-US-D | 12000 | 1 |  | 17 | 738 | [5 empty] | 2023 |  | Home Depot | https://www.homedepot.com/p/AUX-12-000-BTU-Ductless-Mini-Split-Air-Conditioner-with-Wi-Fi-Heat-Pump-17-SEER1-115-Volt-1-Ton-25-ft-Line-Set-Wall-Mount-ASW-H12U3-JIR1D1-US-D/313267818 | Yes
Mini Split HP | Single Zone | Single Zone | boreal | BRS12HPJ1IAK | 12000 | 1 |  | 17 | 848 | [5 empty] | 2023 |  | Home Depot | https://www.homedepot.com/p/boreal-Brisa-12-000-BTU-1-Ton-Wi-Fi-Inverter-Driven-Ductless-Mini-Split-Air-Conditioner-with-Heat-Pump-208-230-Volt-BRS12HPJ1IAK/314397105 | Yes
Mini Split HP | Single Zone | Single Zone | Commercial Cool | CSAH1220AC | 12000 | 1 |  | 17 | 948.17 | [5 empty] | 2023 |  | Home Depot | https://www.homedepot.com/p/Commercial-Cool-12-000-BTU-1-Ton-Ductless-Mini-Split-Air-Conditioner-with-Heat-Pump-17-SEER1-220-Volt-60-Hz-CSAH1220AC/318061841 | Yes
Mini Split HP | Single Zone | Single Zone | Honeywell | HWAC-2417S | 23000 | 1.9167 |  | 17 | 1750 | [5 empty] | 2023 |  | Home Depot | https://www.homedepot.com/p/Honeywell-24-000-BTU-2-Ton-Single-Zone-Mini-Split-Air-Conditioner-with-Heat-and-Cleaning-Options-HWAC-2417S/320826470 | Yes
Mini Split HP | Single Zone | Single Zone | Honeywell | HWAC-1817S | 18000 | 1.5 |  | 17 | 1499.99 | [5 empty] | 2023 |  | Home Depot | https://www.homedepot.com/p/Honeywell-18-000-BTU-Mini-Split-Air-Conditioner-with-Heat-and-Cleaning-Options-Single-Zone-HWAC-1817S/320825841 | Yes
Mini Split HP | Single Zone | Single Zone | GREE | LIVV09HP230V1AK | 9000 | 0.75 |  | 17 | 997.32 | [5 empty] | 2023 |  | Home Depot | https://www.homedepot.com/p/GREE-LIVO-9-000-BTU-3-4-Ton-17-SEER1-Smart-Home-Wi-Fi-Ductless-Mini-Split-Air-Conditioner-with-Heat-Pump-230-208V-LIVV09HP230V1AK/313279692 | Yes
Mini Split HP | Single Zone | Single Zone | AUX | ASW-H36US/LFR1D1-US-A | 36000 | 3 |  | 17 | 2100 | [5 empty] | 2023 |  | Home Depot | https://www.homedepot.com/p/AUX-36-000-BTU-Ductless-Mini-Split-Air-Conditioner-with-Heat-Pump-17-SEER1-230-Volt-3-Ton-12-ft-Line-Set-Wall-Mount-ASW-H36US-LFR1D1-US-A/313267868 | Yes
Mini Split HP | Single Zone | Single Zone | AUX | ASW-H36US/LFR1D1-US-C | 36000 | 3 |  | 17 | 2200 | [5 empty] | 2023 |  | Home Depot | https://www.homedepot.com/p/AUX-36-000-BTU-Ductless-Mini-Split-Air-Conditioner-with-Wi-Fi-Heat-Pump-17-SEER1-230-Volt-3-Ton-12-ft-Line-Set-Wall-Mount-ASW-H36US-LFR1D1-US-C/313267917 | Yes
Mini Split HP | Single Zone | Single Zone | AUX | ASW-H24N2/JIR1D1-US-B | 24000 | 2 |  | 17 | 1400 | [5 empty] | 2023 |  | Home Depot | https://www.homedepot.com/p/AUX-24-000-BTU-Ductless-Mini-Split-Air-Conditioner-with-Heat-Pump-17-SEER1-230V-2-Tons-25ft-lineset-ASW-H24N2-JIR1D1-US-B/313267838 | Yes
Mini Split HP | Single Zone | Single Zone | AUX | ASW-H24N2/JIR1D1-US-D | 24000 | 2 |  | 17 | 1580 | [5 empty] | 2023 |  | Home Depot | https://www.homedepot.com/p/AUX-24-000-BTU-Ductless-Mini-Split-Air-Conditioner-with-Wi-Fi-Heat-Pump-17-SEER1-230-Volt-2-Ton-25-ft-Line-Set-Wall-Mount-ASW-H24N2-JIR1D1-US-D/313267859 | Yes
Mini Split HP | Single Zone | Single Zone | AUX | ASW-H36US/LFR1D1-US-B | 36000 | 3 |  | 17 | 2300 | [5 empty] | 2023 |  | Home Depot | https://www.homedepot.com/p/AUX-36-000-BTU-Ductless-Mini-Split-Air-Conditioner-with-Heat-Pump-17-SEER1-230-Volt-3-Ton-25-ft-Line-Set-Wall-Mount-ASW-H36US-LFR1D1-US-B/313267877 | Yes
Mini Split HP | Single Zone | Single Zone | AUX | ASW-H36US/LFR1DI-US-D | 36000 | 3 |  | 17 | 2400 | [5 empty] | 2023 |  | Home Depot | https://www.homedepot.com/p/AUX-36-000-BTU-3-Ton-Ductless-Mini-Split-Air-Conditioner-with-Wi-Fi-Heat-Pump-17-SEER1-230-Volt-25-ft-Line-Set-Wall-Mount-ASW-H36US-LFR1DI-US-D/313267923 | Yes
Mini Split HP | Single Zone | Single Zone | LG | LC489HHV | 48000 | 4 | 10.65 | 17.5 | 7145.9 | [5 empty] | 2023 | Ceiling Cassette | AC Wholesalers | https://www.acwholesalers.com/LG-LC489HHV/p110620.html | Yes
Mini Split HP | Multi Zone | 2-Zone | MRCOOL | DIYM218HPW01C01 | 18000 | 1.5 |  | 21 | 2826 | [5 empty] | 2023 |  | Home Depot | https://www.homedepot.com/p/MRCOOL-DIY-18-000-BTU-1-5-Ton-2-Zone-21-SEER1-Ductless-Mini-Split-AC-and-Heat-Pump-with-9K-12K-16-25ft-Lines-DIYM218HPW01C01/321505384 | Yes
Mini Split HP | Single Zone | Single Zone | Hessaire | H18HP2A | 18000 | 1.5 |  | 17.6 | 1039 | [5 empty] | 2023 |  | Home Depot | https://www.homedepot.com/p/Hessaire-DIY-18-000-BTU-1-5-Ton-Ductless-Mini-Split-Air-Conditioner-and-Heat-Pump-Variable-Speed-Inverter-and-Remote-208-230V-H18HP2A/302894724 | Yes
Mini Split HP | Single Zone | Single Zone | EQK | 17S-EACH18R2W | 18000 | 1.5 |  | 17.6 | 1094.28 | [5 empty] | 2023 |  | Home Depot | https://www.homedepot.com/p/EQK-17-SEER1-18-000-BTU-1-5-Ton-Ductless-Mini-Split-Air-Conditioner-with-Inverter-Heat-Remote-and-Wi-Fi-230V-60-Hz-17S-EACH18R2W/314024406 | Yes
Mini Split HP | Single Zone | Single Zone | Pioneer | UYB048GMFILCAD-16 | 48000 | 4 |  | 17.8 | 4248 | [5 empty] | 2023 |  | Home Depot | https://www.homedepot.com/p/Pioneer-48-000-BTU-4-Ton-17-8-SEER1-Floor-Ceiling-Mini-Split-Air-Conditioner-Heat-Pump-System-Full-Set-UYB048GMFILCAD-16/314697810 | Yes
Mini Split HP | Single Zone | Single Zone | COOPER & HUNTER | CH-48AHUR +CH-N48CUR-230V | 48000 | 4 |  | 17.8 | 5399 | [5 empty] | 2023 |  | Home Depot | https://www.homedepot.com/p/COOPER-HUNTER-Multi-Position-48-000-BTU-4-Ton-Mini-Split-17-8-SEER1-Duct-Air-Conditioner-with-Heat-Pump-and-Install-Kit-230-Volt-CH-48AHUR-CH-N48CUR-230V/324722331 | Yes
Mini Split HP | Single Zone | Single Zone | Ramsond | 27SEG | 9000 | 0.75 |  | 17.9 | 942.94 | [5 empty] | 2023 |  | Home Depot | https://www.homedepot.com/p/Ramsond-DIY-Super-Efficiency-9-000-BTU-3-4-Ton-Inverter-Ductless-Mini-Split-Air-Conditioner-and-Heat-Pump-110V-60Hz-27SEG/301532050 | Yes
Mini Split HP | Multi Zone | 4-Zone | MRCOOL | DIYM448HPW00C149 | 39000 | 3.25 |  | 20.5 | 5221 | [5 empty] | 2023 |  | Home Depot | https://www.homedepot.com/p/MRCOOL-DIY-39-000-BTU-4-Ton-4-Zone-20-5-SEER1-Ductless-Mini-Split-AC-and-Heat-Pump-with-9K-9K-9K-12K-35-35-50-50ft-Lines-DIYM448HPW00C149/322751182 | Yes
Mini Split HP | Single Zone | Single Zone | Ramsond | 37SEG | 12000 | 1 |  | 17.9 | 962.59 | [5 empty] | 2023 |  | Home Depot | https://www.homedepot.com/p/Ramsond-DIY-Super-Efficiency-12-000-BTU-1-Ton-Inverter-Ductless-Mini-Split-Air-Conditioner-and-Heat-Pump-110V-60Hz-37SEG/301532078 | Yes
Mini Split HP | Multi Zone | 3-Zone | DuctlessAire | DA27-9-9-9 | 27000 | 2.25 |  | 21.5 | 2745.65 | [5 empty] | 2023 |  | Home Depot | https://www.homedepot.com/p/DuctlessAire-21-SEER1-27-000-BTU-2-25-Ton-3-Zone-Ductless-Mini-Split-Air-Conditioner-with-Heat-Pump-230-Volt-60Hz-DA27-9-9-9/316141411 | Yes
Mini Split HP | Single Zone | Single Zone | Hessaire | H12HP1A | 12000 | 1 |  | 17.9 | 799 | [5 empty] | 2023 |  | Home Depot | https://www.homedepot.com/p/Hessaire-DIY-12-000-BTU-1-0-Ton-Ductless-Mini-Split-Air-Conditioner-and-Heat-Pump-with-Variable-Speed-Inverter-and-Remote-115V-H12HP1A/305245600 | Yes
Mini Split HP | Single Zone | Single Zone | LG | LD187HV4 | 18000 | 1.5 | 10 | 18 | 2944.05 | [5 empty] | 2023 | Concealed Duct | AC Wholesalers | https://www.acwholesalers.com/LG-LD187HV4/p95220.html | Yes
Mini Split HP | Multi Zone | 2-Zone |  | MBRS24HP202 | 24000 | 2 |  | 21 | 2014.43 | [5 empty] | 2023 |  | Home Depot | https://www.homedepot.com/p/Brisa-Dual-Zone-24-000-BTU-2-Ton-Smart-Home-Ductless-Mini-Split-Air-Conditioner-Heat-Pump-25-ft-Install-Kit-230V-MBRS24HP202/314746236 | Yes
Mini Split HP | Single Zone | Single Zone | Pioneer | WYS024GMFI20RL-16 | 24000 | 2 |  | 18 | 1328 | [5 empty] | 2023 |  | Home Depot | https://www.homedepot.com/p/Pioneer-24-000-BTU-2-Ton-18-SEER1-Ductless-Mini-Split-Air-Conditioner-Heat-Pump-Variable-Speed-DC-Inverter-System-208-230V-WYS024GMFI20RL-16/322261171 | Yes
Mini Split HP | Single Zone | Single Zone | COOPER & HUNTER | CH-60AHUR +CH-N60CUR-230V | 54000 | 4.5 |  | 18 | 6542.77 | [5 empty] | 2023 |  | Home Depot | https://www.homedepot.com/p/COOPER-HUNTER-Multi-Position-60-000-BTU-6-Ton-Mini-Split-18-SEER1-Duct-Air-Conditioner-with-Heat-Pump-and-Install-Kit-230-Volt-CH-60AHUR-CH-N60CUR-230V/324722332 | Yes
Mini Split HP | Single Zone | Single Zone | boreal | BRS09HPL1IAK | 9000 | 0.75 |  | 18 | 698 | [5 empty] | 2023 |  | Home Depot | https://www.homedepot.com/p/boreal-Brisa-9-000-BTU-75-Tons-Smart-Home-Inverter-Driven-Ductless-Mini-Split-Air-Conditioner-with-Heat-Pump-115V-BRS09HPL1IAK/314397057 | Yes
Mini Split HP | Single Zone | Single Zone | GREE | LIVV30HP230V1AK | 30000 | 2.5 |  | 18 | 2652.25 | [5 empty] | 2023 |  | Home Depot | https://www.homedepot.com/p/GREE-LIVO-30-000-BTU-2-5-Ton-18-SEER1-Smart-Home-Wi-Fi-Ductless-Mini-Split-Air-Conditioner-with-Heat-Pump-230-208V-LIVV30HP230V1AK/313291249 | Yes
Mini Split HP | Single Zone | Single Zone | BHI | BHI-CH-18K230V-US-A | 18000 | 1.5 |  | 18 | 1049.4 | [5 empty] | 2023 |  | Home Depot | https://www.homedepot.com/p/BHI-18-000-BTU-230-Volt-18-SEER12-1-000-Sq-Ft-Ductless-Mini-Split-Air-Conditioner-with-Heat-Pump-13ft-lineset-BHI-CH-18K230V-US-A/326301188 | Yes
Mini Split HP | Single Zone | Single Zone | MRCOOL | EZPRO-12-HP-11516 | 12000 | 1 |  | 18 | 1299 | [5 empty] | 2023 |  | Home Depot | https://www.homedepot.com/p/MRCOOL-Easy-Pro-12-000-BTU-1-Ton-18-SEER1-Ductless-Mini-Split-Air-Conditioner-and-Heat-Pump-115-Volt-60-Hz-EZPRO-12-HP-11516/314675751 | Yes
Mini Split HP | Single Zone | Single Zone | BHI | BHI-CH-18K230V-US-D | 18000 | 1.5 |  | 18 | 1163.7 | [5 empty] | 2023 |  | Home Depot | https://www.homedepot.com/p/BHI-18-000-BTU-230-Volt-18-SEER12-1-000-Sq-Ft-Ductless-Mini-Split-Air-Conditioner-with-Heat-Pump-Wi-Fi-25ft-lineset-BHI-CH-18K230V-US-D/326301214 | Yes
Mini Split HP | Single Zone | Single Zone | boreal | BRS30HPJ1IAK | 30000 | 2.5 |  | 18 | 1627.14 | [5 empty] | 2023 |  | Home Depot | https://www.homedepot.com/p/boreal-Brisa-30-000-BTU-2-5-Ton-Smart-Home-Inverter-Ductless-Mini-Split-Air-Conditioner-with-Heat-Pump-208-230Volt-BRS30HPJ1IAK/314397132 | Yes
Mini Split HP | Single Zone | Single Zone | MRCOOL | A-09-HP-230B-MS | 9000 | 0.75 |  | 18 | 915.27 | [5 empty] | 2023 |  | Home Depot | https://www.homedepot.com/p/MRCOOL-Advantage-3rd-Gen-9-000-BTU-3-4-Ton-Ductless-Mini-Split-Air-Conditioner-and-Heat-Pump-with-Mini-Stat-230V-60Hz-A-09-HP-230B-MS/313421875 | Yes
Mini Split HP | Single Zone | Single Zone | GREE | VIR36HP230V1AK | 36000 | 3 |  | 18 | 2150 | [5 empty] | 2023 |  | Home Depot | https://www.homedepot.com/p/GREE-Vireo-33600-BTU-Ductless-Mini-Split-Air-Conditioner-and-Heat-Pump-Kit-230Volt-VIR36HP230V1AK/206798483 | Yes
Mini Split HP | Single Zone | Single Zone | EQK | 19S-EACH24R2W | 24000 | 2 |  | 18 | 1527.55 | [5 empty] | 2023 |  | Home Depot | https://www.homedepot.com/p/EQK-18-SEER1-24-000-BTU-2-Ton-Ductless-Mini-Split-Air-Conditioner-with-Inverter-Heat-Remote-and-Wi-Fi-230-Volt-60-Hz-19S-EACH24R2W/314025523 | Yes
Mini Split HP | Single Zone | Single Zone | BHI | BHI-CH-18K230V-US-C | 18000 | 1.5 |  | 18 | 1097.1 | [5 empty] | 2023 |  | Home Depot | https://www.homedepot.com/p/BHI-18-000-BTU-230-Volt-18-SEER12-1-000-Sq-Ft-Ductless-Mini-Split-Air-Conditioner-with-Heat-Pump-Wi-Fi-13ft-lineset-BHI-CH-18K230V-US-C/326301203 | Yes
Mini Split HP | Single Zone | Single Zone | MRCOOL | EZPRO-24-HP-23016 | 24000 | 2 |  | 18 | 1698 | [5 empty] | 2023 |  | Home Depot | https://www.homedepot.com/p/MRCOOL-Easy-Pro-24-000-BTU-2-Ton-18-SEER1-Ductless-Mini-Split-Air-Conditioner-and-Heat-Pump-230V-60Hz-EZPRO-24-HP-23016/314675757 | Yes
Mini Split HP | Single Zone | Single Zone | COOPER & HUNTER | CH-30SPH-230/CH-30SPH230VO-R | 30000 | 2.5 |  | 18 | 2613.6 | [5 empty] | 2023 |  | Home Depot | https://www.homedepot.com/p/COOPER-HUNTER-Sophia-30000-BTU-2-5-Ton-Ductless-Mini-Split-Air-Conditioner-with-Heat-Pump-and-16-ft-Install-Kit-230-Volt-CH-30SPH-230-CH-30SPH230VO-R/319524902 | Yes
Mini Split HP | Single Zone | Single Zone | EQK | 17S-EAC18R2W | 18000 | 1.5 |  | 18.3 | 1086.76 | [5 empty] | 2023 |  | Home Depot | https://www.homedepot.com/p/EQK-18-SEER1-18-000-BTU-1-5-Ton-Ductless-Mini-Split-Air-Conditioner-with-Inverter-Remote-and-Wi-Fi-230V-60-Hz-17S-EAC18R2W/314024503 | Yes
Mini Split HP | Multi Zone | 2-Zone | GREE | MULTI18VIR200HP | 18000 | 1.5 |  | 22 | 2951.1 | [5 empty] | 2023 |  | Home Depot | https://www.homedepot.com/p/GREE-Gen3-Smart-Home-Dual-Zone-18-000-BTU-1-5-Ton-Ductless-Mini-Split-Air-Conditioner-with-Heat-Inverter-Remote-208-230-V-MULTI18VIR200HP/322550986 | Yes
Mini Split HP | Single Zone | Single Zone | LG | LD097HV4 | 9000 | 0.75 | 10.3 | 18.5 | 2278.1 | [5 empty] | 2023 | Concealed Duct | AC Wholesalers | https://www.acwholesalers.com/LG-LD097HV4/p72225.html | Yes
Mini Split HP | Single Zone | Single Zone | LG | LS363HLV3 | 36000 | 3 | 7.9 | 18.5 | 3446.6 | [5 empty] | 2023 | Wall mounted | AC Wholesalers | https://www.acwholesalers.com/LG-LS363HLV3/p106692.html | Yes
Mini Split HP | Multi Zone | 5-Zone | MRCOOL | DIYM548HPW00C99 | 45000 | 3.75 |  | 20.5 | 6721 | [5 empty] | 2023 |  | Home Depot | https://www.homedepot.com/p/MRCOOL-DIY-45-000-BTU-4-Ton-5-Zone-20-5-SEER1-Ductless-Mini-Split-AC-and-Heat-Pump-with-9K-9K-9K-9K-9K-16-25-25-50-50ft-Lines-DIYM548HPW00C99/326610799 | Yes
Mini Split HP | Single Zone | Single Zone | MRCOOL | EZPRO-18-HP-23016 | 18000 | 1.5 |  | 18.5 | 1454 | [5 empty] | 2023 |  | Home Depot | https://www.homedepot.com/p/MRCOOL-Easy-Pro-18-000-BTU-1-5-Ton-18-5-SEER1-Ductless-Mini-Split-Air-Conditioner-and-Heat-Pump-230V-60Hz-EZPRO-18-HP-23016/314675756 | Yes
Mini Split HP | Single Zone | Single Zone | Pioneer | WYS030GMFI20RL-16 | 30000 | 2.5 |  | 18.6 | 1958 | [5 empty] | 2023 |  | Home Depot | https://www.homedepot.com/p/Pioneer-30-000-BTU-2-5-Ton-18-6-SEER1-Ductless-Mini-Split-Air-Conditioner-Heat-Pump-Variable-Speed-DC-Inverter-System-208-230V-WYS030GMFI20RL-16/322261286 | Yes
Mini Split HP | Multi Zone | 2-Zone | GREE | MULTI18LIV101HP | 18000 | 1.5 |  | 17 | 2799 | [5 empty] | 2023 |  | Home Depot | https://www.homedepot.com/p/GREE-Dual-Zone-18-000-BTU-1-5-Ton-Smart-Home-Ductless-Mini-Split-Air-Conditioner-and-Heat-Pump-25-ft-Kit-230-Volt-MULTI18LIV101HP/321574343 | Yes
Mini Split HP | Single Zone | Single Zone | LG | LS120HXV2 | 12000 | 1 | 9 | 19 | 1064 | [5 empty] | 2023 | Wall mounted | AC Wholesalers | https://www.acwholesalers.com/LG-LS120HXV2/p99989.html | Yes
Mini Split HP | Single Zone | Single Zone | LG | LS120HEV2 | 12000 | 1 | 9 | 19 | 1043.1 | [5 empty] | 2023 | Wall mounted | AC Wholesalers | https://www.acwholesalers.com/LG-LS120HEV2/p99293.html | Yes
Mini Split HP | Multi Zone | 3-Zone | GREE | MULTI36LIV107HP | 36000 | 3 |  | 17 | 4679.1 | [5 empty] | 2023 |  | Home Depot | https://www.homedepot.com/p/GREE-Livo-GEN3-Triple-Zone-36-000-BTU-3-Ton-Smart-Home-Ductless-Mini-Split-Air-Conditioner-and-Heat-Pump-25-ft-Kit-230V-MULTI36LIV107HP/321587456 | Yes
Mini Split HP | Single Zone | Single Zone | LG | LS240HEV2 | 24000 | 2 | 8.8 | 19 | 1698.1 | [5 empty] | 2023 | Wall mounted | AC Wholesalers | https://www.acwholesalers.com/LG-LS240HEV2/p99295.html | Yes
Mini Split HP | Single Zone | Single Zone | LG | LH248HV | 24000 | 2 | 9 | 19 | 3342.1 | [5 empty] | 2023 | Concealed Duct | AC Wholesalers | https://www.acwholesalers.com/LG-LH248HV/p99298.html | Yes
Mini Split HP | Single Zone | Single Zone | Pioneer | WYT012GLFI19RL | 12000 | 1 |  | 19 | 768 | [5 empty] | 2023 |  | Home Depot | https://www.homedepot.com/p/Pioneer-Low-Ambient-12-000-BTU-1-Ton-19-SEER12-Ductless-Mini-Split-Wall-Mounted-Inverter-Air-Conditioner-with-Heat-Pump-208-230V-WYT012GLFI19RL/326231266 | Yes
Mini Split HP | Single Zone | Single Zone | EQK | 19S-EACH12R2W | 12000 | 1 |  | 19 | 786.84 | [5 empty] | 2023 |  | Home Depot | https://www.homedepot.com/p/EQK-19-SEER1-12-000-BTU-1-Ton-Ductless-Mini-Split-Air-Conditioner-with-Inverter-Heat-Remote-and-Wi-Fi-230V-60-Hz-19S-EACH12R2W/314025450 | Yes
Mini Split HP | Multi Zone | 4-Zone | GREE | MULTI36VIR400HP | 34000 | 2.8333 |  | 21 | 5599 | [5 empty] | 2023 |  | Home Depot | https://www.homedepot.com/p/GREE-Gen3-Smart-Home-Quad-Zone-34-000-BTU-3-Ton-Ductless-Mini-Split-Air-Conditioner-with-Heat-Inverter-Remote-230-Volt-MULTI36VIR400HP/322969077 | Yes
Mini Split HP | Single Zone | Single Zone | Pioneer | WYT018GLFI19RL | 18000 | 1.5 |  | 19 | 998 | [5 empty] | 2023 |  | Home Depot | https://www.homedepot.com/p/Pioneer-Low-Ambient-18-000-BTU-1-5-Ton-19-SEER12-Ductless-Mini-Split-Wall-Mounted-Inverter-Air-Conditioner-w-Heat-Pump-208-230V-WYT018GLFI19RL/326231281 | Yes
Mini Split HP | Multi Zone | 5-Zone | GREE | MULTI42LIV112HP | 39000 | 3.25 |  | 17 | 5999 | [5 empty] | 2023 |  | Home Depot | https://www.homedepot.com/p/GREE-Livo-GEN3-5-Zone-39-000-BTU-3-5-Ton-Smart-Home-Ductless-Mini-Split-Air-Conditioner-and-Heat-Pump-25-ft-Kit-230V-MULTI42LIV112HP/321589637 | Yes
Mini Split HP | Single Zone | Single Zone | BHI | BHI-12K230V-US-A | 12000 | 1 |  | 19 | 702 | [5 empty] | 2023 |  | Home Depot | https://www.homedepot.com/p/BHI-12-000-BTU-1-Ton-Ductless-Mini-Split-Air-Conditioner-with-Heat-Pump-230-Volt-BHI-12K230V-US-A/318799969 | Yes
Mini Split HP | Single Zone | Single Zone | MRCOOL | A-12-HP-230B-LG | 12000 | 1 |  | 19 | 923.75 | [5 empty] | 2023 |  | Home Depot | https://www.homedepot.com/p/MRCOOL-Advantage-3rd-Gen-12-000-BTU-1-Ton-Ductless-Mini-Split-Air-Conditioner-and-Heat-Pump-with-Line-Guard-230-Volt-60Hz-A-12-HP-230B-LG/320378939 | Yes
Mini Split HP | Single Zone | Single Zone | GREE | LIVV24HP230V1AK | 22000 | 1.8333 |  | 19 | 1927.1 | [5 empty] | 2023 |  | Home Depot | https://www.homedepot.com/p/GREE-LIVO-22-000-BTU-2-Ton-18-SEER1-Smart-Home-Wi-Fi-Ductless-Mini-Split-Air-Conditioner-with-Heat-Pump-230-208V-LIVV24HP230V1AK/313291001 | Yes
Mini Split HP | Single Zone | Single Zone | MRCOOL | A-09-HP-115B-LG | 9000 | 0.75 |  | 19 | 853.06 | [5 empty] | 2023 |  | Home Depot | https://www.homedepot.com/p/MRCOOL-Advantage-3rd-Gen-9-000-BTU-1-Ton-Ductless-Mini-Split-Air-Conditioner-and-Heat-Pump-with-Line-Guard-115V-A-09-HP-115B-LG/320378942 | Yes
Mini Split HP | Single Zone | Single Zone | Pioneer | RYB018GMFILDAD-16 | 18000 | 1.5 |  | 19 | 1728 | [5 empty] | 2023 |  | Home Depot | https://www.homedepot.com/p/Pioneer-18-000-BTU-1-5-Ton-19-SEER1-Ceiling-Concealed-Non-Ductless-Mini-Split-Air-Conditioner-with-Heat-Pump-208-230V-RYB018GMFILDAD-16/317064199 | Yes
Mini Split HP | Multi Zone | 3-Zone | GREE | MULTI24VIR302HP | 24000 | 2 |  | 21 | 4013.1 | [5 empty] | 2023 |  | Home Depot | https://www.homedepot.com/p/GREE-Gen3-Smart-Home-Triple-Zone-24-000-BTU-2-Ton-Ductless-Mini-Split-Air-Conditioner-with-Heat-Inverter-Remote-230-Volt-MULTI24VIR302HP/322938280 | Yes
Mini Split HP | Multi Zone | 4-Zone | GREE | MULTI36VIR410HP | 34000 | 2.8333 |  | 21 | 5779.15 | [5 empty] | 2023 |  | Home Depot | https://www.homedepot.com/p/GREE-Gen3-Smart-Home-Quad-Zone-34-000-BTU-3-Ton-Ductless-Mini-Split-Air-Conditioner-Heat-Pump-25-ft-Install-Kit-230V-MULTI36VIR410HP/322973683 | Yes
Mini Split HP | Multi Zone | 4-Zone | GREE | MULTI30VIR402HP | 28400 | 2.3667 |  | 21 | 4899 | [5 empty] | 2023 |  | Home Depot | https://www.homedepot.com/p/GREE-Gen3-Smart-Home-Quad-Zone-28-400-BTU-2-5-Ton-Ductless-Mini-Split-Air-Conditioner-Heat-Pump-25-ft-Install-Kit-230-Volt-MULTI30VIR402HP/322956187 | Yes
Mini Split HP | Single Zone | Single Zone | boreal | BRS24HPJ1IAK | 24000 | 2 |  | 19 | 1096.3 | [5 empty] | 2023 |  | Home Depot | https://www.homedepot.com/p/boreal-Brisa-24-000-BTU-2-Ton-Smart-Home-Inverter-Driven-Ductless-Mini-Split-Air-Conditioner-with-Heat-Pump-208-230Volt-BRS24HPJ1IAK/314397131 | Yes
Mini Split HP | Multi Zone | 5-Zone | MRCOOL | DIYM548HPW01C99 | 48000 | 4 |  | 20.5 | 6853 | [5 empty] | 2023 |  | Home Depot | https://www.homedepot.com/p/MRCOOL-DIY-48-000-BTU-4-Ton-5-Zone-20-5-SEER1-Ductless-Mini-Split-AC-and-Heat-Pump-with-9K-9K-9K-9K-12K-16-25-25-50-50ft-Lines-DIYM548HPW01C99/326498729 | Yes
Mini Split HP | Multi Zone | 4-Zone |  | MBRS42HP400 | 39000 | 3.25 |  | 21 | 3328.45 | [5 empty] | 2023 |  | Home Depot | https://www.homedepot.com/p/Brisa-Quad-Zone-39-000-BTU-3-5-Ton-Smart-Home-Ductless-Mini-Split-Air-Conditioner-Heat-Pump-25-ft-Install-Kit-230V-MBRS42HP400/314748816 | Yes
Mini Split HP | Single Zone | Single Zone | MRCOOL | A-12-HP-115B-MS | 12000 | 1 |  | 19 | 953.75 | [5 empty] | 2023 |  | Home Depot | https://www.homedepot.com/p/MRCOOL-Advantage-3rd-Gen-12-000-BTU-1-Ton-Ductless-Mini-Split-Air-Conditioner-and-Heat-Pump-with-Mini-Stat-115V-60Hz-A-12-HP-115B-MS/313440642 | Yes
Mini Split HP | Single Zone | Single Zone | MRCOOL | A-24-HP-230B-LG | 24000 | 2 |  | 19 | 1396.5 | [5 empty] | 2023 |  | Home Depot | https://www.homedepot.com/p/MRCOOL-Advantage-3rd-Gen-24-000-BTU-1-Ton-Ductless-Mini-Split-Air-Conditioner-and-Heat-Pump-with-Line-Guard-230-Volt-60Hz-A-24-HP-230B-LG/320378944 | Yes
Mini Split HP | Multi Zone | 3-Zone | MRCOOL | DIYM336HPW03C35 | 36000 | 3 |  | 21.5 | 4537 | [5 empty] | 2023 |  | Home Depot | https://www.homedepot.com/p/MRCOOL-DIY-36-000-BTU-3-Ton-3-Zone-21-5-SEER1-Ductless-Mini-Split-AC-and-Heat-Pump-with-24K-9K-9K-25-25-25ft-Lines-DIYM336HPW03C35/317477491 | Yes
Mini Split HP | Multi Zone | 2-Zone | Ramsond | CH09/09MSPHCT230VI-CH18MSPH230VOA | 18000 | 1.5 |  | 21.3 | 3458.66 | [5 empty] | 2023 |  | Home Depot | https://www.homedepot.com/p/Ramsond-Sophia-18000-BTU-1-5-Ton-21-3-SEER1-Dual-Cassette-Multi-Zone-Ductless-Mini-Split-Air-Conditioner-with-Heat-Pump-230V-CH09-09MSPHCT230VI-CH18MSPH230VOA/320503597 | Yes
Mini Split HP | Single Zone | Single Zone | Pioneer | WYT036GLFI19RL | 36000 | 3 |  | 19 | 2298 | [5 empty] | 2023 |  | Home Depot | https://www.homedepot.com/p/Pioneer-Low-Ambient-36-000-BTU-3-Ton-19-SEER12-Ductless-Mini-Split-Wall-Mounted-Inverter-Air-Conditioner-with-Heat-Pump-208V-230V-WYT036GLFI19RL/326142741 | Yes
Mini Split HP | Single Zone | Single Zone | MRCOOL | A-18-HP-230B-LG | 18000 | 1.5 |  | 19 | 1180.57 | [5 empty] | 2023 |  | Home Depot | https://www.homedepot.com/p/MRCOOL-Advantage-3rd-Gen-18-000-BTU-1-5-Ton-Ductless-Mini-Split-Air-Conditioner-and-Heat-Pump-with-Line-Guard-230-Volt-60Hz-A-18-HP-230B-LG/320378943 | Yes
Mini Split HP | Multi Zone | 4-Zone | Bosch | 8733954451 | 36000 | 3 |  | 22 | 6176.17 | [5 empty] | 2023 |  | Home Depot | https://www.homedepot.com/p/Bosch-Max-Performance-4-Zone-36-000-BTU-3-Ton-Ductless-Mini-Split-Air-Conditioner-with-Heat-Pump-230-Volt-8733954451/312372800 | Yes
Mini Split HP | Single Zone | Single Zone | MRCOOL | A-18-HP-230B-MS | 18000 | 1.5 |  | 19 | 1180.57 | [5 empty] | 2023 |  | Home Depot | https://www.homedepot.com/p/MRCOOL-Advantage-3rd-Gen-18-000-BTU-1-1-2-Ton-Ductless-Mini-Split-Air-Conditioner-and-Heat-Pump-with-Mini-Stat-230V-A-18-HP-230B-MS/313421880 | Yes
Mini Split HP | Single Zone | Single Zone | MRCOOL | A-12-HP-115B-LG | 12000 | 1 |  | 19 | 1018.98 | [5 empty] | 2023 |  | Home Depot | https://www.homedepot.com/p/MRCOOL-Advantage-3rd-Gen-12-000-BTU-1-Ton-Ductless-Mini-Split-Air-Conditioner-and-Heat-Pump-with-Line-Guard-115V-60Hz-A-12-HP-115B-LG/320378940 | Yes
Mini Split HP | Single Zone | Single Zone | BHI | BHI-CH-12K115V-US-C | 12000 | 1 |  | 19 | 753.3 | [5 empty] | 2023 |  | Home Depot | https://www.homedepot.com/p/BHI-12-000-BTU-115-Volt-19-SEER12-600-Sq-Ft-Ductless-Mini-Split-Air-Conditioner-with-Heat-Pump-Wi-Fi-13ft-lineset-BHI-CH-12K115V-US-C/326301170 | Yes
Mini Split HP | Multi Zone | 2-Zone | GREE | MULTI36LIV108HP | 36000 | 3 |  | 16 | 4899 | [5 empty] | 2023 |  | Home Depot | https://www.homedepot.com/p/GREE-Livo-Gen3-Dual-Zone-36-000-BTU-3-Ton-Smart-Home-Ductless-Mini-Split-Air-Conditioner-and-Heat-Pump-25-ft-Kit-230-Volt-MULTI36LIV108HP/321588176 | Yes
Mini Split HP | Single Zone | Single Zone | EQK | 19S-EACH18R2W | 18000 | 1.5 |  | 19 | 1157.88 | [5 empty] | 2023 |  | Home Depot | https://www.homedepot.com/p/EQK-19-SEER1-18-000-BTU-1-5-Ton-Ductless-Mini-Split-Air-Conditioner-with-Inverter-Heat-Remote-and-Wi-Fi-230-Volt-60-Hz-19S-EACH18R2W/314025487 | Yes
Mini Split HP | Multi Zone | 5-Zone | Bosch | 8733954439 | 48000 | 4 |  | 17.5 | 8979.74 | [5 empty] | 2023 |  | Home Depot | https://www.homedepot.com/p/Bosch-Gen-2-48-000-BTU-4-Ton-5-Zone-Ductless-Mini-Split-Air-Conditioner-with-Heat-Pump-230V-8733954439/316545264 | Yes
Mini Split HP | Single Zone | Single Zone | BHI | BHI-CH-12K115V-US-D | 12000 | 1 |  | 19 | 801 | [5 empty] | 2023 |  | Home Depot | https://www.homedepot.com/p/BHI-12-000-BTU-115-Volt-19-SEER12-600-Sq-Ft-Ductless-Mini-Split-Air-Conditioner-with-Heat-Pump-Wi-Fi-25ft-lineset-BHI-CH-12K115V-US-D/326301178 | Yes
Mini Split HP | Multi Zone | 2-Zone | GREE | MULTI24LIV102HP | 24000 | 2 |  | 21 | 3399 | [5 empty] | 2023 |  | Home Depot | https://www.homedepot.com/p/GREE-Livo-Gen3-Dual-Zone-24-000-BTU-2-Ton-Smart-Home-Ductless-Mini-Split-Air-Conditioner-and-Heat-Pump-25-ft-Kit-230-Volt-MULTI24LIV102HP/321577125 | Yes
Mini Split HP | Single Zone | Single Zone | BHI | BHI-12K230V-US-C | 12000 | 1 |  | 19 | 747 | [5 empty] | 2023 |  | Home Depot | https://www.homedepot.com/p/BHI-12-000-BTU-1-Ton-Ductless-Mini-Split-Air-Conditioner-with-Heat-Pump-Wi-Fi-230-Volt-BHI-12K230V-US-C/318799972 | Yes
Mini Split HP | Single Zone | Single Zone | BHI | BHI-CH-12K115V-US-A | 12000 | 1 |  | 19 | 715.5 | [5 empty] | 2023 |  | Home Depot | https://www.homedepot.com/p/BHI-12-000-BTU-115-Volt-19-SEER12-600-Sq-Ft-Ductless-Mini-Split-Air-Conditioner-with-Heat-Pump-13ft-lineset-BHI-CH-12K115V-US-A/326301154 | Yes
Mini Split HP | Multi Zone | 4-Zone | Ramsond | CH09/09/09/09/MSPHCT230VI-CH36MSPH230VOA | 36000 | 3 |  | 22.5 | 6448.02 | [5 empty] | 2023 |  | Home Depot | https://www.homedepot.com/p/Ramsond-Sophia-36000-BTU-3-Ton-22-5-SEER1-4-Cassette-Multi-Zone-Ductless-Mini-Split-Air-Conditioner-with-Heat-Pump-230V-CH09-09-09-09-MSPHCT230VI-CH36MSPH230VOA/320655995 | Yes
Mini Split HP | Single Zone | Single Zone | BHI | BHI-CH-12K115V-US-B | 12000 | 1 |  | 19 | 763.2 | [5 empty] | 2023 |  | Home Depot | https://www.homedepot.com/p/BHI-12-000-BTU-115-Volt-19-SEER12-600-Sq-Ft-Ductless-Mini-Split-Air-Conditioner-with-Heat-Pump-25ft-lineset-BHI-CH-12K115V-US-B/326301159 | Yes
Mini Split HP | Single Zone | Single Zone | COOPER & HUNTER | CH-M18DTUI | 18000 | 1.5 |  | 19 | 2339.14 | [5 empty] | 2023 |  | Home Depot | https://www.homedepot.com/p/COOPER-HUNTER-Sophia-18-000-BTU-1-5-Ton-Ductless-Mini-Split-19-SEER1-Duct-Air-Conditioner-with-Heat-Pump-and-Install-Kit-230V-CH-M18DTUI/320477740 | Yes
Mini Split HP | Single Zone | Single Zone | DuctlessAire | KA1219CS | 12000 | 1 |  | 19.5 | 1024.12 | [5 empty] | 2023 |  | Home Depot | https://www.homedepot.com/p/DuctlessAire-19-SEER1-12-000-BTU-1-Ton-Ductless-Mini-Split-Air-Conditioner-with-Heat-Pump-Variable-Speed-Inverter-220V-60Hz-KA1219CS/315256794 | Yes
Mini Split HP | Single Zone | Single Zone | EQK | 21S-EACH9R1W | 9000 | 0.75 |  | 19.5 | 870.12 | [5 empty] | 2023 |  | Home Depot | https://www.homedepot.com/p/EQK-19-SEER1-9-000-BTU-3-4-Ton-Ductless-Mini-Split-Air-Conditioner-with-Inverter-Heat-Remote-and-Wi-Fi-115-Volt-60Hz-E-Star-21S-EACH9R1W/314025648 | Yes
Mini Split HP | Multi Zone | 2-Zone | GREE | MULTI30VIR210HP | 28400 | 2.3667 |  | 21 | 3824.15 | [5 empty] | 2023 |  | Home Depot | https://www.homedepot.com/p/GREE-Gen3-Smart-Home-Dual-Zone-28-400-BTU-2-5-Ton-Ductless-Mini-Split-Air-Conditioner-Heat-Pump-25-ft-Install-Kit-230V-MULTI30VIR210HP/322750112 | Yes
Mini Split HP | Single Zone | Single Zone | Bonaire Durango | CRC7000024 | 24000 | 2 |  | 19.5 | 1885.3 | [5 empty] | 2023 |  | Home Depot | https://www.homedepot.com/p/Bonaire-Durango-24000-BTU-2-Ton-220-Volt-60Hz-Ductless-Mini-Split-CRC7000024/324082916 | Yes
Mini Split HP | Single Zone | Single Zone | GREE | VIR12FLR230V1AK | 12000 | 1 |  | 19.6 | 1216.73 | [5 empty] | 2023 |  | Home Depot | https://www.homedepot.com/p/GREE-12-000-BTU-1-Ton-Inverter-Floor-Ceiling-Cassette-Ductless-Mini-Split-Air-Conditioner-with-Heat-Pump-230V-VIR12FLR230V1AK/319236449 | Yes
Mini Split HP | Multi Zone | 2-Zone | MRCOOL | DIYM236HPW03C01 | 36000 | 3 |  | 21.5 | 3993 | [5 empty] | 2023 |  | Home Depot | https://www.homedepot.com/p/MRCOOL-DIY-36-000-BTU-3-Ton-2-Zone-21-5-SEER1-Ductless-Mini-Split-AC-and-Heat-Pump-with-18K-18K-16-25ft-Lines-DIYM236HPW03C01/321560420 | Yes
Mini Split HP | Single Zone | Single Zone | Mitsubishi | ML-KP12NA | 12000 | 1 | 12.1 | 19.8 | 2353.39 | [5 empty] | 2023 | Ceiling Cassette | AC Wholesalers | https://www.acwholesalers.com/Mitsubishi-ML-KP12NA/p96646.html | Yes
Mini Split HP | Single Zone | Single Zone | Fujitsu | 09LUAS1D | 9000 | 0.75 | 11.7 | 20 | 1870.55 | [5 empty] | 2023 | Concealed Duct | AC Wholesalers | https://www.acwholesalers.com/Fujitsu-09LUAS1D/p123384.html | Yes
Mini Split HP | Single Zone | Single Zone | BHI | BHI-12K115V-US-A | 12000 | 1 |  | 20 | 711 | [5 empty] | 2023 |  | Home Depot | https://www.homedepot.com/p/BHI-12-000-BTU-1-Ton-Ductless-Mini-Split-Air-Conditioner-with-Heat-Pump-115V-BHI-12K115V-US-A/318800055 | Yes
Mini Split HP | Single Zone | Single Zone | Pioneer | WYT009ALFI19RL | 9000 | 0.75 |  | 20 | 968.06 | [5 empty] | 2023 |  | Home Depot | https://www.homedepot.com/p/Pioneer-Low-Ambient-9-000-BTU-0-75-Ton-20-SEER1-Ductless-Mini-Split-Wall-Mounted-Inverter-Air-Conditioner-with-Heat-Pump-110-120V-WYT009ALFI19RL/314043652 | Yes
Mini Split HP | Multi Zone | 5-Zone | MRCOOL | DIYM548HPC01C243 | 48000 | 4 |  | 20.5 | 11792 | [5 empty] | 2023 |  | Home Depot | https://www.homedepot.com/p/MRCOOL-DIY-48-000-BTU-4-Ton-5-Zone-20-5-SEER1-Ductless-Mini-Split-AC-and-Heat-Pump-with-Cassettes-4-9k-12K-25-25-35-66-66ft-DIYM548HPC01C243/324062189 | Yes
Mini Split HP | Multi Zone | 2-Zone | GREE | MULTI30LIV105HP | 30000 | 2.5 |  | 16 | 3799 | [5 empty] | 2023 |  | Home Depot | https://www.homedepot.com/p/GREE-Livo-Gen3-Dual-Zone-30-000-BTU-2-5-Ton-Smart-Home-Ductless-Mini-Split-Air-Conditioner-and-Heat-Pump-25-ft-Kit-230-Volt-MULTI30LIV105HP/321587277 | Yes
Mini Split HP | Multi Zone | 5-Zone | Ramsond | CH09/09/09/09/09MSPHCT230VI-CH48MSPH230V | 48000 | 4 |  | 21.5 | 11836.26 | [5 empty] | 2023 |  | Home Depot | https://www.homedepot.com/p/Ramsond-Sophia-48000-BTU-4-Ton-21-5-SEER1-5-Zones-Cassette-Multi-Zone-Ductless-Mini-Split-Air-Conditioner-with-Heat-Pump-230V-CH09-09-09-09-09MSPHCT230VI-CH48MSPH230V/320667912 | Yes
Mini Split HP | Multi Zone | 4-Zone | GREE | MULTI30VIR410HP | 28400 | 2.3667 |  | 21 | 5099.15 | [5 empty] | 2023 |  | Home Depot | https://www.homedepot.com/p/GREE-Gen3-Smart-Home-Quad-Zone-28-400-BTU-2-5-Ton-Ductless-Mini-Split-Air-Conditioner-Heat-Pump-25-ft-Install-Kit-230-Volt-MULTI30VIR410HP/322956168 | Yes
Mini Split HP | Multi Zone | 2-Zone |  | MBRS24HP201 | 24000 | 2 |  | 21 | 2055.45 | [5 empty] | 2023 |  | Home Depot | https://www.homedepot.com/p/Brisa-Dual-Zone-24-000-BTU-2-Ton-Smart-Home-Ductless-Mini-Split-Air-Conditioner-Heat-Pump-25-ft-Install-Kit-230V-MBRS24HP201/314746217 | Yes
Mini Split HP | Multi Zone | 2-Zone | GREE | MULTIU18HP211 | 20000 | 1.6667 |  | 23 | 2971.02 | [5 empty] | 2023 |  | Home Depot | https://www.homedepot.com/p/GREE-Ultra-ENERGY-STAR-2-Zone-20000-BTU-1-5-Ton-Wi-Fi-Ductless-Mini-Split-Air-Conditioner-and-Heat-Pump-with-25-ft-Kit-230V-MULTIU18HP211/312459715 | Yes
Mini Split HP | Single Zone | Single Zone | Pioneer | UYB018GMFILCAD-16 | 18000 | 1.5 |  | 20 | 1828 | [5 empty] | 2023 |  | Home Depot | https://www.homedepot.com/p/Pioneer-18-000-BTU-1-5-Ton-20-SEER1-Floor-Ceiling-Mini-Split-Air-Conditioner-Heat-Pump-System-Full-Set-UYB018GMFILCAD-16/314661746 | Yes
Mini Split HP | Single Zone | Single Zone | GREE | VIR24DCT230V1AK | 24000 | 2 |  | 20 | 1519.23 | [5 empty] | 2023 |  | Home Depot | https://www.homedepot.com/p/GREE-24-000-BTU-2-Ton-Inverter-Slim-Duct-Ceiling-Cassette-Mini-Split-Air-Conditioner-with-Heat-Pump-230V-VIR24DCT230V1AK/319237237 | Yes
Mini Split HP | Multi Zone | 3-Zone | Ramsond | CH09/09/09MSPHCT230VI-CH27MSPH230VOA | 27000 | 2.25 |  | 22 | 5022.97 | [5 empty] | 2023 |  | Home Depot | https://www.homedepot.com/p/Ramsond-Sophia-27000-BTU-2-5-Ton-22-SEER1-3-Cassette-Multi-Zone-Ductless-Mini-Split-Air-Conditioner-with-Heat-Pump-230V-CH09-09-09MSPHCT230VI-CH27MSPH230VOA/320593867 | Yes
Mini Split HP | Multi Zone | 3-Zone | MRCOOL | DIYM336HPW07C01 | 36000 | 3 |  | 21.5 | 4622 | [5 empty] | 2023 |  | Home Depot | https://www.homedepot.com/p/MRCOOL-DIY-36-000-BTU-3-Ton-3-Zone-21-5-SEER1-Ductless-Mini-Split-AC-and-Heat-Pump-with-12K-12K-18K-16-16-25ft-Lines-DIYM336HPW07C01/317476899 | Yes
Mini Split HP | Single Zone | Single Zone | MRCOOL | EZPRO-09-HP-11516 | 9000 | 0.75 |  | 20 | 1252 | [5 empty] | 2023 |  | Home Depot | https://www.homedepot.com/p/MRCOOL-Easy-Pro-9-000-BTU-0-75-Ton-20-SEER1-Ductless-Mini-Split-Air-Conditioner-and-Heat-Pump-115V-60Hz-EZPRO-09-HP-11516/314675750 | Yes
Mini Split HP | Single Zone | Single Zone | Tosot | GWH12AFC-A3DNA1A | 12000 | 1 |  | 20 | 1012.16 | [5 empty] | 2023 |  | Home Depot | https://www.homedepot.com/p/Tosot-12-000-BTU-Mini-Split-Air-Conditioner-Wifi-Enabled-Inverter-Heating-System-20-SEER12-115V-1-Ton-GWH12AFC-A3DNA1A/325835070 | Yes
Mini Split HP | Single Zone | Single Zone | Tosot | GWH12AFC-D3DNA1A | 12000 | 1 |  | 20 | 999.99 | [5 empty] | 2023 |  | Home Depot | https://www.homedepot.com/p/Tosot-12-000-BTU-Mini-Split-Air-Conditioner-Wifi-Enabled-Inverter-Heating-System-20-SEER12-230V-1-Ton-GWH12AFC-D3DNA1A/325835284 | Yes
Mini Split HP | Single Zone | Single Zone | MRCOOL | O-ES-24-CHP-230 | 24000 | 2 |  | 20 | 2534.28 | [5 empty] | 2023 |  | Home Depot | https://www.homedepot.com/p/MRCOOL-Olympus-ENERGY-STAR-24-000-BTU-2-Ton-20-SEER1-Ductless-Mini-Split-Air-Conditioner-and-Heat-Pump-230-Volt-60Hz-O-ES-24-CHP-230/312450889 | Yes
Mini Split HP | Single Zone | Single Zone | Tosot | GWH18AFD-D3DNA1A | 18000 | 1.5 |  | 20 | 1256.41 | [5 empty] | 2023 |  | Home Depot | https://www.homedepot.com/p/Tosot-18-000-BTU-Mini-Split-Air-Conditioner-Wifi-Enabled-Inverter-Heating-System-20-SEER12-230V-1-Ton-GWH18AFD-D3DNA1A/325835526 | Yes
Mini Split HP | Single Zone | Single Zone | Tosot | GWH09AFC-A3DNA1A | 9000 | 0.75 |  | 20 | 819.99 | [5 empty] | 2023 |  | Home Depot | https://www.homedepot.com/p/Tosot-9-000-BTU-Mini-Split-Air-Conditioner-Wifi-Enabled-Inverter-Heating-System-20-SEER12-115V-GWH09AFC-A3DNA1A/325803581 | Yes
Mini Split HP | Multi Zone | 2-Zone | GREE | MULTI24VIR212HP | 24000 | 2 |  | 21 | 3535.15 | [5 empty] | 2023 |  | Home Depot | https://www.homedepot.com/p/GREE-Gen3-Smart-Home-Dual-Zone-24-000-BTU-2-Ton-Ductless-Mini-Split-Air-Conditioner-Heat-Pump-25-ft-Install-Kit-230V-MULTI24VIR212HP/322625323 | Yes
Mini Split HP | Single Zone | Single Zone | COOPER & HUNTER | CH-24SPH-230VI/O-C-R | 24000 | 2 |  | 20 | 2451.32 | [5 empty] | 2023 |  | Home Depot | https://www.homedepot.com/p/COOPER-HUNTER-24000-BTU-2-Ton-Ductless-Mini-Split-20-5-SEER1-Cassette-Air-Conditioner-with-Heat-Pump-and-Install-Kit-230V-CH-24SPH-230VI-O-C-R/319524892 | Yes
Mini Split HP | Single Zone | Single Zone | Pioneer | WYT024GLFI22RL | 23000 | 1.9167 |  | 20 | 1700 | [5 empty] | 2023 |  | Home Depot | https://www.homedepot.com/p/Pioneer-Low-Ambient-24-000-BTU-2-Ton-20-SEER1-Wi-Fi-Ductless-Mini-Split-Inverter-and-Air-Conditioner-with-Heat-Pump-208-230-Volt-WYT024GLFI22RL/321360705 | Yes
Mini Split HP | Single Zone | Single Zone | GREE | VIR18CAS230V1AK | 18000 | 1.5 |  | 20 | 1404.68 | [5 empty] | 2023 |  | Home Depot | https://www.homedepot.com/p/GREE-Vireo-Gen3-18-000-BTU-1-5-Ton-Ductless-Mini-Split-Air-Conditioner-with-Inverter-Ceiling-Cassette-and-Heat-Pump-230V-VIR18CAS230V1AK/319214861 | Yes
Mini Split HP | Multi Zone | 2-Zone | GREE | MULTI18VIR201HP | 18000 | 1.5 |  | 22 | 2969.1 | [5 empty] | 2023 |  | Home Depot | https://www.homedepot.com/p/GREE-Gen3-Smart-Home-Dual-Zone-18-000-BTU-1-5-Ton-Ductless-Mini-Split-Air-Conditioner-Heat-Pump-25-ft-Install-Kit-230V-MULTI18VIR201HP/322585023 | Yes
Mini Split HP | Single Zone | Single Zone | MRCOOL | O-ES-18-CHP-230 | 18000 | 1.5 |  | 20 | 2062.9 | [5 empty] | 2023 |  | Home Depot | https://www.homedepot.com/p/MRCOOL-Olympus-ENERGY-STAR-18-000-BTU-1-5-Ton-20-SEER1-Ductless-Mini-Split-Air-Conditioner-and-Heat-Pump-230-Volt-60Hz-O-ES-18-CHP-230/312450888 | Yes
Mini Split HP | Multi Zone | 4-Zone | GREE | MULTI42LIV111HP | 39000 | 3.25 |  | 17 | 5799 | [5 empty] | 2023 |  | Home Depot | https://www.homedepot.com/p/GREE-Livo-GEN3-Quad-Zone-39-000-BTU-3-5-Ton-Smart-Home-Ductless-Mini-Split-Air-Conditioner-and-Heat-Pump-25-ft-Kit-230V-MULTI42LIV111HP/321589636 | Yes
Mini Split HP | Single Zone | Single Zone | EQK | 19S-EACH12R1W | 12000 | 1 |  | 20 | 991.9 | [5 empty] | 2023 |  | Home Depot | https://www.homedepot.com/p/EQK-20-SEER1-12-000-BTU-1-Ton-Ductless-Mini-Split-Air-Conditioner-with-Inverter-Heat-Remote-and-Wi-Fi-115V-60-Hz-19S-EACH12R1W/314024982 | Yes
Mini Split HP | Single Zone | Single Zone | MRCOOL | O-HH-18-CHP-230 | 16000 | 1.3333 |  | 20 | 2212.84 | [5 empty] | 2023 |  | Home Depot | https://www.homedepot.com/p/MRCOOL-Olympus-Hyper-Heat-18-000-BTU-1-5-Ton-20-SEER1-Ductless-Mini-Split-Air-Conditioner-and-Heat-Pump-230-Volt-60Hz-O-HH-18-CHP-230/312450887 | Yes
Mini Split HP | Multi Zone | 3-Zone | MRCOOL | DIYM327HPW00C00 | 27000 | 2.25 |  | 22 | 3641 | [5 empty] | 2023 |  | Home Depot | https://www.homedepot.com/p/MRCOOL-DIY-27-000-BTU-2-25-Ton-3-Zone-22-SEER1-Ductless-Mini-Split-AC-and-Heat-Pump-with-9K-9K-9K-16-16-16ft-Lines-DIYM327HPW00C00/317435143 | Yes
Mini Split HP | Single Zone | Single Zone | Bosch | 8733955247 | 17000 | 1.4167 |  | 20 | 2824.45 | [5 empty] | 2023 |  | Home Depot | https://www.homedepot.com/p/Bosch-Max-Performance-Pro-Pack-17-000-BTU-1-5-Ton-Ductless-Mini-Split-Air-Conditioner-and-Heat-Pump-No-Line-Set-230V-8733955247/317795145 | Yes
Mini Split HP | Multi Zone | 2-Zone | COOPER & HUNTER | CH09/09MSPHDT230VI-CH18MSPH230VOA | 18000 | 1.5 |  | 21.3 | 3145 | [5 empty] | 2023 |  | Home Depot | https://www.homedepot.com/p/COOPER-HUNTER-Sophia-18000-BTU-1-5-Ton-21-3-SEER1-Dual-Duct-Type-Multi-Zone-Ductless-Mini-Split-Air-Conditioner-with-Heat-Pump-230V-CH09-09MSPHDT230VI-CH18MSPH230VOA/320503598 | Yes
Mini Split HP | Multi Zone | 2-Zone | Ramsond | RHDZ-18-9CT/9WM | 18000 | 1.5 |  | 21.3 | 2487.24 | [5 empty] | 2023 |  | Home Depot | https://www.homedepot.com/p/Ramsond-DIY-18000-BTU-1-5-Ton-Dual-Cassette-Wall-Mount-Ductless-Mini-Split-Air-Conditioner-with-Heat-Pump-220-Volt-RHDZ-18-9CT-9WM/310337758 | Yes
Mini Split HP | Single Zone | Single Zone | GREE | VIR24FLR230V1AK | 24000 | 2 |  | 20 | 1720.94 | [5 empty] | 2023 |  | Home Depot | https://www.homedepot.com/p/GREE-22-000-BTU-2-Ton-Inverter-Floor-Ceiling-Cassette-Ductless-Mini-Split-Air-Conditioner-with-Heat-Pump-230V-VIR24FLR230V1AK/319237077 | Yes
Mini Split HP | Single Zone | Single Zone | LG | LC098HV4 | 9000 | 0.75 | 10.55 | 20.2 | 2101.4 | [5 empty] | 2023 | Ceiling Cassette | AC Wholesalers | https://www.acwholesalers.com/LG-LC098HV4/p95221.html | Yes
Mini Split HP | Single Zone | Single Zone | Fujitsu | 12LUAS1D | 12000 | 1 | 11.5 | 20.2 | 2052.95 | [5 empty] | 2023 | Concealed Duct | AC Wholesalers | https://www.acwholesalers.com/Fujitsu-12LUAS1D/p123386.html | Yes
Mini Split HP | Single Zone | Single Zone | Mitsubishi | SL-KF12NAH-SD | 12000 | 1 | 10 | 20.3 | 2551.76 | [5 empty] | 2023 | Ceiling Cassette | AC Wholesalers | https://www.acwholesalers.com/Mitsubishi-SL-KF12NAH-SD/p138570.html | Yes
Mini Split HP | Single Zone | Single Zone | LG | LC188HV4 | 18000 | 1.5 | 9.7 | 20.5 | 3120.75 | [5 empty] | 2023 | Ceiling Cassette | AC Wholesalers | https://www.acwholesalers.com/LG-LC188HV4/p95223.html | Yes
Mini Split HP | Single Zone | Single Zone | Pioneer | WYS012GMFI20RL-16 | 12000 | 1 |  | 20.5 | 838 | [5 empty] | 2023 |  | Home Depot | https://www.homedepot.com/p/Pioneer-12-000-BTU-1-Ton-20-5-SEER1-Ductless-Mini-Split-Air-Conditioner-Heat-Pump-Variable-Speed-DC-Inverter-System-208-230V-WYS012GMFI20RL-16/322260961 | Yes
Mini Split HP | Multi Zone | 2-Zone | GREE | MULTI30VIR211HP | 28400 | 2.3667 |  | 21 | 3887.1 | [5 empty] | 2023 |  | Home Depot | https://www.homedepot.com/p/GREE-Gen3-Smart-Home-28-400-BTU-2-5-Ton-Dual-Zone-Ductless-Mini-Split-Air-Conditioner-and-Heat-Pump-25-ft-Install-Kit-230-V-MULTI30VIR211HP/322847837 | Yes
Mini Split HP | Multi Zone | 3-Zone | GREE | MULTI30LIV104HP | 30000 | 2.5 |  | 17 | 3869.1 | [5 empty] | 2023 |  | Home Depot | https://www.homedepot.com/p/GREE-Livo-GEN3-Triple-Zone-30-000-BTU-2-5-Ton-Smart-Home-Ductless-Mini-Split-Air-Conditioner-and-Heat-Pump-25-ft-Kit-230V-MULTI30LIV104HP/321584877 | Yes
Mini Split HP | Multi Zone | 3-Zone | GREE | MULTI24VIR311HP | 24000 | 2 |  | 21 | 4249.15 | [5 empty] | 2023 |  | Home Depot | https://www.homedepot.com/p/GREE-Gen3-Smart-Home-Triple-Zone-24-000-BTU-2-Ton-Ductless-Mini-Split-Air-Conditioner-Heat-Pump-25-ft-Install-Kit-230V-MULTI24VIR311HP/322889191 | Yes
Mini Split HP | Single Zone | Single Zone | Pioneer | WYS009AMFI20RL-16 | 9000 | 0.75 |  | 20.5 | 798 | [5 empty] | 2023 |  | Home Depot | https://www.homedepot.com/p/Pioneer-9-000-BTU-3-4-Ton-20-5-SEER1-Ductless-Mini-Split-Air-Conditioner-Heat-Pump-Variable-Speed-DC-Inverter-System-110-120V-WYS009AMFI20RL-16/322260464 | Yes
Mini Split HP | Single Zone | Single Zone | DuctlessAire | DA2421-H2 | 24000 | 2 |  | 20.5 | 1854.84 | [5 empty] | 2023 |  | Home Depot | https://www.homedepot.com/p/DuctlessAire-21-SEER1-24-000-BTU-Wi-Fi-Ductless-Mini-Split-Air-Conditioner-and-Heat-Pump-Variable-Speed-Inverter-220V-60Hz-DA2421-H2/300696785 | Yes
Mini Split HP | Single Zone | Single Zone | MRCOOL | DIY-24-HP-230C25 | 23000 | 1.9167 |  | 20.5 | 2502 | [5 empty] | 2023 |  | Home Depot | https://www.homedepot.com/p/MRCOOL-DIY-23-000-BTU-2-Ton-1-Zone-20-5-SEER1-Ductless-Mini-Split-AC-and-Heat-Pump-with-24K-25ft-Line-DIY-24-HP-230C25/314675752 | Yes
Mini Split HP | Single Zone | Single Zone | MRCOOL | O-ES-24-HP-230E | 24000 | 2 |  | 20.5 | 2060 | [5 empty] | 2023 |  | Home Depot | https://www.homedepot.com/p/MRCOOL-Olympus-ENERGY-STAR-24-000-BTU-2-Ton-Ductless-Mini-Split-Air-Conditioner-and-Heat-Pump-230V-60Hz-O-ES-24-HP-230E/308810691 | Yes
Mini Split HP | Single Zone | Single Zone | Tosot | GWH09AFC-D3DNA1A | 9000 | 0.75 |  | 20.5 | 824.32 | [5 empty] | 2023 |  | Home Depot | https://www.homedepot.com/p/Tosot-9-000-BTU-Mini-Split-Air-Conditioner-Wifi-Enabled-Inverter-Heating-System-20-5-SEER12-230V-GWH09AFC-D3DNA1A/325833693 | Yes
Mini Split HP | Single Zone | Single Zone | COOPER & HUNTER | CH-HYP24SPH-230VIOI-R | 24000 | 2 |  | 20.5 | 3408 | [5 empty] | 2023 |  | Home Depot | https://www.homedepot.com/p/COOPER-HUNTER-24-000-BTU-2-Ton-Hyper-Sophia-Ductless-Mini-Split-Air-Conditioner-with-Heat-Pump-and-16-ft-Install-Kit-230V-CH-HYP24SPH-230VIOI-R/319524896 | Yes
Mini Split HP | Single Zone | Single Zone | COOPER & HUNTER | CH-24SPH-230/CH-24SPH230VO-R | 24000 | 2 |  | 20.5 | 2298.9 | [5 empty] | 2023 |  | Home Depot | https://www.homedepot.com/p/COOPER-HUNTER-Sophia-24000-BTU-2-Ton-Ductless-Mini-Split-Air-Conditioner-with-Heat-Pump-and-16-ft-Install-Kit-230V-CH-24SPH-230-CH-24SPH230VO-R/319524903 | Yes
Mini Split HP | Single Zone | Single Zone | Bonaire Durango | CRC7000018 | 18000 | 1.5 |  | 20.5 | 1573.91 | [5 empty] | 2023 |  | Home Depot | https://www.homedepot.com/p/Bonaire-Durango-18000-BTU-1-5-Ton-220-Volt-60Hz-Ductless-Mini-Split-CRC7000018/324082901 | Yes
Mini Split HP | Multi Zone | 3-Zone |  | DIYM327HPW00C29 | 27000 | 2.25 |  | 22 | 3930 | [5 empty] | 2023 |  | Home Depot | https://www.homedepot.com/p/DIY-27-000-BTU-2-25-Ton-3-Zone-22-SEER1-Ductless-Mini-Split-AC-and-Heat-Pump-with-9K-9K-9K-25-25-35ft-Lines-DIYM327HPW00C29/317435131 | Yes
Mini Split HP | Single Zone | Single Zone | Bosch | 8733954425 | 24000 | 2 |  | 20.7 | 3590.19 | [5 empty] | 2023 |  | Home Depot | https://www.homedepot.com/p/Bosch-Gen-2-Climate-5000-ENERGY-STAR-24-000-BTU-2-Ton-Ductless-Mini-Split-Air-Conditioner-with-Heat-Pump-230-Volt-60-Hz-8733954425/312365449 | Yes
Mini Split HP | Single Zone | Single Zone | Bosch | 8733955242 | 24000 | 2 |  | 20.7 | 2064.69 | [5 empty] | 2023 |  | Home Depot | https://www.homedepot.com/p/Bosch-Pro-Pack-24-000-BTU-2-Ton-Ductless-Mini-Split-Air-Conditioner-with-Heat-Pump-No-Line-Set-230V-8733955242/317795018 | Yes
Mini Split HP | Single Zone | Single Zone |  | WYS018GMFI22RL-16 | 18000 | 1.5 |  | 20.8 | 1428 | [5 empty] | 2023 |  | Home Depot | https://www.homedepot.com/p/Inverter-Energy-Star-18-000-BTU-1-5-Ton-Ductless-Mini-Split-20-8-SEER1-Wall-Mounted-Air-Conditioner-with-Heat-Pump-230V-WYS018GMFI22RL-16/311817747 | Yes
Mini Split HP | Single Zone | Single Zone | Mitsubishi | MY-GS15NA-U1 | 15000 | 1.25 |  | 21 | 1840.39 | [5 empty] | 2023 | Wall mounted, cooling only | AC Wholesalers | https://www.acwholesalers.com/Mitsubishi-MY-GS15NA-U1/p145320.html | Yes
Mini Split HP | Single Zone | Single Zone | Mitsubishi | MZ-GS15NA-U1 | 15000 | 1.25 | 11 | 21 | 2136.79 | [5 empty] | 2023 | Wall mounted | AC Wholesalers | https://www.acwholesalers.com/Mitsubishi-MZ-GS15NA-U1/p145315.html | Yes
Mini Split HP | Multi Zone | 3-Zone | Ramsond | RHDZ-27-9MC/9WM | 27000 | 2.25 |  | 22 | 2343.7 | [5 empty] | 2023 |  | Home Depot | https://www.homedepot.com/p/Ramsond-27000-BTU-2-25-Ton-Dual-Mini-Console-Wall-Mount-Ductless-Mini-Split-Air-Conditioner-with-Heat-Pump-220-Volt-RHDZ-27-9MC-9WM/310337737 | Yes
Mini Split HP | Single Zone | Single Zone | DuctlessAire | DA1821-H2 | 18000 | 1.5 |  | 21 | 1498.23 | [5 empty] | 2023 |  | Home Depot | https://www.homedepot.com/p/DuctlessAire-21-SEER1-18-000-BTU-1-5-Ton-Wi-Fi-Ductless-Mini-Split-Air-Conditioner-and-Heat-Pump-Variable-Speed-Inverter-220V-60Hz-DA1821-H2/300696557 | Yes
Mini Split HP | Multi Zone | 2-Zone | GREE | MULTI24VIR201HP | 24000 | 2 |  | 21 | 3599.1 | [5 empty] | 2023 |  | Home Depot | https://www.homedepot.com/p/GREE-Gen3-Smart-Home-Dual-Zone-24-000-BTU-2-Ton-Ductless-Mini-Split-Air-Conditioner-with-Heat-Inverter-Remote-208-230-V-MULTI24VIR201HP/322625324 | Yes
Mini Split HP | Multi Zone | 4-Zone | MRCOOL | DIYM448HPC07C36 | 48000 | 4 |  | 20.5 | 8955 | [5 empty] | 2023 |  | Home Depot | https://www.homedepot.com/p/MRCOOL-DIY-48-000-BTU-4-Ton-4-Zone-20-5-SEER1-Ductless-Mini-Split-AC-and-Heat-Pump-with-Cassettes-9K-9K-18K-18K-16-25-35-50ft-DIYM448HPC07C36/324062902 | Yes
Mini Split HP | Multi Zone | 2-Zone | MRCOOL | DIYM227HPW00C07 | 21000 | 1.75 |  | 22 | 3182 | [5 empty] | 2023 |  | Home Depot | https://www.homedepot.com/p/MRCOOL-DIY-21-000-BTU-2-25-Ton-2-Zone-22-SEER1-Ductless-Mini-Split-AC-and-Heat-Pump-with-9K-12K-25-25ft-Lines-DIYM227HPW00C07/321506046 | Yes
Mini Split HP | Multi Zone | 4-Zone | MRCOOL | DIYM436HPW01C99 | 36000 | 3 |  | 21.5 | 5499 | [5 empty] | 2023 |  | Home Depot | https://www.homedepot.com/p/MRCOOL-DIY-36-000-BTU-3-Ton-4-Zone-21-5-SEER1-Ductless-Mini-Split-AC-and-Heat-Pump-with-9K-9K-9K-12K-25-25-50-50ft-Lines-DIYM436HPW01C99/321696660 | Yes
Mini Split HP | Multi Zone | 2-Zone | GREE | MULTI18VIR210HP | 18000 | 1.5 |  | 22 | 3212.15 | [5 empty] | 2023 |  | Home Depot | https://www.homedepot.com/p/GREE-Gen3-Smart-Home-18-000-BTU-1-5-Ton-Dual-Zone-Ductless-Mini-Split-Air-Conditioner-and-Heat-Pump-25-ft-Install-Kit-230-V-MULTI18VIR210HP/322552020 | Yes
Mini Split HP | Single Zone | Single Zone | Bosch | 8733955241 | 18000 | 1.5 |  | 21 | 1760.92 | [5 empty] | 2023 |  | Home Depot | https://www.homedepot.com/p/Bosch-Pro-Pack-18-000-BTU-1-5-Ton-Ductless-Mini-Split-Air-Conditioner-with-Heat-Pump-No-Line-Set-230V-8733955241/317794955 | Yes
Mini Split HP | Multi Zone | 2-Zone | MRCOOL | DIYM236HPC00C15 | 30000 | 2.5 |  | 21.5 | 5443 | [5 empty] | 2023 |  | Home Depot | https://www.homedepot.com/p/MRCOOL-DIY-30-000-BTU-3-Ton-2-Zone-21-5-SEER1-Ductless-Mini-Split-AC-and-Heat-Pump-with-Cassettes-12K-18K-35-50ft-Lines-DIYM236HPC00C15/324062810 | Yes
Mini Split HP | Single Zone | Single Zone | Pioneer | WYS024GMFI22RL-16 | 24000 | 2 |  | 21 | 1748 | [5 empty] | 2023 |  | Home Depot | https://www.homedepot.com/p/Pioneer-Inverter-ENERGY-STAR-24-000-BTU-2-Ton-Ductless-Mini-Split-20-5-SEER1-Wall-Mounted-Air-Conditioner-with-Heat-Pump-230V-WYS024GMFI22RL-16/311882201 | Yes
Mini Split HP | Single Zone | Single Zone | DuctlessAire | DA-0921 | 9000 | 0.75 |  | 21 | 1389.87 | [5 empty] | 2023 |  | Home Depot | https://www.homedepot.com/p/DuctlessAire-21-SEER1-9-000-BTU-0-75-Ton-Ductless-Mini-Split-Air-Conditioner-with-Heat-Pump-230-Volt-60-Hz-DA-0921/316141408 | Yes
Mini Split HP | Multi Zone | 2-Zone | MRCOOL | DIYM227HPW02C00 | 24000 | 2 |  | 22 | 3258 | [5 empty] | 2023 |  | Home Depot | https://www.homedepot.com/p/MRCOOL-DIY-24-000-BTU-2-25-Ton-2-Zone-22-SEER1-Ductless-Mini-Split-AC-and-Heat-Pump-with-12K-12K-16-16ft-Lines-DIYM227HPW02C00/317383100 | Yes
Mini Split HP | Multi Zone | 2-Zone | MRCOOL | DIYM218HPW00C07 | 18000 | 1.5 |  | 21 | 2722 | [5 empty] | 2023 |  | Home Depot | https://www.homedepot.com/p/MRCOOL-DIY-18-000-BTU-1-5-Ton-2-Zone-21-SEER1-Ductless-Mini-Split-AC-and-Heat-Pump-with-9K-9K-25-25ft-Lines-DIYM218HPW00C07/321505310 | Yes
Mini Split HP | Single Zone | Single Zone | GREE | VIR09DCT230V1AK | 9000 | 0.75 |  | 21 | 1148.82 | [5 empty] | 2023 |  | Home Depot | https://www.homedepot.com/p/GREE-VIREO-GEN3-9-000-BTU-75-Ton-Inverter-Slim-Duct-Ceiling-Cassette-Mini-Split-Air-Conditioner-with-Heat-Pump-230V-VIR09DCT230V1AK/319237133 | Yes
Mini Split HP | Single Zone | Single Zone | COOPER & HUNTER | CH-18SPH-230/CH-18SPH230VO-R | 18000 | 1.5 |  | 21 | 1979.1 | [5 empty] | 2023 |  | Home Depot | https://www.homedepot.com/p/COOPER-HUNTER-Sophia-18000-BTU-1-5-Ton-Ductless-Mini-Split-Air-Conditioner-with-Heat-Pump-and-16-ft-Install-Kit-230-Volt-CH-18SPH-230-CH-18SPH230VO-R/319524904 | Yes
Mini Split HP | Multi Zone | 3-Zone | GREE | MULTI30VIR310HP | 28400 | 2.3667 |  | 21 | 4419.15 | [5 empty] | 2023 |  | Home Depot | https://www.homedepot.com/p/GREE-Gen3-Smart-Home-Triple-Zone-28-400-BTU-2-5-Ton-Ductless-Mini-Split-Air-Conditioner-Heat-Pump-25-ft-Install-Kit-230V-MULTI30VIR310HP/322955756 | Yes
Mini Split HP | Multi Zone | 2-Zone | GREE | MULTI24VIR210HP | 24000 | 2 |  | 21 | 3654.15 | [5 empty] | 2023 |  | Home Depot | https://www.homedepot.com/p/GREE-Gen3-Smart-Home-Dual-Zone-24-000-BTU-2-Ton-Ductless-Mini-Split-Air-Conditioner-and-Heat-Pump-25-ft-Install-Kit-230V-MULTI24VIR210HP/322721344 | Yes
Mini Split HP | Single Zone | Single Zone | Mitsubishi | MZ-GS18NA-U1 | 18000 | 1.5 | 10.3 | 21.5 | 2592.79 | [5 empty] | 2023 | Wall mounted | AC Wholesalers | https://www.acwholesalers.com/Mitsubishi-MZ-GS18NA-U1/p145316.html | Yes
Mini Split HP | Single Zone | Single Zone | LG | LS243HLV3-SD | 24000 | 2 | 12 | 21.5 | 2088.75 | [5 empty] | 2023 | Wall mounted | AC Wholesalers | https://www.acwholesalers.com/LG-LS243HLV3-SD/p115432.html | Yes
Mini Split HP | Multi Zone | 3-Zone | DuctlessAire | DA27-9-12-12 | 27000 | 2.25 |  | 21 | 2852.37 | [5 empty] | 2023 |  | Home Depot | https://www.homedepot.com/p/DuctlessAire-21-SEER1-27-000-BTU-2-25-Ton-3-Zone-Ductless-Mini-Split-Air-Conditioner-with-Heat-Pump-230-Volt-60-Hz-DA27-9-12-12/316141412 | Yes
Mini Split HP | Multi Zone | 4-Zone | Ramsond | RHQZ-36-4X9WM | 36000 | 3 |  | 22.5 | 4546.22 | [5 empty] | 2023 |  | Home Depot | https://www.homedepot.com/p/Ramsond-36000-BTU-3-Ton-Quad-Wall-Mount-Ductless-Mini-Split-Air-Conditioner-with-Heat-Pump-220-Volt-RHQZ-36-4X9WM/310337768 | Yes
Mini Split HP | Multi Zone | 3-Zone | GREE | MULTI36VIR303HP | 34000 | 2.8333 |  | 21 | 4949.1 | [5 empty] | 2023 |  | Home Depot | https://www.homedepot.com/p/GREE-Gen3-Smart-Home-Triple-Zone-34-000-BTU-3-Ton-Ductless-Mini-Split-Air-Conditioner-with-Heat-Inverter-Remote-230-Volt-MULTI36VIR303HP/322962271 | Yes
Mini Split HP | Single Zone | Single Zone | Mitsubishi | MZ-GS24NA-U1 | 24000 | 2 | 10.3 | 21.5 | 2915.55 | [5 empty] | 2023 | Wall mounted | AC Wholesalers | https://www.acwholesalers.com/Mitsubishi-MZ-GS24NA-U1/p145317.html | Yes
Mini Split HP | Multi Zone | 3-Zone | MRCOOL | DIYM336HPW06C28 | 36000 | 3 |  | 21.5 | 4528 | [5 empty] | 2023 |  | Home Depot | https://www.homedepot.com/p/MRCOOL-DIY-36-000-BTU-3-Ton-3-Zone-21-5-SEER1-Ductless-Mini-Split-AC-and-Heat-Pump-with-12K-12K-12K-25-25-25ft-Lines-DIYM336HPW06C28/317477153 | Yes
Mini Split HP | Single Zone | Single Zone |  | WYS009AMFI22RL-10 | 9000 | 0.75 |  | 21.5 | 938.96 | [5 empty] | 2023 |  | Home Depot | https://www.homedepot.com/p/Inverter-ENERGY-STAR-9000-BTU-3-4-Ton-Ductless-Mini-Split-21-5-SEER1-Wall-Mounted-Air-Conditioner-w-Heat-Pump-115-Volt-WYS009AMFI22RL-10/312727488 | Yes
Mini Split HP | Single Zone | Single Zone | Pioneer | FYB012GMFILCAD-16 | 12000 | 1 |  | 21.5 | 1288.77 | [5 empty] | 2023 |  | Home Depot | https://www.homedepot.com/p/Pioneer-FYB-Floor-Console-12-000-BTU-1-Ton-21-5-SEER1-Ductless-Mini-Split-Inverter-Air-Conditioner-with-Heat-Pump-208-230-Volt-FYB012GMFILCAD-16/321360834 | Yes
Mini Split HP | Single Zone | Single Zone | Pioneer | WYS012AMFI22RL-16 | 12000 | 1 |  | 21.5 | 1168 | [5 empty] | 2023 |  | Home Depot | https://www.homedepot.com/p/Pioneer-Inverter-Energy-Star-12-000-BTU-1-Ton-Ductless-Mini-Split-21-5-SEER1-Wall-Mounted-Air-Conditioner-Heat-Pump-WYS012AMFI22RL-16/311759954 | Yes
Mini Split HP | Multi Zone | 3-Zone | Bosch | 8733960690 | 27000 | 2.25 |  | 21.9 | 3974 | [5 empty] | 2023 |  | Home Depot | https://www.homedepot.com/p/Bosch-Gen-2-3-ENERGY-STAR-3-Zone-27-000-BTU-2-25-Ton-Ductless-Mini-Split-Air-Conditioner-with-Heat-Pump-230-Volt-8733960690/326645371 | Yes
Mini Split HP | Multi Zone | 2-Zone | COOPER & HUNTER | CH09/09MSPHWM230VI-CH18MSPH230VOA | 18000 | 1.5 |  | 21.3 | 2737.81 | [5 empty] | 2023 |  | Home Depot | https://www.homedepot.com/p/COOPER-HUNTER-Sophia-18000-BTU-1-5-Ton-21-3-SEER1-Dual-Wall-Mount-Multi-Zone-Ductless-Mini-Split-Air-Conditioner-with-Heat-Pump-230V-CH09-09MSPHWM230VI-CH18MSPH230VOA/320477742 | Yes
Mini Split HP | Multi Zone | 3-Zone | GREE | MULTIU24HP312 | 29200 | 2.4333 |  | 23 | 3663.44 | [5 empty] | 2023 |  | Home Depot | https://www.homedepot.com/p/GREE-Ultra-ENERGY-STAR-3-Zone-29600-BTU-2-Ton-Wi-Fi-Ductless-Mini-Split-Air-Conditioner-Heat-Pump-w-25-ft-Install-Kit-230V-MULTIU24HP312/312461201 | Yes
Mini Split HP | Single Zone | Single Zone | Pioneer | WYS012GMFI22RL-16 | 12000 | 1 |  | 21.5 | 1098 | [5 empty] | 2023 |  | Home Depot | https://www.homedepot.com/p/Pioneer-Inverter-Energy-Star-12-000-BTU-1-Ton-Ductless-Mini-Split-21-5-SEER1-Wall-Mounted-Air-Conditioner-w-Heat-Pump-WYS012GMFI22RL-16/311771300 | Yes
Mini Split HP | Multi Zone | 3-Zone | COOPER & HUNTER | CH12/12MSPHCT230VI-CH27MSPH230VOA | 27000 | 2.25 |  | 22 | 4096.3 | [5 empty] | 2023 |  | Home Depot | https://www.homedepot.com/p/COOPER-HUNTER-Sophia-27-000-BTU-2-5-Ton-22-SEER1-2-Cassette-Multi-Zone-Ductless-Mini-Split-Air-Conditioner-with-Heat-Pump-230-Volt-CH12-12MSPHCT230VI-CH27MSPH230VOA/320713483 | Yes
Mini Split HP | Single Zone | Single Zone | Pioneer | CYB012GMFILCAD-16 | 12000 | 1 |  | 21.5 | 1558 | [5 empty] | 2023 |  | Home Depot | https://www.homedepot.com/p/Pioneer-12000-BTU-1-Ton-Ductless-Mini-Split-22-SEER1-8-Way-Cassette-Air-Conditioner-with-Heat-Pump-230V-CYB012GMFILCAD-16/313980078 | Yes
Mini Split HP | Single Zone | Single Zone | Pioneer | RYB012GMFILDAD-16 | 12000 | 1 |  | 21.5 | 1388 | [5 empty] | 2023 |  | Home Depot | https://www.homedepot.com/p/Pioneer-12-000-BTU-1-Ton-21-5-SEER1-Ceiling-Concealed-Non-Ductless-Mini-Split-Air-Conditioner-with-Heat-Pump-208-230V-RYB012GMFILDAD-16/317062350 | Yes
Mini Split HP | Single Zone | Single Zone | COOPER & HUNTER | CH-12SPH-230/CH-12SPH230VO-R | 12000 | 1 |  | 21.5 | 1605.84 | [5 empty] | 2023 |  | Home Depot | https://www.homedepot.com/p/COOPER-HUNTER-Sophia-12-000-BTU-1-Ton-Ductless-Mini-Split-Air-Conditioner-with-Heat-Pump-and-16-ft-Install-Kit-230-Volt-CH-12SPH-230-CH-12SPH230VO-R/319524905 | Yes
Mini Split HP | Multi Zone | 4-Zone | Ramsond | CH09/09/09/09MSPHDT230VI-CH36MSPH230VOA | 36000 | 3 |  | 22.5 | 6081.78 | [5 empty] | 2023 |  | Home Depot | https://www.homedepot.com/p/Ramsond-Sophia-36000-BTU-3-Ton-22-5-SEER1-4-Duct-Type-Multi-Zone-Ductless-Mini-Split-Air-Conditioner-with-Heat-Pump-230V-CH09-09-09-09MSPHDT230VI-CH36MSPH230VOA/320655996 | Yes
Mini Split HP | Multi Zone | 3-Zone |  | DIYM327HPW00C07 | 27000 | 2.25 |  | 22 | 3697 | [5 empty] | 2023 |  | Home Depot | https://www.homedepot.com/p/DIY-27-000-BTU-2-25-Ton-3-Zone-22-SEER1-Ductless-Mini-Split-AC-and-Heat-Pump-with-9K-9K-9K-16-25-25ft-Lines-DIYM327HPW00C07/317435128 | Yes
Mini Split HP | Multi Zone | 2-Zone | DuctlessAire | DA27-12-12 | 27000 | 2.25 |  | 21 | 2675.79 | [5 empty] | 2023 |  | Home Depot | https://www.homedepot.com/p/DuctlessAire-21-SEER1-27-000-BTU-2-25-Ton-Dual-Zone-Ductless-Mini-Split-Air-Conditioner-with-Heat-Pump-230-Volt-60Hz-DA27-12-12/316141409 | Yes
Mini Split HP | Single Zone | Single Zone | COOPER & HUNTER | CH-12SPH-115/CH-12SPH115VO-R | 12000 | 1 |  | 21.5 | 1742 | [5 empty] | 2023 |  | Home Depot | https://www.homedepot.com/p/COOPER-HUNTER-Sophia-12-000-BTU-1-Ton-Ductless-Mini-Split-Air-Conditioner-with-Heat-Pump-and-16-ft-Install-Kit-115-Volt-CH-12SPH-115-CH-12SPH115VO-R/319524890 | Yes
Mini Split HP | Multi Zone | 5-Zone | COOPER & HUNTER | CH09/09/09/09/09MSPHDT230VI-CH48MSPH230V | 48000 | 4 |  | 21.5 | 8594.51 | [5 empty] | 2023 |  | Home Depot | https://www.homedepot.com/p/COOPER-HUNTER-Sophia-48000-BTU-4-Ton-21-5-SEER1-5-Zones-Duct-Multi-Zone-Ductless-Mini-Split-Air-Conditioner-with-Heat-Pump-230V-CH09-09-09-09-09MSPHDT230VI-CH48MSPH230V/320667913 | Yes
Mini Split HP | Single Zone | Single Zone | COOPER & HUNTER | CH-12SPH-230VI/O-C-R | 12000 | 1 |  | 21.5 | 2076.49 | [5 empty] | 2023 |  | Home Depot | https://www.homedepot.com/p/COOPER-HUNTER-Sophia-12000-BTU-1-Ton-Ductless-Mini-Split-21-5-SEER1-Cassette-Air-Conditioner-with-Heat-Pump-and-Install-Kit-230V-CH-12SPH-230VI-O-C-R/319524894 | Yes
Mini Split HP | Multi Zone | 3-Zone | Ramsond | RHTZ-27-3X9WM | 27000 | 2.25 |  | 22 | 2901.74 | [5 empty] | 2023 |  | Home Depot | https://www.homedepot.com/p/Ramsond-27000-BTU-2-25-Ton-Triple-Wall-Mount-Ductless-Mini-Split-Air-Conditioner-with-Heat-Pump-220-Volt-RHTZ-27-3X9WM/310337729 | Yes
Mini Split HP | Multi Zone | 5-Zone | MRCOOL | DIYM548HPC00C276 | 45000 | 3.75 |  | 20.5 | 11411 | [5 empty] | 2023 |  | Home Depot | https://www.homedepot.com/p/MRCOOL-DIY-45-000-BTU-4-Ton-5-Zone-20-5-SEER1-Ductless-Mini-Split-AC-and-Heat-Pump-with-Cassettes-5-9k-25-35-35-50-66ft-DIYM548HPC00C276/324070702 | Yes
Mini Split HP | Multi Zone | 4-Zone | MRCOOL | DIYM448HPW00C08 | 39000 | 3.25 |  | 20.5 | 5795 | [5 empty] | 2023 |  | Home Depot | https://www.homedepot.com/p/MRCOOL-DIY-39-000-BTU-4-Ton-4-Zone-20-5-SEER1-Ductless-Mini-Split-AC-and-Heat-Pump-with-9K-9K-9K-12K-16-16-25-35ft-Lines-DIYM448HPW00C08/322750501 | Yes
Mini Split HP | Single Zone | Single Zone | COOPER & HUNTER | CH-M24DTUI | 24000 | 2 |  | 21.5 | 2768.54 | [5 empty] | 2023 |  | Home Depot | https://www.homedepot.com/p/COOPER-HUNTER-Sophia-24000-BTU-2-Ton-Ductless-Mini-Split-21-5-SEER1-Duct-Air-Conditioner-with-Heat-Pump-and-Install-Kit-230V-CH-M24DTUI/320477741 | Yes
Mini Split HP | Single Zone | Single Zone | GREE | SAP24HP230V1AW | 24000 | 2 |  | 21.5 | 2999.92 | [5 empty] | 2023 |  | Home Depot | https://www.homedepot.com/p/GREE-Sapphire-22-000-BTU-2-Ton-Ductless-Mini-Split-Air-Conditioner-with-Inverter-Heat-Remote-208-Volt-230-Volt-60Hz-SAP24HP230V1AW/303540385 | Yes
Mini Split HP | Multi Zone | 2-Zone | MRCOOL | DIYM248HPW01C00 | 48000 | 4 |  | 20.5 | 4924 | [5 empty] | 2023 |  | Home Depot | https://www.homedepot.com/p/MRCOOL-DIY-48-000-BTU-4-Ton-2-Zone-20-5-SEER1-Ductless-Mini-Split-AC-and-Heat-Pump-with-24K-24K-16-16ft-Lines-DIYM248HPW01C00/321562079 | Yes
Mini Split HP | Multi Zone | 3-Zone | GREE | MULTI24VIR300HP | 24000 | 2 |  | 21 | 4049.1 | [5 empty] | 2023 |  | Home Depot | https://www.homedepot.com/p/GREE-Gen3-Smart-Home-24-000-BTU-2-Ton-Triple-Zone-Ductless-Mini-Split-Air-Conditioner-with-Heat-Inverter-Remote-208-230-V-MULTI24VIR300HP/322881796 | Yes
Mini Split HP | Single Zone | Single Zone | COOPER & HUNTER | CH-M12DTUI | 12000 | 1 |  | 21.5 | 1807.54 | [5 empty] | 2023 |  | Home Depot | https://www.homedepot.com/p/COOPER-HUNTER-12000-BTU-1-Ton-Ductless-Mini-Split-21-5-SEER1-Duct-Air-Conditioner-with-Heat-Pump-and-Install-Kit-230V-CH-M12DTUI/319524889 | Yes
Mini Split HP | Single Zone | Single Zone | MRCOOL | DIY-12-HP-115C25 | 12000 | 1 |  | 22 | 1738 | [5 empty] | 2023 |  | Home Depot | https://www.homedepot.com/p/MRCOOL-DIY-12-000-BTU-1-Ton-1-Zone-22-SEER1-Ductless-Mini-Split-AC-and-Heat-Pump-with-12K-25ft-Line-DIY-12-HP-115C25/314675754 | Yes
Mini Split HP | Single Zone | Single Zone | MRCOOL | DIY-18-HP-230C25 | 18000 | 1.5 |  | 22 | 2156 | [5 empty] | 2023 |  | Home Depot | https://www.homedepot.com/p/MRCOOL-DIY-18-000-BTU-1-5-Ton-1-Zone-22-SEER1-Ductless-Mini-Split-AC-and-Heat-Pump-with-18K-25ft-Line-DIY-18-HP-230C25/314675755 | Yes
Mini Split HP | Multi Zone | 4-Zone | MRCOOL | DIYM436HPC00C101 | 36000 | 3 |  | 21.5 | 8912 | [5 empty] | 2023 |  | Home Depot | https://www.homedepot.com/p/MRCOOL-DIY-36-000-BTU-3-Ton-4-Zone-Ductless-Mini-Split-AC-with-Heat-Pump-230V-2-25-1-50-1-75-Install-Kit-DIYM436HPC00C101/324062002 | Yes
Mini Split HP | Multi Zone | 2-Zone | GREE | MULTI42CAS124 | 39000 | 3.25 |  | 21 | 5799 | [5 empty] | 2023 |  | Home Depot | https://www.homedepot.com/p/GREE-Multi-Zone-39000-BTU-3-5-Ton-Ductless-Mini-Split-Ceiling-Cassette-Air-Conditioner-and-Heat-Pump-25-ft-Kit-230V-MULTI42CAS124/321017334 | Yes
Mini Split HP | Multi Zone | 2-Zone |  | DIYM248HPW01C04 | 48000 | 4 |  | 20.5 | 5258 | [5 empty] | 2023 |  | Home Depot | https://www.homedepot.com/p/DIY-48-000-BTU-4-Ton-2-Zone-20-5-SEER1-Ductless-Mini-Split-AC-and-Heat-Pump-with-24K-24K-16-50ft-Lines-DIYM248HPW01C04/321562115 | Yes
Mini Split HP | Multi Zone | 2-Zone | Bosch | 8733957060 | 18000 | 1.5 |  | 19 | 3097.71 | [5 empty] | 2023 |  | Home Depot | https://www.homedepot.com/p/Bosch-Gen-2-3-ENERGY-STAR-2-Zone-18-000-BTU-1-5-Ton-Ductless-Mini-Split-Air-Conditioner-with-Heat-Pump-230-Volt-8733957060/325975731 | Yes
Mini Split HP | Multi Zone | 2-Zone | MRCOOL | DIYM248HPW00C00 | 42000 | 3.5 |  | 20.5 | 4798 | [5 empty] | 2023 |  | Home Depot | https://www.homedepot.com/p/MRCOOL-DIY-42-000-BTU-4-Ton-2-Zone-20-5-SEER1-Ductless-Mini-Split-AC-and-Heat-Pump-with-24K-18K-16-16ft-Lines-DIYM248HPW00C00/321561029 | Yes
Mini Split HP | Multi Zone | 2-Zone | DuctlessAire | DA27-12-18 | 27000 | 2.25 |  | 21.5 | 2711.48 | [5 empty] | 2023 |  | Home Depot | https://www.homedepot.com/p/DuctlessAire-21-SEER1-27-000-BTU-2-25-Ton-Dual-Zone-Ductless-Mini-Split-Air-Conditioner-with-Heat-Pump-230-Volt-60Hz-DA27-12-18/316141410 | Yes
Mini Split HP | Multi Zone | 3-Zone | DuctlessAire | DA27-9-9-12 | 27000 | 2.25 |  | 21 | 2896.49 | [5 empty] | 2023 |  | Home Depot | https://www.homedepot.com/p/DuctlessAire-21-SEER1-27-000-BTU-2-25-Ton-3-Zone-Ductless-Mini-Split-Air-Conditioner-with-Heat-Pump-230-Volt-60Hz-DA27-9-9-12/316141407 | Yes
Mini Split HP | Single Zone | Single Zone | TURBRO | GL18K230 | 18000 | 1.5 |  | 22 | 1132.99 | [5 empty] | 2023 |  | Home Depot | https://www.homedepot.com/p/TURBRO-Greenland-18-000-BTU-Ductless-Mini-Split-AC-with-Heat-Pump-WiFi-Enabled-22-SEER12-230V-GL18K230/326145442 | Yes
Mini Split HP | Multi Zone | 3-Zone | Bosch | 8733958932 | 27000 | 2.25 |  | 21.9 | 3452 | [5 empty] | 2023 |  | Home Depot | https://www.homedepot.com/p/Bosch-Pro-Pack-Gen-2-Plus-3-Zone-27-000-BTU-2-25-Ton-Ductless-Mini-Split-Air-Conditioner-with-Heat-Pump-230-Volt-8733958932/326274047 | Yes
Mini Split HP | Multi Zone | 2-Zone | GREE | MULTI24VIR211HP | 24000 | 2 |  | 21 | 4179.05 | [5 empty] | 2023 |  | Home Depot | https://www.homedepot.com/p/GREE-Gen3-Smart-Home-Dual-Zone-24-000-BTU-2-Ton-Ductless-Mini-Split-Air-Conditioner-Heat-Pump-25-ft-Install-Kit-230V-MULTI24VIR211HP/322726555 | Yes
Mini Split HP | Multi Zone | 2-Zone | DuctlessAire | DA27-9-18 | 27000 | 2.25 |  | 21 | 2648 | [5 empty] | 2023 |  | Home Depot | https://www.homedepot.com/p/DuctlessAire-21-SEER1-27-000-BTU-2-25-Ton-Dual-Zone-Ductless-Mini-Split-Air-Conditioner-with-Heat-Pump-230-Volt-60Hz-DA27-9-18/316141413 | Yes
Mini Split HP | Multi Zone | 2-Zone | MRCOOL | DIYM236HPW03C08 | 36000 | 3 |  | 21.5 | 4226 | [5 empty] | 2023 |  | Home Depot | https://www.homedepot.com/p/MRCOOL-DIY-36-000-BTU-3-Ton-2-Zone-21-5-SEER1-Ductless-Mini-Split-AC-and-Heat-Pump-with-18K-18K-25-35ft-Lines-DIYM236HPW03C08/321560427 | Yes
Mini Split HP | Multi Zone | 3-Zone | MRCOOL | DIYM348HPC02C29 | 48000 | 4 |  | 20.5 | 7315 | [5 empty] | 2023 |  | Home Depot | https://www.homedepot.com/p/MRCOOL-DIY-48-000-BTU-4-Ton-3-Zone-20-5-SEER1-Ductless-Mini-Split-AC-and-Heat-Pump-with-Cassettes-18K-18K-18K-25-25-35ft-Lines-DIYM348HPC02C29/324063395 | Yes
Mini Split HP | Multi Zone | 4-Zone | GREE | MULTI42LIV110HP | 39000 | 3.25 |  | 17 | 5799 | [5 empty] | 2023 |  | Home Depot | https://www.homedepot.com/p/GREE-Livo-GEN3-Quad-Zone-39-000-BTU-3-5-Ton-Smart-Home-Ductless-Mini-Split-Air-Conditioner-and-Heat-Pump-25-ft-Kit-230V-MULTI42LIV110HP/321589635 | Yes
Mini Split HP | Multi Zone | 4-Zone | MRCOOL | DIYM448HPC06C194 | 48000 | 4 |  | 20.5 | 9623 | [5 empty] | 2023 |  | Home Depot | https://www.homedepot.com/p/MRCOOL-DIY-48-000-BTU-4-Ton-4-Zone-20-5-SEER1-Ductless-Mini-Split-AC-and-Heat-Pump-with-Cassettes-3-12K-18K-50-50-50-50ft-DIYM448HPC06C194/324062720 | Yes
Mini Split HP | Single Zone | Single Zone | Pioneer | WYT012ALFI22RL | 12000 | 1 |  | 22 | 1108 | [5 empty] | 2023 |  | Home Depot | https://www.homedepot.com/p/Pioneer-Low-Ambient-12-000-BTU-1-Ton-22-SEER1-Wi-Fi-Ductless-Mini-Split-Inverter-and-Air-Conditioner-with-Heat-Pump-110-120-Volt-WYT012ALFI22RL/321360371 | Yes
Mini Split HP | Single Zone | Single Zone | TURBRO | GL12K115 | 12000 | 1 |  | 22 | 803.39 | [5 empty] | 2023 |  | Home Depot | https://www.homedepot.com/p/TURBRO-Greenland-12-000-BTU-Ductless-Mini-Split-AC-with-Heat-Pump-WiFi-Enabled-22-SEER12-115V-GL12K115/326125285 | Yes
Mini Split HP | Multi Zone | 4-Zone | MRCOOL | DIYM436HPC00C16 | 36000 | 3 |  | 21.5 | 8753 | [5 empty] | 2023 |  | Home Depot | https://www.homedepot.com/p/MRCOOL-DIY-36-000-BTU-3-Ton-4-Zone-21-5-SEER1-Ductless-Mini-Split-AC-and-Heat-Pump-with-Cassettes-9K-9K-9K-9K-16-16-35-66ft-DIYM436HPC00C16/324061984 | Yes
Mini Split HP | Multi Zone | 5-Zone | Ramsond | RHQZ-48-4X12WM | 48000 | 4 |  | 21.5 | 5180 | [5 empty] | 2023 |  | Home Depot | https://www.homedepot.com/p/Ramsond-48000-BTU-4-Ton-Quad-Wall-Mount-Ductless-Mini-Split-Air-Conditioner-with-Heat-Pump-220-Volt-RHQZ-48-4X12WM/310337770 | Yes
Mini Split HP | Multi Zone | 3-Zone | MRCOOL | DIYM348HPW01C28 | 48000 | 4 |  | 20.5 | 5535 | [5 empty] | 2023 |  | Home Depot | https://www.homedepot.com/p/MRCOOL-DIY-48-000-BTU-4-Ton-3-Zone-20-5-SEER1-Ductless-Mini-Split-AC-and-Heat-Pump-with-12K-18K-18K-25-25-25ft-Lines-DIYM348HPW01C28/321669248 | Yes
Mini Split HP | Multi Zone | 4-Zone | COOPER & HUNTER | CH12/12/09/09MSCT230VI-CH36MSPH230VOA | 36000 | 3 |  | 22.5 | 8420 | [5 empty] | 2023 |  | Home Depot | https://www.homedepot.com/p/COOPER-HUNTER-Sophia-36-000-BTU-3-Ton-22-5-SEER1-9-12-Cassette-Multi-Zone-Ductless-Mini-Split-Air-Conditioner-with-Heat-Pump-230-Volt-CH12-12-09-09MSCT230VI-CH36MSPH230VOA/320754422 | Yes
Mini Split HP | Multi Zone | 3-Zone | MRCOOL | DIYM336HPC06C01 | 36000 | 3 |  | 21.5 | 6321 | [5 empty] | 2023 |  | Home Depot | https://www.homedepot.com/p/MRCOOL-DIY-36-000-BTU-3-Ton-3-Zone-21-5-SEER1-Ductless-Mini-Split-AC-and-Heat-Pump-with-Cassettes-12K-12K-18K-16-16-25ft-Lines-DIYM336HPC06C01/324061879 | Yes
Mini Split HP | Multi Zone | 3-Zone | MRCOOL | DIYM336HPW04C28 | 33000 | 2.75 |  | 22 | 4396 | [5 empty] | 2023 |  | Home Depot | https://www.homedepot.com/p/MRCOOL-DIY-33-000-BTU-3-Ton-3-Zone-22-SEER1-Ductless-Mini-Split-AC-and-Heat-Pump-with-9K-12K-12K-25-25-25ft-Lines-DIYM336HPW04C28/317477008 | Yes
Mini Split HP | Multi Zone | 3-Zone | MRCOOL | DIYM327HPW00C28 | 27000 | 2.25 |  | 22 | 3725 | [5 empty] | 2023 |  | Home Depot | https://www.homedepot.com/p/MRCOOL-DIY-27-000-BTU-2-25-Ton-3-Zone-22-SEER1-Ductless-Mini-Split-AC-and-Heat-Pump-with-9K-9K-9K-25-25-25ft-Lines-DIYM327HPW00C28/317435091 | Yes
Mini Split HP | Multi Zone | 4-Zone |  | DIYM436HPW02C00 | 36000 | 3 |  | 21.5 | 4959 | [5 empty] | 2023 |  | Home Depot | https://www.homedepot.com/p/DIY-36-000-BTU-3-Ton-4-Zone-21-5-SEER1-Ductless-Mini-Split-AC-and-Heat-Pump-with-9K-9K-12K-12K-16-16-16-16ft-Lines-DIYM436HPW02C00/321727357 | Yes
Mini Split HP | Multi Zone | 2-Zone | MRCOOL | DIYM227HPW02C07 | 24000 | 2 |  | 22 | 3314 | [5 empty] | 2023 |  | Home Depot | https://www.homedepot.com/p/MRCOOL-DIY-24-000-BTU-2-25-Ton-2-Zone-22-SEER1-Ductless-Mini-Split-AC-and-Heat-Pump-with-12K-12K-25-25ft-Lines-DIYM227HPW02C07/321506937 | Yes
Mini Split HP | Multi Zone | 2-Zone | MRCOOL | DIYM218HPC01C07 | 18000 | 1.5 |  | 21 | 4201 | [5 empty] | 2023 |  | Home Depot | https://www.homedepot.com/p/MRCOOL-DIY-18-000-BTU-1-5-Ton-2-Zone-21-SEER1-Ductless-Mini-Split-AC-and-Heat-Pump-with-Cassettes-9K-12K-25-25ft-Lines-DIYM218HPC01C07/324062994 | Yes
Mini Split HP | Multi Zone | 5-Zone | Ramsond | RH5Z-48-5X9WM | 48000 | 4 |  | 21.5 | 5404.07 | [5 empty] | 2023 |  | Home Depot | https://www.homedepot.com/p/Ramsond-48000-BTU-4-Ton-5-Wall-Mount-Ductless-Mini-Split-Air-Conditioner-with-Heat-Pump-220-Volt-RH5Z-48-5X9WM/310337772 | Yes
Mini Split HP | Multi Zone | 2-Zone | MRCOOL | DIYM236HPW00C08 | 33000 | 2.75 |  | 21.5 | 3862 | [5 empty] | 2023 |  | Home Depot | https://www.homedepot.com/p/MRCOOL-DIY-33-000-BTU-3-Ton-2-Zone-21-5-SEER1-Ductless-Mini-Split-AC-and-Heat-Pump-with-24K-9K-25-25ft-Lines-DIYM236HPW00C08/321507630 | Yes
Mini Split HP | Single Zone | Single Zone | COOPER & HUNTER | CH-09SPH-115/CH-09SPH115VO-R | 9000 | 0.75 |  | 22.5 | 1362.79 | [5 empty] | 2023 |  | Home Depot | https://www.homedepot.com/p/COOPER-HUNTER-9-000-BTU-3-4-Ton-Sophia-Ductless-Mini-Split-Air-Conditioner-with-Heat-Pump-and-16-ft-Install-Kit-115-Volt-CH-09SPH-115-CH-09SPH115VO-R/319524907 | Yes
Mini Split HP | Multi Zone | 3-Zone |  | DIYM327HPW00C10 | 27000 | 2.25 |  | 22 | 3977 | [5 empty] | 2023 |  | Home Depot | https://www.homedepot.com/p/DIY-27-000-BTU-2-25-Ton-3-Zone-22-SEER1-Ductless-Mini-Split-AC-and-Heat-Pump-with-9K-9K-9K-16-25-50ft-Lines-DIYM327HPW00C10/317435082 | Yes
Mini Split HP | Single Zone | Single Zone | COOPER & HUNTER | CH-HYP12SPH-230VOI-R | 12000 | 1 |  | 22.5 | 2278 | [5 empty] | 2023 |  | Home Depot | https://www.homedepot.com/p/COOPER-HUNTER-Sophia-12-000-BTU-1-Ton-Hyper-Ductless-Mini-Split-Air-Conditioner-with-Heat-Pump-and-16-ft-Install-Kit-230-Volt-CH-HYP12SPH-230VOI-R/319524899 | Yes
Mini Split HP | Multi Zone | 3-Zone | GREE | MULTI36LIV112HP | 34000 | 2.8333 |  | 16 | 4999 | [5 empty] | 2023 |  | Home Depot | https://www.homedepot.com/p/GREE-Livo-Gen3-Triple-Zone-34-000-BTU-3-Ton-Smart-Home-Ductless-Mini-Split-Air-Conditioner-and-Heat-Pump-25-ft-Kit-230-Volt-MULTI36LIV112HP/321588927 | Yes
Mini Split HP | Multi Zone | 4-Zone | GREE | MULTI30VIR411HP | 28400 | 2.3667 |  | 21 | 5759.1 | [5 empty] | 2023 |  | Home Depot | https://www.homedepot.com/p/GREE-Gen3-Smart-Home-Quad-Zone-28-400-BTU-2-5-Ton-Ductless-Mini-Split-Air-Conditioner-Heat-Pump-25-ft-Install-Kit-230-Volt-MULTI30VIR411HP/322969710 | Yes
Mini Split HP | Multi Zone | 2-Zone |  | DIYM248HPW01C07 | 48000 | 4 |  | 20.5 | 4974 | [5 empty] | 2023 |  | Home Depot | https://www.homedepot.com/p/DIY-48-000-BTU-4-Ton-2-Zone-20-5-SEER1-Ductless-Mini-Split-AC-and-Heat-Pump-with-24K-24K-25-25ft-Lines-DIYM248HPW01C07/321562095 | Yes
Mini Split HP | Multi Zone | 2-Zone | MRCOOL | DIYM248HPW01C02 | 48000 | 4 |  | 20.5 | 5176 | [5 empty] | 2023 |  | Home Depot | https://www.homedepot.com/p/MRCOOL-DIY-48-000-BTU-4-Ton-2-Zone-20-5-SEER1-Ductless-Mini-Split-AC-and-Heat-Pump-with-24K-24K-16-35ft-Lines-DIYM248HPW01C02/321562109 | Yes
Mini Split HP | Multi Zone | 3-Zone | Ramsond | RHDZ-27-18CT/18WM | 27000 | 2.25 |  | 22 | 2861.02 | [5 empty] | 2023 |  | Home Depot | https://www.homedepot.com/p/Ramsond-27000-BTU-2-25-Ton-Dual-Cassette-Wall-Mount-Ductless-Mini-Split-Air-Conditioner-with-Heat-Pump-220-Volt-RHDZ-27-18CT-18WM/310337730 | Yes
Mini Split HP | Multi Zone | 2-Zone | Ramsond | RHDZ-18-9DT/9WM | 18000 | 1.5 |  | 21.3 | 2277.84 | [5 empty] | 2023 |  | Home Depot | https://www.homedepot.com/p/Ramsond-18000-BTU-1-5-Ton-Dual-Slim-Duct-Wall-Mount-Ductless-Mini-Split-Air-Conditioner-with-Heat-Pump-220-Volt-RHDZ-18-9DT-9WM/310337749 | Yes
Mini Split HP | Multi Zone | 3-Zone | GREE | MULTI24VIR313HP | 24000 | 2 |  | 21 | 4249.15 | [5 empty] | 2023 |  | Home Depot | https://www.homedepot.com/p/GREE-Gen3-Smart-Home-Triple-Zone-24-000-BTU-2-Ton-Ductless-Mini-Split-Air-Conditioner-Heat-Pump-25-ft-Install-Kit-230V-MULTI24VIR313HP/322956099 | Yes
Mini Split HP | Multi Zone | 2-Zone | GREE | MULTI18VIR211HP | 18000 | 1.5 |  | 22 | 3144.15 | [5 empty] | 2023 |  | Home Depot | https://www.homedepot.com/p/GREE-Gen3-Smart-Home-18-000-BTU-1-5-Ton-Dual-Zone-Ductless-Mini-Split-Air-Conditioner-and-Heat-Pump-25-ft-Install-Kit-230-V-MULTI18VIR211HP/322588385 | Yes
Mini Split HP | Multi Zone | 5-Zone | Ramsond | CH09/09/09/09/09MSPHWM230VI-CH48MSPH230V | 48000 | 4 |  | 21.5 | 7021.5 | [5 empty] | 2023 |  | Home Depot | https://www.homedepot.com/p/Ramsond-Sophia-48000-BTU-4-Ton-21-5-SEER1-5-Zones-Wall-Mount-Multi-Zone-Ductless-Mini-Split-Air-Conditioner-with-Heat-Pump-230V-CH09-09-09-09-09MSPHWM230VI-CH48MSPH230V/320667893 | Yes
Mini Split HP | Multi Zone | 3-Zone | COOPER & HUNTER | CH12/12/12MSPHCT230VI-CH36MSPH230VOA | 36000 | 3 |  | 22.5 | 7388.89 | [5 empty] | 2023 |  | Home Depot | https://www.homedepot.com/p/COOPER-HUNTER-Sophia-36-000-BTU-3-Ton-22-5-SEER1-3-12-Cassette-Multi-Zone-Ductless-Mini-Split-Air-Conditioner-with-Heat-Pump-230-Volt-CH12-12-12MSPHCT230VI-CH36MSPH230VOA/320754418 | Yes
Mini Split HP | Multi Zone | 5-Zone | Ramsond | RH5Z-48-5X12WM | 48000 | 4 |  | 21.5 | 5852 | [5 empty] | 2023 |  | Home Depot | https://www.homedepot.com/p/Ramsond-48000-BTU-4-Ton-5-Wall-Mount-Ductless-Mini-Split-Air-Conditioner-with-Heat-Pump-220-Volt-RH5Z-48-5X12WM/310337774 | Yes
Mini Split HP | Multi Zone | 3-Zone | GREE | MULTI36VIR307HP | 34000 | 2.8333 |  | 21 | 5354.15 | [5 empty] | 2023 |  | Home Depot | https://www.homedepot.com/p/GREE-Gen3-Smart-Home-Triple-Zone-34-000-BTU-3-Ton-Ductless-Mini-Split-Air-Conditioner-with-Heat-Inverter-Remote-230-Volt-MULTI36VIR307HP/322965208 | Yes
Mini Split HP | Single Zone | Single Zone | COOPER & HUNTER | CH-18SPH-230VI/O-C-R | 18000 | 1.5 |  | 22.5 | 2296.17 | [5 empty] | 2023 |  | Home Depot | https://www.homedepot.com/p/COOPER-HUNTER-Sophia-18-000-BTU-1-5-Ton-Ductless-Mini-Split-22-5-SEER1-Cassette-Air-Conditioner-with-Heat-Pump-and-Install-Kit-230V-CH-18SPH-230VI-O-C-R/319524893 | Yes
Mini Split HP | Multi Zone | 4-Zone | MRCOOL | DIYM436HPC00C63 | 36000 | 3 |  | 21.5 | 9694 | [5 empty] | 2023 |  | Home Depot | https://www.homedepot.com/p/MRCOOL-DIY-36-000-BTU-3-Ton-4-Zone-Ductless-Mini-Split-AC-with-Heat-Pump-230V-1-16-1-35-2-75-Install-Kit-DIYM436HPC00C63/324061918 | Yes
Mini Split HP | Multi Zone | 3-Zone | MRCOOL | DIYM348HPW03C82 | 48000 | 4 |  | 20.5 | 8358.36 | [5 empty] | 2023 |  | Home Depot | https://www.homedepot.com/p/MRCOOL-DIY-48-000-BTU-4-Ton-3-Zone-20-5-SEER1-Ductless-Mini-Split-AC-and-Heat-Pump-with-18K-18K-18K-66-75-75ft-Lines-DIYM348HPW03C82/326399790 | Yes
Mini Split HP | Multi Zone | 4-Zone | MRCOOL | DIYM436HPC00C06 | 36000 | 3 |  | 21.5 | 8548 | [5 empty] | 2023 |  | Home Depot | https://www.homedepot.com/p/MRCOOL-DIY-36-000-BTU-3-Ton-4-Zone-Ductless-Mini-Split-AC-with-Heat-Pump-230V-3-16-1-75-Install-Kit-DIYM436HPC00C06/324061961 | Yes
Mini Split HP | Multi Zone | 2-Zone | GREE | MULTI24VIR213HP | 24000 | 2 |  | 21 | 3824.15 | [5 empty] | 2023 |  | Home Depot | https://www.homedepot.com/p/GREE-Gen3-Smart-Home-Dual-Zone-24-000-BTU-2-Ton-Ductless-Mini-Split-Air-Conditioner-Heat-Pump-25-ft-Install-Kit-230V-MULTI24VIR213HP/322740003 | Yes
Mini Split HP | Multi Zone | 3-Zone | MRCOOL | DIYM348HPW00C12 | 42000 | 3.5 |  | 20.5 | 6242 | [5 empty] | 2023 |  | Home Depot | https://www.homedepot.com/p/MRCOOL-DIY-42-000-BTU-4-Ton-3-Zone-20-5-SEER1-Ductless-Mini-Split-AC-and-Heat-Pump-with-12K-12K-18K-16-25-75ft-Lines-DIYM348HPW00C12/321652348 | Yes
Mini Split HP | Single Zone | Single Zone | MRCOOL | O-HH-12-HP-230E | 12000 | 1 |  | 22.5 | 2042.86 | [5 empty] | 2023 |  | Home Depot | https://www.homedepot.com/p/MRCOOL-Olympus-Hyper-Heat-12-000-BTU-1-Ton-Ductless-Mini-Split-Air-Conditioner-and-Heat-Pump-230V-60Hz-O-HH-12-HP-230E/308810669 | Yes
Mini Split HP | Multi Zone | 2-Zone | MRCOOL | DIYM236HPW03C06 | 36000 | 3 |  | 21.5 | 4878 | [5 empty] | 2023 |  | Home Depot | https://www.homedepot.com/p/MRCOOL-DIY-36-000-BTU-3-Ton-2-Zone-21-5-SEER1-Ductless-Mini-Split-AC-and-Heat-Pump-with-18K-18K-16-75ft-Lines-DIYM236HPW03C06/321560426 | Yes
Mini Split HP | Multi Zone | 3-Zone | GREE | MULTI36VIR311HP | 34000 | 2.8333 |  | 21 | 6079.05 | [5 empty] | 2023 |  | Home Depot | https://www.homedepot.com/p/GREE-Gen3-Smart-Home-Triple-Zone-34-000-BTU-3-Ton-Ductless-Mini-Split-Air-Conditioner-Heat-Pump-25-ft-Install-Kit-230-Volt-MULTI36VIR311HP/322965537 | Yes
Mini Split HP | Multi Zone | 3-Zone | MRCOOL | DIYM348HPW03C81 | 48000 | 4 |  | 20.5 | 8326.02 | [5 empty] | 2023 |  | Home Depot | https://www.homedepot.com/p/MRCOOL-DIY-48-000-BTU-4-Ton-3-Zone-20-5-SEER1-Ductless-Mini-Split-AC-and-Heat-Pump-with-18K-18K-18K-66-66-75ft-Lines-DIYM348HPW03C81/326399789 | Yes
Mini Split HP | Multi Zone | 3-Zone | GREE | MULTI30LIV106HP | 30000 | 2.5 |  | 17 | 4399 | [5 empty] | 2023 |  | Home Depot | https://www.homedepot.com/p/GREE-Livo-GEN3-Triple-Zone-30-000-BTU-2-5-Ton-Smart-Home-Ductless-Mini-Split-Air-Conditioner-and-Heat-Pump-25-ft-Kit-230V-MULTI30LIV106HP/321584878 | Yes
Mini Split HP | Single Zone | Single Zone | Bonaire Durango | CRC7000012 | 12000 | 1 |  | 22.5 | 1245.69 | [5 empty] | 2023 |  | Home Depot | https://www.homedepot.com/p/Bonaire-Durango-12000-BTU-1-Ton-220-Volt-60Hz-Ductless-Mini-Split-CRC7000012/324076507 | Yes
Mini Split HP | Multi Zone | 2-Zone | MRCOOL | DIYM248HPW00C36 | 42000 | 3.5 |  | 20.5 | 5784 | [5 empty] | 2023 |  | Home Depot | https://www.homedepot.com/p/MRCOOL-DIY-42-000-BTU-4-Ton-2-Zone-20-5-SEER1-Ductless-Mini-Split-AC-and-Heat-Pump-with-24K-18K-66-25ft-Lines-DIYM248HPW00C36/321561039 | Yes
Mini Split HP | Multi Zone | 2-Zone | MRCOOL | DIYM248HPW00C34 | 42000 | 3.5 |  | 20.5 | 6045 | [5 empty] | 2023 |  | Home Depot | https://www.homedepot.com/p/MRCOOL-DIY-42-000-BTU-4-Ton-2-Zone-20-5-SEER1-Ductless-Mini-Split-AC-and-Heat-Pump-with-24K-18K-50-75ft-Lines-DIYM248HPW00C34/321561036 | Yes
Mini Split HP | Single Zone | Single Zone |  | WYS009GMFI22RL-16 | 9000 | 0.75 |  | 22.8 | 988 | [5 empty] | 2023 |  | Home Depot | https://www.homedepot.com/p/Inverter-ENERGY-STAR-9-000-BTU-3-4-Ton-Ductless-Mini-Split-22-8-SEER1-Wall-Mounted-Air-Conditioner-with-Heat-Pump-230V-WYS009GMFI22RL-16/311884564 | Yes
Mini Split HP | Multi Zone | 2-Zone | MRCOOL | DIYM236HPW03C23 | 36000 | 3 |  | 21.5 | 5158 | [5 empty] | 2023 |  | Home Depot | https://www.homedepot.com/p/MRCOOL-DIY-36-000-BTU-3-Ton-2-Zone-21-5-SEER1-Ductless-Mini-Split-AC-and-Heat-Pump-with-18K-18K-50-66ft-Lines-DIYM236HPW03C23/321560425 | Yes
Mini Split HP | Multi Zone | 4-Zone | Ramsond | RHDZ-36-24C/12W | 36000 | 3 |  | 22.5 | 3846.41 | [5 empty] | 2023 |  | Home Depot | https://www.homedepot.com/p/Ramsond-36000-BTU-3-Ton-Dual-Cassette-Wall-Mount-Ductless-Mini-Split-Air-Conditioner-with-Heat-Pump-220-Volt-RHDZ-36-24C-12W/310337771 | Yes
Mini Split HP | Single Zone | Single Zone | COOPER & HUNTER | CH-9SPH-230VI/O-C-R | 9000 | 0.75 |  | 22.8 | 1772 | [5 empty] | 2023 |  | Home Depot | https://www.homedepot.com/p/COOPER-HUNTER-Sophia-9000-BTU-3-4-Ton-Ductless-Mini-Split-22-8-SEER1-Cassette-Air-Conditioner-with-Heat-Pump-and-Install-Kit-230V-CH-9SPH-230VI-O-C-R/319524895 | Yes
Mini Split HP | Multi Zone | 2-Zone | GREE | MULTI30VIR204HP | 28400 | 2.3667 |  | 21 | 4049.1 | [5 empty] | 2023 |  | Home Depot | https://www.homedepot.com/p/GREE-Gen3-Smart-Home-Dual-Zone-28-400-BTU-2-5-Ton-Ductless-Mini-Split-Air-Conditioner-with-Heat-Inverter-Remote-230-Volt-MULTI30VIR204HP/322943726 | Yes
Mini Split HP | Multi Zone | 3-Zone | COOPER & HUNTER | CH12/12/12MSPHDT230VI-CH36MSPH230VOA | 36000 | 3 |  | 22.5 | 5885.75 | [5 empty] | 2023 |  | Home Depot | https://www.homedepot.com/p/COOPER-HUNTER-Sophia-36-000-BTU-3-Ton-22-5-SEER1-3-12-Duct-Multi-Zone-Ductless-Mini-Split-Air-Conditioner-with-Heat-Pump-230-Volt-CH12-12-12MSPHDT230VI-CH36MSPH230VOA/320754419 | Yes
Mini Split HP | Multi Zone | 2-Zone | MRCOOL | DIYM248HPW02C01 | 45000 | 3.75 |  | 20.5 | 4908 | [5 empty] | 2023 |  | Home Depot | https://www.homedepot.com/p/MRCOOL-DIY-45-000-BTU-4-Ton-2-Zone-20-5-SEER1-Ductless-Mini-Split-AC-and-Heat-Pump-with-36K-9K-16-25ft-Lines-DIYM248HPW02C01/325844767 | Yes
Mini Split HP | Multi Zone | 2-Zone | Ramsond | RHDZ-27-9CT/9WM | 24000 | 2 |  | 22 | 2629.77 | [5 empty] | 2023 |  | Home Depot | https://www.homedepot.com/p/Ramsond-24000-BTU-2-25-Ton-Dual-Cassette-Wall-Mount-Ductless-Mini-Split-Air-Conditioner-with-Heat-Pump-220-Volt-RHDZ-27-9CT-9WM/310337754 | Yes
Mini Split HP | Single Zone | Single Zone | Pioneer | WYT012GLFI22RL | 12000 | 1 |  | 23 | 1085 | [5 empty] | 2023 |  | Home Depot | https://www.homedepot.com/p/Pioneer-Low-Ambient-12-000-BTU-1-Ton-23-SEER1-Wi-Fi-Ductless-Mini-Split-Inverter-and-Air-Conditioner-with-Heat-Pump-208-230-Volt-WYT012GLFI22RL/321360439 | Yes
Mini Split HP | Multi Zone | 3-Zone | MRCOOL | DIYM348HPW00C15 | 42000 | 3.5 |  | 20.5 | 5842 | [5 empty] | 2023 |  | Home Depot | https://www.homedepot.com/p/MRCOOL-DIY-42-000-BTU-4-Ton-3-Zone-20-5-SEER1-Ductless-Mini-Split-AC-and-Heat-Pump-with-12K-12K-18K-16-35-50ft-Lines-DIYM348HPW00C15/321652335 | Yes
Mini Split HP | Single Zone | Single Zone | Pioneer | WYT009GLFI22RL | 9000 | 0.75 |  | 23 | 948.66 | [5 empty] | 2023 |  | Home Depot | https://www.homedepot.com/p/Pioneer-Low-Ambient-9-000-BTU-0-75-Ton-23-SEER1-Wi-Fi-Ductless-Mini-Split-Inverter-and-Air-Conditioner-w-Heat-Pump-208-230-Volt-WYT009GLFI22RL/321359795 | Yes
Mini Split HP | Single Zone | Single Zone | TURBRO | GL12K230 | 12000 | 1 |  | 23 | 909.09 | [5 empty] | 2023 |  | Home Depot | https://www.homedepot.com/p/TURBRO-Greenland-12-000-BTU-Ductless-Mini-Split-AC-with-Heat-Pump-WiFi-Enabled-23-SEER12-230V-GL12K230/326145278 | Yes
Mini Split HP | Multi Zone | 2-Zone | MRCOOL | DIYM236HPW00C07 | 33000 | 2.75 |  | 21.5 | 3834 | [5 empty] | 2023 |  | Home Depot | https://www.homedepot.com/p/MRCOOL-DIY-33-000-BTU-3-Ton-2-Zone-21-5-SEER1-Ductless-Mini-Split-AC-and-Heat-Pump-with-24K-9K-25-16ft-Lines-DIYM236HPW00C07/317383585 | Yes
Mini Split HP | Multi Zone | 2-Zone | GREE | MULTIU24HP213 | 25000 | 2.0833 |  | 23 | 3601.87 | [5 empty] | 2023 |  | Home Depot | https://www.homedepot.com/p/GREE-Ultra-ENERGY-STAR-2-Zone-25000-BTU-2-Ton-Wi-Fi-Ductless-Mini-Split-Air-Conditioner-Heat-Pump-w-25-ft-Install-Kit-230V-MULTIU24HP213/312460601 | Yes
Mini Split HP | Multi Zone | 3-Zone | GREE | MULTI30VIR311HP | 28400 | 2.3667 |  | 21 | 4504.15 | [5 empty] | 2023 |  | Home Depot | https://www.homedepot.com/p/GREE-Gen3-Smart-Home-Triple-Zone-28-400-BTU-2-5-Ton-Ductless-Mini-Split-Air-Conditioner-Heat-Pump-25-ft-Install-Kit-230V-MULTI30VIR311HP/322955784 | Yes
Mini Split HP | Multi Zone | 3-Zone | Ramsond | CH09/09/09MSPHDT230VI-CH27MSPH230VOA | 27000 | 2.25 |  | 22 | 4240 | [5 empty] | 2023 |  | Home Depot | https://www.homedepot.com/p/Ramsond-Sophia-27000-BTU-2-5-Ton-22-SEER1-3-Duct-Type-Multi-Zone-Ductless-Mini-Split-Air-Conditioner-with-Heat-Pump-230V-CH09-09-09MSPHDT230VI-CH27MSPH230VOA/320593868 | Yes
Mini Split HP | Multi Zone | 2-Zone | MRCOOL | DIYM248HPW00C28 | 42000 | 3.5 |  | 20.5 | 5132 | [5 empty] | 2023 |  | Home Depot | https://www.homedepot.com/p/MRCOOL-DIY-42-000-BTU-4-Ton-2-Zone-20-5-SEER1-Ductless-Mini-Split-AC-and-Heat-Pump-with-24K-18K-50-16ft-Lines-DIYM248HPW00C28/321560992 | Yes
Mini Split HP | Multi Zone | 4-Zone | Ramsond | CH09/09/09/09MSPHWM230VI-CH36MSPH230VOA | 36000 | 3 |  | 22.5 | 5145.06 | [5 empty] | 2023 |  | Home Depot | https://www.homedepot.com/p/Ramsond-Sophia-36000-BTU-3-Ton-22-5-SEER1-Quad-Wall-Mount-Multi-Zone-Ductless-Mini-Split-Air-Conditioner-with-Heat-Pump-230V-CH09-09-09-09MSPHWM230VI-CH36MSPH230VOA/320655994 | Yes
Mini Split HP | Multi Zone | 4-Zone | Ramsond | RHDZ-36-24/12WM | 36000 | 3 |  | 22.5 | 3997.52 | [5 empty] | 2023 |  | Home Depot | https://www.homedepot.com/p/Ramsond-36000-BTU-3-Ton-Dual-Wall-Mount-Ductless-Mini-Split-Air-Conditioner-with-Heat-Pump-220-Volt-RHDZ-36-24-12WM/310337769 | Yes
Mini Split HP | Multi Zone | 2-Zone | GREE | MULTI24VIR202HP | 24000 | 2 |  | 21 | 3761.1 | [5 empty] | 2023 |  | Home Depot | https://www.homedepot.com/p/GREE-Gen3-Smart-Home-Dual-Zone-24-000-BTU-2-Ton-Ductless-Mini-Split-Air-Conditioner-with-Heat-Inverter-Remote-208-230-V-MULTI24VIR202HP/322724763 | Yes
Mini Split HP | Single Zone | Single Zone | GREE | VIRU36HP230V1AK | 33000 | 2.75 |  | 23 | 3161.97 | [5 empty] | 2023 |  | Home Depot | https://www.homedepot.com/p/GREE-Ultra-33000-BTU-3-Ton-Ductless-Mini-Split-Air-Conditioner-with-Heat-Pump-and-Install-Kit-230-Volt-VIRU36HP230V1AK/315479018 | Yes
Mini Split HP | Multi Zone | 3-Zone | Ramsond | RHDZ-27-9/18WM | 27000 | 2.25 |  | 22 | 2518.2 | [5 empty] | 2023 |  | Home Depot | https://www.homedepot.com/p/Ramsond-27000-BTU-2-25-Ton-Dual-Wall-Mount-Ductless-Mini-Split-Air-Conditioner-with-Heat-Pump-220-Volt-RHDZ-27-9-18WM/310337739 | Yes
Mini Split HP | Single Zone | Single Zone | Hessaire | H18E2 | 18000 | 1.5 |  | 23.3 | 1098 | [5 empty] | 2023 |  | Home Depot | https://www.homedepot.com/p/Hessaire-DIY-23-3-SEER1-18-000-BTU-Wi-Fi-1-5-Ton-Ductless-Mini-Split-Air-Conditioner-Heat-Pump-Variable-Speed-Inverter-208V-230V-H18E2/315698921 | Yes
Mini Split HP | Single Zone | Single Zone | EQK | 21S-EACH18R2W | 18000 | 1.5 |  | 23.3 | 1449.99 | [5 empty] | 2023 |  | Home Depot | https://www.homedepot.com/p/EQK-23-SEER1-18-000-BTU-1-5-Ton-Ductless-Mini-Split-Air-Conditioner-w-Inverter-Heat-Remote-and-Wi-Fi-230-Volt-60-Hz-E-Star-21S-EACH18R2W/314025661 | Yes
Mini Split HP | Single Zone | Single Zone | Bosch | 8733954420 | 9000 | 0.75 |  | 23.5 | 1690.71 | [5 empty] | 2023 |  | Home Depot | https://www.homedepot.com/p/Bosch-Gen-2-Climate-5000-ENERGY-STAR-9-000-BTU-0-75-Ton-Ductless-Mini-Split-Air-Conditioner-with-Heat-Pump-230-Volt-60-Hz-8733954420/312364730 | Yes
Mini Split HP | Single Zone | Single Zone | Bosch | 8733955239 | 9000 | 0.75 |  | 23.5 | 1185.35 | [5 empty] | 2023 |  | Home Depot | https://www.homedepot.com/p/Bosch-Pro-Pack-9-000-BTU-0-75-Ton-Ductless-Mini-Split-Air-Conditioner-with-Heat-Pump-No-Line-Set-230V-8733955239/317794420 | Yes
Mini Split HP | Multi Zone | 3-Zone | Ramsond | CH09/09/09MSPHWM230VI-CH27MSPH230VOA | 27000 | 2.25 |  | 22 | 3556.47 | [5 empty] | 2023 |  | Home Depot | https://www.homedepot.com/p/Ramsond-Sophia-27000-BTU-2-25-Ton-22-SEER1-Tri-Wall-Mount-Multi-Zone-Ductless-Mini-Split-Air-Conditioner-with-Heat-Pump-230V-CH09-09-09MSPHWM230VI-CH27MSPH230VOA/320593869 | Yes
Mini Split HP | Multi Zone | 4-Zone | COOPER & HUNTER | CH12/12/09/09MSDT230VI-CH36MSPH230VOA | 36000 | 3 |  | 22.5 | 7454.56 | [5 empty] | 2023 |  | Home Depot | https://www.homedepot.com/p/COOPER-HUNTER-Sophia-36-000-BTU-3-Ton-22-5-SEER1-9-12-Duct-Multi-Zone-Ductless-Mini-Split-Air-Conditioner-with-Heat-Pump-230-Volt-CH12-12-09-09MSDT230VI-CH36MSPH230VOA/320754423 | Yes
Mini Split HP | Multi Zone | 2-Zone | MRCOOL | DIYM236HPW03C11 | 36000 | 3 |  | 21.5 | 4878 | [5 empty] | 2023 |  | Home Depot | https://www.homedepot.com/p/MRCOOL-DIY-36-000-BTU-3-Ton-2-Zone-21-5-SEER1-Ductless-Mini-Split-AC-and-Heat-Pump-with-18K-18K-25-66ft-Lines-DIYM236HPW03C11/321560423 | Yes
Mini Split HP | Single Zone | Single Zone | Bosch | 8733954419 | 9000 | 0.75 |  | 23.5 | 2235.46 | [5 empty] | 2023 |  | Home Depot | https://www.homedepot.com/p/Bosch-Gen-2-Climate-5000-ENERGY-STAR-9-000-BTU-0-75-Ton-Ductless-Mini-Split-Air-Conditioner-with-Heat-Pump-230-Volt-60-Hz-8733954419/312364528 | Yes
Mini Split HP | Multi Zone | 3-Zone | MRCOOL | DIYM348HPW00C01 | 42000 | 3.5 |  | 20.5 | 5329 | [5 empty] | 2023 |  | Home Depot | https://www.homedepot.com/p/MRCOOL-DIY-42-000-BTU-4-Ton-3-Zone-20-5-SEER1-Ductless-Mini-Split-AC-and-Heat-Pump-with-12K-12K-18K-16-16-25ft-Lines-DIYM348HPW00C01/321652487 | Yes
Mini Split HP | Multi Zone | 2-Zone | MRCOOL | DIYM236HPW00C00 | 33000 | 2.75 |  | 21.5 | 3809 | [5 empty] | 2023 |  | Home Depot | https://www.homedepot.com/p/MRCOOL-DIY-33-000-BTU-3-Ton-2-Zone-21-5-SEER1-Ductless-Mini-Split-AC-and-Heat-Pump-with-24K-9K-16-16ft-Lines-DIYM236HPW00C00/317383598 | Yes
Mini Split HP | Multi Zone | 4-Zone | MRCOOL | DIYM448HPW06C31 | 48000 | 4 |  | 20.5 | 6444 | [5 empty] | 2023 |  | Home Depot | https://www.homedepot.com/p/MRCOOL-DIY-48-000-BTU-4-Ton-4-Zone-20-5-SEER1-Ductless-Mini-Split-AC-and-Heat-Pump-with-12K-12K-12K-18K-16-25-25-50ft-Lines-DIYM448HPW06C31/326347464 | Yes
Mini Split HP | Multi Zone | 2-Zone | GREE | MULTIU24HP210 | 25000 | 2.0833 |  | 23 | 3285.09 | [5 empty] | 2023 |  | Home Depot | https://www.homedepot.com/p/GREE-Ultra-ENERGY-STAR-2-Zone-25000-BTU-2-Ton-Wi-Fi-Ductless-Mini-Split-Air-Conditioner-Heat-Pump-w-25-ft-Install-Kit-230V-MULTIU24HP210/312460096 | Yes
Mini Split HP | Multi Zone | 2-Zone | GREE | MULTIU24HP212 | 24000 | 2 |  | 21 | 3301.25 | [5 empty] | 2023 |  | Home Depot | https://www.homedepot.com/p/GREE-Ultra-ENERGY-STAR-2-Zone-24000-BTU-2-Ton-Wi-Fi-Ductless-Mini-Split-Air-Conditioner-Heat-Pump-w-25-ft-Install-Kit-230V-MULTIU24HP212/312460487 | Yes
Mini Split HP | Multi Zone | 4-Zone | Bosch | 8733954440 | 36000 | 3 |  | 22 | 7125.58 | [5 empty] | 2023 |  | Home Depot | https://www.homedepot.com/p/Bosch-Gen-2-ENERGY-STAR-4-Zone-36-000-BTU-4-Ton-Ductless-Mini-Split-Air-Conditioner-with-Heat-Pump-230-Volt-8733954440/312369052 | Yes
Mini Split HP | Multi Zone | 3-Zone | MRCOOL | DIYM336HPC00C32 | 27000 | 2.25 |  | 21.5 | 7194 | [5 empty] | 2023 |  | Home Depot | https://www.homedepot.com/p/MRCOOL-DIY-27-000-BTU-2-25-Ton-3-Zone-Ductless-Mini-Split-AC-with-Heat-Pump-230V-2-25-1-66-Install-Kit-DIYM336HPC00C32/324062087 | Yes
Mini Split HP | Multi Zone | 2-Zone | MRCOOL | DIYM248HPW00C18 | 42000 | 3.5 |  | 20.5 | 5358 | [5 empty] | 2023 |  | Home Depot | https://www.homedepot.com/p/MRCOOL-DIY-42-000-BTU-4-Ton-2-Zone-20-5-SEER1-Ductless-Mini-Split-AC-and-Heat-Pump-with-24K-18K-35-50ft-Lines-DIYM248HPW00C18/321560989 | Yes
Mini Split HP | Multi Zone | 2-Zone | MRCOOL | DIYM236HPW03C24 | 36000 | 3 |  | 21.5 | 5186 | [5 empty] | 2023 |  | Home Depot | https://www.homedepot.com/p/MRCOOL-DIY-36-000-BTU-3-Ton-2-Zone-21-5-SEER1-Ductless-Mini-Split-AC-and-Heat-Pump-with-18K-18K-50-75ft-Lines-DIYM236HPW03C24/321560421 | Yes
Mini Split HP | Multi Zone | 3-Zone | Ramsond | RHDZ-27-2X12WM | 27000 | 2.25 |  | 22 | 3074.04 | [5 empty] | 2023 |  | Home Depot | https://www.homedepot.com/p/Ramsond-27000-BTU-2-25-Ton-Dual-Wall-Mount-Ductless-Mini-Split-Air-Conditioner-with-Heat-Pump-220-Volt-RHDZ-27-2X12WM/310337742 | Yes
Mini Split HP | Multi Zone | 3-Zone | COOPER & HUNTER | CH12/12MSPHDT230VI-CH27MSPH230VOA | 27000 | 2.25 |  | 22 | 4340 | [5 empty] | 2023 |  | Home Depot | https://www.homedepot.com/p/COOPER-HUNTER-Sophia-27-000-BTU-2-5-Ton-22-SEER1-2-Duct-Multi-Zone-Ductless-Mini-Split-Air-Conditioner-with-Heat-Pump-230-Volt-CH12-12MSPHDT230VI-CH27MSPH230VOA/320713484 | Yes
Mini Split HP | Multi Zone | 3-Zone | MRCOOL | DIYM348HPW03C80 | 48000 | 4 |  | 20.5 | 8293.68 | [5 empty] | 2023 |  | Home Depot | https://www.homedepot.com/p/MRCOOL-DIY-48-000-BTU-4-Ton-3-Zone-20-5-SEER1-Ductless-Mini-Split-AC-and-Heat-Pump-with-18K-18K-18K-66-66-66ft-Lines-DIYM348HPW03C80/326399788 | Yes
Mini Split HP | Multi Zone | 3-Zone | MRCOOL | DIYM336HPW04C07 | 33000 | 2.75 |  | 21.5 | 4368 | [5 empty] | 2023 |  | Home Depot | https://www.homedepot.com/p/MRCOOL-DIY-33-000-BTU-3-Ton-3-Zone-21-5-SEER1-Ductless-Mini-Split-AC-and-Heat-Pump-with-9K-12K-12K-16-25-25ft-Lines-DIYM336HPW04C07/317476957 | Yes
Mini Split HP | Multi Zone | 3-Zone | MRCOOL | DIYM336HPW02C00 | 36000 | 3 |  | 21.5 | 4330 | [5 empty] | 2023 |  | Home Depot | https://www.homedepot.com/p/MRCOOL-DIY-36-000-BTU-3-Ton-3-Zone-21-5-SEER1-Ductless-Mini-Split-AC-and-Heat-Pump-with-9K-9K-18K-16-16-16ft-Lines-DIYM336HPW02C00/317477132 | Yes
Mini Split HP | Multi Zone | 4-Zone | MRCOOL | DIYM436HPC02C36 | 36000 | 3 |  | 21.5 | 8222 | [5 empty] | 2023 |  | Home Depot | https://www.homedepot.com/p/MRCOOL-DIY-36-000-BTU-3-Ton-4-Zone-21-5-SEER1-Ductless-Mini-Split-AC-and-Heat-Pump-with-Cassettes-9K-9K-12K-12K-16-25-35-50ft-DIYM436HPC02C36/324063766 | Yes
Mini Split HP | Multi Zone | 2-Zone | Ramsond | RHDZ-18-2X9WM | 18000 | 1.5 |  | 21.3 | 2928.47 | [5 empty] | 2023 |  | Home Depot | https://www.homedepot.com/p/Ramsond-18000-BTU-1-5-Ton-Dual-Wall-Mount-Ductless-Mini-Split-Air-Conditioner-with-Heat-Pump-220-Volt-RHDZ-18-2X9WM/310337757 | Yes
Mini Split HP | Multi Zone | 3-Zone | GREE | MULTI24VIR310HP | 24000 | 2 |  | 21 | 4699 | [5 empty] | 2023 |  | Home Depot | https://www.homedepot.com/p/GREE-Gen3-Smart-Home-24-000-BTU-2-Ton-Triple-Zone-Ductless-Mini-Split-Air-Conditioner-with-Heat-Inverter-Remote-208-230-V-MULTI24VIR310HP/322848338 | Yes
Mini Split HP | Multi Zone | 3-Zone | MRCOOL | DIYM348HPW00C07 | 42000 | 3.5 |  | 20.5 | 5357 | [5 empty] | 2023 |  | Home Depot | https://www.homedepot.com/p/MRCOOL-DIY-42-000-BTU-4-Ton-3-Zone-20-5-SEER1-Ductless-Mini-Split-AC-and-Heat-Pump-with-12K-12K-18K-16-25-25ft-Lines-DIYM348HPW00C07/321652367 | Yes
Mini Split HP | Multi Zone | 2-Zone | MRCOOL | DIYM248HPW00C09 | 42000 | 3.5 |  | 20.5 | 5056 | [5 empty] | 2023 |  | Home Depot | https://www.homedepot.com/p/MRCOOL-DIY-42-000-BTU-4-Ton-2-Zone-20-5-SEER1-Ductless-Mini-Split-AC-and-Heat-Pump-with-24K-18K-25-35ft-Lines-DIYM248HPW00C09/321560993 | Yes
Mini Split HP | Multi Zone | 4-Zone | COOPER & HUNTER | CH12/12/09/09MSPHWM230VI-CH36MSPH230VOA | 36000 | 3 |  | 22.5 | 6828.89 | [5 empty] | 2023 |  | Home Depot | https://www.homedepot.com/p/COOPER-HUNTER-Sophia-36-000-BTU-3-Ton-22-5-SEER1-9-12-Wall-Mount-Multi-Zone-Ductless-Mini-Split-Air-Conditioner-with-Heat-Pump-230-Volt-CH12-12-09-09MSPHWM230VI-CH36MSPH230VOA/320754421 | Yes
Mini Split HP | Single Zone | Single Zone | GREE | VIR12CAS230V1AK | 12000 | 1 |  | 24 | 1189.22 | [5 empty] | 2023 |  | Home Depot | https://www.homedepot.com/p/GREE-Vireo-GEN3-12-000-BTU-1-Ton-Ceiling-Cassette-Inverter-Ductless-Mini-Split-Air-Conditioner-with-Heat-Pump-Remote-230V-VIR12CAS230V1AK/319214860 | Yes
Mini Split HP | Single Zone | Single Zone | Bosch | 8733955245 | 9000 | 0.75 |  | 25 | 1278.93 | [5 empty] | 2023 |  | Home Depot | https://www.homedepot.com/p/Bosch-Max-Performance-Pro-Pack-9-000-BTU-0-75-Ton-Ductless-Mini-Split-Air-Conditioner-and-Heat-Pump-No-Line-Set-230V-8733955245/317795087 | Yes
Mini Split HP | Multi Zone | 3-Zone | GREE | MULTIU24HP311 | 26000 | 2.1667 |  | 23 | 3850.82 | [5 empty] | 2023 |  | Home Depot | https://www.homedepot.com/p/GREE-Ultra-ENERGY-STAR-3-Zone-26000-BTU-2-Ton-Wi-Fi-Ductless-Mini-Split-Air-Conditioner-Heat-Pump-w-25-ft-Install-Kit-230V-MULTIU24HP311/312461079 | Yes
Mini Split HP | Multi Zone | 2-Zone | MRCOOL | DIYM236HPW03C00 | 36000 | 3 |  | 21.5 | 3965 | [5 empty] | 2023 |  | Home Depot | https://www.homedepot.com/p/MRCOOL-DIY-36-000-BTU-3-Ton-2-Zone-21-5-SEER1-Ductless-Mini-Split-AC-and-Heat-Pump-with-18K-18K-16-16ft-Lines-DIYM236HPW03C00/321560419 | Yes
Mini Split HP | Multi Zone | 3-Zone | MRCOOL | DIYM336HPW06C01 | 36000 | 3 |  | 21.5 | 4472 | [5 empty] | 2023 |  | Home Depot | https://www.homedepot.com/p/MRCOOL-DIY-36-000-BTU-3-Ton-3-Zone-21-5-SEER1-Ductless-Mini-Split-AC-and-Heat-Pump-with-12K-12K-12K-16-16-25ft-Lines-DIYM336HPW06C01/317477206 | Yes
Mini Split HP | Multi Zone | 3-Zone | MRCOOL | DIYM336HPW01C00 | 30000 | 2.5 |  | 22 | 4180 | [5 empty] | 2023 |  | Home Depot | https://www.homedepot.com/p/MRCOOL-DIY-30-000-BTU-3-Ton-3-Zone-22-SEER1-Ductless-Mini-Split-AC-and-Heat-Pump-with-9K-9K-12K-16-16-16ft-Lines-DIYM336HPW01C00/317476742 | Yes
Mini Split HP | Multi Zone | 3-Zone |  | DIYM327HPW00C22 | 27000 | 2.25 |  | 22 | 4257 | [5 empty] | 2023 |  | Home Depot | https://www.homedepot.com/p/DIY-27-000-BTU-2-25-Ton-3-Zone-22-SEER1-Ductless-Mini-Split-AC-and-Heat-Pump-with-9K-9K-9K-16-50-50ft-Lines-DIYM327HPW00C22/317435093 | Yes
Mini Split HP | Multi Zone | 2-Zone | MRCOOL | DIYM236HPW00C01 | 33000 | 2.75 |  | 21.5 | 3837 | [5 empty] | 2023 |  | Home Depot | https://www.homedepot.com/p/MRCOOL-DIY-33-000-BTU-3-Ton-2-Zone-21-5-SEER1-Ductless-Mini-Split-AC-and-Heat-Pump-with-24K-9K-16-25ft-Lines-DIYM236HPW00C01/321507610 | Yes
Mini Split HP | Multi Zone | 4-Zone | MRCOOL | DIYM448HPW09C86 | 48000 | 4 |  | 20.5 | 6200 | [5 empty] | 2023 |  | Home Depot | https://www.homedepot.com/p/MRCOOL-DIY-48-000-BTU-4-Ton-4-Zone-20-5-SEER1-Ductless-Mini-Split-AC-and-Heat-Pump-with-24K-9K-9K-12K-25-16-16-35ft-Lines-DIYM448HPW09C86/326185622 | Yes
Mini Split HP | Multi Zone | 3-Zone | GREE | MULTI36LIV109HP | 34000 | 2.8333 |  | 17 | 4999 | [5 empty] | 2023 |  | Home Depot | https://www.homedepot.com/p/GREE-Livo-Gen3-Triple-Zone-34-000-BTU-3-Ton-Smart-Home-Ductless-Mini-Split-Air-Conditioner-and-Heat-Pump-25-ft-Kit-230-Volt-MULTI36LIV109HP/321588926 | Yes
Mini Split HP | Multi Zone | 4-Zone | Ramsond | RHDZ-36-12C/24W | 36000 | 3 |  | 22.5 | 3757.53 | [5 empty] | 2023 |  | Home Depot | https://www.homedepot.com/p/Ramsond-36000-BTU-3-Ton-Dual-Cassette-Wall-Mount-Ductless-Mini-Split-Air-Conditioner-with-Heat-Pump-220-Volt-RHDZ-36-12C-24W/310337765 | Yes
Mini Split HP | Multi Zone | 3-Zone | MRCOOL | DIYM348HPW00C04 | 42000 | 3.5 |  | 20.5 | 5609 | [5 empty] | 2023 |  | Home Depot | https://www.homedepot.com/p/MRCOOL-DIY-42-000-BTU-4-Ton-3-Zone-20-5-SEER1-Ductless-Mini-Split-AC-and-Heat-Pump-with-12K-12K-18K-16-16-50ft-Lines-DIYM348HPW00C04/321652484 | Yes
Mini Split HP | Multi Zone | 2-Zone | MRCOOL | DIYM227HPW00C00 | 21000 | 1.75 |  | 22 | 3126 | [5 empty] | 2023 |  | Home Depot | https://www.homedepot.com/p/MRCOOL-DIY-21-000-BTU-2-25-Ton-2-Zone-22-SEER1-Ductless-Mini-Split-AC-and-Heat-Pump-with-9K-12K-16-16ft-Lines-DIYM227HPW00C00/317382724 | Yes
Mini Split HP | Multi Zone | 2-Zone |  | DIYM248HPW01C11 | 48000 | 4 |  | 20.5 | 5907 | [5 empty] | 2023 |  | Home Depot | https://www.homedepot.com/p/DIY-48-000-BTU-4-Ton-2-Zone-20-5-SEER1-Ductless-Mini-Split-AC-and-Heat-Pump-with-24K-24K-25-66ft-Lines-DIYM248HPW01C11/321562110 | Yes
Mini Split HP | Multi Zone | 2-Zone | MRCOOL | DIYM236HPW03C07 | 36000 | 3 |  | 21.5 | 4021 | [5 empty] | 2023 |  | Home Depot | https://www.homedepot.com/p/MRCOOL-DIY-36-000-BTU-3-Ton-2-Zone-21-5-SEER1-Ductless-Mini-Split-AC-and-Heat-Pump-with-18K-18K-25-25ft-Lines-DIYM236HPW03C07/317383763 | Yes
Mini Split HP | Single Zone | Single Zone | GREE | 3VIR12HP115V1AK | 12000 | 1 |  | 25 | 1699 | [5 empty] | 2023 |  | Home Depot | https://www.homedepot.com/p/GREE-Vireo-Gen3-Smart-Home-12-000-BTU-1-Ton-25-SEER1-Inverter-Ductless-Mini-Split-115V-3VIR12HP115V1AK/321099048 | Yes
Mini Split HP | Multi Zone | 3-Zone | COOPER & HUNTER | CH12/12/9MSPHCT230VI-CH27MSPH230VOA | 27000 | 2.25 |  | 22 | 6153.4 | [5 empty] | 2023 |  | Home Depot | https://www.homedepot.com/p/COOPER-HUNTER-Sophia-27-000-BTU-2-5-Ton-22-SEER1-Cassette-Multi-Zone-Ductless-Mini-Split-Air-Conditioner-with-Heat-Pump-230-Volt-CH12-12-9MSPHCT230VI-CH27MSPH230VOA/320713486 | Yes
Mini Split HP | Multi Zone | 4-Zone | COOPER & HUNTER | CH12/12/12MSPHWM230VI-CH36MSPH230VOA | 36000 | 3 |  | 22.5 | 6025.04 | [5 empty] | 2023 |  | Home Depot | https://www.homedepot.com/p/COOPER-HUNTER-Sophia-36-000-BTU-3-Ton-22-5-SEER1-3-12-Wall-Mount-Multi-Zone-Ductless-Mini-Split-Air-Conditioner-with-Heat-Pump-230-Volt-CH12-12-12MSPHWM230VI-CH36MSPH230VOA/320754417 | Yes
Mini Split HP | Multi Zone | 3-Zone | MRCOOL | DIYM348HPW03C05 | 48000 | 4 |  | 20.5 | 6560.68 | [5 empty] | 2023 |  | Home Depot | https://www.homedepot.com/p/MRCOOL-DIY-48-000-BTU-4-Ton-3-Zone-20-5-SEER1-Ductless-Mini-Split-AC-and-Heat-Pump-with-18K-18K-18K-16-16-66ft-Lines-DIYM348HPW03C05/326399739 | Yes
Mini Split HP | Multi Zone | 2-Zone | MRCOOL | DIYM248HPW00C33 | 42000 | 3.5 |  | 20.5 | 6017 | [5 empty] | 2023 |  | Home Depot | https://www.homedepot.com/p/MRCOOL-DIY-42-000-BTU-4-Ton-2-Zone-20-5-SEER1-Ductless-Mini-Split-AC-and-Heat-Pump-with-24K-18K-50-66ft-Lines-DIYM248HPW00C33/321561035 | Yes
Mini Split HP | Multi Zone | 3-Zone | MRCOOL | DIYM348HPW03C00 | 48000 | 4 |  | 20.5 | 5638.68 | [5 empty] | 2023 |  | Home Depot | https://www.homedepot.com/p/MRCOOL-DIY-48-000-BTU-4-Ton-3-Zone-20-5-SEER1-Ductless-Mini-Split-AC-and-Heat-Pump-with-18K-18K-18K-16-16-16ft-Lines-DIYM348HPW03C00/326399734 | Yes
Mini Split HP | Multi Zone | 3-Zone | Ramsond | RHDZ-27-9/12WM | 27000 | 2.25 |  | 22 | 2450 | [5 empty] | 2023 |  | Home Depot | https://www.homedepot.com/p/Ramsond-RHDZ-27000-BTU-2-25-Ton-Dual-Wall-Mount-Ductless-Mini-Split-Air-Conditioner-with-Heat-Pump-220-Volt-RHDZ-27-9-12WM/310337747 | Yes
Mini Split HP | Multi Zone | 5-Zone | Ramsond | RHDZ-48-2X24WM | 48000 | 4 |  | 21.5 | 4498.92 | [5 empty] | 2023 |  | Home Depot | https://www.homedepot.com/p/Ramsond-48000-BTU-4-Ton-Dual-Wall-Mount-Ductless-Mini-Split-Air-Conditioner-with-Heat-Pump-220-Volt-RHDZ-48-2X24WM/310337761 | Yes
Mini Split HP | Single Zone | Single Zone | Bosch | 8733954432 | 9000 | 0.75 |  | 25 | 2001.62 | [5 empty] | 2023 |  | Home Depot | https://www.homedepot.com/p/Bosch-Max-Performance-ENERGY-STAR-9-000-BTU-0-75-Ton-Ductless-Mini-Split-Air-Conditioner-and-Heat-Pump-230-Volt-60-Hz-8733954432/312364731 | Yes
Mini Split HP | Multi Zone | 4-Zone | Ramsond | RHDZ-36-12M/24W | 36000 | 3 |  | 22.5 | 3605.89 | [5 empty] | 2023 |  | Home Depot | https://www.homedepot.com/p/Ramsond-36000-BTU-3-Ton-Dual-Mini-Console-Wall-Mount-Ductless-Mini-Split-Air-Conditioner-with-Heat-Pump-220-Volt-RHDZ-36-12M-24W/310337767 | Yes
Mini Split HP | Multi Zone | 3-Zone | MRCOOL | DIYM348HPW03C28 | 48000 | 4 |  | 20.5 | 5735.7 | [5 empty] | 2023 |  | Home Depot | https://www.homedepot.com/p/MRCOOL-DIY-48-000-BTU-4-Ton-3-Zone-20-5-SEER1-Ductless-Mini-Split-AC-and-Heat-Pump-with-18K-18K-18K-25-25-25ft-Lines-DIYM348HPW03C28/326399757 | Yes
Mini Split HP | Multi Zone | 3-Zone | MRCOOL | DIYM348HPW03C04 | 48000 | 4 |  | 20.5 | 5971.12 | [5 empty] | 2023 |  | Home Depot | https://www.homedepot.com/p/MRCOOL-DIY-48-000-BTU-4-Ton-3-Zone-20-5-SEER1-Ductless-Mini-Split-AC-and-Heat-Pump-with-18K-18K-18K-16-16-50ft-Lines-DIYM348HPW03C04/326399738 | Yes
Mini Split HP | Multi Zone | 3-Zone | Ramsond | RHDZ-27-12/18WM | 27000 | 2.25 |  | 22 | 3074.04 | [5 empty] | 2023 |  | Home Depot | https://www.homedepot.com/p/Ramsond-27000-BTU-2-25-Ton-Dual-Wall-Mount-Ductless-Mini-Split-Air-Conditioner-with-Heat-Pump-220-Volt-RHDZ-27-12-18WM/310337734 | Yes
Mini Split HP | Multi Zone | 3-Zone | MRCOOL | DIYM336HPW06C07 | 36000 | 3 |  | 21.5 | 4500 | [5 empty] | 2023 |  | Home Depot | https://www.homedepot.com/p/MRCOOL-DIY-36-000-BTU-3-Ton-3-Zone-21-5-SEER1-Ductless-Mini-Split-AC-and-Heat-Pump-with-12K-12K-12K-16-25-25ft-Lines-DIYM336HPW06C07/317477198 | Yes
Mini Split HP | Single Zone | Single Zone | Bosch | 8733954431 | 9000 | 0.75 |  | 25 | 2744.78 | [5 empty] | 2023 |  | Home Depot | https://www.homedepot.com/p/Bosch-Max-Performance-ENERGY-STAR-9-000-BTU-0-75-Ton-Ductless-Mini-Split-Air-Conditioner-and-Heat-Pump-230-Volt-60-Hz-8733954431/312364529 | Yes
Mini Split HP | Single Zone | Single Zone | GREE | 3VIR09HP230V1AK | 9000 | 0.75 |  | 25.3 | 1699 | [5 empty] | 2023 |  | Home Depot | https://www.homedepot.com/p/GREE-Vireo-Gen3-Smart-Home-9-000-BTU-0-75-Ton-25-3-SEER1-Inverter-Ductless-Mini-Split-230V-3VIR09HP230V1AK/321099058 | Yes
Mini Split HP | Single Zone | Single Zone | Mitsubishi | MZ-GS12NA-U1 | 12000 | 1 | 10.7 | 25.6 | 1813.31 | [5 empty] | 2023 | Wall mounted | AC Wholesalers | https://www.acwholesalers.com/Mitsubishi-MZ-GS12NA-U1/p145314.html | Yes
Mini Split HP | Multi Zone | 3-Zone | MRCOOL | DIYM348HPW03C79 | 48000 | 4 |  | 20.5 | 7768.8 | [5 empty] | 2023 |  | Home Depot | https://www.homedepot.com/p/MRCOOL-DIY-48-000-BTU-4-Ton-3-Zone-20-5-SEER1-Ductless-Mini-Split-AC-and-Heat-Pump-with-18K-18K-18K-50-75-75ft-Lines-DIYM348HPW03C79/326399787 | Yes
Mini Split HP | Multi Zone | 2-Zone |  | DIYM248HPW01C27 | 48000 | 4 |  | 20.5 | 5810.52 | [5 empty] | 2023 |  | Home Depot | https://www.homedepot.com/p/DIY-48-000-BTU-4-Ton-2-Zone-20-5-SEER1-Ductless-Mini-Split-AC-and-Heat-Pump-with-24K-24K-75-75ft-Lines-DIYM248HPW01C27/321562113 | Yes
Mini Split HP | Single Zone | Single Zone | GREE | 3VIR09HP115V1AK | 9000 | 0.75 |  | 26.5 | 1699 | [5 empty] | 2023 |  | Home Depot | https://www.homedepot.com/p/GREE-Vireo-Gen3-Smart-Home-9-000-BTU-0-75-Ton-26-5-SEER1-Inverter-Ductless-Mini-Split-115V-3VIR09HP115V1AK/321099037 | Yes
Mini Split HP | Single Zone | Single Zone | Mitsubishi | MZ-GS09NA-U1 | 9000 | 0.75 | 10.9 | 28.4 | 1623.79 | [5 empty] | 2023 | Wall mounted | AC Wholesalers | https://www.acwholesalers.com/Mitsubishi-MZ-GS09NA-U1/p145313.html | Yes
Mini Split HP | Multi Zone | 3-Zone | Ramsond | RHDZ-27-12MC/12WM | 27000 | 2.25 |  | 22 | 2467.94 | [5 empty] | 2023 |  | Home Depot | https://www.homedepot.com/p/Ramsond-27000-BTU-2-25-Ton-Dual-Mini-Console-Wall-Mount-Ductless-Mini-Split-Air-Conditioner-with-Heat-Pump-220-Volt-RHDZ-27-12MC-12WM/310337728 | Yes
Mini Split HP | Multi Zone | 3-Zone | COOPER & HUNTER | CH12/12MSPHWM230VI-CH27MSPH230VOA | 27000 | 2.25 |  | 22 | 3904.44 | [5 empty] | 2023 |  | Home Depot | https://www.homedepot.com/p/COOPER-HUNTER-Sophia-27-000-BTU-2-5-Ton-22-SEER1-2-Wall-Mount-Multi-Zone-Ductless-Mini-Split-Air-Conditioner-with-Heat-Pump-230-Volt-CH12-12MSPHWM230VI-CH27MSPH230VOA/320713488 | Yes
Mini Split HP | Multi Zone | 3-Zone | MRCOOL | DIYM348HPW03C48 | 48000 | 4 |  | 20.5 | 7505.7 | [5 empty] | 2023 |  | Home Depot | https://www.homedepot.com/p/MRCOOL-DIY-48-000-BTU-4-Ton-3-Zone-20-5-SEER1-Ductless-Mini-Split-AC-and-Heat-Pump-with-18K-18K-18K-25-75-75ft-Lines-DIYM348HPW03C48/326399771 | Yes
Mini Split HP | Multi Zone | 2-Zone | MRCOOL | DIYM236HPW03C25 | 36000 | 3 |  | 21.5 | 5735 | [5 empty] | 2023 |  | Home Depot | https://www.homedepot.com/p/MRCOOL-DIY-36-000-BTU-3-Ton-2-Zone-21-5-SEER1-Ductless-Mini-Split-AC-and-Heat-Pump-with-18K-18K-66-66ft-Lines-DIYM236HPW03C25/321560422 | Yes
Mini Split HP | Multi Zone | 2-Zone |  | DIYM248HPW01C01 | 48000 | 4 |  | 20.5 | 4949 | [5 empty] | 2023 |  | Home Depot | https://www.homedepot.com/p/DIY-48-000-BTU-4-Ton-2-Zone-20-5-SEER1-Ductless-Mini-Split-AC-and-Heat-Pump-with-24K-24K-16-25ft-Lines-DIYM248HPW01C01/321562081 | Yes
Mini Split HP | Multi Zone | 3-Zone | Ramsond | RHDZ-27-9DT/9WM | 27000 | 2.25 |  | 22 | 2588.2 | [5 empty] | 2023 |  | Home Depot | https://www.homedepot.com/p/Ramsond-27000-BTU-2-25-Ton-Dual-Slim-Duct-Wall-Mount-Ductless-Mini-Split-Air-Conditioner-with-Heat-Pump-220-Volt-RHDZ-27-9DT-9WM/310337735 | Yes
Mini Split HP | Multi Zone | 5-Zone | Ramsond | RHTZ-48-3X18WM | 48000 | 4 |  | 21.5 | 6056.12 | [5 empty] | 2023 |  | Home Depot | https://www.homedepot.com/p/Ramsond-48000-BTU-4-Ton-Triple-Wall-Mount-Ductless-Mini-Split-Air-Conditioner-with-Heat-Pump-220-Volt-RHTZ-48-3X18WM/310337759 | Yes
Mini Split HP | Multi Zone | 2-Zone | GREE | MULTI30VIR202HP | 28400 | 2.3667 |  | 21 | 4299 | [5 empty] | 2023 |  | Home Depot | https://www.homedepot.com/p/GREE-Gen3-Smart-Home-Dual-Zone-28-400-BTU-2-5-Ton-Ductless-Mini-Split-Air-Conditioner-with-Heat-Pump-Inverter-Remote-230V-MULTI30VIR202HP/322742673 | Yes
Mini Split HP | Multi Zone | 3-Zone | MRCOOL | DIYM336HPW06C00 | 36000 | 3 |  | 21.5 | 4444 | [5 empty] | 2023 |  | Home Depot | https://www.homedepot.com/p/MRCOOL-DIY-36-000-BTU-3-Ton-3-Zone-21-5-SEER1-Ductless-Mini-Split-AC-and-Heat-Pump-with-12K-12K-12K-16-16-16ft-Lines-DIYM336HPW06C00/317477213 | Yes
Mini Split HP | Multi Zone | 3-Zone | MRCOOL | DIYM348HPW00C28 | 42000 | 3.5 |  | 20.5 | 5385 | [5 empty] | 2023 |  | Home Depot | https://www.homedepot.com/p/MRCOOL-DIY-42-000-BTU-4-Ton-3-Zone-20-5-SEER1-Ductless-Mini-Split-AC-and-Heat-Pump-with-12K-12K-18K-25-25-25ft-Lines-DIYM348HPW00C28/321652361 | Yes
Mini Split HP | Multi Zone | 2-Zone |  | DIYM248HPW01C24 | 48000 | 4 |  | 20.5 | 6241 | [5 empty] | 2023 |  | Home Depot | https://www.homedepot.com/p/DIY-48-000-BTU-4-Ton-2-Zone-20-5-SEER1-Ductless-Mini-Split-AC-and-Heat-Pump-with-24K-24K-50-75ft-Lines-DIYM248HPW01C24/321562086 | Yes
Mini Split HP | Multi Zone | 2-Zone | MRCOOL | DIYM248HPW00C35 | 42000 | 3.5 |  | 20.5 | 5756 | [5 empty] | 2023 |  | Home Depot | https://www.homedepot.com/p/MRCOOL-DIY-42-000-BTU-4-Ton-2-Zone-20-5-SEER1-Ductless-Mini-Split-AC-and-Heat-Pump-with-24K-18K-66-16ft-Lines-DIYM248HPW00C35/321561037 | Yes
Mini Split HP | Multi Zone | 3-Zone |  | DIYM327HPW00C04 | 27000 | 2.25 |  | 22 | 3949 | [5 empty] | 2023 |  | Home Depot | https://www.homedepot.com/p/DIY-27-000-BTU-2-25-Ton-3-Zone-22-SEER1-Ductless-Mini-Split-AC-and-Heat-Pump-with-9K-9K-9K-16-16-50ft-Lines-DIYM327HPW00C04/317435130 | Yes
Mini Split HP | Multi Zone | 3-Zone | Ramsond | RHDZ-27-2X9WM | 27000 | 2.25 |  | 22 | 2435.64 | [5 empty] | 2023 |  | Home Depot | https://www.homedepot.com/p/Ramsond-27000-BTU-2-25-Ton-Dual-Wall-Mount-Ductless-Mini-Split-Air-Conditioner-with-Heat-Pump-220-Volt-RHDZ-27-2X9WM/310337745 | Yes
Mini Split HP | Multi Zone | 3-Zone |  | DIYM327HPW00C02 | 27000 | 2.25 |  | 22 | 3874 | [5 empty] | 2023 |  | Home Depot | https://www.homedepot.com/p/DIY-27-000-BTU-2-25-Ton-3-Zone-22-SEER1-Ductless-Mini-Split-AC-and-Heat-Pump-with-9K-9K-9K-16-16-35ft-Lines-DIYM327HPW00C02/317435136 | Yes
Mini Split HP | Multi Zone | 3-Zone | MRCOOL | DIYM348HPW00C49 | 42000 | 3.5 |  | 20.5 | 6000 | [5 empty] | 2023 |  | Home Depot | https://www.homedepot.com/p/MRCOOL-DIY-42-000-BTU-4-Ton-3-Zone-20-5-SEER1-Ductless-Mini-Split-AC-and-Heat-Pump-with-12K-12K-18K-35-35-35ft-Lines-DIYM348HPW00C49/321652370 | Yes
Mini Split HP | Multi Zone | 3-Zone | Ramsond | RHDZ-27-2X18WM | 27000 | 2.25 |  | 22 | 2600.76 | [5 empty] | 2023 |  | Home Depot | https://www.homedepot.com/p/Ramsond-RHDZ-27000-BTU-2-25-Ton-Dual-Wall-Mount-Ductless-Mini-Split-Air-Conditioner-with-Heat-Pump-220-Volt-RHDZ-27-2X18WM/310337750 | Yes
Mini Split HP | Multi Zone | 5-Zone | Ramsond | RHDZ-48-24CT/18WM | 48000 | 4 |  | 21.5 | 4458.46 | [5 empty] | 2023 |  | Home Depot | https://www.homedepot.com/p/Ramsond-48000-BTU-4-Ton-Dual-Cassette-Wall-Mount-Ductless-Mini-Split-Air-Conditioner-with-Heat-Pump-220-Volt-RHDZ-48-24CT-18WM/310337752 | Yes
Mini Split HP | Multi Zone | 2-Zone |  | DIYM248HPW01C26 | 48000 | 4 |  | 20.5 | 6865 | [5 empty] | 2023 |  | Home Depot | https://www.homedepot.com/p/DIY-48-000-BTU-4-Ton-2-Zone-20-5-SEER1-Ductless-Mini-Split-AC-and-Heat-Pump-with-24K-24K-66-75ft-Lines-DIYM248HPW01C26/321562106 | Yes
Mini Split HP | Multi Zone | 3-Zone | MRCOOL | DIYM348HPW03C16 | 48000 | 4 |  | 20.5 | 6733.99 | [5 empty] | 2023 |  | Home Depot | https://www.homedepot.com/p/MRCOOL-DIY-48-000-BTU-4-Ton-3-Zone-20-5-SEER1-Ductless-Mini-Split-AC-and-Heat-Pump-with-18K-18K-18K-16-35-66ft-Lines-DIYM348HPW03C16/326399749 | Yes
Mini Split HP | Multi Zone | 3-Zone | COOPER & HUNTER | CH12/12/9MSPHDT230VI-CH27MSPH230VOA | 27000 | 2.25 |  | 22 | 5554.77 | [5 empty] | 2023 |  | Home Depot | https://www.homedepot.com/p/COOPER-HUNTER-Sophia-27-000-BTU-2-5-Ton-22-SEER1-Duct-Type-Multi-Zone-Ductless-Mini-Split-Air-Conditioner-with-Heat-Pump-230-Volt-CH12-12-9MSPHDT230VI-CH27MSPH230VOA/320713487 | Yes
Mini Split HP | Multi Zone | 3-Zone | MRCOOL | DIYM348HPW00C74 | 42000 | 3.5 |  | 20.5 | 6225 | [5 empty] | 2023 |  | Home Depot | https://www.homedepot.com/p/MRCOOL-DIY-42-000-BTU-4-Ton-3-Zone-20-5-SEER1-Ductless-Mini-Split-AC-and-Heat-Pump-with-12K-12K-18K-50-50-50ft-Lines-DIYM348HPW00C74/321652495 | Yes
Mini Split HP | Multi Zone | 4-Zone | Ramsond | RHDZ-36-12D/24W | 36000 | 3 |  | 22.5 | 3539.09 | [5 empty] | 2023 |  | Home Depot | https://www.homedepot.com/p/Ramsond-36000-BTU-3-Ton-Dual-Slim-Duct-Wall-Mount-Ductless-Mini-Split-Air-Conditioner-with-Heat-Pump-220-Volt-RHDZ-36-12D-24W/310337766 | Yes
Mini Split HP | Multi Zone | 3-Zone | MRCOOL | DIYM348HPW03C59 | 48000 | 4 |  | 20.5 | 7029.43 | [5 empty] | 2023 |  | Home Depot | https://www.homedepot.com/p/MRCOOL-DIY-48-000-BTU-4-Ton-3-Zone-20-5-SEER1-Ductless-Mini-Split-AC-and-Heat-Pump-with-18K-18K-18K-35-50-66ft-Lines-DIYM348HPW03C59/326399777 | Yes
Mini Split HP | Multi Zone | 3-Zone |  | DIYM327HPW00C25 | 27000 | 2.25 |  | 22 | 5411 | [5 empty] | 2023 |  | Home Depot | https://www.homedepot.com/p/DIY-27-000-BTU-2-25-Ton-3-Zone-22-SEER1-Ductless-Mini-Split-AC-and-Heat-Pump-with-9K-9K-9K-16-66-66ft-Lines-DIYM327HPW00C25/317435101 | Yes
Mini Split HP | Multi Zone | 2-Zone | MRCOOL | DIYM248HPW00C02 | 42000 | 3.5 |  | 20.5 | 5031 | [5 empty] | 2023 |  | Home Depot | https://www.homedepot.com/p/MRCOOL-DIY-42-000-BTU-4-Ton-2-Zone-20-5-SEER1-Ductless-Mini-Split-AC-and-Heat-Pump-with-24K-18K-16-35ft-Lines-DIYM248HPW00C02/321561019 | Yes
Mini Split HP | Multi Zone | 3-Zone | MRCOOL | DIYM348HPW00C45 | 42000 | 3.5 |  | 20.5 | 6550 | [5 empty] | 2023 |  | Home Depot | https://www.homedepot.com/p/MRCOOL-DIY-42-000-BTU-4-Ton-3-Zone-20-5-SEER1-Ductless-Mini-Split-AC-and-Heat-Pump-with-12K-12K-18K-25-50-75ft-Lines-DIYM348HPW00C45/321652485 | Yes
Mini Split HP | Multi Zone | 3-Zone | MRCOOL | DIYM348HPW03C78 | 48000 | 4 |  | 20.5 | 7736.46 | [5 empty] | 2023 |  | Home Depot | https://www.homedepot.com/p/MRCOOL-DIY-48-000-BTU-4-Ton-3-Zone-20-5-SEER1-Ductless-Mini-Split-AC-and-Heat-Pump-with-18K-18K-18K-50-66-75ft-Lines-DIYM348HPW03C78/326399786 | Yes
Mini Split HP | Multi Zone | 2-Zone | MRCOOL | DIYM248HPW00C19 | 42000 | 3.5 |  | 20.5 | 5935 | [5 empty] | 2023 |  | Home Depot | https://www.homedepot.com/p/MRCOOL-DIY-42-000-BTU-4-Ton-2-Zone-20-5-SEER1-Ductless-Mini-Split-AC-and-Heat-Pump-with-24K-18K-35-66ft-Lines-DIYM248HPW00C19/321560990 | Yes
Mini Split HP | Multi Zone | 3-Zone | MRCOOL | DIYM348HPW03C07 | 48000 | 4 |  | 20.5 | 5703.36 | [5 empty] | 2023 |  | Home Depot | https://www.homedepot.com/p/MRCOOL-DIY-48-000-BTU-4-Ton-3-Zone-20-5-SEER1-Ductless-Mini-Split-AC-and-Heat-Pump-with-18K-18K-18K-16-25-25ft-Lines-DIYM348HPW03C07/326399741 | Yes
Mini Split HP | Multi Zone | 2-Zone |  | DIYM248HPW01C22 | 48000 | 4 |  | 20.5 | 5592 | [5 empty] | 2023 |  | Home Depot | https://www.homedepot.com/p/DIY-48-000-BTU-4-Ton-2-Zone-20-5-SEER1-Ductless-Mini-Split-AC-and-Heat-Pump-with-24K-24K-50-50ft-Lines-DIYM248HPW01C22/321562082 | Yes
Mini Split HP | Multi Zone | 3-Zone | MRCOOL | DIYM348HPW03C27 | 48000 | 4 |  | 20.5 | 7473.36 | [5 empty] | 2023 |  | Home Depot | https://www.homedepot.com/p/MRCOOL-DIY-48-000-BTU-4-Ton-3-Zone-20-5-SEER1-Ductless-Mini-Split-AC-and-Heat-Pump-with-18K-18K-18K-16-75-75ft-Lines-DIYM348HPW03C27/326399756 | Yes
Mini Split HP | Multi Zone | 3-Zone | MRCOOL | DIYM348HPW00C13 | 42000 | 3.5 |  | 20.5 | 5767 | [5 empty] | 2023 |  | Home Depot | https://www.homedepot.com/p/MRCOOL-DIY-42-000-BTU-4-Ton-3-Zone-20-5-SEER1-Ductless-Mini-Split-AC-and-Heat-Pump-with-12K-12K-18K-16-35-35ft-Lines-DIYM348HPW00C13/321652334 | Yes
Mini Split HP | Multi Zone | 3-Zone | MRCOOL | DIYM348HPW03C53 | 48000 | 4 |  | 20.5 | 6976.64 | [5 empty] | 2023 |  | Home Depot | https://www.homedepot.com/p/MRCOOL-DIY-48-000-BTU-4-Ton-3-Zone-20-5-SEER1-Ductless-Mini-Split-AC-and-Heat-Pump-with-18K-18K-18K-35-35-75ft-Lines-DIYM348HPW03C53/326399775 | Yes
Mini Split HP | Multi Zone | 3-Zone | MRCOOL | DIYM348HPW03C74 | 48000 | 4 |  | 20.5 | 6525 | [5 empty] | 2023 |  | Home Depot | https://www.homedepot.com/p/MRCOOL-DIY-48-000-BTU-4-Ton-3-Zone-20-5-SEER1-Ductless-Mini-Split-AC-and-Heat-Pump-with-18K-18K-18K-50-50-50ft-Lines-DIYM348HPW03C74/326399782 | Yes
Mini Split HP | Multi Zone | 3-Zone | MRCOOL | DIYM348HPW00C00 | 42000 | 3.5 |  | 20.5 | 5301 | [5 empty] | 2023 |  | Home Depot | https://www.homedepot.com/p/MRCOOL-DIY-42-000-BTU-4-Ton-3-Zone-20-5-SEER1-Ductless-Mini-Split-AC-and-Heat-Pump-with-12K-12K-18K-16-16-16ft-Lines-DIYM348HPW00C00/321652486 | Yes
Mini Split HP | Multi Zone | 3-Zone |  | DIYM327HPW00C05 | 27000 | 2.25 |  | 22 | 4526 | [5 empty] | 2023 |  | Home Depot | https://www.homedepot.com/p/DIY-27-000-BTU-2-25-Ton-3-Zone-22-SEER1-Ductless-Mini-Split-AC-and-Heat-Pump-with-9K-9K-9K-16-16-66ft-Lines-DIYM327HPW00C05/317435133 | Yes
Mini Split HP | Multi Zone | 3-Zone | Ramsond | RHDZ-27-18FC/18WM | 27000 | 2.25 |  | 22 | 3253.39 | [5 empty] | 2023 |  | Home Depot | https://www.homedepot.com/p/Ramsond-27000-BTU-2-25-Ton-Dual-Floor-Ceiling-Console-Wall-Mount-Ductless-Mini-Split-Air-Conditioner-with-Heat-Pump-220-Volt-RHDZ-27-18FC-18WM/310337733 | Yes
Mini Split HP | Multi Zone | 3-Zone | MRCOOL | DIYM348HPW03C44 | 48000 | 4 |  | 20.5 | 6851.46 | [5 empty] | 2023 |  | Home Depot | https://www.homedepot.com/p/MRCOOL-DIY-48-000-BTU-4-Ton-3-Zone-20-5-SEER1-Ductless-Mini-Split-AC-and-Heat-Pump-with-18K-18K-18K-25-50-66ft-Lines-DIYM348HPW03C44/326399767 | Yes
Mini Split HP | Multi Zone | 3-Zone | MRCOOL | DIYM348HPW03C76 | 48000 | 4 |  | 20.5 | 7146.9 | [5 empty] | 2023 |  | Home Depot | https://www.homedepot.com/p/MRCOOL-DIY-48-000-BTU-4-Ton-3-Zone-20-5-SEER1-Ductless-Mini-Split-AC-and-Heat-Pump-with-18K-18K-18K-50-50-75ft-Lines-DIYM348HPW03C76/326399784 | Yes
Mini Split HP | Multi Zone | 3-Zone | MRCOOL | DIYM348HPW03C61 | 48000 | 4 |  | 20.5 | 7618.99 | [5 empty] | 2023 |  | Home Depot | https://www.homedepot.com/p/MRCOOL-DIY-48-000-BTU-4-Ton-3-Zone-20-5-SEER1-Ductless-Mini-Split-AC-and-Heat-Pump-with-18K-18K-18K-35-66-66ft-Lines-DIYM348HPW03C61/326399779 | Yes
Mini Split HP | Multi Zone | 3-Zone | MRCOOL | DIYM348HPW03C36 | 48000 | 4 |  | 20.5 | 6176.77 | [5 empty] | 2023 |  | Home Depot | https://www.homedepot.com/p/MRCOOL-DIY-48-000-BTU-4-Ton-3-Zone-20-5-SEER1-Ductless-Mini-Split-AC-and-Heat-Pump-with-18K-18K-18K-25-35-50ft-Lines-DIYM348HPW03C36/326399763 | Yes
Mini Split HP | Multi Zone | 2-Zone | MRCOOL | DIYM248HPW00C30 | 42000 | 3.5 |  | 20.5 | 5365 | [5 empty] | 2023 |  | Home Depot | https://www.homedepot.com/p/MRCOOL-DIY-42-000-BTU-4-Ton-2-Zone-20-5-SEER1-Ductless-Mini-Split-AC-and-Heat-Pump-with-24K-18K-50-35ft-Lines-DIYM248HPW00C30/321561041 | Yes
Mini Split HP | Multi Zone | 2-Zone |  | DIYM248HPW01C15 | 48000 | 4 |  | 20.5 | 5510 | [5 empty] | 2023 |  | Home Depot | https://www.homedepot.com/p/DIY-48-000-BTU-4-Ton-2-Zone-20-5-SEER1-Ductless-Mini-Split-AC-and-Heat-Pump-with-24K-24K-35-50ft-Lines-DIYM248HPW01C15/321562094 | Yes
Mini Split HP | Multi Zone | 3-Zone | MRCOOL | DIYM348HPW03C45 | 48000 | 4 |  | 20.5 | 6883.8 | [5 empty] | 2023 |  | Home Depot | https://www.homedepot.com/p/MRCOOL-DIY-48-000-BTU-4-Ton-3-Zone-20-5-SEER1-Ductless-Mini-Split-AC-and-Heat-Pump-with-18K-18K-18K-25-50-75ft-Lines-DIYM348HPW03C45/326399768 | Yes
Mini Split HP | Multi Zone | 3-Zone | MRCOOL | DIYM348HPW03C29 | 48000 | 4 |  | 20.5 | 5913.67 | [5 empty] | 2023 |  | Home Depot | https://www.homedepot.com/p/MRCOOL-DIY-48-000-BTU-4-Ton-3-Zone-20-5-SEER1-Ductless-Mini-Split-AC-and-Heat-Pump-with-18K-18K-18K-25-25-35ft-Lines-DIYM348HPW03C29/326399758 | Yes
Mini Split HP | Multi Zone | 3-Zone | MRCOOL | DIYM348HPW03C37 | 48000 | 4 |  | 20.5 | 6766.33 | [5 empty] | 2023 |  | Home Depot | https://www.homedepot.com/p/MRCOOL-DIY-48-000-BTU-4-Ton-3-Zone-20-5-SEER1-Ductless-Mini-Split-AC-and-Heat-Pump-with-18K-18K-18K-25-35-66ft-Lines-DIYM348HPW03C37/326399764 | Yes
Mini Split HP | Multi Zone | 3-Zone | MRCOOL | DIYM348HPW03C63 | 48000 | 4 |  | 20.5 | 7683.67 | [5 empty] | 2023 |  | Home Depot | https://www.homedepot.com/p/MRCOOL-DIY-48-000-BTU-4-Ton-3-Zone-20-5-SEER1-Ductless-Mini-Split-AC-and-Heat-Pump-with-18K-18K-18K-35-75-75ft-Lines-DIYM348HPW03C63/326399781 | Yes
Mini Split HP | Multi Zone | 3-Zone | MRCOOL | DIYM348HPW03C10 | 48000 | 4 |  | 20.5 | 5966.46 | [5 empty] | 2023 |  | Home Depot | https://www.homedepot.com/p/MRCOOL-DIY-48-000-BTU-4-Ton-3-Zone-20-5-SEER1-Ductless-Mini-Split-AC-and-Heat-Pump-with-18K-18K-18K-16-25-50ft-Lines-DIYM348HPW03C10/326399744 | Yes
Mini Split HP | Multi Zone | 2-Zone | MRCOOL | DIYM248HPW00C20 | 42000 | 3.5 |  | 20.5 | 5963 | [5 empty] | 2023 |  | Home Depot | https://www.homedepot.com/p/MRCOOL-DIY-42-000-BTU-4-Ton-2-Zone-20-5-SEER1-Ductless-Mini-Split-AC-and-Heat-Pump-with-24K-18K-35-75ft-Lines-DIYM248HPW00C20/321560991 | Yes
Mini Split HP | Multi Zone | 3-Zone | MRCOOL | DIYM348HPW03C43 | 48000 | 4 |  | 20.5 | 6261.9 | [5 empty] | 2023 |  | Home Depot | https://www.homedepot.com/p/MRCOOL-DIY-48-000-BTU-4-Ton-3-Zone-20-5-SEER1-Ductless-Mini-Split-AC-and-Heat-Pump-with-18K-18K-18K-25-50-50ft-Lines-DIYM348HPW03C43/326399766 | Yes
Mini Split HP | Multi Zone | 5-Zone | Ramsond | RHDZ-48-24DT/24WM | 48000 | 4 |  | 21.5 | 4822.88 | [5 empty] | 2023 |  | Home Depot | https://www.homedepot.com/p/Ramsond-48000-BTU-4-Ton-Dual-Slim-Duct-Wall-Mount-Ductless-Mini-Split-Air-Conditioner-with-Heat-Pump-220-Volt-RHDZ-48-24DT-24WM/310337763 | Yes
Mini Split HP | Multi Zone | 3-Zone | MRCOOL | DIYM348HPW03C01 | 48000 | 4 |  | 20.5 | 5671.02 | [5 empty] | 2023 |  | Home Depot | https://www.homedepot.com/p/MRCOOL-DIY-48-000-BTU-4-Ton-3-Zone-20-5-SEER1-Ductless-Mini-Split-AC-and-Heat-Pump-with-18K-18K-18K-16-16-25ft-Lines-DIYM348HPW03C01/326399735 | Yes
Mini Split HP | Multi Zone | 3-Zone | MRCOOL | DIYM348HPW00C36 | 42000 | 3.5 |  | 20.5 | 5870 | [5 empty] | 2023 |  | Home Depot | https://www.homedepot.com/p/MRCOOL-DIY-42-000-BTU-4-Ton-3-Zone-20-5-SEER1-Ductless-Mini-Split-AC-and-Heat-Pump-with-12K-12K-18K-25-35-50ft-Lines-DIYM348HPW00C36/321652352 | Yes
Mini Split HP | Multi Zone | 3-Zone | MRCOOL | DIYM348HPW03C47 | 48000 | 4 |  | 20.5 | 7473.36 | [5 empty] | 2023 |  | Home Depot | https://www.homedepot.com/p/MRCOOL-DIY-48-000-BTU-4-Ton-3-Zone-20-5-SEER1-Ductless-Mini-Split-AC-and-Heat-Pump-with-18K-18K-18K-25-66-75ft-Lines-DIYM348HPW03C47/326399770 | Yes
Mini Split HP | Multi Zone | 3-Zone | MRCOOL | DIYM348HPW00C75 | 42000 | 3.5 |  | 20.5 | 6802 | [5 empty] | 2023 |  | Home Depot | https://www.homedepot.com/p/MRCOOL-DIY-42-000-BTU-4-Ton-3-Zone-20-5-SEER1-Ductless-Mini-Split-AC-and-Heat-Pump-with-12K-12K-18K-50-50-66ft-Lines-DIYM348HPW00C75/321652496 | Yes
Mini Split HP | Multi Zone | 2-Zone | MRCOOL | DIYM248HPW00C13 | 42000 | 3.5 |  | 20.5 | 5736 | [5 empty] | 2023 |  | Home Depot | https://www.homedepot.com/p/MRCOOL-DIY-42-000-BTU-4-Ton-2-Zone-20-5-SEER1-Ductless-Mini-Split-AC-and-Heat-Pump-with-24K-18K-25-75ft-Lines-DIYM248HPW00C13/321560995 | Yes
Mini Split HP | Multi Zone | 3-Zone | MRCOOL | DIYM348HPW03C13 | 48000 | 4 |  | 20.5 | 6059.3 | [5 empty] | 2023 |  | Home Depot | https://www.homedepot.com/p/MRCOOL-DIY-48-000-BTU-4-Ton-3-Zone-20-5-SEER1-Ductless-Mini-Split-AC-and-Heat-Pump-with-18K-18K-18K-16-35-35ft-Lines-DIYM348HPW03C13/326399747 | Yes
Mini Split HP | Multi Zone | 2-Zone |  | DIYM248HPW01C25 | 48000 | 4 |  | 20.5 | 6840 | [5 empty] | 2023 |  | Home Depot | https://www.homedepot.com/p/DIY-48-000-BTU-4-Ton-2-Zone-20-5-SEER1-Ductless-Mini-Split-AC-and-Heat-Pump-with-24K-24K-66-66ft-Lines-DIYM248HPW01C25/321562088 | Yes
Mini Split HP | Multi Zone | 3-Zone | MRCOOL | DIYM348HPW00C60 | 42000 | 3.5 |  | 20.5 | 6755 | [5 empty] | 2023 |  | Home Depot | https://www.homedepot.com/p/MRCOOL-DIY-42-000-BTU-4-Ton-3-Zone-20-5-SEER1-Ductless-Mini-Split-AC-and-Heat-Pump-with-12K-12K-18K-35-50-75ft-Lines-DIYM348HPW00C60/321652499 | Yes
Mini Split HP | Multi Zone | 3-Zone | MRCOOL | DIYM336HPW01C07 | 30000 | 2.5 |  | 22 | 4314.36 | [5 empty] | 2023 |  | Home Depot | https://www.homedepot.com/p/MRCOOL-DIY-30-000-BTU-3-Ton-3-Zone-22-SEER1-Ductless-Mini-Split-AC-and-Heat-Pump-with-9K-9K-12K-16-25-25ft-Lines-DIYM336HPW01C07/317476725 | Yes
Mini Split HP | Multi Zone | 2-Zone | MRCOOL | DIYM248HPW00C16 | 42000 | 3.5 |  | 20.5 | 5283 | [5 empty] | 2023 |  | Home Depot | https://www.homedepot.com/p/MRCOOL-DIY-42-000-BTU-4-Ton-2-Zone-20-5-SEER1-Ductless-Mini-Split-AC-and-Heat-Pump-with-24K-18K-35-35ft-Lines-DIYM248HPW00C16/321561014 | Yes
Mini Split HP | Multi Zone | 3-Zone |  | DIYM327HPW00C24 | 27000 | 2.25 |  | 22 | 4862 | [5 empty] | 2023 |  | Home Depot | https://www.homedepot.com/p/DIY-27-000-BTU-2-25-Ton-3-Zone-22-SEER1-Ductless-Mini-Split-AC-and-Heat-Pump-with-9K-9K-9K-16-50-75ft-Lines-DIYM327HPW00C24/317435099 | Yes
Mini Split HP | Multi Zone | 3-Zone | MRCOOL | DIYM348HPW00C79 | 42000 | 3.5 |  | 20.5 | 7435 | [5 empty] | 2023 |  | Home Depot | https://www.homedepot.com/p/MRCOOL-DIY-42-000-BTU-4-Ton-3-Zone-20-5-SEER1-Ductless-Mini-Split-AC-and-Heat-Pump-with-12K-12K-18K-50-75-75ft-Lines-DIYM348HPW00C79/321652339 | Yes
Mini Split HP | Multi Zone | 3-Zone | MRCOOL | DIYM348HPW00C78 | 42000 | 3.5 |  | 20.5 | 7407 | [5 empty] | 2023 |  | Home Depot | https://www.homedepot.com/p/MRCOOL-DIY-42-000-BTU-4-Ton-3-Zone-20-5-SEER1-Ductless-Mini-Split-AC-and-Heat-Pump-with-12K-12K-18K-50-66-75ft-Lines-DIYM348HPW00C78/321652327 | Yes
Mini Split HP | Multi Zone | 2-Zone |  | DIYM248HPW01C17 | 48000 | 4 |  | 20.5 | 6159 | [5 empty] | 2023 |  | Home Depot | https://www.homedepot.com/p/DIY-48-000-BTU-4-Ton-2-Zone-20-5-SEER1-Ductless-Mini-Split-AC-and-Heat-Pump-with-24K-24K-35-75ft-Lines-DIYM248HPW01C17/321562101 | Yes
Mini Split HP | Multi Zone | 2-Zone | MRCOOL | DIYM248HPW00C32 | 42000 | 3.5 |  | 20.5 | 5440 | [5 empty] | 2023 |  | Home Depot | https://www.homedepot.com/p/MRCOOL-DIY-42-000-BTU-4-Ton-2-Zone-20-5-SEER1-Ductless-Mini-Split-AC-and-Heat-Pump-with-24K-18K-50-50ft-Lines-DIYM248HPW00C32/321561042 | Yes
Mini Split HP | Multi Zone | 2-Zone |  | DIYM248HPW01C08 | 48000 | 4 |  | 20.5 | 5201 | [5 empty] | 2023 |  | Home Depot | https://www.homedepot.com/p/DIY-48-000-BTU-4-Ton-2-Zone-20-5-SEER1-Ductless-Mini-Split-AC-and-Heat-Pump-with-24K-24K-25-35ft-Lines-DIYM248HPW01C08/321562098 | Yes
Mini Split HP | Multi Zone | 3-Zone | MRCOOL | DIYM348HPW00C80 | 42000 | 3.5 |  | 20.5 | 7956 | [5 empty] | 2023 |  | Home Depot | https://www.homedepot.com/p/MRCOOL-DIY-42-000-BTU-4-Ton-3-Zone-20-5-SEER1-Ductless-Mini-Split-AC-and-Heat-Pump-with-12K-12K-18K-66-66-66ft-Lines-DIYM348HPW00C80/321652343 | Yes
Mini Split HP | Multi Zone | 2-Zone | MRCOOL | DIYM248HPW00C04 | 42000 | 3.5 |  | 20.5 | 5106 | [5 empty] | 2023 |  | Home Depot | https://www.homedepot.com/p/MRCOOL-DIY-42-000-BTU-4-Ton-2-Zone-20-5-SEER1-Ductless-Mini-Split-AC-and-Heat-Pump-with-24K-18K-16-50ft-Lines-DIYM248HPW00C04/321561025 | Yes
Mini Split HP | Multi Zone | 3-Zone |  | DIYM327HPW00C16 | 27000 | 2.25 |  | 22 | 4759 | [5 empty] | 2023 |  | Home Depot | https://www.homedepot.com/p/DIY-27-000-BTU-2-25-Ton-3-Zone-22-SEER1-Ductless-Mini-Split-AC-and-Heat-Pump-with-9K-9K-9K-16-35-66ft-Lines-DIYM327HPW00C16/317435059 | Yes
Mini Split HP | Multi Zone | 3-Zone | Ramsond | RHDZ-27-12DT/12WM | 27000 | 2.25 |  | 22 | 2822.31 | [5 empty] | 2023 |  | Home Depot | https://www.homedepot.com/p/Ramsond-RHDZ-27000-BTU-2-25-Ton-Dual-Slim-Duct-Wall-Mount-Ductless-Mini-Split-Air-Conditioner-with-Heat-Pump-220-Volt-RHDZ-27-12DT-12WM/310337743 | Yes
Mini Split HP | Multi Zone | 3-Zone |  | DIYM327HPW00C06 | 27000 | 2.25 |  | 22 | 4554 | [5 empty] | 2023 |  | Home Depot | https://www.homedepot.com/p/DIY-27-000-BTU-2-25-Ton-3-Zone-22-SEER1-Ductless-Mini-Split-AC-and-Heat-Pump-with-9K-9K-9K-16-16-75ft-Lines-DIYM327HPW00C06/317435126 | Yes
Mini Split HP | Multi Zone | 3-Zone |  | DIYM327HPW00C23 | 27000 | 2.25 |  | 22 | 4834 | [5 empty] | 2023 |  | Home Depot | https://www.homedepot.com/p/DIY-27-000-BTU-2-25-Ton-3-Zone-22-SEER1-Ductless-Mini-Split-AC-and-Heat-Pump-with-9K-9K-9K-16-50-66ft-Lines-DIYM327HPW00C23/317435097 | Yes
Mini Split HP | Multi Zone | 3-Zone |  | DIYM327HPW00C17 | 27000 | 2.25 |  | 22 | 4787 | [5 empty] | 2023 |  | Home Depot | https://www.homedepot.com/p/DIY-27-000-BTU-2-25-Ton-3-Zone-22-SEER1-Ductless-Mini-Split-AC-and-Heat-Pump-with-9K-9K-9K-16-35-75ft-Lines-DIYM327HPW00C17/317435060 | Yes
Mini Split HP | Multi Zone | 3-Zone | MRCOOL | DIYM348HPW00C31 | 42000 | 3.5 |  | 20.5 | 5665 | [5 empty] | 2023 |  | Home Depot | https://www.homedepot.com/p/MRCOOL-DIY-42-000-BTU-4-Ton-3-Zone-20-5-SEER1-Ductless-Mini-Split-AC-and-Heat-Pump-with-12K-12K-18K-25-25-50ft-Lines-DIYM348HPW00C31/321652356 | Yes
Mini Split HP | Multi Zone | 2-Zone |  | DIYM248HPW01C06 | 48000 | 4 |  | 20.5 | 5907 | [5 empty] | 2023 |  | Home Depot | https://www.homedepot.com/p/DIY-48-000-BTU-4-Ton-2-Zone-20-5-SEER1-Ductless-Mini-Split-AC-and-Heat-Pump-with-24K-24K-16-75ft-Lines-DIYM248HPW01C06/321562105 | Yes
Mini Split HP | Multi Zone | 3-Zone | MRCOOL | DIYM348HPW00C81 | 42000 | 3.5 |  | 20.5 | 7984 | [5 empty] | 2023 |  | Home Depot | https://www.homedepot.com/p/MRCOOL-DIY-42-000-BTU-4-Ton-3-Zone-20-5-SEER1-Ductless-Mini-Split-AC-and-Heat-Pump-with-12K-12K-18K-66-66-75ft-Lines-DIYM348HPW00C81/321652345 | Yes
Mini Split HP | Multi Zone | 3-Zone | MRCOOL | DIYM348HPW00C34 | 42000 | 3.5 |  | 20.5 | 5795 | [5 empty] | 2023 |  | Home Depot | https://www.homedepot.com/p/MRCOOL-DIY-42-000-BTU-4-Ton-3-Zone-20-5-SEER1-Ductless-Mini-Split-AC-and-Heat-Pump-with-12K-12K-18K-25-35-35ft-Lines-DIYM348HPW00C34/321652350 | Yes
Mini Split HP | Multi Zone | 2-Zone | MRCOOL | DIYM248HPW00C14 | 42000 | 3.5 |  | 20.5 | 5050 | [5 empty] | 2023 |  | Home Depot | https://www.homedepot.com/p/MRCOOL-DIY-42-000-BTU-4-Ton-2-Zone-20-5-SEER1-Ductless-Mini-Split-AC-and-Heat-Pump-with-24K-18K-35-16ft-Lines-DIYM248HPW00C14/321560999 | Yes
Mini Split HP | Multi Zone | 2-Zone | MRCOOL | DIYM248HPW00C29 | 42000 | 3.5 |  | 20.5 | 5160 | [5 empty] | 2023 |  | Home Depot | https://www.homedepot.com/p/MRCOOL-DIY-42-000-BTU-4-Ton-2-Zone-20-5-SEER1-Ductless-Mini-Split-AC-and-Heat-Pump-with-24K-18K-50-25ft-Lines-DIYM248HPW00C29/321561040 | Yes
Mini Split HP | Multi Zone | 3-Zone | MRCOOL | DIYM348HPW00C82 | 42000 | 3.5 |  | 20.5 | 8012 | [5 empty] | 2023 |  | Home Depot | https://www.homedepot.com/p/MRCOOL-DIY-42-000-BTU-4-Ton-3-Zone-20-5-SEER1-Ductless-Mini-Split-AC-and-Heat-Pump-with-12K-12K-18K-66-75-75ft-Lines-DIYM348HPW00C82/321652349 | Yes
Mini Split HP | Multi Zone | 3-Zone | MRCOOL | DIYM348HPW00C53 | 42000 | 3.5 |  | 20.5 | 6680 | [5 empty] | 2023 |  | Home Depot | https://www.homedepot.com/p/MRCOOL-DIY-42-000-BTU-4-Ton-3-Zone-20-5-SEER1-Ductless-Mini-Split-AC-and-Heat-Pump-with-12K-12K-18K-35-35-75ft-Lines-DIYM348HPW00C53/321652490 | Yes
Mini Split HP | Multi Zone | 3-Zone | MRCOOL | DIYM348HPW00C37 | 42000 | 3.5 |  | 20.5 | 6447 | [5 empty] | 2023 |  | Home Depot | https://www.homedepot.com/p/MRCOOL-DIY-42-000-BTU-4-Ton-3-Zone-20-5-SEER1-Ductless-Mini-Split-AC-and-Heat-Pump-with-12K-12K-18K-25-35-66ft-Lines-DIYM348HPW00C37/321652353 | Yes
Mini Split HP | Multi Zone | 3-Zone | MRCOOL | DIYM348HPW00C47 | 42000 | 3.5 |  | 20.5 | 7127 | [5 empty] | 2023 |  | Home Depot | https://www.homedepot.com/p/MRCOOL-DIY-42-000-BTU-4-Ton-3-Zone-20-5-SEER1-Ductless-Mini-Split-AC-and-Heat-Pump-with-12K-12K-18K-25-66-75ft-Lines-DIYM348HPW00C47/321652366 | Yes
Mini Split HP | Multi Zone | 3-Zone | MRCOOL | DIYM348HPW00C61 | 42000 | 3.5 |  | 20.5 | 7304 | [5 empty] | 2023 |  | Home Depot | https://www.homedepot.com/p/MRCOOL-DIY-42-000-BTU-4-Ton-3-Zone-20-5-SEER1-Ductless-Mini-Split-AC-and-Heat-Pump-with-12K-12K-18K-35-66-66ft-Lines-DIYM348HPW00C61/321652502 | Yes
Mini Split HP | Multi Zone | 3-Zone | MRCOOL | DIYM348HPW00C05 | 42000 | 3.5 |  | 20.5 | 6186 | [5 empty] | 2023 |  | Home Depot | https://www.homedepot.com/p/MRCOOL-DIY-42-000-BTU-4-Ton-3-Zone-20-5-SEER1-Ductless-Mini-Split-AC-and-Heat-Pump-with-12K-12K-18K-16-16-66ft-Lines-DIYM348HPW00C05/321652376 | Yes
Mini Split HP | Multi Zone | 3-Zone | MRCOOL | DIYM348HPW00C43 | 42000 | 3.5 |  | 20.5 | 5945 | [5 empty] | 2023 |  | Home Depot | https://www.homedepot.com/p/MRCOOL-DIY-42-000-BTU-4-Ton-3-Zone-20-5-SEER1-Ductless-Mini-Split-AC-and-Heat-Pump-with-12K-12K-18K-25-50-50ft-Lines-DIYM348HPW00C43/321652481 | Yes
Mini Split HP | Multi Zone | 3-Zone | MRCOOL | DIYM348HPW00C02 | 42000 | 3.5 |  | 20.5 | 5534 | [5 empty] | 2023 |  | Home Depot | https://www.homedepot.com/p/MRCOOL-DIY-42-000-BTU-4-Ton-3-Zone-20-5-SEER1-Ductless-Mini-Split-AC-and-Heat-Pump-with-12K-12K-18K-16-16-35ft-Lines-DIYM348HPW00C02/321652482 | Yes
Mini Split HP | Multi Zone | 3-Zone | MRCOOL | DIYM348HPW00C46 | 42000 | 3.5 |  | 20.5 | 7099 | [5 empty] | 2023 |  | Home Depot | https://www.homedepot.com/p/MRCOOL-DIY-42-000-BTU-4-Ton-3-Zone-20-5-SEER1-Ductless-Mini-Split-AC-and-Heat-Pump-with-12K-12K-18K-25-66-66ft-Lines-DIYM348HPW00C46/321652365 | Yes
Mini Split HP | Multi Zone | 3-Zone | MRCOOL | DIYM348HPW00C22 | 42000 | 3.5 |  | 20.5 | 5917 | [5 empty] | 2023 |  | Home Depot | https://www.homedepot.com/p/MRCOOL-DIY-42-000-BTU-4-Ton-3-Zone-20-5-SEER1-Ductless-Mini-Split-AC-and-Heat-Pump-with-12K-12K-18K-16-50-50ft-Lines-DIYM348HPW00C22/321652328 | Yes
Mini Split HP | Multi Zone | 3-Zone | MRCOOL | DIYM348HPW03C58 | 48000 | 4 |  | 20.5 | 6439.87 | [5 empty] | 2023 |  | Home Depot | https://www.homedepot.com/p/MRCOOL-DIY-48-000-BTU-4-Ton-3-Zone-20-5-SEER1-Ductless-Mini-Split-AC-and-Heat-Pump-with-18K-18K-18K-35-50-50ft-Lines-DIYM348HPW03C58/326399776 | Yes
Mini Split HP | Multi Zone | 3-Zone | MRCOOL | DIYM348HPW00C17 | 42000 | 3.5 |  | 20.5 | 6447 | [5 empty] | 2023 |  | Home Depot | https://www.homedepot.com/p/MRCOOL-DIY-42-000-BTU-4-Ton-3-Zone-20-5-SEER1-Ductless-Mini-Split-AC-and-Heat-Pump-with-12K-12K-18K-16-35-75ft-Lines-DIYM348HPW00C17/321652338 | Yes
Mini Split HP | Multi Zone | 2-Zone | MRCOOL | DIYM248HPW00C15 | 42000 | 3.5 |  | 20.5 | 5078 | [5 empty] | 2023 |  | Home Depot | https://www.homedepot.com/p/MRCOOL-DIY-42-000-BTU-4-Ton-2-Zone-20-5-SEER1-Ductless-Mini-Split-AC-and-Heat-Pump-with-24K-18K-35-25ft-Lines-DIYM248HPW00C15/321561004 | Yes
Mini Split HP | Multi Zone | 3-Zone | MRCOOL | DIYM348HPW03C62 | 48000 | 4 |  | 20.5 | 7651.33 | [5 empty] | 2023 |  | Home Depot | https://www.homedepot.com/p/MRCOOL-DIY-48-000-BTU-4-Ton-3-Zone-20-5-SEER1-Ductless-Mini-Split-AC-and-Heat-Pump-with-18K-18K-18K-35-66-75ft-Lines-DIYM348HPW03C62/326399780 | Yes
Mini Split HP | Multi Zone | 3-Zone | MRCOOL | DIYM348HPW00C76 | 42000 | 3.5 |  | 20.5 | 6830 | [5 empty] | 2023 |  | Home Depot | https://www.homedepot.com/p/MRCOOL-DIY-42-000-BTU-4-Ton-3-Zone-20-5-SEER1-Ductless-Mini-Split-AC-and-Heat-Pump-with-12K-12K-18K-50-50-75ft-Lines-DIYM348HPW00C76/321652492 | Yes
Mini Split HP | Multi Zone | 3-Zone | MRCOOL | DIYM348HPW00C06 | 42000 | 3.5 |  | 20.5 | 6214 | [5 empty] | 2023 |  | Home Depot | https://www.homedepot.com/p/MRCOOL-DIY-42-000-BTU-4-Ton-3-Zone-20-5-SEER1-Ductless-Mini-Split-AC-and-Heat-Pump-with-12K-12K-18K-16-16-75ft-Lines-DIYM348HPW00C06/321652379 | Yes
Mini Split HP | Multi Zone | 3-Zone |  | DIYM327HPW00C27 | 27000 | 2.25 |  | 22 | 5467 | [5 empty] | 2023 |  | Home Depot | https://www.homedepot.com/p/DIY-27-000-BTU-2-25-Ton-3-Zone-22-SEER1-Ductless-Mini-Split-AC-and-Heat-Pump-with-9K-9K-9K-16-75-75ft-Lines-DIYM327HPW00C27/317435090 | Yes
Mini Split HP | Multi Zone | 3-Zone |  | DIYM327HPW00C12 | 27000 | 2.25 |  | 22 | 4582 | [5 empty] | 2023 |  | Home Depot | https://www.homedepot.com/p/DIY-27-000-BTU-2-25-Ton-3-Zone-22-SEER1-Ductless-Mini-Split-AC-and-Heat-Pump-with-9K-9K-9K-16-25-75ft-Lines-DIYM327HPW00C12/317435067 | Yes
Mini Split HP | Multi Zone | 3-Zone | MRCOOL | DIYM348HPW03C26 | 48000 | 4 |  | 20.5 | 7441.02 | [5 empty] | 2023 |  | Home Depot | https://www.homedepot.com/p/MRCOOL-DIY-48-000-BTU-4-Ton-3-Zone-20-5-SEER1-Ductless-Mini-Split-AC-and-Heat-Pump-with-18K-18K-18K-16-66-75ft-Lines-DIYM348HPW03C26/326399755 | Yes
Mini Split HP | Multi Zone | 3-Zone | MRCOOL | DIYM348HPW00C33 | 42000 | 3.5 |  | 20.5 | 6270 | [5 empty] | 2023 |  | Home Depot | https://www.homedepot.com/p/MRCOOL-DIY-42-000-BTU-4-Ton-3-Zone-20-5-SEER1-Ductless-Mini-Split-AC-and-Heat-Pump-with-12K-12K-18K-25-25-75ft-Lines-DIYM348HPW00C33/321652358 | Yes
Mini Split HP | Multi Zone | 3-Zone | MRCOOL | DIYM348HPW03C75 | 48000 | 4 |  | 20.5 | 7114.56 | [5 empty] | 2023 |  | Home Depot | https://www.homedepot.com/p/MRCOOL-DIY-48-000-BTU-4-Ton-3-Zone-20-5-SEER1-Ductless-Mini-Split-AC-and-Heat-Pump-with-18K-18K-18K-50-50-66ft-Lines-DIYM348HPW03C75/326399783 | Yes
Mini Split HP | Multi Zone | 3-Zone | MRCOOL | DIYM348HPW03C31 | 48000 | 4 |  | 20.5 | 5998.8 | [5 empty] | 2023 |  | Home Depot | https://www.homedepot.com/p/MRCOOL-DIY-48-000-BTU-4-Ton-3-Zone-20-5-SEER1-Ductless-Mini-Split-AC-and-Heat-Pump-with-18K-18K-18K-25-25-50ft-Lines-DIYM348HPW03C31/326399759 | Yes
Mini Split HP | Multi Zone | 3-Zone | MRCOOL | DIYM348HPW03C46 | 48000 | 4 |  | 20.5 | 7441.02 | [5 empty] | 2023 |  | Home Depot | https://www.homedepot.com/p/MRCOOL-DIY-48-000-BTU-4-Ton-3-Zone-20-5-SEER1-Ductless-Mini-Split-AC-and-Heat-Pump-with-18K-18K-18K-25-66-66ft-Lines-DIYM348HPW03C46/326399769 | Yes
Mini Split HP | Multi Zone | 3-Zone |  | DIYM327HPW00C34 | 27000 | 2.25 |  | 22 | 4135 | [5 empty] | 2023 |  | Home Depot | https://www.homedepot.com/p/DIY-27-000-BTU-2-25-Ton-3-Zone-22-SEER1-Ductless-Mini-Split-AC-and-Heat-Pump-with-9K-9K-9K-25-35-35ft-Lines-DIYM327HPW00C34/317435124 | Yes
Mini Split HP | Multi Zone | 3-Zone | MRCOOL | DIYM348HPW03C60 | 48000 | 4 |  | 20.5 | 7061.77 | [5 empty] | 2023 |  | Home Depot | https://www.homedepot.com/p/MRCOOL-DIY-48-000-BTU-4-Ton-3-Zone-20-5-SEER1-Ductless-Mini-Split-AC-and-Heat-Pump-with-18K-18K-18K-35-50-75ft-Lines-DIYM348HPW03C60/326399778 | Yes
Mini Split HP | Multi Zone | 3-Zone | MRCOOL | DIYM348HPW00C63 | 42000 | 3.5 |  | 20.5 | 7360 | [5 empty] | 2023 |  | Home Depot | https://www.homedepot.com/p/MRCOOL-DIY-42-000-BTU-4-Ton-3-Zone-20-5-SEER1-Ductless-Mini-Split-AC-and-Heat-Pump-with-12K-12K-18K-35-75-75ft-Lines-DIYM348HPW00C63/321652494 | Yes
Mini Split HP | Multi Zone | 3-Zone | MRCOOL | DIYM348HPW03C17 | 48000 | 4 |  | 20.5 | 6766.33 | [5 empty] | 2023 |  | Home Depot | https://www.homedepot.com/p/MRCOOL-DIY-48-000-BTU-4-Ton-3-Zone-20-5-SEER1-Ductless-Mini-Split-AC-and-Heat-Pump-with-18K-18K-18K-16-35-75ft-Lines-DIYM348HPW03C17/326399750 | Yes
Mini Split HP | Multi Zone | 3-Zone | MRCOOL | DIYM348HPW03C77 | 48000 | 4 |  | 20.5 | 7704.12 | [5 empty] | 2023 |  | Home Depot | https://www.homedepot.com/p/MRCOOL-DIY-48-000-BTU-4-Ton-3-Zone-20-5-SEER1-Ductless-Mini-Split-AC-and-Heat-Pump-with-18K-18K-18K-50-66-66ft-Lines-DIYM348HPW03C77/326399785 | Yes
Mini Split HP | Multi Zone | 3-Zone | MRCOOL | DIYM348HPW03C12 | 48000 | 4 |  | 20.5 | 6588.36 | [5 empty] | 2023 |  | Home Depot | https://www.homedepot.com/p/MRCOOL-DIY-48-000-BTU-4-Ton-3-Zone-20-5-SEER1-Ductless-Mini-Split-AC-and-Heat-Pump-with-18K-18K-18K-16-25-75ft-Lines-DIYM348HPW03C12/326399746 | Yes
Mini Split HP | Multi Zone | 3-Zone | MRCOOL | DIYM348HPW03C11 | 48000 | 4 |  | 20.5 | 6556.02 | [5 empty] | 2023 |  | Home Depot | https://www.homedepot.com/p/MRCOOL-DIY-48-000-BTU-4-Ton-3-Zone-20-5-SEER1-Ductless-Mini-Split-AC-and-Heat-Pump-with-18K-18K-18K-16-25-66ft-Lines-DIYM348HPW03C11/326399745 | Yes
Mini Split HP | Multi Zone | 2-Zone |  | DIYM248HPW01C13 | 48000 | 4 |  | 20.5 | 5428 | [5 empty] | 2023 |  | Home Depot | https://www.homedepot.com/p/DIY-48-000-BTU-4-Ton-2-Zone-20-5-SEER1-Ductless-Mini-Split-AC-and-Heat-Pump-with-24K-24K-35-35ft-Lines-DIYM248HPW01C13/321562091 | Yes
Mini Split HP | Multi Zone | 2-Zone |  | DIYM248HPW01C10 | 48000 | 4 |  | 20.5 | 5283 | [5 empty] | 2023 |  | Home Depot | https://www.homedepot.com/p/DIY-48-000-BTU-4-Ton-2-Zone-20-5-SEER1-Ductless-Mini-Split-AC-and-Heat-Pump-with-24K-24K-25-50ft-Lines-DIYM248HPW01C10/321562089 | Yes
Mini Split HP | Multi Zone | 3-Zone | MRCOOL | DIYM348HPW03C22 | 48000 | 4 |  | 20.5 | 6229.56 | [5 empty] | 2023 |  | Home Depot | https://www.homedepot.com/p/MRCOOL-DIY-48-000-BTU-4-Ton-3-Zone-20-5-SEER1-Ductless-Mini-Split-AC-and-Heat-Pump-with-18K-18K-18K-16-50-50ft-Lines-DIYM348HPW03C22/326399751 | Yes
Mini Split HP | Multi Zone | 3-Zone | MRCOOL | DIYM348HPW00C29 | 42000 | 3.5 |  | 20.5 | 5590 | [5 empty] | 2023 |  | Home Depot | https://www.homedepot.com/p/MRCOOL-DIY-42-000-BTU-4-Ton-3-Zone-20-5-SEER1-Ductless-Mini-Split-AC-and-Heat-Pump-with-12K-12K-18K-25-25-35ft-Lines-DIYM348HPW00C29/321652355 | Yes
Mini Split HP | Multi Zone | 3-Zone | MRCOOL | DIYM348HPW03C15 | 48000 | 4 |  | 20.5 | 6144.43 | [5 empty] | 2023 |  | Home Depot | https://www.homedepot.com/p/MRCOOL-DIY-48-000-BTU-4-Ton-3-Zone-20-5-SEER1-Ductless-Mini-Split-AC-and-Heat-Pump-with-18K-18K-18K-16-35-50ft-Lines-DIYM348HPW03C15/326399748 | Yes
Mini Split HP | Multi Zone | 3-Zone | MRCOOL | DIYM348HPW03C08 | 48000 | 4 |  | 20.5 | 5881.33 | [5 empty] | 2023 |  | Home Depot | https://www.homedepot.com/p/MRCOOL-DIY-48-000-BTU-4-Ton-3-Zone-20-5-SEER1-Ductless-Mini-Split-AC-and-Heat-Pump-with-18K-18K-18K-16-25-35ft-Lines-DIYM348HPW03C08/326399743 | Yes
Mini Split HP | Multi Zone | 3-Zone | MRCOOL | DIYM348HPW03C06 | 48000 | 4 |  | 20.5 | 6556.02 | [5 empty] | 2023 |  | Home Depot | https://www.homedepot.com/p/MRCOOL-DIY-48-000-BTU-4-Ton-3-Zone-20-5-SEER1-Ductless-Mini-Split-AC-and-Heat-Pump-with-18K-18K-18K-16-16-75ft-Lines-DIYM348HPW03C06/326399740 | Yes
Mini Split HP | Multi Zone | 2-Zone |  | DIYM248HPW01C16 | 48000 | 4 |  | 20.5 | 6134 | [5 empty] | 2023 |  | Home Depot | https://www.homedepot.com/p/DIY-48-000-BTU-4-Ton-2-Zone-20-5-SEER1-Ductless-Mini-Split-AC-and-Heat-Pump-with-24K-24K-35-66ft-Lines-DIYM248HPW01C16/321562097 | Yes
Mini Split HP | Multi Zone | 3-Zone | MRCOOL | DIYM348HPW03C23 | 48000 | 4 |  | 20.5 | 6819.12 | [5 empty] | 2023 |  | Home Depot | https://www.homedepot.com/p/MRCOOL-DIY-48-000-BTU-4-Ton-3-Zone-20-5-SEER1-Ductless-Mini-Split-AC-and-Heat-Pump-with-18K-18K-18K-16-50-66ft-Lines-DIYM348HPW03C23/326399752 | Yes
Mini Split HP | Multi Zone | 2-Zone |  | DIYM248HPW01C23 | 48000 | 4 |  | 20.5 | 6216 | [5 empty] | 2023 |  | Home Depot | https://www.homedepot.com/p/DIY-48-000-BTU-4-Ton-2-Zone-20-5-SEER1-Ductless-Mini-Split-AC-and-Heat-Pump-with-24K-24K-50-66ft-Lines-DIYM248HPW01C23/321562084 | Yes
Mini Split HP | Multi Zone | 3-Zone | MRCOOL | DIYM348HPW00C44 | 42000 | 3.5 |  | 20.5 | 6522 | [5 empty] | 2023 |  | Home Depot | https://www.homedepot.com/p/MRCOOL-DIY-42-000-BTU-4-Ton-3-Zone-20-5-SEER1-Ductless-Mini-Split-AC-and-Heat-Pump-with-12K-12K-18K-25-50-66ft-Lines-DIYM348HPW00C44/321652483 | Yes
Mini Split HP | Multi Zone | 3-Zone | MRCOOL | DIYM348HPW00C25 | 42000 | 3.5 |  | 20.5 | 7071 | [5 empty] | 2023 |  | Home Depot | https://www.homedepot.com/p/MRCOOL-DIY-42-000-BTU-4-Ton-3-Zone-20-5-SEER1-Ductless-Mini-Split-AC-and-Heat-Pump-with-12K-12K-18K-16-66-66ft-Lines-DIYM348HPW00C25/321652331 | Yes
Mini Split HP | Multi Zone | 2-Zone | MRCOOL | DIYM248HPW00C11 | 42000 | 3.5 |  | 20.5 | 5131 | [5 empty] | 2023 |  | Home Depot | https://www.homedepot.com/p/MRCOOL-DIY-42-000-BTU-4-Ton-2-Zone-20-5-SEER1-Ductless-Mini-Split-AC-and-Heat-Pump-with-24K-18K-25-50ft-Lines-DIYM248HPW00C11/321561021 | Yes
Mini Split HP | Multi Zone | 3-Zone | MRCOOL | DIYM348HPW00C10 | 42000 | 3.5 |  | 20.5 | 5637 | [5 empty] | 2023 |  | Home Depot | https://www.homedepot.com/p/MRCOOL-DIY-42-000-BTU-4-Ton-3-Zone-20-5-SEER1-Ductless-Mini-Split-AC-and-Heat-Pump-with-12K-12K-18K-16-25-50ft-Lines-DIYM348HPW00C10/321652364 | Yes
Mini Split HP | Multi Zone | 3-Zone |  | DIYM327HPW00C11 | 27000 | 2.25 |  | 22 | 4554 | [5 empty] | 2023 |  | Home Depot | https://www.homedepot.com/p/DIY-27-000-BTU-2-25-Ton-3-Zone-22-SEER1-Ductless-Mini-Split-AC-and-Heat-Pump-with-9K-9K-9K-16-25-66ft-Lines-DIYM327HPW00C11/317435063 | Yes
Mini Split HP | Multi Zone | 2-Zone | MRCOOL | DIYM248HPW00C05 | 42000 | 3.5 |  | 20.5 | 5683 | [5 empty] | 2023 |  | Home Depot | https://www.homedepot.com/p/MRCOOL-DIY-42-000-BTU-4-Ton-2-Zone-20-5-SEER1-Ductless-Mini-Split-AC-and-Heat-Pump-with-24K-18K-16-66ft-Lines-DIYM248HPW00C05/321561015 | Yes
Mini Split HP | Multi Zone | 3-Zone | MRCOOL | DIYM348HPW00C52 | 42000 | 3.5 |  | 20.5 | 6652 | [5 empty] | 2023 |  | Home Depot | https://www.homedepot.com/p/MRCOOL-DIY-42-000-BTU-4-Ton-3-Zone-20-5-SEER1-Ductless-Mini-Split-AC-and-Heat-Pump-with-12K-12K-18K-35-35-66ft-Lines-DIYM348HPW00C52/321652363 | Yes
Mini Split HP | Multi Zone | 3-Zone | MRCOOL | DIYM348HPW00C08 | 42000 | 3.5 |  | 20.5 | 5562 | [5 empty] | 2023 |  | Home Depot | https://www.homedepot.com/p/MRCOOL-DIY-42-000-BTU-4-Ton-3-Zone-20-5-SEER1-Ductless-Mini-Split-AC-and-Heat-Pump-with-12K-12K-18K-16-25-35ft-Lines-DIYM348HPW00C08/321652369 | Yes
Mini Split HP | Multi Zone | 3-Zone | MRCOOL | DIYM348HPW00C11 | 42000 | 3.5 |  | 20.5 | 6214 | [5 empty] | 2023 |  | Home Depot | https://www.homedepot.com/p/MRCOOL-DIY-42-000-BTU-4-Ton-3-Zone-20-5-SEER1-Ductless-Mini-Split-AC-and-Heat-Pump-with-12K-12K-18K-16-25-66ft-Lines-DIYM348HPW00C11/321652344 | Yes
Mini Split HP | Multi Zone | 3-Zone | MRCOOL | DIYM348HPW00C38 | 42000 | 3.5 |  | 20.5 | 6475 | [5 empty] | 2023 |  | Home Depot | https://www.homedepot.com/p/MRCOOL-DIY-42-000-BTU-4-Ton-3-Zone-20-5-SEER1-Ductless-Mini-Split-AC-and-Heat-Pump-with-12K-12K-18K-25-35-75ft-Lines-DIYM348HPW00C38/321652377 | Yes
Mini Split HP | Multi Zone | 2-Zone |  | DIYM248HPW01C05 | 48000 | 4 |  | 20.5 | 5882 | [5 empty] | 2023 |  | Home Depot | https://www.homedepot.com/p/DIY-48-000-BTU-4-Ton-2-Zone-20-5-SEER1-Ductless-Mini-Split-AC-and-Heat-Pump-with-24K-24K-16-66ft-Lines-DIYM248HPW01C05/321562102 | Yes
Mini Split HP | Multi Zone | 3-Zone | MRCOOL | DIYM348HPW00C51 | 42000 | 3.5 |  | 20.5 | 6075 | [5 empty] | 2023 |  | Home Depot | https://www.homedepot.com/p/MRCOOL-DIY-42-000-BTU-4-Ton-3-Zone-20-5-SEER1-Ductless-Mini-Split-AC-and-Heat-Pump-with-12K-12K-18K-35-35-50ft-Lines-DIYM348HPW00C51/321652362 | Yes
Mini Split HP | Multi Zone | 3-Zone | MRCOOL | DIYM348HPW00C62 | 42000 | 3.5 |  | 20.5 | 7332 | [5 empty] | 2023 |  | Home Depot | https://www.homedepot.com/p/MRCOOL-DIY-42-000-BTU-4-Ton-3-Zone-20-5-SEER1-Ductless-Mini-Split-AC-and-Heat-Pump-with-12K-12K-18K-35-66-75ft-Lines-DIYM348HPW00C62/321652493 | Yes
Mini Split HP | Multi Zone | 3-Zone | MRCOOL | DIYM348HPW00C26 | 42000 | 3.5 |  | 20.5 | 7099 | [5 empty] | 2023 |  | Home Depot | https://www.homedepot.com/p/MRCOOL-DIY-42-000-BTU-4-Ton-3-Zone-20-5-SEER1-Ductless-Mini-Split-AC-and-Heat-Pump-with-12K-12K-18K-16-66-75ft-Lines-DIYM348HPW00C26/321652359 | Yes
Mini Split HP | Multi Zone | 3-Zone | MRCOOL | DIYM348HPW00C16 | 42000 | 3.5 |  | 20.5 | 6419 | [5 empty] | 2023 |  | Home Depot | https://www.homedepot.com/p/MRCOOL-DIY-42-000-BTU-4-Ton-3-Zone-20-5-SEER1-Ductless-Mini-Split-AC-and-Heat-Pump-with-12K-12K-18K-16-35-66ft-Lines-DIYM348HPW00C16/321652336 | Yes
Mini Split HP | Multi Zone | 3-Zone | MRCOOL | DIYM348HPW03C32 | 48000 | 4 |  | 20.5 | 6588.36 | [5 empty] | 2023 |  | Home Depot | https://www.homedepot.com/p/MRCOOL-DIY-48-000-BTU-4-Ton-3-Zone-20-5-SEER1-Ductless-Mini-Split-AC-and-Heat-Pump-with-18K-18K-18K-25-25-66ft-Lines-DIYM348HPW03C32/326399760 | Yes
Mini Split HP | Multi Zone | 3-Zone | MRCOOL | DIYM348HPW03C33 | 48000 | 4 |  | 20.5 | 6620.7 | [5 empty] | 2023 |  | Home Depot | https://www.homedepot.com/p/MRCOOL-DIY-48-000-BTU-4-Ton-3-Zone-20-5-SEER1-Ductless-Mini-Split-AC-and-Heat-Pump-with-18K-18K-18K-25-25-75ft-Lines-DIYM348HPW03C33/326399761 | Yes
Mini Split HP | Multi Zone | 3-Zone | MRCOOL | DIYM348HPW03C25 | 48000 | 4 |  | 20.5 | 7408.68 | [5 empty] | 2023 |  | Home Depot | https://www.homedepot.com/p/MRCOOL-DIY-48-000-BTU-4-Ton-3-Zone-20-5-SEER1-Ductless-Mini-Split-AC-and-Heat-Pump-with-18K-18K-18K-16-66-66ft-Lines-DIYM348HPW03C25/326399754 | Yes
Mini Split HP | Multi Zone | 3-Zone | MRCOOL | DIYM348HPW03C38 | 48000 | 4 |  | 20.5 | 6798.67 | [5 empty] | 2023 |  | Home Depot | https://www.homedepot.com/p/MRCOOL-DIY-48-000-BTU-4-Ton-3-Zone-20-5-SEER1-Ductless-Mini-Split-AC-and-Heat-Pump-with-18K-18K-18K-25-35-75ft-Lines-DIYM348HPW03C38/326399765 | Yes
Mini Split HP | Multi Zone | 3-Zone | MRCOOL | DIYM348HPW00C32 | 42000 | 3.5 |  | 20.5 | 6242 | [5 empty] | 2023 |  | Home Depot | https://www.homedepot.com/p/MRCOOL-DIY-42-000-BTU-4-Ton-3-Zone-20-5-SEER1-Ductless-Mini-Split-AC-and-Heat-Pump-with-12K-12K-18K-25-25-66ft-Lines-DIYM348HPW00C32/321652357 | Yes
Mini Split HP | Multi Zone | 3-Zone | MRCOOL | DIYM348HPW00C59 | 42000 | 3.5 |  | 20.5 | 6727 | [5 empty] | 2023 |  | Home Depot | https://www.homedepot.com/p/MRCOOL-DIY-42-000-BTU-4-Ton-3-Zone-20-5-SEER1-Ductless-Mini-Split-AC-and-Heat-Pump-with-12K-12K-18K-35-50-66ft-Lines-DIYM348HPW00C59/321652498 | Yes
Mini Split HP | Multi Zone | 3-Zone | MRCOOL | DIYM348HPW03C24 | 48000 | 4 |  | 20.5 | 6851.46 | [5 empty] | 2023 |  | Home Depot | https://www.homedepot.com/p/MRCOOL-DIY-48-000-BTU-4-Ton-3-Zone-20-5-SEER1-Ductless-Mini-Split-AC-and-Heat-Pump-with-18K-18K-18K-16-50-75ft-Lines-DIYM348HPW03C24/326399753 | Yes
Mini Split HP | Multi Zone | 2-Zone | MRCOOL | DIYM248HPW00C06 | 42000 | 3.5 |  | 20.5 | 5711 | [5 empty] | 2023 |  | Home Depot | https://www.homedepot.com/p/MRCOOL-DIY-42-000-BTU-4-Ton-2-Zone-20-5-SEER1-Ductless-Mini-Split-AC-and-Heat-Pump-with-24K-18K-16-75ft-Lines-DIYM248HPW00C06/321561017 | Yes
Mini Split HP | Multi Zone | 2-Zone | MRCOOL | DIYM248HPW00C12 | 42000 | 3.5 |  | 20.5 | 5708 | [5 empty] | 2023 |  | Home Depot | https://www.homedepot.com/p/MRCOOL-DIY-42-000-BTU-4-Ton-2-Zone-20-5-SEER1-Ductless-Mini-Split-AC-and-Heat-Pump-with-24K-18K-25-66ft-Lines-DIYM248HPW00C12/321561026 | Yes
Mini Split HP | Multi Zone | 3-Zone | MRCOOL | DIYM348HPW00C24 | 42000 | 3.5 |  | 20.5 | 6522 | [5 empty] | 2023 |  | Home Depot | https://www.homedepot.com/p/MRCOOL-DIY-42-000-BTU-4-Ton-3-Zone-20-5-SEER1-Ductless-Mini-Split-AC-and-Heat-Pump-with-12K-12K-18K-16-50-75ft-Lines-DIYM348HPW00C24/321652330 | Yes
Mini Split HP | Multi Zone | 3-Zone | MRCOOL | DIYM348HPW00C58 | 42000 | 3.5 |  | 20.5 | 6150 | [5 empty] | 2023 |  | Home Depot | https://www.homedepot.com/p/MRCOOL-DIY-42-000-BTU-4-Ton-3-Zone-20-5-SEER1-Ductless-Mini-Split-AC-and-Heat-Pump-with-12K-12K-18K-35-50-50ft-Lines-DIYM348HPW00C58/321652497 | Yes
Mini Split HP | Multi Zone | 3-Zone | MRCOOL | DIYM348HPW00C23 | 42000 | 3.5 |  | 20.5 | 6494 | [5 empty] | 2023 |  | Home Depot | https://www.homedepot.com/p/MRCOOL-DIY-42-000-BTU-4-Ton-3-Zone-20-5-SEER1-Ductless-Mini-Split-AC-and-Heat-Pump-with-12K-12K-18K-16-50-66ft-Lines-DIYM348HPW00C23/321652329 | Yes
Mini Split HP | Multi Zone | 3-Zone | MRCOOL | DIYM348HPW00C77 | 42000 | 3.5 |  | 20.5 | 7379 | [5 empty] | 2023 |  | Home Depot | https://www.homedepot.com/p/MRCOOL-DIY-42-000-BTU-4-Ton-3-Zone-20-5-SEER1-Ductless-Mini-Split-AC-and-Heat-Pump-with-12K-12K-18K-50-66-66ft-Lines-DIYM348HPW00C77/321652325 | Yes
Mini Split HP | Multi Zone | 3-Zone | MRCOOL | DIYM348HPW00C48 | 42000 | 3.5 |  | 20.5 | 7155 | [5 empty] | 2023 |  | Home Depot | https://www.homedepot.com/p/MRCOOL-DIY-42-000-BTU-4-Ton-3-Zone-20-5-SEER1-Ductless-Mini-Split-AC-and-Heat-Pump-with-12K-12K-18K-25-75-75ft-Lines-DIYM348HPW00C48/321652368 | Yes
Mini Split HP | Multi Zone | 3-Zone | MRCOOL | DIYM348HPW00C27 | 42000 | 3.5 |  | 20.5 | 7127 | [5 empty] | 2023 |  | Home Depot | https://www.homedepot.com/p/MRCOOL-DIY-42-000-BTU-4-Ton-3-Zone-20-5-SEER1-Ductless-Mini-Split-AC-and-Heat-Pump-with-12K-12K-18K-16-75-75ft-Lines-DIYM348HPW00C27/321652360 | Yes
[6 empty] | 0 |  |  |  |  | 1084.72 | [5 empty] | Federal TSD
[6 empty] | 0 |  |  |  |  | 1154.2836
[6 empty] | 0 |  |  |  |  | 1680.137
[6 empty] | 0 |  |  |  |  | 1748.5215
[6 empty] | 0 |  |  |  |  | 3573.6808
[6 empty] | 0 |  |  |  |  | 3643.2443
0
0
Note on J254: Carly Torrado: Discontiued

## Mini Split HP Analysis
Table of Contents
Machine Readable Results
Component & Class |  |  | Retail Price Regression, Performance metric 1 | [6 empty] | Retail Price Regression, Performance metric 2 | [6 empty] | Retail Price Regression, Intercepts |  |  | Installation Multiplier |  | Installation Adder |  | Additional Data
Component | Class | Output Units | Coefficient-Low | Coefficient-Mid | Coefficient-High | Metric | Unit | Lower Bound | Upper Bound | Coefficient-Low | Coefficient-Mid | Coefficient-High | Metric | Unit | Lower Bound | Upper Bound | Int-Low | Int-Mid | Int-High | New Construction | Retrofit | New Construction | Retrofit | Lifetime | Cost Variation Considerations | Data Sources | Qualitative Rank | Notes
Ductless Mini-Split Heat Pump | Single-Zone | 2023$ | 702.2326 | 843.0568 | 1393.0593 | Cooling Capacity | Tons | 0.75 | 4.5 | 53.7974 | 97.8281 | 135.7639 | SEER1 | Unitless | 13 | 28.4 | -961.1826 | -1631.5907 | -2169.7464 |  |  | 442.8571 | 634.4071 | 15.6333 | Prevailing local wages, Drive time, Local code requirements, Access, Need for condensate line/drain, Condition of existing electrical system, Need for additional wiring/switching, Type of equipment, Condition of existing duct system | 1, 4 | High SS, Medium R2, Medium Source Diversity
Ductless Mini-Split Heat Pump | Multi-Zone | 2023$ | 702.2326 | 843.0568 | 1393.0593 | Cooling Capacity | Tons | 1.5 | 5 | 53.7974 | 97.8281 | 135.7639 | SEER1 | Unitless | 16 | 23 | 1317.9824 | 2355.9093 | 2501.9246 |  |  | 2147.4312 | 2530.5312 | 15.6333 | Prevailing local wages, Drive time, Local code requirements, Access, Need for condensate line/drain, Condition of existing electrical system, Need for additional wiring/switching, Type of equipment, Type of equipment, Condition of existing duct system | 1, 4 | High SS, Medium R2, Medium Source Diversity | Multi zone installation labor is based on an average of 2-5 zone installation costs
Quantile Regression Results
Single-Zone
Bounds Metric 1 (Capacity): | 9000 - 54000
Bounds Metric 2 (SEER1): | 2 - 28.4
Sample Size: | 191
Median R2: | 0.3385
Multi-Zone
Bounds Metric 1 (Capacity): | 18000 - 60000
Bounds Metric 2 (SEER1): | 16 - 23
Sample Size: | 354
Median R2: | 0.3912
Notes:
SEER does not look to be the best indicator of predictive price. Another efficiency metric such as HSPF may have higher correlation.
We split this component into categories based on zoning but grouping by mounting type (wall mounted, concealed duct, ceiling cassette) is another possible categorization.

## Refrigerator Data
Table of Contents
Raw Data | [7 empty] | Performance Metric 1 | Performance Metric 2 | Cost Metric | [10 empty] | Labor Calculations | [5 empty] | Labor % multiplier (of Materials & Equipment)
Component | Product Class | Product Description | Freezer Location | Defrost | Ice dispenser? | Refrigerator (ft^3) | Freeze (ft^3) | Adjusted Volume (ft^3) | kWh/year | Material Price | Install Labor (Hours) | Install Labor ($) | Removal Labor (Hours) | Removal Labor ($) | Total Cost (only LBNL) | Notes | Source | Year | Link | Regression | Component | Product Class | Install | Removal | Total New Construction | Total Retrofit | New Construction (%) | Retrofit (%) | Date of Data | Source
Refrigerator | Non-French Door |  | Side-by-Side Refrigerator |  |  | 19.2 | 10.3 | 36 | 805 | 12099 | [6 empty] | Home Depot | 2023 | https://www.homedepot.com/p/KitchenAid-29-5-cu-ft-Built-In-Side-by-Side-Refrigerator-in-PrintShield-Black-Stainless-KBSD608EBS/206706024 | No | Refrigerator | French Door |  |  | 194.4981 | 420.1056 | 1 | 100% | 2023 | Distributor/Retailer
Refrigerator | Non-French Door |  | Side-by-Side Refrigerator |  |  | 30 | 10.9 | 47.8 | 804 | 10259 | [6 empty] | Home Depot | 2023 | https://www.homedepot.com/p/KitchenAid-48-in-W-30-cu-ft-Built-In-Side-by-Side-Refrigerator-in-Stainless-Steel-with-PrintShield-KBSN708MPS/322022366 | No | Refrigerator | Non-french Door |  |  | 194.4981 | 420.1056 | 112.5% | 212.5% | 2023 | Distributor/Retailer
Refrigerator | Non-French Door |  | Side-by-Side Refrigerator |  |  | 13.6 | 7.2 | 25.3 | 772 | 10199 | [6 empty] | Home Depot | 2023 | https://www.homedepot.com/p/KitchenAid-20-8-cu-ft-Built-In-Side-by-Side-Refrigerator-in-PrintShield-Stainless-Steel-with-Exterior-Ice-and-Water-KBSD606ESS/206280973 | No
Refrigerator | Non-French Door |  | Side-by-Side Refrigerator |  |  | 17.2 | 11.44 | 35.8 | 885 | 10016 | [6 empty] | Home Depot | 2023 | https://www.homedepot.com/p/Cafe-28-7-cu-ft-Smart-Built-In-Side-by-Side-Refrigerator-with-Hands-Free-Autofill-Dispenser-in-Stainless-Steel-CSB48YP2NS1/312444176 | No
Refrigerator | Non-French Door |  | Side-by-Side Refrigerator |  |  | 16.4 | 8.61 | 30.4 | 752 | 9999 | [6 empty] | Home Depot | 2023 | https://www.homedepot.com/p/KitchenAid-25-2-cu-ft-Built-In-Side-by-Side-Refrigerator-in-Stainless-Steel-KBSD612ESS/207060341 | No
Refrigerator | Non-French Door |  | Bottom Freezer Refrigerator |  |  | 13.8 | 3.5 | 19.5 | 758 | 9999 | [6 empty] | Home Depot | 2023 | https://www.homedepot.com/p/Cafe-36-in-20-1-cu-ft-Built-In-Bottom-Freezer-Refrigerator-in-Stainless-Steel-with-Convertible-Middle-Drawer-RH-Swing-CIC36RP2VS1/326403360 | No | 419
Refrigerator | Non-French Door |  | Bottom Freezer Refrigerator |  |  | 13.8 | 3.5 | 19.5 | 758 | 9999 | [6 empty] | Home Depot | 2023 | https://www.homedepot.com/p/Cafe-36-in-20-1-cu-ft-Built-In-Bottom-Freezer-Refrigerator-in-Stainless-Steel-with-Convertible-Middle-Drawer-LH-Swing-CIC36LP2VS1/326403265 | No
Refrigerator | Non-French Door |  | Side-by-Side Refrigerator |  |  | 19.3 | 10.76 | 36.8 | 832 | 9899 | [6 empty] | Home Depot | 2023 | https://www.homedepot.com/p/KitchenAid-30-cu-ft-Built-In-Side-by-Side-Refrigerator-in-Panel-Ready-KBSN608EPA/206286730 | No
Refrigerator | Non-French Door |  | Bottom Freezer Refrigerator |  |  | 10.8 | 3.2 | 16 | 42 | 1075.64 | [6 empty] | Home Depot | 2023 | https://www.homedepot.com/p/ConServ-24-Wide-10-8-cu-ft-Bottom-Freezer-Refrigerator-Stainless-MDRF359WE/316285383 | No
Refrigerator | Non-French Door |  | Bottom Freezer Refrigerator |  |  | 7.9 | 3.4 | 13.4 | 115 | 1888.89 | [6 empty] | Home Depot | 2023 | https://www.homedepot.com/p/Summit-Appliance-24-in-11-35-cu-ft-Bottom-Freezer-Refrigerator-in-Stainless-Steel-Counter-Depth-FFBF246SSLHD/300198835 | Yes
Refrigerator | Non-French Door |  | Bottom Freezer Refrigerator |  |  | 7.9 | 3.4 | 13.4 | 115 | 1743.59 | [6 empty] | Home Depot | 2023 | https://www.homedepot.com/p/Summit-Appliance-23-25-in-W-11-35-cu-ft-Bottom-Freezer-Refrigerator-in-Stainless-Steel-Counter-Depth-FFBF246SSLHDE/318036750 | Yes
Refrigerator | Non-French Door |  | Top Freezer Refrigerator |  |  | 12.29 | 4.03 | 18.9 | 170 | 764 | [6 empty] | Home Depot | 2023 | https://www.homedepot.com/p/Amana-16-4-cu-ft-Built-in-Top-Freezer-Refrigerator-in-White-ARTX3028PW/324976198 | Yes
Refrigerator | French Door |  | French Door Refrigerator |  |  | 17.8 | 6.42 | 28.3 | 633 | 10079 | [6 empty] | Home Depot | 2023 | https://www.homedepot.com/p/KitchenAid-24-2-cu-ft-Built-In-French-Door-Refrigerator-in-Stainless-Steel-Platinum-Interior-KBFN502ESS/205850728 | No
Refrigerator | Non-French Door |  | Top Freezer Refrigerator |  |  | 12.29 | 4.03 | 18.9 | 170 | 764 | [6 empty] | Home Depot | 2023 | https://www.homedepot.com/p/Amana-16-4-cu-ft-Built-in-Top-Freezer-Refrigerator-in-Black-ARTX3028PB/324975617 | Yes
Refrigerator | French Door |  | French Door Refrigerator |  |  | 20 | 6.8 | 31.1 | 185 | 3419 | [6 empty] | Home Depot | 2023 | https://www.homedepot.com/p/KitchenAid-26-8-cu-ft-French-Door-Refrigerator-in-Black-Stainless-KRFF577KBS/323592111 | No
Refrigerator | Non-French Door |  | Top Freezer Refrigerator |  |  | 7.4 | 3.7 | 13.4 | 170 | 519 | [6 empty] | Home Depot | 2023 | https://www.homedepot.com/p/Whirlpool-11-3-cu-ft-Built-in-Top-Freezer-Refrigerator-in-Silver-WT1143K/324902299 | Yes
Refrigerator | French Door |  | French Door Refrigerator |  |  | 14 | 5.5 | 23 | 321 | 9099 | [6 empty] | Home Depot | 2023 | https://www.homedepot.com/p/36-in-Built-in-Refrigerator-with-14-cu-ft-and-Bottom-Freezer-5-5-cu-ft-Panel-Ready-HRBIFD36PR/326214027 | Yes
Refrigerator | Non-French Door |  | Top Freezer Refrigerator |  |  | 8.1 | 2.2 | 11.7 | 191 | 1899 | [6 empty] | Home Depot | 2023 | https://www.homedepot.com/p/Unique-Appliances-Off-Grid-24-in-10-3-cu-ft-290L-Solar-DC-Top-Freezer-Refrigerator-with-Danfoss-Secop-Compressor-in-Stainless-Steel-UGP-290L-S-S/308537077 | Yes
Refrigerator | French Door |  | French Door Refrigerator |  |  | 9.7 | 5.2 | 18.2 | 368 | 1182.19 | [6 empty] | Home Depot | 2023 | https://www.homedepot.com/p/Impecca-14-9-cu-ft-4-Door-Multi-Door-CounterDepth-Refrigerator-Stainless-Steal-M-RM4152STG1974/323583108 | Yes
Refrigerator | Non-French Door |  | Top Freezer Refrigerator |  |  | 10.7 | 2.3 | 14.4 | 214 | 1999.99 | [6 empty] | Home Depot | 2023 | https://www.homedepot.com/p/Unique-Appliances-Off-Grid-23-8-in-13-cu-ft-370L-Solar-DC-Top-Freezer-Refrigerator-in-White-UGP-370L-W/306705211 | Yes
Refrigerator | French Door |  | French Door Refrigerator |  |  | 11.74 | 11.74 | 30.9 | 425 | 1202.68 | [6 empty] | Home Depot | 2023 | https://www.homedepot.com/p/Hamilton-Beach-16-6-cu-ft-French-Door-Refrigerator-HBF1662/324618817 | Yes
Refrigerator | Non-French Door |  | Top Freezer Refrigerator |  |  | 10 | 6.66 | 20.9 | 270 | 748 | [6 empty] | Home Depot | 2023 | https://www.homedepot.com/p/Whirlpool-16-6-cu-ft-Built-In-Top-Freezer-Refrigerator-in-Dolos-Steel-WRTX5028PM/324058720 | Yes
Refrigerator | French Door |  | French Door Refrigerator |  |  | 9.37 | 5.14 | 17.7 | 479 | 998 | [6 empty] | Home Depot | 2023 | https://www.homedepot.com/p/Haier-14-5-cu-ft-French-Door-Refrigerator-in-Fingerprint-Resistant-Stainless-Steel-Counter-Depth-QJS15HYRFS/319881459 | Yes
Refrigerator | Non-French Door |  | Top Freezer Refrigerator |  |  | 10 | 6.6 | 20.8 | 270 | 748 | [6 empty] | Home Depot | 2023 | https://www.homedepot.com/p/Whirlpool-16-6-cu-ft-Built-In-Top-Freezer-Refrigerator-in-White-WRTX5028PW/324045172 | Yes
Refrigerator |  | Deep Freeze (Minimum) |  |  |  | 19 |  | 19 |  | 880 | 1.6 | 47.5 |  |  |  |  | RS Means | 2023 |  | No
Refrigerator |  | Deep Freeze (Maximum) |  |  |  | 19 |  | 19 |  | 630 | 3.2 | 95 |  |  |  |  | RS Means | 2023 |  | No
Refrigerator |  | Deep Freeze (Minimum) |  |  |  | 30 |  | 30 |  | 950 | 2 | 59.5 |  |  |  |  | RS Means | 2023 |  | No
Refrigerator |  | Deep Freeze (Maximum) |  |  |  | 30 |  | 30 |  | 1250 | 5.333 | 159 |  |  |  |  | RS Means | 2023 |  | No
Refrigerator |  | Refrigerator |  |  |  | 6 |  | 6 |  | 275 | 1.067 | 31.5 |  |  |  |  | RS Means | 2023 |  | No
Refrigerator |  | Refrigerator (Minimum) |  |  |  | 11 |  | 11 |  | 810 | 1.6 | 47.5 |  |  |  |  | RS Means | 2023 |  | No
Refrigerator |  | Refrigerator (Maximum) |  |  |  | 11 |  | 11 |  | 605 | 2.667 | 79.5 |  |  |  |  | RS Means | 2023 |  | No
Refrigerator |  | Refrigerator (Minimum) |  |  |  | 15 |  | 15 |  | 710 | 1.778 | 53 |  |  |  |  | RS Means | 2023 |  | No
Refrigerator |  | Refrigerator (Maximum) |  |  |  | 15 |  | 15 |  | 750 | 3.2 | 95 |  |  |  |  | RS Means | 2023 |  | No
Refrigerator |  | Refrigerator (Minimum) |  |  |  | 19 |  | 19 |  | 745 | 2 | 59.5 |  |  |  |  | RS Means | 2023 |  | No
Refrigerator |  | Refrigerator (Maximum) |  |  |  | 19 |  | 19 |  | 750 | 4 | 119 |  |  |  |  | RS Means | 2023 |  | No
Refrigerator |  | Refrigerator (Minimum) |  |  |  | 25 |  | 25 |  | 1700 | 2.286 | 68 |  |  |  |  | RS Means | 2023 |  | No
Refrigerator |  | Refrigerator (Maximum) |  |  |  | 25 |  | 25 |  | 2225 | 5.333 | 159 |  |  |  |  | RS Means | 2023 |  | No
Refrigerator |  | Refrigerator, Energy Star (Minimum) |  |  |  | 18 |  | 18 |  | 2000 | 4 | 155 |  |  |  |  | RS Means | 2023 |  | No
Refrigerator |  | Refrigerator, Energy Star (Maximum) |  |  |  | 18 |  | 18 |  | 680 | 8 | 310 |  |  |  |  | RS Means | 2023 |  | No
Refrigerator |  | Refrigerator, Energy Star (Minimum) |  |  |  | 21.7 |  | 21.7 |  | 1750 | 4 | 155 |  |  |  |  | RS Means | 2023 |  | No
Refrigerator |  | Refrigerator, Energy Star (Maximum) |  |  |  | 21.7 |  | 21.7 |  | 3400 | 4 | 155 |  |  |  |  | RS Means | 2023 |  | No
Refrigerator |  | Refrigerator | [12 empty] | 400 |  | LBNL Cost of Decarbonization | 2011 |  | No
Refrigerator |  | Refrigerator | [14 empty] | LBNL Cost of Decarbonization | 2011 |  | No
Refrigerator |  | Refrigerator | [14 empty] | LBNL Cost of Decarbonization | 2011 |  | No
Refrigerator |  | Refrigerator | [14 empty] | LBNL Cost of Decarbonization | 2011 |  | No
Refrigerator |  | Refrigerator | [14 empty] | LBNL Cost of Decarbonization | 2011 |  | No
Refrigerator |  | Refrigerator | [14 empty] | LBNL Cost of Decarbonization | 2011 |  | No
Refrigerator |  | Refrigerator | [12 empty] | 980 |  | LBNL Cost of Decarbonization | 2011 |  | No
Refrigerator |  | Refrigerator | [12 empty] | 980 |  | LBNL Cost of Decarbonization | 2011 |  | No
Refrigerator |  | Refrigerator | [12 empty] | 350 |  | LBNL Cost of Decarbonization | 2011 |  | No
Refrigerator |  | Refrigerator | [12 empty] | 1200 |  | LBNL Cost of Decarbonization | 2011 |  | No
Refrigerator |  | Refrigerator | [14 empty] | LBNL Cost of Decarbonization | 2015 |  | No
Refrigerator |  | Refrigerator | [12 empty] | 528 |  | LBNL Cost of Decarbonization | 2011 |  | No
Refrigerator |  | Refrigerator | [12 empty] | 638 |  | LBNL Cost of Decarbonization | 2011 |  | No
Refrigerator |  | Refrigerator | [12 empty] | 638 |  | LBNL Cost of Decarbonization | 2011 |  | No
Refrigerator |  | Refrigerator | [12 empty] | 735 |  | LBNL Cost of Decarbonization | 2011 |  | No
Refrigerator |  | Refrigerator | [6 empty] | 577 | [5 empty] | 750 |  | LBNL Cost of Decarbonization | 2011 |  | No
Refrigerator |  | Refrigerator | [12 empty] | 735 |  | LBNL Cost of Decarbonization | 2011 |  | No
Refrigerator |  | Refrigerator | [6 empty] | 383 | [5 empty] | 592 |  | LBNL Cost of Decarbonization | 2011 |  | No
Refrigerator |  | Refrigerator | [6 empty] | 378 | [5 empty] | 750 |  | LBNL Cost of Decarbonization | 2011 |  | No
Refrigerator |  | Refrigerator | [6 empty] | 378 | [7 empty] | LBNL Cost of Decarbonization | 2011 |  | No
Refrigerator |  | Refrigerator | [6 empty] | 416 | [5 empty] | 1200 |  | LBNL Cost of Decarbonization | 2011 |  | No
Refrigerator |  | Refrigerator | [6 empty] | 479 | [5 empty] | 735 |  | LBNL Cost of Decarbonization | 2011 |  | No
Refrigerator |  | Refrigerator | [12 empty] | 758 |  | LBNL Cost of Decarbonization | 2011 |  | No
Refrigerator |  | Refrigerator | [12 empty] | 937 |  | LBNL Cost of Decarbonization | 2011 |  | No
Refrigerator |  | Refrigerator | [12 empty] | 750 |  | LBNL Cost of Decarbonization | 2011 |  | No
Refrigerator |  | Refrigerator | [12 empty] | 950 |  | LBNL Cost of Decarbonization | 2010 |  | No
Refrigerator |  | Refrigerator | [12 empty] | 937 |  | LBNL Cost of Decarbonization | 2011 |  | No
Refrigerator |  | Refrigerator | [12 empty] | 638 |  | LBNL Cost of Decarbonization | 2010 |  | No
Refrigerator |  | Refrigerator | [12 empty] | 475 |  | LBNL Cost of Decarbonization | 2011 |  | No
Refrigerator |  | Refrigerator | [12 empty] | 725 |  | LBNL Cost of Decarbonization | 2011 |  | No
Refrigerator |  | Refrigerator | [6 empty] | 383 | [5 empty] | 735 |  | LBNL Cost of Decarbonization | 2011 |  | No
Refrigerator |  | Refrigerator | [12 empty] | 750 |  | LBNL Cost of Decarbonization | 2011 |  | No
Refrigerator |  | Refrigerator | [6 empty] | 383 | [5 empty] | 735 |  | LBNL Cost of Decarbonization | 2011 |  | No
Refrigerator |  | Refrigerator | [6 empty] | 577 | [5 empty] | 750 |  | LBNL Cost of Decarbonization | 2011 |  | No
Refrigerator |  | Refrigerator | [12 empty] | 725 |  | LBNL Cost of Decarbonization | 2010 |  | No
Refrigerator |  | Refrigerator | [6 empty] | 577 | [5 empty] | 735 |  | LBNL Cost of Decarbonization | 2011 |  | No
Refrigerator |  | Refrigerator | [6 empty] | 378 | [7 empty] | LBNL Cost of Decarbonization | 2012 |  | No
Refrigerator |  | Refrigerator | [6 empty] | 378 | [5 empty] | 575 |  | LBNL Cost of Decarbonization | 2010 |  | No
Refrigerator |  | Refrigerator | [12 empty] | 750 |  | LBNL Cost of Decarbonization | 2010 |  | No
Refrigerator |  | Refrigerator | [6 empty] | 479 | [5 empty] | 725 |  | LBNL Cost of Decarbonization | 2011 |  | No
Refrigerator |  | Refrigerator | [6 empty] | 416 | [5 empty] | 600 |  | LBNL Cost of Decarbonization | 2011 |  | No
Refrigerator |  | Refrigerator | [12 empty] | 937 |  | LBNL Cost of Decarbonization | 2010 |  | No
Refrigerator |  | Refrigerator | [6 empty] | 378 | [7 empty] | LBNL Cost of Decarbonization | 2012 |  | No
Refrigerator |  | Refrigerator | [6 empty] | 335 | [5 empty] | 592 |  | LBNL Cost of Decarbonization | 2011 |  | No
Refrigerator |  | Refrigerator | [12 empty] | 940 |  | LBNL Cost of Decarbonization | 2012 |  | No
Refrigerator |  | Refrigerator | [6 empty] | 383 | [5 empty] | 735 |  | LBNL Cost of Decarbonization | 2010 |  | No
Refrigerator |  | Refrigerator | [12 empty] | 750 |  | LBNL Cost of Decarbonization | 2010 |  | No
Refrigerator |  | Refrigerator | [6 empty] | 404 | [5 empty] | 1049 |  | LBNL Cost of Decarbonization | 2013 |  | No
Refrigerator |  | Refrigerator | [6 empty] | 502 | [5 empty] | 1240 |  | LBNL Cost of Decarbonization | 2013 |  | No
Refrigerator |  | Refrigerator | [6 empty] | 502 | [5 empty] | 1336 |  | LBNL Cost of Decarbonization | 2013 |  | No
Refrigerator |  | Refrigerator | [12 empty] | 944 |  | LBNL Cost of Decarbonization | 2016 |  | No
Refrigerator |  | Refrigerator | [14 empty] | LBNL Cost of Decarbonization | 2019 |  | No
Refrigerator |  | Refrigerator | [14 empty] | LBNL Cost of Decarbonization | 2019 |  | No
Refrigerator |  | Refrigerator, Bottom freezer |  |  |  | 22 |  | 22 | [6 empty] | 2605 |  | LBNL Cost of Decarbonization | 2015 |  | No
Refrigerator |  | Refrigerator | [12 empty] | 701 |  | LBNL Cost of Decarbonization |  |  | No
Refrigerator |  | Refrigerator, Top freezer |  |  |  | 21 |  | 21 | [6 empty] | 838 |  | LBNL Cost of Decarbonization | 2012 |  | No
Refrigerator |  | Refrigerator | [12 empty] | 3050 |  | LBNL Cost of Decarbonization | 2015 |  | No
Refrigerator |  | Refrigerator | [14 empty] | LBNL Cost of Decarbonization | 2015 |  | No
Refrigerator |  | Refrigerator, Top freezer |  |  |  | 18 |  | 18 | [6 empty] | 532.78 |  | LBNL Cost of Decarbonization | 2017 |  | No
Refrigerator |  | Refrigerator, Top freezer |  |  |  | 21 |  | 21 | [6 empty] | 804 |  | LBNL Cost of Decarbonization | 2012 |  | No
Refrigerator |  | Refrigerator | [12 empty] | 803 |  | LBNL Cost of Decarbonization | 2013 |  | No
Refrigerator |  | Refrigerator, Bottom freezer |  |  |  | 22 |  | 22 | [6 empty] | 1047 |  | LBNL Cost of Decarbonization | 2018 |  | No
Refrigerator |  |  | Side by Side |  |  | 26 |  | 26 |  | 1248.07 | 2 | 297 | 1 | 192.91 |  | Low - Urban NY (NYC): 10162 | Homewyse | 2023 | https://www.homewyse.com/services/cost_to_install_refrigerator.html | No
Refrigerator |  |  | Side by Side |  |  | 26 |  | 26 |  | 2735.33 | 2 | 432 | 1 | 422.61 |  | High - Urban NY (NYC): 10162 | Homewyse | 2023 | https://www.homewyse.com/services/cost_to_install_refrigerator.html | No
Refrigerator |  |  | Side by Side |  |  | 26 |  | 26 |  | 1165 | 2 | 206.9 | 1 | 135.35 |  | Low - Rural NY: 13045 | Homewyse | 2023 | https://www.homewyse.com/services/cost_to_install_refrigerator.html | No
Refrigerator |  |  | Side by Side |  |  | 26 |  | 26 |  | 2552 | 2 | 299.27 | 1 | 291.61 |  | High - Rural NY: 13045 | Homewyse | 2023 | https://www.homewyse.com/services/cost_to_install_refrigerator.html | No
Refrigerator |  |  | Side by Side |  |  | 26 |  | 26 |  | 1200 | 2 | 244.78 | 1 | 159.55 |  | Low - Urban IL (Chicago): 60654 | Homewyse | 2023 | https://www.homewyse.com/services/cost_to_install_refrigerator.html | No
Refrigerator |  |  | Side by Side |  |  | 26 |  | 26 |  | 2629 | 2 | 355.17 | 1 | 346.69 |  | High - Urban IL (Chicago): 60654 | Homewyse | 2023 | https://www.homewyse.com/services/cost_to_install_refrigerator.html | No
Refrigerator |  |  | Side by Side |  |  | 26 |  | 26 |  | 1172.47 | 2 | 215.38 | 1 | 140.77 |  | Low - Rural IL: 62824 | Homewyse | 2023 | https://www.homewyse.com/services/cost_to_install_refrigerator.html | No
Refrigerator |  |  | Side by Side |  |  | 26 |  | 26 |  | 2569.65 | 2 | 311.78 | 1 | 303.94 |  | High - Rural IL: 62824 | Homewyse | 2023 | https://www.homewyse.com/services/cost_to_install_refrigerator.html | No
Refrigerator |  |  | Side by Side |  |  | 26 |  | 26 |  | 1151 | 2 | 192 | 1 | 125.84 |  | Low - Urban TX (Houston): 77081 | Homewyse | 2023 | https://www.homewyse.com/services/cost_to_install_refrigerator.html | No
Refrigerator |  |  | Side by Side |  |  | 26 |  | 26 |  | 2522 | 2 | 277.3 | 1 | 269.95 |  | High - Urban TX (Houston): 77081 | Homewyse | 2023 | https://www.homewyse.com/services/cost_to_install_refrigerator.html | No
Refrigerator |  |  | Side by Side |  |  | 26 |  | 26 |  | 1150 | 2 | 191.63 | 1 | 125.6 |  | Low - Rural TX: 75803 | Homewyse | 2023 | https://www.homewyse.com/services/cost_to_install_refrigerator.html | No
Refrigerator |  |  | Side by Side |  |  | 26 |  | 26 |  | 2521 | 2 | 276.75 | 1 | 269.41 |  | High - Rural TX: 75803 | Homewyse | 2023 | https://www.homewyse.com/services/cost_to_install_refrigerator.html | No
Refrigerator |  |  | Side by Side |  |  | 26 |  | 26 |  | 1154 | 2 | 195.21 | 1 | 127.88 |  | Low - Urban GA (Atlanta): 30332 | Homewyse | 2023 | https://www.homewyse.com/services/cost_to_install_refrigerator.html | No
Refrigerator |  |  | Side by Side |  |  | 26 |  | 26 |  | 2529 | 2 | 282.03 | 1 | 274.61 |  | High - Urban GA (Atlanta): 30332 | Homewyse | 2023 | https://www.homewyse.com/services/cost_to_install_refrigerator.html | No
Refrigerator |  |  | Side by Side |  |  | 26 |  | 26 |  | 1140 | 2 | 180.32 | 1 | 118.37 |  | Low - Rural GA: 31021 | Homewyse | 2023 | https://www.homewyse.com/services/cost_to_install_refrigerator.html | No
Refrigerator |  |  | Side by Side |  |  | 26 |  | 26 |  | 2498 | 2 | 260.06 | 1 | 252.96 |  | High - Rural GA: 31021 | Homewyse | 2023 | https://www.homewyse.com/services/cost_to_install_refrigerator.html | No
Refrigerator |  |  | Side by Side |  |  | 26 |  | 26 |  | 1192 | 2 | 235.92 | 1 | 153.89 |  | Low - Urban CA (Los Angles): 90057 | Homewyse | 2023 | https://www.homewyse.com/services/cost_to_install_refrigerator.html | No
Refrigerator |  |  | Side by Side |  |  | 26 |  | 26 |  | 2611 | 2 | 342.1 | 1 | 333.81 |  | High - Urban CA (Los Angles): 90057 | Homewyse | 2023 | https://www.homewyse.com/services/cost_to_install_refrigerator.html | No
Refrigerator |  |  | Side by Side |  |  | 26 |  | 26 |  | 1182 | 2 | 225.75 | 1 | 147.39 |  | Low - Rural CA: 95482 | Homewyse | 2023 | https://www.homewyse.com/services/cost_to_install_refrigerator.html | No
Refrigerator |  |  | Side by Side |  |  | 26 |  | 26 |  | 2591 | 2 | 327.08 | 1 | 319.01 |  | High - Rural CA: 95482 | Homewyse | 2023 | https://www.homewyse.com/services/cost_to_install_refrigerator.html | No
Refrigerator | French Door |  | French Door Refrigerator |  |  | 9.5 | 5.3 | 18.1 | 483 | 2046.15 | [6 empty] | Home Depot | 2023 | https://www.homedepot.com/p/Summit-Appliance-27-5-in-W-14-8-cu-ft-French-Door-Refrigerator-in-Stainless-Steel-Counter-Depth-FDRD152PL/318667254 | Yes
Refrigerator | French Door |  | French Door Refrigerator |  |  | 12.2 | 5.4 | 21 | 484 | 1398 | [6 empty] | Home Depot | 2023 | https://www.homedepot.com/p/Frigidaire-31-5-in-17-6-cu-ft-Counter-Depth-French-Door-Refrigerator-brushed-steel-FRFG1723AV/318840093 | Yes
Refrigerator | French Door |  | French Door Refrigerator |  |  | 15 | 6 | 24.8 | 499 | 3418 | [6 empty] | Home Depot | 2023 | https://www.homedepot.com/p/Bosch-800-Series-36-in-21-cu-ft-Smart-Counter-Depth-French-Door-Recessed-Handle-Refrigerator-in-Stainless-Steel-w-Ice-Water-B36CL80ENS/310324783 | Yes
Refrigerator | French Door |  | French Door Refrigerator |  |  | 15 | 6 | 24.8 | 499 | 3378 | [6 empty] | Home Depot | 2023 | https://www.homedepot.com/p/Bosch-800-Series-36-in-21-cu-ft-Smart-Counter-Depth-French-Door-Refrigerator-in-Black-Stainless-Steel-Internal-Water-Ice-B36CT80SNB/310324804 | Yes
Refrigerator | French Door |  | French Door Refrigerator |  |  | 15 | 6 | 24.8 | 499 | 3328 | [6 empty] | Home Depot | 2023 | https://www.homedepot.com/p/Bosch-800-Series-36-in-21-cu-ft-Smart-Counter-Depth-French-Door-Bar-Handle-Refrigerator-in-Stainless-Steel-with-Ice-and-Water-B36CL80SNS/310324797 | Yes
Refrigerator | French Door |  | French Door Refrigerator |  |  | 11.9 | 5.5 | 20.9 | 507 | 1198 | [6 empty] | Home Depot | 2023 | https://www.homedepot.com/p/Frigidaire-17-4-cu-ft-4-Door-Refrigerator-in-Brushed-Steel-FRQG1721AV/316371838 | Yes
Refrigerator | French Door |  | French Door Refrigerator |  |  | 12.4 | 6.53 | 23 | 528 | 1399 | [6 empty] | Home Depot | 2023 | https://www.homedepot.com/p/Forno-Bovino-33-in-19-cu-ft-French-Door-No-Frost-Refrigerator-in-Stainless-Steel-FFFFD1907-33SB/312994396 | Yes
Refrigerator | French Door |  | French Door Refrigerator |  |  | 12.1 | 7.1 | 23.7 | 539 | 1799 | [6 empty] | Home Depot | 2023 | https://www.homedepot.com/p/Forno-Moena-36-in-19-2-cu-ft-French-Door-Refrigerator-with-Ice-Maker-in-Stainless-Steel-FFRBI1820-36SB/314019442 | Yes
Refrigerator | French Door |  | French Door Refrigerator |  |  | 14.2 | 6.1 | 24.1 | 539 | 1999 | [6 empty] | Home Depot | 2023 | https://www.homedepot.com/p/Hallman-36-in-FS-French-Door-Total-20-3-cu-ft-Refrigerator-14-2-Bottom-Freezer-6-1-Automatic-Icemaker-Stainless-Steel-HRFSFDBM36SS/326072799 | Yes
Refrigerator | French Door |  | French Door Refrigerator |  |  | 11.7 | 5.8 | 21.2 | 540 | 1698 | [6 empty] | Home Depot | 2023 | https://www.homedepot.com/p/Samsung-17-5-cu-ft-3-Door-French-Door-Smart-Refrigerator-in-Stainless-Steel-Counter-Depth-RF18A5101SR/315868024 | Yes
Refrigerator | French Door |  | French Door Refrigerator |  |  | 13.6 | 5.01 | 21.8 | 547 | 2699 | [6 empty] | Home Depot | 2023 | https://www.homedepot.com/p/Cafe-18-6-cu-ft-French-Door-Refrigerator-in-Matte-White-Fingerprint-Resistant-Counter-Depth-and-ENERGY-STAR-CWE19SP4NW2/310218839 | Yes
Refrigerator | French Door |  | French Door Refrigerator |  |  | 13.48 | 6.53 | 24.1 | 560 | 3099 | [6 empty] | Home Depot | 2023 | https://www.homedepot.com/p/Forno-Salerno-36-in-Side-by-Side-French-Door-Refrigerator-with-Decorative-Grill-in-Stainless-Steel-FFRBI1844-40SG/325214758 | Yes
Refrigerator | French Door |  | French Door Refrigerator |  |  | 14.4 | 5.62 | 23.6 | 563 | 2519 | [6 empty] | Home Depot | 2023 | https://www.homedepot.com/p/KitchenAid-20-cu-ft-French-Door-Refrigerator-in-Stainless-Steel-Counter-Depth-KRFC300ESS/205905754 | Yes
Refrigerator | French Door |  | French Door Refrigerator |  |  | 14.5 | 6 | 24.3 | 568 | 4318 | [6 empty] | Home Depot | 2023 | https://www.homedepot.com/p/Bosch-800-Series-36-in-21-cu-ft-Smart-Counter-Depth-French-Door-Refrigerator-in-Stainless-Steel-with-Beverage-Cooler-Drawer-B36CL81ENG/314916319 | Yes
Refrigerator | French Door |  | French Door Refrigerator |  |  | 12.9 | 6.4 | 23.3 | 569 | 2398 | [6 empty] | Home Depot | 2023 | https://www.homedepot.com/p/KitchenAid-19-4-cu-ft-36-in-W-Counter-Depth-4-Door-Refrigerator-with-PrintShield-Finish-KRQC506MPS/324849975 | Yes
Refrigerator | French Door |  | French Door Refrigerator |  |  | 15 | 6 | 24.8 | 570 | 3238 | [6 empty] | Home Depot | 2023 | https://www.homedepot.com/p/Bosch-800-Series-20-8-cu-ft-Smart-Counter-Depth-French-Door-Refrigerator-w-Internal-Water-Dispenser-Ice-in-Stainless-Steel-B36CT81ENS/325347136 | Yes
Refrigerator | French Door |  | French Door Refrigerator |  |  | 17.44 | 7.28 | 29.3 | 571 | 1498 | [6 empty] | Home Depot | 2023 | https://www.homedepot.com/p/GE-24-7-cu-ft-French-Door-Refrigerator-in-Fingerprint-Resistant-Stainless-Steel-ENERGY-STAR-GNE25JYKFS/319236498 | Yes
Refrigerator | French Door |  | French Door Refrigerator |  |  | 13.8 | 6 | 23.6 | 579 | 9899 | [6 empty] | Home Depot | 2023 | https://www.homedepot.com/p/Bosch-Benchmark-Benchmark-Series-36-in-W-19-4-cu-ft-Built-In-Smart-French-Door-Refrigerator-in-Stainless-Steel-Counter-Depth-B36BT935NS/315174234 | Yes
Refrigerator | French Door |  | French Door Refrigerator |  |  | 15 | 7 | 26.4 | 585 | 2198 | [6 empty] | Home Depot | 2023 | https://www.homedepot.com/p/Samsung-22-cu-ft-3-Door-French-Door-Smart-Refrigerator-with-Water-Dispenser-in-Fingerprint-Resistant-Stainless-Steel-RF22A4221SR/318307173 | Yes
Refrigerator | French Door |  | French Door Refrigerator |  |  | 14 | 5.6 | 23.1 | 587 | 9599.95 | [6 empty] | Home Depot | 2023 | https://www.homedepot.com/p/ZLINE-Kitchen-and-Bath-Autograph-Edition-36-in-3-Door-French-Door-Refrigerator-with-Gold-in-Black-Stainless-Steel-RBIVZ-BS-36-G/326687798 | Yes
Refrigerator | French Door |  | French Door Refrigerator |  |  | 14 | 5.6 | 23.1 | 587 | 8999.95 | [6 empty] | Home Depot | 2023 | https://www.homedepot.com/p/ZLINE-Kitchen-and-Bath-36-in-3-Door-French-Door-Refrigerator-with-Internal-Ice-Water-Dispenser-with-Matte-White-Panels-RBIV-WM-36/326336193 | Yes
Refrigerator | French Door |  | French Door Refrigerator |  |  | 17.4 | 11.6 | 36.3 |  | 3282 | [6 empty] | Home Depot | 2023 | https://custom.homedepot.com/p/custom-blinds/Samsung-BESPOKE-French-Door-Smart-Refrigerator-with-Customizable-Panels/317168928 | No
Refrigerator | French Door |  | French Door Refrigerator |  |  | 14.5 | 7.1 | 26.1 | 587 | 1398 | [6 empty] | Home Depot | 2023 | https://www.homedepot.com/p/LG-30-in-W-22-cu-ft-French-Door-Refrigerator-with-Ice-Maker-in-Stainless-Steel-LFCS22520S/206452443 | Yes
Refrigerator | French Door |  | French Door Refrigerator |  |  | 14.5 | 7.3 | 26.4 | 587 | 1998 | [6 empty] | Home Depot | 2023 | https://www.homedepot.com/p/LG-30-in-W-22-cu-ft-French-Door-Refrigerator-with-Water-Dispenser-in-Stainless-Steel-LFDS22520S/304416120 | Yes
Refrigerator | French Door |  | French Door Refrigerator |  |  | 15.87 | 6.61 | 26.6 | 588 | 4339.95 | [6 empty] | Home Depot | 2023 | https://www.homedepot.com/p/ZLINE-Kitchen-and-Bath-36-22-5-cu-ft-French-Door-Refrigerator-with-Ice-Maker-and-Water-Filter-in-Fingerprint-Resistant-Black-Stainless-Steel-RFM-36-WF-BS/322590977 | Yes
Refrigerator | French Door |  | French Door Refrigerator |  |  | 15.87 | 6.61 | 26.6 | 588 | 4039.95 | [6 empty] | Home Depot | 2023 | https://www.homedepot.com/p/ZLINE-Kitchen-and-Bath-36-in-22-5-cu-ft-4-Door-French-Door-Refrigerator-with-Ice-Maker-Water-Filter-in-Fingerprint-Resistant-Stainless-Steel-RFM-WF-36/322590308 | Yes
Refrigerator | French Door |  | French Door Refrigerator |  |  | 15.9 | 6.6 | 26.7 | 588 | 4139.96 | [6 empty] | Home Depot | 2023 | https://www.homedepot.com/p/ZLINE-Kitchen-and-Bath-Autograph-Edition-36-in-4-Door-French-Door-Refrigerator-with-Ice-Maker-in-Black-Stainless-Steel-Polished-Gold-RFMZ-36-BS-G/321829067 | Yes
Refrigerator | French Door |  | French Door Refrigerator |  |  | 15.9 | 6.6 | 26.7 | 588 | 4139.96 | [6 empty] | Home Depot | 2023 | https://www.homedepot.com/p/ZLINE-Kitchen-and-Bath-Autograph-Edition-36-in-4-Door-French-Door-Refrigerator-with-Square-Champagne-Bronze-Handles-in-Black-Stainless-Steel-RFMZ-36-BS-FCB/326210872 | Yes
Refrigerator | French Door |  | French Door Refrigerator |  |  | 15.9 | 6.6 | 26.7 | 588 | 3869.96 | [6 empty] | Home Depot | 2023 | https://www.homedepot.com/p/ZLINE-Kitchen-and-Bath-36-Autograph-Edition-Freestanding-French-Door-Refrigerator-with-Ice-Maker-in-Stainless-Steel-Champagne-Bronze-RFMZ-36-CB/321829185 | Yes
Refrigerator | French Door |  | French Door Refrigerator |  |  | 15.9 | 6.6 | 26.7 | 588 | 3869.96 | [6 empty] | Home Depot | 2023 | https://www.homedepot.com/p/ZLINE-Kitchen-and-Bath-Autograph-Edition-36-in-4-Door-French-Door-Refrigerator-with-Square-Champagne-Bronze-Handles-in-Stainless-Steel-RFMZ-36-FCB/326210884 | Yes
Refrigerator | French Door |  | French Door Refrigerator |  |  | 15.9 | 6.6 | 26.7 | 588 | 1994.99 | [6 empty] | Home Depot | 2023 | https://www.homedepot.com/p/Cosmo-22-5-cu-ft-4-Door-French-Door-Refrigerator-with-Recessed-Handle-in-Stainless-Steel-Counter-Depth-COS-FDR225RHSS/310281824 | Yes
Refrigerator | French Door |  | French Door Refrigerator |  |  | 15.9 | 6.6 | 26.7 | 588 | 1979.99 | [6 empty] | Home Depot | 2023 | https://www.homedepot.com/p/Cosmo-22-5-cu-ft-4-Door-French-Door-Refrigerator-with-Pull-Handle-in-Stainless-Steel-Counter-Depth-COS-FDR225RHSSG/317565632 | Yes
Refrigerator | French Door |  | French Door Refrigerator |  |  | 14 | 5.6 | 23.1 | 589 | 7641.5 | [6 empty] | Home Depot | 2023 | https://www.homedepot.com/p/Kucht-36-in-Width-19-6-cu-ft-French-Door-Built-In-Refrigerator-in-Custom-Panel-Ready-Counter-Depth-KR365FD/322788939 | Yes
Refrigerator | French Door |  | French Door Refrigerator |  |  | 15.5 | 6.9 | 26.7 | 590 | 2199.99 | [6 empty] | Home Depot | 2023 | https://www.homedepot.com/p/Cosmo-22-4-cu-ft-3-Door-French-Door-Refrigerator-with-Water-Dispenser-and-Ice-Maker-in-Stainless-Steel-Counter-Depth-COS-FDR223GWSS/324158419 | Yes
Refrigerator | French Door |  | French Door Refrigerator |  |  | 15.9 | 7.16 | 27.6 | 596 | 3419 | [6 empty] | Home Depot | 2023 | https://www.homedepot.com/p/Cafe-23-1-cu-ft-Smart-French-Door-Refrigerator-in-Matte-White-Counter-Depth-and-ENERGY-STAR-CWE23SP4MW2/306337626 | Yes
Refrigerator | French Door |  | French Door Refrigerator |  |  | 23.1 | 7.16 | 34.8 | 596 | 2699 | [6 empty] | Home Depot | 2023 | https://www.homedepot.com/p/GE-23-1-cu-ft-French-Door-Refrigerator-in-Fingerprint-Resistant-Stainless-Steel-Counter-Depth-and-ENERGY-STAR-GWE23GYNFS/312920902 | Yes
Refrigerator | French Door |  | French Door Refrigerator |  |  | 17.4 | 7.28 | 29.3 | 609 | 1799 | [6 empty] | Home Depot | 2023 | https://www.homedepot.com/p/GE-24-7-cu-ft-French-Door-Refrigerator-in-White-ENERGY-STAR-GNE25JGKWW/206875949 | Yes
Refrigerator | French Door |  | French Door Refrigerator |  |  | 17.8 | 7.44 | 29.9 | 615 | 2159 | [6 empty] | Home Depot | 2023 | https://www.homedepot.com/p/Whirlpool-25-2-cu-ft-French-Door-Refrigerator-in-Fingerprint-Resistant-Stainless-Steel-with-Internal-Water-Dispenser-WRF535SWHZ/301688547 | Yes
Refrigerator | French Door |  | French Door Refrigerator |  |  | 17.8 | 7.44 | 29.9 | 615 | 2159 | [6 empty] | Home Depot | 2023 | https://www.homedepot.com/p/Whirlpool-25-2-cu-ft-French-Door-Refrigerator-in-White-with-Internal-Water-Dispenser-WRF535SWHW/301857916 | Yes
Refrigerator | French Door |  | French Door Refrigerator |  |  | 13.3 | 6.34 | 23.6 | 618 | 1798 | [6 empty] | Home Depot | 2023 | https://www.homedepot.com/p/Whirlpool-19-7-cu-ft-French-Door-Refrigerator-in-Fingerprint-Resistant-Stainless-Steel-WRF560SEHZ/305608916 | Yes
Refrigerator | French Door | Hisense 26.6-cu ft French Door Refrigerator with Ice Maker (Fingerprint Resistant Stainless Steel) ENERGY STAR | French Door, Bottom Drawer | Frost Free | Water | 18.8 | 7.8 | 31.514 | 628 | 1899 | [6 empty] | Lowe's | 2023 | https://www.lowes.com/pd/Hisense/5013345079 | Yes
Refrigerator | French Door |  | French Door Refrigerator |  |  | 17.9 | 8.6 | 31.9 | 632 | 2499 | [6 empty] | Home Depot | 2023 | https://www.homedepot.com/p/LG-STUDIO-26-5-cu-ft-Counter-Depth-3-Door-French-Door-Refrigerator-with-Water-and-Ice-in-PrintProof-Stainless-Steel-SRFB27S3/325851077 | Yes
Refrigerator | French Door |  | French Door Refrigerator |  |  | 17.8 | 8.7 | 32 | 632 | 1998 | [6 empty] | Home Depot | 2023 | https://www.homedepot.com/p/LG-27-cu-ft-Smart-Counter-Depth-MAX-French-Door-Refrigerator-with-Internal-Water-Dispenser-in-PrintProof-Stainless-Steel-LRFLC2706S/322038211 | Yes
Refrigerator | French Door |  | French Door Refrigerator |  |  | 18.8 | 8.18 | 32.1 | 633 | 1498 | [6 empty] | Home Depot | 2023 | https://www.homedepot.com/p/GE-27-cu-ft-French-Door-Refrigerator-in-Fingerprint-Resistant-Stainless-with-Internal-Dispenser-ENERGY-STAR-GNE27JYMFS/320243591 | Yes
Refrigerator | French Door | GE 27-cu ft French Door Refrigerator with Ice Maker (Fingerprint-resistant Stainless Steel) ENERGY STAR | French Door, Bottom Drawer | Frost Free | Water | 18.81 | 8.18 | 32.1434 | 633 | 1599 | [6 empty] | Lowe's | 2023 | https://www.lowes.com/pd/GE-27-cu-ft-French-Door-Refrigerator-with-Ice-Maker-Fingerprint-resistant-Stainless-Steel-ENERGY-STAR/5013703269 | Yes
Refrigerator | French Door |  | French Door Refrigerator |  |  | 14.1 | 8.8 | 28.4 | 635 | 3498 | [6 empty] | Home Depot | 2023 | https://www.homedepot.com/p/Samsung-22-9-cu-ft-4-Door-Flex-French-Door-Smart-Refrigerator-in-Fingerprint-Resistant-Stainless-Steel-Counter-Depth-RF23A9071SR/315878886 | Yes
Refrigerator | French Door |  | French Door Refrigerator |  |  | 16.5 | 8 | 29.5 | 643 | 2398 | [6 empty] | Home Depot | 2023 | https://www.homedepot.com/p/Samsung-33-in-W-25-cu-ft-3-Door-French-Door-Smart-Refrigerator-in-Stainless-Steel-with-Beverage-Center-and-Dual-Ice-RF25C5551SR/324168543 | Yes
Refrigerator | French Door |  | French Door Refrigerator |  |  | 16.5 | 8 | 29.5 | 643 | 1898 | [6 empty] | Home Depot | 2023 | https://www.homedepot.com/p/Samsung-33-in-W-24-5-cu-ft-3-Door-French-Door-Smart-Refrigerator-in-Stainless-Steel-with-Dual-Icemaker-RF25C5151SR/324168599 | Yes
Refrigerator | French Door |  | French Door Refrigerator |  |  | 19.4 | 9.3 | 34.6 | 643 | 1498 | [6 empty] | Home Depot | 2023 | https://www.homedepot.com/p/LG-29-cu-ft-3-Door-French-Door-Refrigerator-in-Stainless-Steel-with-Door-Cooling-and-Internal-Ice-Dispenser-LRFCS29D6S/322961677 | Yes
Refrigerator | French Door |  | French Door Refrigerator |  |  | 19.6 | 8.6 | 33.6 | 645 | 2199 | [6 empty] | Home Depot | 2023 | https://www.homedepot.com/p/Samsung-35-75-in-W-28-2-cu-ft-3-Door-French-Door-Refrigerator-in-Fingerprint-Resistant-Stainless-Steel-Standard-Depth-RF28T5001SR/314024432 | Yes
Refrigerator | French Door | Samsung 28.2-cu ft French Door Refrigerator with Ice Maker (Fingerprint Resistant Stainless Steel) ENERGY STAR | French Door, Bottom Drawer | Frost Free | None | 19.6 | 8.6 | 33.618 | 645 | 1499 | [6 empty] | Lowe's | 2023 | https://www.lowes.com/pd/Samsung-19-6-cu-ft-French-Door-Refrigerator-with-Ice-Maker-Fingerprint-Resistant-Stainless-Steel-ENERGY-STAR/1003081538 | Yes
Refrigerator | French Door |  | French Door Refrigerator |  |  | 16.7 | 7.3 | 28.6 | 649 | 2048 | [6 empty] | Home Depot | 2023 | https://www.homedepot.com/p/FRIGIDAIRE-GALLERY-36-in-27-2-cu-ft-4-Door-French-Door-Standard-Depth-Refrigerator-in-Stainless-Steel-with-Internal-Water-Dispenser-GRMN2872AF/324699875 | Yes
Refrigerator | French Door |  | French Door Refrigerator |  |  | 19.5 | 9.5 | 35 | 653 | 1698 | [6 empty] | Home Depot | 2023 | https://www.homedepot.com/p/LG-29-cu-ft-French-Door-Refrigerator-w-Multi-Air-Flow-SmartPull-Handle-and-ENERGY-STAR-in-PrintProof-Stainless-Steel-LRFWS2906S/315845275 | Yes
Refrigerator | French Door |  | French Door Refrigerator |  |  | 15.3 | 5.56 | 24.4 | 656 | 9799 | [6 empty] | Home Depot | 2023 | https://www.homedepot.com/p/KitchenAid-20-8-cu-ft-Built-In-French-Door-Refrigerator-in-Black-Stainless-with-Platinum-Interior-KBFN506EBS/301728203 | Yes
Refrigerator | French Door |  | French Door Refrigerator |  |  | 15.2 | 6.4 | 25.6 | 656 | 3198 | [6 empty] | Home Depot | 2023 | https://www.homedepot.com/p/Bosch-500-Series-36-in-22-cu-ft-Smart-Counter-Depth-French-Door-Refrigerator-in-Black-Stainless-Steel-Internal-Water-Ice-B36CD50SNB/314916700 | Yes
Refrigerator | French Door |  | French Door Refrigerator |  |  | 15.2 | 6.4 | 25.6 | 656 | 2968 | [6 empty] | Home Depot | 2023 | https://www.homedepot.com/p/Bosch-500-Series-36-in-22-cu-ft-Smart-Counter-Depth-French-Door-Refrigerator-in-Stainless-Steel-w-Fastest-Ice-Maker-Water-B36CD50SNS/314916227 | Yes
Refrigerator | French Door |  | French Door Refrigerator |  |  | 15 | 6.6 | 25.8 | 658 | 4839.95 | [6 empty] | Home Depot | 2023 | https://www.homedepot.com/p/ZLINE-Kitchen-and-Bath-36-Freestanding-French-Door-Refrigerator-with-Water-and-Ice-Dispenser-in-Black-Stainless-Steel-RFM-W-WF-36-BS/322600253 | Yes
Refrigerator | French Door |  | French Door Refrigerator |  |  | 15 | 6.6 | 25.8 | 658 | 4499.96 | [6 empty] | Home Depot | 2023 | https://www.homedepot.com/p/ZLINE-Kitchen-and-Bath-Autograph-Edition-36-in-4-Door-French-Door-Refrigerator-with-Ice-Water-Dispenser-in-Black-Stainless-Polished-Gold-RFMZ-W-36-BS-G/322523998 | Yes
Refrigerator | French Door |  | French Door Refrigerator |  |  | 15 | 6.6 | 25.8 | 658 | 4409.96 | [6 empty] | Home Depot | 2023 | https://www.homedepot.com/p/ZLINE-Kitchen-and-Bath-Autograph-Edition-36-in-4-Door-French-Door-Refrigerator-with-Square-Champagne-Bronze-Handles-in-Stainless-Steel-RFMZ-W-36-FCB/326210911 | Yes
Refrigerator | French Door |  | French Door Refrigerator |  |  | 15.1 | 7.2 | 26.8 | 665 | 3779 | [6 empty] | Home Depot | 2023 | https://www.homedepot.com/p/Cafe-22-2-cu-ft-Smart-French-Door-Refrigerator-with-Keurig-K-Cup-in-Stainless-Steel-Counter-Depth-ENERGY-STAR-CYE22UP2MS1/308802386 | Yes
Refrigerator | French Door |  | French Door Refrigerator |  |  | 15.1 | 7.16 | 26.8 | 665 | 3689 | [6 empty] | Home Depot | 2023 | https://www.homedepot.com/p/Cafe-22-2-cu-ft-Smart-French-Door-Refrigerator-with-Hot-Water-Dispenser-in-Matte-White-Counter-Depth-and-ENERGY-STAR-CYE22TP4MW2/306337253 | Yes
Refrigerator | French Door |  | French Door Refrigerator |  |  | 15.1 | 7.16 | 26.8 | 665 | 3599 | [6 empty] | Home Depot | 2023 | https://www.homedepot.com/p/GE-Profile-Profile-22-1-cu-ft-French-Door-Refrigerator-with-Kuerig-K-Cup-in-Fingerprint-Resistant-Stainless-Steel-Counter-Depth-PYE22PYNFS/312648547 | Yes
Refrigerator | French Door |  | French Door Refrigerator |  |  | 15.1 | 7.16 | 26.8 | 665 | 2598 | [6 empty] | Home Depot | 2023 | https://www.homedepot.com/p/GE-Profile-Profile-22-1-cu-ft-French-Door-Refrigerator-with-Autofill-in-Fingerprint-Resistant-Stainless-Steel-Counter-Depth-PYE22KYNFS/312648559 | Yes
Refrigerator | French Door |  | French Door Refrigerator |  |  | 13.1 | 5.8 | 22.6 | 668 | 1998 | [6 empty] | Home Depot | 2023 | https://www.homedepot.com/p/FRIGIDAIRE-GALLERY-21-5-cu-ft-4-Door-French-Door-Refrigerator-in-Stainless-Steel-Counter-Depth-GRMC2273CF/320628170 | Yes
Refrigerator | French Door |  | French Door Refrigerator |  |  | 13.1 | 5.2 | 21.6 | 671 | 2248 | [6 empty] | Home Depot | 2023 | https://www.homedepot.com/p/FRIGIDAIRE-GALLERY-36-in-Wide-21-5-cu-ft-Counter-Depth-4-Door-Refrigerator-in-Stainless-Steel-GRQC2255BF/322717415 | Yes
Refrigerator | French Door |  | French Door Refrigerator |  |  | 17.5 | 6.3 | 27.8 | 674 | 4139 | [6 empty] | Home Depot | 2023 | https://www.homedepot.com/p/Whirlpool-24-cu-ft-French-Door-Refrigerator-in-Black-Stainless-Counter-Depth-WRF954CIHV/301850224 | Yes
Refrigerator | French Door |  | French Door Refrigerator |  |  | 15.4 | 8.1 | 28.6 | 683 | 3899 | [6 empty] | Home Depot | 2023 | https://www.homedepot.com/p/LG-24-cu-ft-French-Door-Smart-Refrigerator-Dual-Ice-with-Craft-Ice-in-PrintProof-Black-Stainless-Steel-Counter-Depth-LRFXC2416D/312284270 | Yes
Refrigerator | French Door |  | French Door Refrigerator |  |  | 17.8 | 6.73 | 28.8 | 683 | 2098 | [6 empty] | Home Depot | 2023 | https://www.homedepot.com/p/Whirlpool-24-5-cu-ft-French-Door-Refrigerator-in-Fingerprint-Resistant-Stainless-Steel-WRX735SDHZ/301859152 | Yes
Refrigerator | French Door |  | French Door Refrigerator |  |  | 18 | 6.7 | 28.9 | 685 | 1898 | [6 empty] | Home Depot | 2023 | https://www.homedepot.com/p/Maytag-25-cu-ft-French-Door-Refrigerator-in-Fingerprint-Resistant-Stainless-Steel-MFI2570FEZ/207141766 | Yes
Refrigerator | French Door |  | French Door Refrigerator |  |  | 18.4 | 7.7 | 31 | 685 | 2495 | [6 empty] | Home Depot | 2023 | https://www.homedepot.com/p/Kucht-26-1-cu-ft-36-in-W-French-Door-Refrigerator-in-Stainless-Steel-with-Interior-Ice-Maker-Standard-Depth-K748FDS/308563523 | Yes
Refrigerator | French Door |  | French Door Refrigerator |  |  | 16.8 | 9 | 31.5 | 685 | 3698 | [6 empty] | Home Depot | 2023 | https://www.homedepot.com/p/Samsung-Bespoke-29-cu-ft-4-Door-French-Door-Smart-Refrigerator-with-Beverage-Center-in-Stainless-Steel-Standard-Depth-RF29BB8600QL/319503107 | Yes
Refrigerator | French Door |  | French Door Refrigerator |  |  | 17.4 | 8.8 | 31.7 | 686 | 2899 | [6 empty] | Home Depot | 2023 | https://www.homedepot.com/p/LG-26-cu-ft-French-Door-Smart-Refrigerator-with-Ice-and-Water-Dispenser-in-PrintProof-Black-Stainless-Steel-LFXS26973D/305573375 | Yes
Refrigerator | French Door | LG Smart Wi-Fi Enabled 26.2-cu ft Smart French Door Refrigerator with Dual Ice Maker (Fingerprint Resistant) ENERGY STAR | French Door, Bottom Drawer | Frost Free | Both | 17.4 | 8.8 | 31.744 | 686 | 2499 | [6 empty] | Lowe's | 2023 | https://www.lowes.com/pd/LG-Smart-Wi-Fi-Enabled-26-2-cu-ft-French-Door-Refrigerator-with-Dual-Ice-Maker-Fingerprint-Resistant-Stainless-Steel-ENERGY-STAR/1000571911 | Yes
Refrigerator | French Door |  | French Door Refrigerator |  |  | 20.8 | 9 | 35.5 | 693 | 4098 | [6 empty] | Home Depot | 2023 | https://www.homedepot.com/p/Samsung-Bespoke-30-cu-ft-3-Door-French-Door-Smart-Refrigerator-with-Family-Hub-in-White-Glass-Matt-Grey-Glass-Standard-Depth-RF30BB69006M/319923480 | Yes
Refrigerator | French Door |  | French Door Refrigerator |  |  | 21.1 | 9 | 35.8 | 695 | 3298 | [6 empty] | Home Depot | 2023 | https://www.homedepot.com/p/Samsung-Bespoke-30-cu-ft-3-Door-French-Door-Smart-Refrigerator-with-Beverage-Center-in-Stainless-Steel-Standard-Depth-RF30BB6600QL/319923732 | Yes
Refrigerator | French Door |  | French Door Refrigerator |  |  | 17 | 11.6 | 35.9 | 698 | 4438 | [6 empty] | Home Depot | 2023 | https://www.homedepot.com/p/Samsung-Bespoke-36-in-29-cu-ft-4-Door-Flex-Refrigerator-with-Family-Hub-in-Charcoal-Glass-and-Stainless-Steel-Panels-RF29CB9900QK/324811928 | Yes
Refrigerator | French Door |  | French Door Refrigerator |  |  | 16.9 | 8.6 | 30.9 | 699 | 3698 | [6 empty] | Home Depot | 2023 | https://www.homedepot.com/p/LG-26-cu-ft-Counter-Depth-MAX-French-Door-Refrigerator-w-Mirrored-Instaview-4-types-of-ice-PrintProof-Stainless-Steel-LRYKC2606S/325158107 | Yes
Refrigerator | French Door |  | French Door Refrigerator |  |  | 16.9 | 8.6 | 30.9 | 699 | 3298 | [6 empty] | Home Depot | 2023 | https://www.homedepot.com/p/LG-26-cu-ft-Smart-Counter-Depth-MAX-French-Door-Refrigerator-with-4-types-of-ice-in-PrintProof-Black-Stainless-Steel-LRYXC2606D/325158283 | Yes
Refrigerator | French Door |  | French Door Refrigerator |  |  | 16.9 | 8.6 | 30.9 | 699 | 3198 | [6 empty] | Home Depot | 2023 | https://www.homedepot.com/p/LG-26-cu-ft-Smart-Counter-Depth-MAX-French-Door-Refrigerator-with-4-types-of-ice-in-PrintProof-Stainless-Steel-LRYXC2606S/325158140 | Yes
Refrigerator | French Door |  | French Door Refrigerator |  |  | 22.3 | 8.5 | 36.2 | 699 | 2158 | [6 empty] | Home Depot | 2023 | https://www.homedepot.com/p/Samsung-31-cu-ft-Mega-Capacity-4-Door-French-Door-Refrigerator-with-Dual-Auto-Ice-Maker-in-Stainless-Steel-RF31CG7200SR/326195029 | Yes
Refrigerator | French Door |  | French Door Refrigerator |  |  | 20.4 | 10.3 | 37.2 | 699 | 3999 | [6 empty] | Home Depot | 2023 | https://www.homedepot.com/p/LG-31-cu-ft-Standard-Depth-MAX-French-Door-Refrigerator-w-Mirrored-Instaview-4-types-of-ice-PrintProof-Stainless-Steel-LRYKS3106S/325158132 | Yes
Refrigerator | French Door |  | French Door Refrigerator |  |  | 20.4 | 10.3 | 37.2 | 699 | 3399 | [6 empty] | Home Depot | 2023 | https://www.homedepot.com/p/LG-31-cu-ft-3-Door-French-Door-Refrigerator-with-Ice-and-Water-with-4-types-of-Ice-in-PrintProof-Stainless-Standard-Depth-LRYXS3106S/325158250 | Yes
Refrigerator | Non-French Door |  | Top Freezer Refrigerator |  |  | 10 | 6.6 | 20.8 | 270 | 748 | [6 empty] | Home Depot | 2023 | https://www.homedepot.com/p/Whirlpool-16-6-cu-ft-Built-In-Top-Freezer-Refrigerator-in-Black-WRTX5028PB/324106610 | Yes
Refrigerator | French Door |  | French Door Refrigerator |  |  | 25.5 | 8.7 | 39.7 | 699 | 2498 | [6 empty] | Home Depot | 2023 | https://www.homedepot.com/p/LG-26-cu-ft-Smart-InstaView-Counter-Depth-MAX-French-Door-Refrigerator-in-PrintProof-Stainless-Steel-LRFOC2606S/321576295 | Yes
Refrigerator | French Door |  | French Door Refrigerator |  |  | 15.2 | 8 | 28.2 | 702 | 2498 | [6 empty] | Home Depot | 2023 | https://www.homedepot.com/p/Bosch-500-Series-36-in-26-cu-ft-Smart-Standard-Depth-French-Door-Bottom-Freezer-Refrigerator-in-Stainless-Steel-w-Ice-Water-B36FD50SNS/317143904 | Yes
Refrigerator | French Door |  | French Door Refrigerator |  |  | 17.4 | 11.6 | 36.3 | 704 | 4098 | [6 empty] | Home Depot | 2023 | https://www.homedepot.com/p/Samsung-Bespoke-29-cu-ft-4-Door-Flex-French-Door-Smart-Refrigerator-with-Beverage-Center-in-White-Glass-Standard-Depth-RF29A967512/320592964 | Yes
Refrigerator | French Door |  | French Door Refrigerator |  |  | 17.4 | 11.6 | 36.3 | 704 | 3798 | [6 empty] | Home Depot | 2023 | https://www.homedepot.com/p/Samsung-29-cu-ft-4-Door-Flex-French-Door-Smart-Refrigerator-in-Fingerprint-Resistant-Stainless-Steel-Standard-Depth-RF29A9671SR/315879068 | Yes
Refrigerator | French Door |  | French Door Refrigerator |  |  | 18.4 | 8.6 | 32.4 | 705 | 2599 | [6 empty] | Home Depot | 2023 | https://www.homedepot.com/p/Samsung-35-75-in-W-27-cu-ft-3-Door-French-Door-Refrigerator-in-Fingerprint-Resistant-Stainless-Steel-Standard-Depth-RF27T5201SR/312904318 | Yes
Refrigerator | French Door |  | French Door Refrigerator |  |  | 22.3 | 9.2 | 37.3 | 709 | 2199 | [6 empty] | Home Depot | 2023 | https://www.homedepot.com/p/Samsung-32-cu-ft-Mega-Capacity-3-Door-French-Door-Refrigerator-with-Dual-Auto-Ice-Maker-in-Matte-Black-Steel-RF32CG5100MT/326195110 | Yes
Refrigerator | French Door |  | French Door Refrigerator |  |  | 18.8 | 89 | 163.9 | 725 | 1998 | [6 empty] | Home Depot | 2023 | https://www.homedepot.com/p/FRIGIDAIRE-GALLERY-27-8-cu-ft-French-Door-Refrigerator-in-Smudge-Proof-Stainless-Steel-GRFS2853AF/320154348 | No
Refrigerator | French Door |  | French Door Refrigerator |  |  | 22.3 | 9.2 | 37.3 | 709 | 1888 | [6 empty] | Home Depot | 2023 | https://www.homedepot.com/p/Samsung-32-cu-ft-Mega-Capacity-3-Door-French-Door-Refrigerator-with-Dual-Auto-Ice-Maker-in-Stainless-Steel-RF32CG5100SR/326195120 | Yes
Refrigerator | French Door |  | French Door Refrigerator |  |  | 19 | 7.8 | 31.7 | 710 | 3149 | [6 empty] | Home Depot | 2023 | https://www.homedepot.com/p/KitchenAid-27-cu-ft-Bottom-Freezer-Refrigerator-in-PrintShield-Black-Stainless-with-Exterior-Ice-and-Water-KRFF507HBS/305444219 | Yes
Refrigerator | French Door |  | French Door Refrigerator |  |  | 15.4 | 8.1 | 28.6 | 717 | 3699 | [6 empty] | Home Depot | 2023 | https://www.homedepot.com/p/LG-STUDIO-24-cu-ft-French-Door-Refrigerator-with-Instaview-Door-in-Door-Craft-Ice-Maker-in-PrintProof-Stainless-Counter-Depth-SRFVC2416S/318302017 | Yes
Refrigerator | French Door |  | French Door Refrigerator |  |  | 12.68 | 6.73 | 23.6 | 721 | 4139 | [6 empty] | Home Depot | 2023 | https://www.homedepot.com/p/Cafe-22-3-cu-ft-Smart-Four-Door-French-Door-Refrigerator-in-Stainless-Steel-Counter-Depth-CXE22DP2PS1/319341294 | Yes
Refrigerator | French Door |  | French Door Refrigerator |  |  | 15.8 | 7.3 | 27.7 | 721 | 2098 | [6 empty] | Home Depot | 2023 | https://www.homedepot.com/p/FRIGIDAIRE-GALLERY-36-in-26-3-cu-ft-4-Door-French-Door-Standard-Depth-Refrigerator-in-Stainless-Steel-GRMS2773AF/324695976 | Yes
Refrigerator | French Door |  | French Door Refrigerator |  |  | 15.7 | 8.57 | 29.7 | 722 | 2998 | [6 empty] | Home Depot | 2023 | https://www.homedepot.com/p/GE-Profile-Profile-27-9-cu-ft-Smart-4-Door-French-Door-Refrigerator-with-Door-in-Door-in-Fingerprint-Resistant-Stainless-Steel-PVD28BYNFS/311411352 | Yes
Refrigerator | French Door | Frigidaire Gallery 27.8-cu ft French Door Refrigerator with Dual Ice Maker (Smudge-proof Stainless Steel) ENERGY STAR | French Door, Bottom Drawer | Frost Free | Both | 18.8 | 9 | 33.47 | 725 | 2199 | [6 empty] | Lowe's | 2023 | https://www.lowes.com/pd/Frigidaire-27-8-Cu-Ft-French-Door-Refrigerator/5013049899 | Yes
Refrigerator | French Door |  | French Door Refrigerator |  |  | 18.8 | 9 | 33.5 | 725 | 1898 | [6 empty] | Home Depot | 2023 | https://www.homedepot.com/p/Frigidaire-27-8-Cu-Ft-French-Door-Refrigerator-in-Black-Stainless-Steel-FRFS2823AD/319997543 | Yes
Refrigerator | French Door |  | French Door Refrigerator |  |  | 18.7 | 9.17 | 33.6 | 725 | 3599 | [6 empty] | Home Depot | 2023 | https://www.homedepot.com/p/Cafe-27-8-cu-ft-Smart-French-Door-Refrigerator-with-Keurig-K-Cup-in-Stainless-Steel-ENERGY-STAR-CFE28UP2MS1/308802365 | Yes
Refrigerator | French Door |  | French Door Refrigerator |  |  | 18.7 | 9.17 | 33.6 | 725 | 3509 | [6 empty] | Home Depot | 2023 | https://custom.homedepot.com/p/custom-blinds/Cafe-Configurable-French-Door-Smart-Refrigerator/318590206 | Yes
Refrigerator | French Door |  | French Door Refrigerator |  |  | 18.7 | 9.17 | 33.6 | 725 | 2398 | [6 empty] | Home Depot | 2023 | https://www.homedepot.com/p/GE-Profile-27-7-cu-ft-French-Door-Refrigerator-with-Autofill-in-Fingerprint-Resistant-Stainless-Steel-ENERGY-STAR-PFE28KYNFS/312648548 | Yes
Refrigerator | French Door |  | French Door Refrigerator |  |  | 18.7 | 9.17 | 33.6 | 725 | 1898 | [6 empty] | Home Depot | 2023 | https://www.homedepot.com/p/GE-27-7-cu-ft-French-Door-Refrigerator-in-Fingerprint-Resistant-Stainless-Steel-ENERGY-STAR-GFE28GYNFS/312648552 | Yes
Refrigerator | French Door |  | French Door Refrigerator |  |  | 17.5 | 7.5 | 29.7 | 726 | 3418 | [6 empty] | Home Depot | 2023 | https://www.homedepot.com/p/Samsung-25-cu-ft-Mega-Capacity-3-Door-French-Door-Counter-Depth-Refrigerator-with-Family-Hub-in-Stainless-Steel-RF27CG5900SR/326195019 | Yes
Refrigerator | French Door |  | French Door Refrigerator |  |  | 18.4 | 9.3 | 33.6 | 726 | 1998 | [6 empty] | Home Depot | 2023 | https://www.homedepot.com/p/LG-28-cu-ft-3-Door-French-Door-Refrigerator-with-Ice-and-Water-Dispenser-and-Craft-Ice-in-PrintProof-Stainless-Steel-LHFS28XBS/325158253 | Yes
Refrigerator | French Door |  | French Door Refrigerator |  |  | 17.5 | 6.3 | 27.8 | 739 | 3798 | [6 empty] | Home Depot | 2023 | https://www.homedepot.com/p/KitchenAid-23-8-cu-ft-French-Door-Refrigerator-in-PrintShield-Stainless-Steel-Counter-Depth-KRFC704FPS/207176320 | Yes
Refrigerator | French Door | Samsung 28-cu ft 4-Door Smart French Door Refrigerator with Ice Maker (Fingerprint Resistant Stainless Steel) ENERGY STAR | French Door, Bottom Drawer | Frost Free | Both | 19.7 | 8.3 | 33.229 | 755 | 2099 | [6 empty] | Lowe's | 2023 | https://www.lowes.com/pd/Samsung-28-cu-ft-4-Door-French-Door-Refrigerator-with-Ice-Maker-Fingerprint-Resistant-Stainless-Steel-ENERGY-STAR/1000863994 | Yes
Refrigerator | French Door |  | French Door Refrigerator |  |  | 16.51 | 8.57 | 30.5 | 758 | 3599 | [6 empty] | Home Depot | 2023 | https://www.homedepot.com/p/GE-Profile-28-7-cu-ft-Four-Door-French-Door-Refrigerator-in-Fingerprint-Resistant-Stainless-with-Dual-Dispense-Autofill-Pitcher-PGE29BYTFS/326403750 | Yes
Refrigerator | French Door |  | French Door Refrigerator |  |  | 20.43 | 8.57 | 34.4 | 758 | 4599 | [6 empty] | Home Depot | 2023 | https://www.homedepot.com/p/Cafe-28-7-cu-ft-Smart-Four-Door-French-Door-Refrigerator-in-Matte-Black-with-Dual-Dispense-Autofill-Pitcher-CGE29DP3TD1/325792363 | Yes
Refrigerator | French Door |  | French Door Refrigerator |  |  | 20.43 | 8.57 | 34.4 | 758 | 4599 | [6 empty] | Home Depot | 2023 | https://www.homedepot.com/p/Cafe-28-7-cu-ft-Smart-Four-Door-French-Door-Refrigerator-in-Matte-White-with-Dual-Dispense-Autofill-Pitcher-CGE29DP4TW2/325792367 | Yes
Refrigerator | French Door |  | French Door Refrigerator |  |  | 29 | 8.57 | 43 | 758 | 4699 | [6 empty] | Home Depot | 2023 | https://www.homedepot.com/p/Cafe-28-7-cu-ft-Smart-Four-Door-French-Door-Refrigerator-in-Platinum-Glass-with-Dual-Dispense-Autofill-Pitcher-CGE29DM5TS5/325792380 | Yes
Refrigerator | French Door |  | French Door Refrigerator |  |  | 18.4 | 9.2 | 33.4 | 760 | 3298 | [6 empty] | Home Depot | 2023 | https://www.homedepot.com/p/LG-28-cu-ft-4-Door-Smart-Refrigerator-w-InstaView-Door-in-Door-and-Door-Cooling-in-PrintProof-Stainless-Steel-LMXS28596S/308811049 | Yes
Refrigerator | French Door |  | French Door Refrigerator |  |  | 21.3 | 8.5 | 35.2 | 775 | 2788 | [6 empty] | Home Depot | 2023 | https://www.homedepot.com/p/Samsung-30-cu-ft-Mega-Capacity-4-Door-French-Door-Refrigerator-with-Four-Types-of-Ice-in-Stainless-Steel-RF31CG7400SR/326195098 | Yes
Refrigerator | French Door |  | French Door Refrigerator |  |  | 21.3 | 9.2 | 36.3 | 786 | 2338 | [6 empty] | Home Depot | 2023 | https://www.homedepot.com/p/Samsung-31-cu-ft-Mega-Capacity-3-Door-French-Door-Refrigerator-with-Four-Types-of-Ice-in-Stainless-Steel-RF32CG5400SR/326195150 | Yes
Refrigerator | French Door |  | French Door Refrigerator |  |  | 18.6 | 9.17 | 33.5 | 795 | 3419 | [6 empty] | Home Depot | 2023 | https://www.homedepot.com/p/GE-Profile-27-7-cu-ft-French-Door-Refrigerator-with-Door-in-Door-in-Fingerprint-Resistant-Stainless-Steel-PFD28KYNFS/312648557 | Yes
Refrigerator | Non-French Door |  | Top Freezer Refrigerator |  |  | 12.9 | 12.9 | 33.9 | 270 | 568 | [6 empty] | Home Depot | 2023 | https://www.homedepot.com/p/Whirlpool-12-9-cu-ft-Built-In-and-Standard-Top-Freezer-Refrigerator-in-Black-WRT313CZLB/318445367 | Yes
Refrigerator | Non-French Door |  | Refrigerator |  |  | 6.4 | 2.3 | 10.1 | 277 | 999 | [6 empty] | Home Depot | 2023 | https://www.homedepot.com/p/Unique-Appliances-Prestige-21-6-in-8-7-cu-ft-Bottom-Freezer-Refrigerator-in-Stainless-Steel-ENERGY-STAR-UGP-278L-P-S-S/319898032 | Yes
Refrigerator | Non-French Door |  | Bottom Freezer Refrigerator |  |  | 6.4 | 2.3 | 10.1 | 277 | 989 | [6 empty] | Home Depot | 2023 | https://www.homedepot.com/p/Unique-Appliances-Classic-Retro-21-6-in-8-7-cu-ft-Retro-Bottom-Freezer-Refrigerator-in-Marshmallow-White-ENERGY-STAR-UGP-275L-W-AC/309413791 | Yes
Refrigerator | Non-French Door |  | Top Freezer Refrigerator |  |  | 7.9 | 2.4 | 11.8 | 279 | 1220 | [6 empty] | Home Depot | 2023 | https://www.homedepot.com/p/Summit-Appliance-10-3-cu-ft-Frost-Free-Upright-Top-Freezer-Refrigerator-in-Black-ENERGY-STAR-FF1119B/305756379 | Yes
Refrigerator | Non-French Door |  | Top Freezer Refrigerator |  |  | 7.9 | 2.4 | 11.8 | 279 | 1086.08 | [6 empty] | Home Depot | 2023 | https://www.homedepot.com/p/Summit-Appliance-10-3-cu-ft-Frost-Free-Top-Freezer-Refrigerator-In-Black-ENERGY-STAR-FF1119BK/317723103 | Yes
Refrigerator | Non-French Door |  | Top Freezer Refrigerator |  |  | 7.41 | 2.67 | 11.8 | 290 | 699.99 | [6 empty] | Home Depot | 2023 | https://www.homedepot.com/p/RCA-10-cu-ft-Top-Freezer-Refrigerator-in-Platinum-Design-RFR1089/324613281 | Yes
Refrigerator | Non-French Door |  | Top Freezer Refrigerator |  |  | 10 | 1 | 11.6 | 292 | 1599 | [6 empty] | Home Depot | 2023 | https://www.homedepot.com/p/iio-10-cu-ft-Retro-Single-Door-Top-Freezer-Refrigerator-in-Sky-Blue-MRS330-09ioSB/316342506 | Yes
Refrigerator | Non-French Door |  | Top Freezer Refrigerator |  |  | 9.2 | 0.7 | 10.3 | 292 | 1595 | [6 empty] | Home Depot | 2023 | https://www.homedepot.com/p/Brama-9-2-cu-ft-Freestanding-Top-Freezer-Retro-Refrigerator-in-Red-BR-RETRO-01-R/317119579 | Yes
Refrigerator | Non-French Door |  | Top Freezer Refrigerator |  |  | 7.4 | 2.4 | 11.3 | 292 | 599.99 | [6 empty] | Home Depot | 2023 | https://www.homedepot.com/p/Galanz-10-0-cu-ft-Retro-Top-Freezer-Refrigerator-with-Dual-Door-True-Freezer-Frost-Free-in-Red-GLR10TRDEFR/308105337 | Yes
Refrigerator | Non-French Door |  | Bottom Freezer Refrigerator |  |  | 5.1 | 1.9 | 8.2 | 295 | 899.99 | [6 empty] | Home Depot | 2023 | https://www.homedepot.com/p/Unique-Appliances-Classic-Retro-21-6-in-7-cu-ft-Retro-Bottom-Freezer-Refrigerator-in-Marshmallow-White-ENERGY-STAR-UGP-215L-W-AC/309413893 | Yes
Refrigerator | Non-French Door |  | Refrigerator |  |  | 10.1 | 2.7 | 14.5 | 297 | 549.99 | [6 empty] | Home Depot | 2023 | https://www.homedepot.com/p/Danby-10-1-cu-ft-Top-Freezer-Refrigerator-in-White-ENERGY-STAR-Rated-DFF101B2WDB/311656768 | Yes
Refrigerator | Non-French Door |  | Bottom Freezer Refrigerator |  |  | 11.5 | 4.5 | 18.8 | 298 | 6499 | [6 empty] | Home Depot | 2023 | https://www.homedepot.com/p/30-in-Built-in-Refrigerator-with-11-5-cu-ft-Bottom-Freezer-with-4-5-cu-ft-a-total-of-16-0-cu-ft-Panel-Ready-HRBIBM30PR/324983129 | Yes
Refrigerator | Non-French Door |  | Top Freezer Refrigerator |  |  | 8.5 | 4.01 | 15 | 310 | 1079 | [6 empty] | Home Depot | 2023 | https://www.homedepot.com/p/GE-11-6-cu-ft-Top-Freezer-Refrigerator-in-Stainless-Steel-ENERGY-STAR-GPE12FSKSB/206863716 | Yes
Refrigerator | Non-French Door |  | Top Freezer Refrigerator |  |  | 8.6 | 3 | 13.5 | 310 | 674 | [6 empty] | Home Depot | 2023 | https://www.homedepot.com/p/Whirlpool-24-in-11-6-cu-ft-Top-Freezer-Refrigerator-in-Fingerprint-Resistant-Stainless-Counter-Depth-WRT312CZJZ/312281651 | Yes
Refrigerator | Non-French Door |  | Top Freezer Refrigerator |  |  | 8.6 | 3 | 13.5 | 310 | 629 | [6 empty] | Home Depot | 2023 | https://www.homedepot.com/p/Whirlpool-24-in-11-6-cu-ft-Top-Freezer-Refrigerator-in-White-Counter-Depth-ENERGY-STAR-WRT312CZJW/312281168 | Yes
Refrigerator | Non-French Door |  | Top Freezer Refrigerator |  |  | 9.4 | 2.7 | 13.8 | 312 | 649.99 | [6 empty] | Home Depot | 2023 | https://www.homedepot.com/p/Galanz-12-cu-ft-Top-Freezer-Retro-Refrigerator-with-Dual-Door-True-Freezer-Frost-Free-in-Black-GLR12TBKEFR/308725261 | Yes
Refrigerator | Non-French Door |  | Top Freezer Refrigerator |  |  | 6.2 | 0.9 | 7.7 | 316 | 642.62 | [6 empty] | Home Depot | 2023 | https://www.homedepot.com/p/Koolatron-Stainless-Steel-Compact-Fridge-with-Freezer-6-2-cu-ft-176L-Silver-and-Black-With-Glass-Shelves-KBC-190SS/313672803 | Yes
Refrigerator | Non-French Door |  | Top Freezer Refrigerator |  |  | 6.7 | 2.1 | 10.1 | 316 | 636.54 | [6 empty] | Home Depot | 2023 | https://www.homedepot.com/p/Summit-Appliance-8-8-cu-ft-Top-Freezer-Refrigerator-in-White-Counter-Depth-FF946W/206792815 | Yes
Refrigerator | Non-French Door |  | Top Freezer Refrigerator |  |  | 6.7 | 2.1 | 10.1 | 316 | 611.54 | [6 empty] | Home Depot | 2023 | https://www.homedepot.com/p/Summit-Appliance-8-8-cu-ft-Top-Freezer-Refrigerator-in-White-Counter-Depth-FF946WH/316773499 | Yes
Refrigerator | Non-French Door |  | Top Freezer Refrigerator |  |  | 7.3 | 2.7 | 11.7 | 320 | 730.49 | [6 empty] | Home Depot | 2023 | https://www.homedepot.com/p/Magic-Cool-10-0-cu-ft-Top-Freezer-Apartment-Size-Refrigerator-in-White-MCR10WI/323299754 | Yes
Refrigerator | Non-French Door |  | Top Freezer Refrigerator |  |  | 7.3 | 2.7 | 11.7 | 320 | 646.29 | [6 empty] | Home Depot | 2023 | https://www.homedepot.com/p/Avanti-10-cu-ft-Freestanding-Top-Freezer-Refrigerator-in-Stainless-Steel-FF10B3S/306288376 | Yes
Refrigerator | Non-French Door |  | Bottom Freezer Refrigerator |  |  | 16.6 | 0 | 16.6 | 322 | 5499 | [6 empty] | Home Depot | 2023 | https://www.homedepot.com/p/30-in-Built-in-Integrated-Column-Refrigerator-with-16-6-cu-ft-with-Interior-filtered-water-dispenser-Panel-Ready-HRBIAR30PR/326214767 | Yes
Refrigerator | Non-French Door |  | Top Freezer Refrigerator |  |  | 10 | 3.9 | 16.4 | 322 | 628 | [6 empty] | Home Depot | 2023 | https://www.homedepot.com/p/Frigidaire-13-9-cu-ft-Top-Freezer-Refrigerator-brushed-steel-FFHT1425VV/310378589 | Yes
Refrigerator | Non-French Door |  | Top Freezer Refrigerator |  |  | 7.4 | 2.4 | 11.3 | 325 | 517.49 | [6 empty] | Home Depot | 2023 | https://www.homedepot.com/p/Galanz-10-0-cu-ft-Top-Freezer-Refrigerator-with-Dual-Door-Frost-Free-in-Stainless-Steel-Look-GLR10TS5F/308964936 | Yes
Refrigerator | Non-French Door |  | Top Freezer Refrigerator |  |  | 10.1 | 3.53 | 15.9 | 326 | 1755 | [6 empty] | Home Depot | 2023 | https://www.homedepot.com/p/Summit-Appliance-13-63-in-cu-ft-Top-Freezer-Refrigerator-in-White-Counter-Depth-FF1515WLHD/325481596 | Yes
Refrigerator | Non-French Door |  | Top Freezer Refrigerator |  |  | 10.1 | 3.53 | 15.9 | 326 | 1715 | [6 empty] | Home Depot | 2023 | https://www.homedepot.com/p/Summit-Appliance-13-63-in-cu-ft-Top-Freezer-Refrigerator-in-White-Counter-Depth-FF1515W/325481527 | Yes
Refrigerator | Non-French Door |  | Top Freezer Refrigerator |  |  | 10.3 | 3.5 | 16 | 326 | 766.67 | [6 empty] | Home Depot | 2023 | https://www.homedepot.com/p/Impecca-13-8-Cu-Ft-Top-Mount-Freezer-Refrigerator-Stainless-Steel-M-RA2138STG-974/323583083 | Yes
Refrigerator | Non-French Door |  | Top Freezer Refrigerator |  |  | 7.4 | 2.4 | 11.3 | 327 | 611 | [6 empty] | Home Depot | 2023 | https://www.homedepot.com/p/Haier-9-8-cu-ft-Top-Freezer-Refrigerator-in-White-HA10TG21SW/302071896 | Yes
Refrigerator | Non-French Door |  | Top Freezer Refrigerator |  |  | 13.1 | 5.1 | 21.4 | 329 | 648 | [6 empty] | Home Depot | 2023 | https://www.homedepot.com/p/Amana-18-2-cu-ft-Top-Freezer-Refrigerator-in-White-ART318FFDW/206475390 | Yes
Refrigerator | Non-French Door |  | Top Freezer Refrigerator |  |  | 10 | 2 | 13.3 | 330 | 649 | [6 empty] | Home Depot | 2023 | https://www.homedepot.com/p/Bevoi-10-00-cu-ft-Freestanding-Top-Freezer-Refrigerator-in-White-BVIREF10W/317450129 | Yes
Refrigerator | Non-French Door |  | Top Freezer Refrigerator |  |  | 7.4 | 2.7 | 11.8 | 331 | 715.1 | [6 empty] | Home Depot | 2023 | https://www.homedepot.com/p/Summit-Appliance-10-1-cu-ft-Top-Freezer-Refrigerator-in-White-FF101W/318972500 | Yes
Refrigerator | Non-French Door |  | Top Freezer Refrigerator |  |  | 8.4 | 3.2 | 13.6 | 334 | 969.99 | [6 empty] | Home Depot | 2023 | https://www.homedepot.com/p/Premium-LEVELLA-12-cu-ft-Frost-Free-Top-Freezer-Refrigerator-in-Stainless-Steel-PRN12260HS/308494635 | Yes
Refrigerator | Non-French Door |  | Top Freezer Refrigerator |  |  | 10.5 | 3.9 | 16.9 | 336 | 809 | [6 empty] | Home Depot | 2023 | https://www.homedepot.com/p/Whirlpool-14-cu-ft-Top-Freezer-Refrigerator-in-Monochromatic-Stainless-Steel-WRT134TFDM/302173777 | Yes
Refrigerator | Non-French Door |  | Bottom Freezer Refrigerator |  |  | 7.1 | 3.9 | 13.5 | 339 | 1499 | [6 empty] | Home Depot | 2023 | https://www.homedepot.com/p/LG-11-cu-ft-Bottom-Freezer-Refrigerator-with-Door-Cooling-Multi-Air-Flow-Reversible-Door-in-PrintProof-Stainless-Steel-LRBNC1104S/314149104 | Yes
Refrigerator | Non-French Door |  | Top Freezer Refrigerator |  |  | 8.1 | 3.5 | 13.8 | 344 | 719.99 | [6 empty] | Home Depot | 2023 | https://www.homedepot.com/p/Impecca-11-6-cu-ft-Top-Freezer-Refrigerator-in-White-RA-2120W/317533292 | Yes
Refrigerator | Non-French Door |  | Refrigerator |  |  | 11.6 | 3.2 | 16.8 | 344 | 649.99 | [6 empty] | Home Depot | 2023 | https://www.homedepot.com/p/Danby-11-6-cu-ft-Built-in-Top-Freezer-Refrigerator-in-White-Counter-Depth-DFF116B1WDBR/312379227 | Yes
Refrigerator | Non-French Door |  | Top Freezer Refrigerator |  |  | 8.8 | 3.2 | 14 | 344 | 573 | [6 empty] | Home Depot | 2023 | https://www.homedepot.com/p/RCA-12-cu-ft-Top-Freezer-Refrigerator-in-White-RFR1205-WHITE/312109964 | Yes
Refrigerator | Non-French Door |  | Top Freezer Refrigerator |  |  | 7.3 | 1.3 | 9.4 | 344 | 505.48 | [6 empty] | Home Depot | 2023 | https://www.homedepot.com/p/Avanti-Apartment-Refrigerator-7-3-cu-ft-in-Stainless-Steel-RA733B3S/326083985 | Yes
Refrigerator | Non-French Door |  | Top Freezer Refrigerator |  |  | 11 | 4.6 | 18.5 | 345 | 848 | [6 empty] | Home Depot | 2023 | https://www.homedepot.com/p/Samsung-15-6-cu-ft-Top-Freezer-Refrigerator-in-Stainless-Steel-Standard-RT16A6195SR/320690384 | Yes
Refrigerator | Non-French Door |  | Top Freezer Refrigerator |  |  | 11.6 | 4 | 18.1 | 345 | 719 | [6 empty] | Home Depot | 2023 | https://www.homedepot.com/p/GE-15-6-cu-ft-Top-Freezer-Refrigerator-in-White-ENERGY-STAR-GTE16DTNRWW/311067781 | Yes
Refrigerator | Non-French Door |  | Top Freezer Refrigerator |  |  | 11.6 | 4 | 18.1 | 345 | 719 | [6 empty] | Home Depot | 2023 | https://www.homedepot.com/p/GE-15-6-cu-ft-Top-Freezer-Refrigerator-in-White-ENERGY-STAR-GTE16DTNLWW/311067719 | Yes
Refrigerator | Non-French Door |  | Top Freezer Refrigerator |  |  | 11.6 | 4 | 18.1 | 345 | 674 | [6 empty] | Home Depot | 2023 | https://www.homedepot.com/p/Hotpoint-15-6-cu-ft-Top-Freezer-Refrigerator-in-White-ENERGY-STAR-HPE16BTNRWW/311102823 | Yes
Refrigerator | Non-French Door |  | Top Freezer Refrigerator |  |  | 8.6 | 3 | 13.5 | 345 | 629 | [6 empty] | Home Depot | 2023 | https://www.homedepot.com/p/Whirlpool-24-in-11-6-cu-ft-Top-Freezer-Refrigerator-in-Fingerprint-Resistant-Stainless-Finish-Counter-Depth-WRT112CZJZ/311770871 | Yes
Refrigerator | Non-French Door |  | Top Freezer Refrigerator |  |  | 6 | 1.4 | 8.3 | 345 | 509.99 | [6 empty] | Home Depot | 2023 | https://www.homedepot.com/p/Magic-Cool-7-4-cu-ft-Built-In-and-Standard-Top-Freezer-Apartment-Size-Refrigerator-in-White-MCR74V0W/323289835 | Yes
Refrigerator | Non-French Door |  | Top Freezer Refrigerator |  |  | 3.7 | 1.1 | 5.5 | 346 | 1247.2 | [6 empty] | Home Depot | 2023 | https://www.homedepot.com/p/Summit-Appliance-4-6-cu-ft-Top-Freezer-Refrigerator-in-White-ENERGY-STAR-FF711ESAL/318972484 | Yes
Refrigerator | Non-French Door |  | Bottom Freezer Refrigerator |  |  | 11 | 3.3 | 16.4 | 350 | 1648.03 | [6 empty] | Home Depot | 2023 | https://www.homedepot.com/p/11-cu-ft-Retro-Frost-Free-Bottom-Freezer-Refrigerator-in-White-ENERGY-STAR-Left-Hinge-ALBR1372WW-L/316688917 | Yes
Refrigerator | Non-French Door |  | Refrigerator |  |  | 10.7 | 10.7 | 28.1 | 350 | 1229.49 | [6 empty] | Home Depot | 2023 | https://www.homedepot.com/p/ConServ-10-7-cu-ft-Bottom-Mount-Retro-Refrigerator-in-Black-RF-132-B/318926554 | Yes
Refrigerator | Non-French Door |  | Top Freezer Refrigerator |  |  | 12.6 | 4 | 19.1 | 352 | 836 | [6 empty] | Home Depot | 2023 | https://www.homedepot.com/p/GE-16-6-cu-ft-Top-Freezer-Refrigerator-in-Stainless-Steel-ENERGY-STAR-GTE17GSNRSS/311102087 | Yes
Refrigerator | Non-French Door |  | Top Freezer Refrigerator |  |  | 12.6 | 4 | 19.1 | 352 | 719 | [6 empty] | Home Depot | 2023 | https://www.homedepot.com/p/GE-16-6-cu-ft-Top-Freezer-Refrigerator-in-White-ENERGY-STAR-GTE17DTNRWW/311067815 | Yes
Refrigerator | Non-French Door |  | Top Freezer Refrigerator |  |  | 12.6 | 4 | 19.1 | 352 | 719 | [6 empty] | Home Depot | 2023 | https://www.homedepot.com/p/GE-16-6-cu-ft-Top-Freezer-Refrigerator-in-White-ENERGY-STAR-GPE17CTNRWW/311067767 | Yes
Refrigerator | Non-French Door |  | Top Freezer Refrigerator |  |  | 12.9 | 12.9 | 33.9 | 356 | 568 | [6 empty] | Home Depot | 2023 | https://www.homedepot.com/p/Whirlpool-12-9-cu-ft-Built-In-and-Standard-Top-Freezer-Refrigerator-in-Fingerprint-Resistant-Stainless-Steel-WRT313CZLZ/317886854 | Yes
Refrigerator | Non-French Door |  | Bottom Freezer Refrigerator |  |  | 7.7 | 3.3 | 13.1 | 357 | 3099 | [6 empty] | Home Depot | 2023 | https://www.homedepot.com/p/Bosch-800-Series-24-in-11-cu-ft-Bottom-Freezer-Refrigerator-in-Stainless-Steel-with-Internal-Ice-Maker-Counter-Depth-B11CB81SSS/304807450 | Yes
Refrigerator | Non-French Door |  | Bottom Freezer Refrigerator |  |  | 7.7 | 3.3 | 13.1 | 357 | 2899 | [6 empty] | Home Depot | 2023 | https://www.homedepot.com/p/Bosch-500-Series-24-in-11-cu-ft-Bottom-Freezer-Refrigerator-in-Stainless-Steel-Counter-Depth-B11CB50SSS/304807372 | Yes
Refrigerator | Non-French Door |  | Top Freezer Refrigerator |  |  | 13.5 | 4 | 20 | 359 | 899 | [6 empty] | Home Depot | 2023 | https://www.homedepot.com/p/GE-17-5-cu-ft-Top-Freezer-Refrigerator-in-Stainless-Steel-ENERGY-STAR-GTE18GSNRSS/312036574 | Yes
Refrigerator | Non-French Door |  | Top Freezer Refrigerator |  |  | 13.5 | 4 | 20 | 359 | 791 | [6 empty] | Home Depot | 2023 | https://www.homedepot.com/p/GE-17-5-cu-ft-Top-Freezer-Refrigerator-in-White-ENERGY-STAR-GTE18DTNRWW/311102066 | Yes
Refrigerator | Non-French Door |  | Top Freezer Refrigerator |  |  | 13.3 | 4.3 | 20.3 | 360 | 764 | [6 empty] | Home Depot | 2023 | https://www.homedepot.com/p/Frigidaire-17-6-cu-ft-Top-Freezer-Refrigerator-in-White-FFHT1822UW/320640746 | Yes
Refrigerator | French Door |  | French Door Refrigerator |  |  | 17 | 8.9 | 31.5 | 799 | 3298 | [6 empty] | Home Depot | 2023 | https://www.homedepot.com/p/LG-30-cu-ft-French-Door-Refrigerator-InstaView-Full-Convert-Drawer-Craft-Ice-in-PrintProof-Stainless-Steel-LRMVS3006S/312285981 | Yes
Refrigerator | Non-French Door |  | Top Freezer Refrigerator |  |  | 9 | 3.9 | 15.4 | 361 | 916.67 | [6 empty] | Home Depot | 2023 | https://www.homedepot.com/p/Summit-Appliance-12-9-cu-ft-Top-Freezer-Refrigerator-in-Stainless-Steel-FF1427SS2/316950285 | Yes
Refrigerator | Non-French Door |  | Top Freezer Refrigerator |  |  | 9 | 3.9 | 15.4 | 361 | 906.73 | [6 empty] | Home Depot | 2023 | https://www.homedepot.com/p/Summit-Appliance-12-9-cu-ft-Top-Freezer-Refrigerator-in-Stainless-Steel-FF1427SS/308904865 | Yes
Refrigerator | Non-French Door |  | Top Freezer Refrigerator |  |  | 9 | 3.9 | 15.4 | 361 | 867.95 | [6 empty] | Home Depot | 2023 | https://www.homedepot.com/p/Summit-Appliance-12-9-cu-ft-Top-Freezer-Refrigerator-in-White-FF1427W/308904838 | Yes
Refrigerator | Non-French Door |  | Top Freezer Refrigerator |  |  | 13.1 | 5.1 | 21.4 | 366 | 764 | [6 empty] | Home Depot | 2023 | https://www.homedepot.com/p/Amana-18-2-cu-ft-Top-Freezer-Refrigerator-in-White-ART308FFDW/205758722 | Yes
Refrigerator | Non-French Door |  | Top Freezer Refrigerator |  |  | 10 | 3.9 | 16.4 | 369 | 598 | [6 empty] | Home Depot | 2023 | https://www.homedepot.com/p/Frigidaire-13-9-cu-ft-Top-Freezer-Refrigerator-in-White-FFTR1425VW/311685804 | Yes
Refrigerator | Non-French Door |  | Bottom Freezer Refrigerator |  |  | 7.1 | 3.5 | 12.8 | 370 | 1635.74 | [6 empty] | Home Depot | 2023 | https://www.homedepot.com/p/Summit-Appliance-24-in-10-6-cu-ft-Bottom-Freezer-Refrigerator-in-Stainless-Steel-Counter-Depth-LBF249LHD/325372399 | Yes
Refrigerator | Non-French Door |  | Top Freezer Refrigerator |  |  | 18.25 | 5.1 | 26.6 | 370 | 989 | [6 empty] | Home Depot | 2023 | https://www.homedepot.com/p/Whirlpool-30-in-18-3-cu-ft-Top-Freezer-Refrigerator-Built-In-and-Standard-in-Monochromatic-Stainless-Steel-WRT148FZDM/310782059 | Yes
Refrigerator | Non-French Door |  | Top Freezer Refrigerator |  |  | 18.3 | 5.1 | 26.6 | 370 | 944 | [6 empty] | Home Depot | 2023 | https://www.homedepot.com/p/Whirlpool-18-25-cu-ft-Top-Freezer-Built-In-and-Standard-Refrigerator-in-Monochromatic-Stainless-Steel-WRT138FFDM/317992817 | Yes
Refrigerator | Non-French Door | Whirlpool 14.3-cu ft Top-Freezer Refrigerator (White) | Top Freezer | Frost Free | None | 10.4 | 3.9 | 16.757 | 373 | 749 | [6 empty] | Lowe's | 2023 | https://www.lowes.com/pd/Whirlpool-14-3-cu-ft-Top-Freezer-Refrigerator-White/50284165 | Yes
Refrigerator | Non-French Door |  | Top Freezer Refrigerator |  |  | 10.5 | 3.9 | 16.9 | 373 | 674 | [6 empty] | Home Depot | 2023 | https://www.homedepot.com/p/Whirlpool-14-3-cu-ft-Top-Freezer-Refrigerator-in-White-WRT104TFDW/205584055 | Yes
Refrigerator | Non-French Door |  | Top Freezer Refrigerator |  |  | 10.5 | 3.9 | 16.9 | 373 | 674 | [6 empty] | Home Depot | 2023 | https://www.homedepot.com/p/Amana-14-3-cu-ft-Top-Freezer-Refrigerator-in-White-ART104TFDW/205561580 | Yes
Refrigerator | Non-French Door |  | Top Freezer Refrigerator |  |  | 10.5 | 3.9 | 16.9 | 373 | 648 | [6 empty] | Home Depot | 2023 | https://www.homedepot.com/p/Whirlpool-14-3-cu-ft-Top-Freezer-Refrigerator-in-White-WRT314TFDW/205863275 | Yes
Refrigerator | Non-French Door |  | Top Freezer Refrigerator |  |  | 5.6 | 1.5 | 8 | 375 | 840.28 | [6 empty] | Home Depot | 2023 | https://www.homedepot.com/p/Summit-Appliance-7-1-cu-ft-Top-Freezer-Refrigerator-in-Stainless-Steel-Counter-Depth-CP972SSB/316773475 | Yes
Refrigerator | Non-French Door |  | Top Freezer Refrigerator |  |  | 5.6 | 1.5 | 8 | 375 | 729.49 | [6 empty] | Home Depot | 2023 | https://www.homedepot.com/p/Summit-Appliance-7-1-cu-ft-Top-Freezer-Refrigerator-in-Stainless-Steel-Counter-Depth-CP972SS/303732020 | Yes
Refrigerator | Non-French Door |  | Top Freezer Refrigerator |  |  | 5.6 | 1.5 | 8 | 375 | 727.57 | [6 empty] | Home Depot | 2023 | https://www.homedepot.com/p/Summit-Appliance-7-1-cu-ft-Top-Freezer-Refrigerator-in-White-Counter-Depth-CP962/304768272 | Yes
Refrigerator | Non-French Door |  | Top Freezer Refrigerator |  |  | 14.1 | 5.2 | 22.6 | 378 | 944 | [6 empty] | Home Depot | 2023 | https://www.homedepot.com/p/Whirlpool-19-2-cu-ft-Top-Freezer-Refrigerator-in-White-WRT549SZDW/205745985 | Yes
Refrigerator | Non-French Door |  | Top Freezer Refrigerator |  |  | 5.78 | 1.72 | 8.6 | 378 | 599.99 | [6 empty] | Home Depot | 2023 | https://www.homedepot.com/p/Hamilton-Beach-7-5-cu-ft-Top-Freezer-Refrigerator-in-Stainless-Steel-Design-HBFR7500/324601476 | Yes
Refrigerator | Non-French Door |  | Top Freezer Refrigerator |  |  | 13.6 | 5.6 | 22.7 | 379 | 1151 | [6 empty] | Home Depot | 2023 | https://www.homedepot.com/p/GE-19-2-cu-ft-Top-Freezer-Refrigerator-in-Stainless-Steel-ENERGY-STAR-GTE19JSNRSS/312293339 | Yes
Refrigerator | Non-French Door |  | Top Freezer Refrigerator |  |  | 13.6 | 5.6 | 22.7 | 379 | 971 | [6 empty] | Home Depot | 2023 | https://www.homedepot.com/p/GE-19-2-cu-ft-Top-Freezer-Refrigerator-in-White-ENERGY-STAR-GTE19JTNRWW/312293341 | Yes
Refrigerator | Non-French Door |  | Top Freezer Refrigerator |  |  | 13.6 | 5.6 | 22.7 | 379 | 899 | [6 empty] | Home Depot | 2023 | https://www.homedepot.com/p/GE-19-2-cu-ft-Top-Freezer-Refrigerator-in-White-ENERGY-STAR-GTE19DTNRWW/312293338 | Yes
Refrigerator | Non-French Door |  | Bottom Freezer Refrigerator |  |  | 8.5 | 3.5 | 14.2 | 380 | 2599 | [6 empty] | Home Depot | 2023 | https://www.homedepot.com/p/iio-12-cu-ft-Retro-Frost-Free-Bottom-Freezer-Refrigerator-in-Black-ENERGY-STAR-Right-Hinge-CRBR-2412ioBR/305094016 | Yes
Refrigerator | Non-French Door |  | Top Freezer Refrigerator |  |  | 7.9 | 2.4 | 11.8 | 381 | 1632.2 | [6 empty] | Home Depot | 2023 | https://www.homedepot.com/p/Summit-Appliance-10-3-cu-ft-Frost-Free-Top-Freezer-Refrigerator-In-Black-FF1119BIM/305756388 | Yes
Refrigerator | Non-French Door |  | Bottom Freezer Refrigerator |  |  | 7.5 | 2.5 | 11.6 | 383 | 2999 | [6 empty] | Home Depot | 2023 | https://www.homedepot.com/p/Bosch-800-Series-24-in-10-cu-ft-Bottom-Freezer-Refrigerator-in-Black-Glass-Counter-Depth-B10CB81NVB/316051688 | Yes
Refrigerator | Non-French Door |  | Bottom Freezer Refrigerator |  |  | 7.5 | 2.5 | 11.6 | 383 | 2999 | [6 empty] | Home Depot | 2023 | https://www.homedepot.com/p/Bosch-800-Series-24-in-10-cu-ft-Bottom-Freezer-Refrigerator-in-White-Glass-Counter-Depth-B10CB81NVW/316051687 | Yes
Refrigerator | Non-French Door |  | Top Freezer Refrigerator |  |  | 11.6 | 4 | 18.1 | 384 | 656 | [6 empty] | Home Depot | 2023 | https://www.homedepot.com/p/Hotpoint-15-6-cu-ft-Top-Freezer-Refrigerator-in-White-HPS16BTNRWW/311102788 | Yes
Refrigerator | Non-French Door |  | Top Freezer Refrigerator |  |  | 11.6 | 4.04 | 18.2 | 384 | 656 | [6 empty] | Home Depot | 2023 | https://www.homedepot.com/p/GE-15-6-cu-ft-Top-Freezer-Refrigerator-in-White-GTS16DTNRWW/319525858 | Yes
Refrigerator | Non-French Door |  | Top Freezer Refrigerator |  |  | 11.6 | 4 | 18.1 | 384 | 656 | [6 empty] | Home Depot | 2023 | https://www.homedepot.com/p/Hotpoint-15-6-cu-ft-Top-Freezer-Refrigerator-in-White-HPS16BTNLWW/311102799 | Yes
Refrigerator | Non-French Door |  | Top Freezer Refrigerator |  |  | 14.6 | 5.4 | 23.4 | 385 | 848 | [6 empty] | Home Depot | 2023 | https://www.homedepot.com/p/20-0-cu-ft-Top-Freezer-Refrigerator-in-Smudge-Proof-Stainless-Steel-FGHT2055VF/314633516 | Yes
Refrigerator | Non-French Door |  | Top Freezer Refrigerator |  |  | 20 | 5.4 | 28.8 | 385 | 778 | [6 empty] | Home Depot | 2023 | https://www.homedepot.com/p/Frigidaire-28-5-in-20-cu-ft-Top-Freezer-Refrigerator-in-Stainless-Steel-Energy-Star-FFHT2045VS/312948395 | Yes
Refrigerator | Non-French Door |  | Top Freezer Refrigerator |  |  | 12 | 4 | 18.5 | 387 | 899 | [6 empty] | Home Depot | 2023 | https://www.homedepot.com/p/Whirlpool-16-cu-ft-Top-Freezer-Refrigerator-in-Monochromatic-Stainless-Steel-WRT316SFDM/205587247 | Yes
Refrigerator | Non-French Door | LG 20.2-cu ft Top-Freezer Refrigerator (White) ENERGY STAR | Top Freezer | Frost Free | None | 14.7 | 5.5 | 23.665 | 387 | 888 | [6 empty] | Lowe's | 2023 | https://www.lowes.com/pd/LG-20-2-cu-ft-Top-Freezer-Refrigerator-White-ENERGY-STAR/1002886012 | Yes
Refrigerator | Non-French Door |  | Top Freezer Refrigerator |  |  | 12 | 4 | 18.5 | 387 | 719 | [6 empty] | Home Depot | 2023 | https://www.homedepot.com/p/Whirlpool-16-cu-ft-Top-Freezer-Refrigerator-in-White-WRT106TFDW/205584075 | Yes
Refrigerator | Non-French Door |  | Bottom Freezer Refrigerator |  |  | 5.9 | 2.4 | 9.8 | 388 | 2999 | [6 empty] | Home Depot | 2023 | https://www.homedepot.com/p/Bosch-800-Series-22-in-8-3-cu-ft-Built-In-Bottom-Freezer-Refrigerator-in-Custom-Panel-Ready-with-Home-Connect-Counter-Depth-B09IB91NSP/314197896 | Yes
Refrigerator | Non-French Door |  | Bottom Freezer Refrigerator |  |  | 7.5 | 3.8 | 13.7 | 390 | 1649 | [6 empty] | Home Depot | 2023 | https://www.homedepot.com/p/Samsung-24-in-11-3-cu-ft-Bottom-Freezer-Refrigerator-in-Fingerprint-Resistant-Stainless-Steel-Counter-Depth-RB10FSR4ESR/312903023 | Yes
Refrigerator | Non-French Door |  | Top Freezer Refrigerator |  |  | 13 | 4 | 19.5 | 391 | 1049.99 | [6 empty] | Home Depot | 2023 | https://www.homedepot.com/p/Impecca-17-Cu-Ft-Counter-Depth-Refrigerator-with-Right-Hand-Door-Swing-White-M-RA2170WD2-974/323583091 | Yes
Refrigerator | Non-French Door |  | Top Freezer Refrigerator |  |  | 17 | 4 | 23.5 | 391 | 965.55 | [6 empty] | Home Depot | 2023 | https://www.homedepot.com/p/Impecca-17-Cu-Ft-Counter-Depth-Refrigerator-with-Right-Hand-Door-Swing-Stainless-Steel-MRA2170STGD2974/323583089 | Yes
Refrigerator | Non-French Door |  | Refrigerator |  |  | 12.9 | 5.7 | 22.2 | 392 | 1899 | [6 empty] | Home Depot | 2023 | https://www.homedepot.com/p/Whirlpool-18-7-cu-ft-Bottom-Freezer-Refrigerator-in-White-WRB329DMBW/205140689 | Yes
Refrigerator | Non-French Door |  | Bottom Freezer Refrigerator |  |  | 7.2 | 2.8 | 11.8 | 394 | 3599 | [6 empty] | Home Depot | 2023 | https://www.homedepot.com/p/KitchenAid-10-cu-ft-Built-In-Bottom-Freezer-Refrigerator-in-Panel-Ready-KBBX104EPA/305519173 | Yes
Refrigerator | Non-French Door |  | Bottom Freezer Refrigerator |  |  | 7.9 | 3.4 | 13.4 | 395 | 1706.41 | [6 empty] | Home Depot | 2023 | https://www.homedepot.com/p/Summit-Appliance-23-25-in-11-35-cu-ft-Bottom-Freezer-Refrigerator-in-Stainless-Steel-Counter-Depth-FFBF246SS2/317256819 | Yes
Refrigerator | Non-French Door |  | Bottom Freezer Refrigerator |  |  | 7.9 | 3.4 | 13.4 | 395 | 1706.41 | [6 empty] | Home Depot | 2023 | https://www.homedepot.com/p/Summit-Appliance-24-in-11-35-cu-ft-Bottom-Freezer-Refrigerator-in-Stainless-Steel-Counter-Depth-FFBF246SS/300198822 | Yes
Refrigerator | Non-French Door |  | Bottom Freezer Refrigerator |  |  | 7.9 | 3.4 | 13.4 | 395 | 1604.29 | [6 empty] | Home Depot | 2023 | https://www.homedepot.com/p/Summit-Appliance-24-in-11-35-cu-ft-Bottom-Freezer-Refrigerator-in-White-Counter-Depth-FFBF241W/302747196 | Yes
Refrigerator | Non-French Door |  | Top Freezer Refrigerator |  |  | 12.6 | 4 | 19.1 | 395 | 791 | [6 empty] | Home Depot | 2023 | https://www.homedepot.com/p/GE-16-6-cu-ft-Top-Freezer-Refrigerator-in-Stainless-Steel-GTS17GSNRSS/311102107 | Yes
Refrigerator | Non-French Door |  | Top Freezer Refrigerator |  |  | 12.6 | 4 | 19.1 | 395 | 598 | [6 empty] | Home Depot | 2023 | https://www.homedepot.com/p/GE-16-6-cu-ft-Top-Freezer-Refrigerator-in-White-GTS17DTNRWW/311067745 | Yes
Refrigerator | Non-French Door |  | Top Freezer Refrigerator |  |  | 15.1 | 6 | 24.9 | 396 | 1484 | [6 empty] | Home Depot | 2023 | https://www.homedepot.com/p/GE-21-1-cu-ft-Top-Freezer-Refrigerator-in-Stainless-Steel-ENERGY-STAR-GTE21GSHSS/205527294 | Yes
Refrigerator | Non-French Door |  | Bottom Freezer Refrigerator |  |  | 7.79 | 3.72 | 13.9 | 397 | 1098 | [6 empty] | Home Depot | 2023 | https://www.homedepot.com/p/Frigidaire-11-5-cu-ft-Bottom-Freezer-Refrigerator-in-Brushed-Steel-FRBG1224AV/321134198 | Yes
Refrigerator | Non-French Door |  | Top Freezer Refrigerator |  |  | 18 | 4.1 | 24.7 | 398 | 924 | [6 empty] | Home Depot | 2023 | https://www.homedepot.com/p/18-cu-ft-Freestanding-Top-Freezer-Refrigerator-in-Stainless-Steel-BVIREF18SS/317763731 | Yes
Refrigerator | Non-French Door |  | Top Freezer Refrigerator |  |  | 15.2 | 6.1 | 25.1 | 399 | 1214 | [6 empty] | Home Depot | 2023 | https://www.homedepot.com/p/Whirlpool-21-3-cu-ft-Top-Freezer-Refrigerator-in-Fingerprint-Resistant-Black-Stainless-WRT541SZHV/302964521 | Yes
Refrigerator | Non-French Door |  | Top Freezer Refrigerator |  |  | 15.2 | 6.1 | 25.1 | 399 | 1169 | [6 empty] | Home Depot | 2023 | https://www.homedepot.com/p/Whirlpool-21-3-cu-ft-Top-Freezer-Refrigerator-in-Monochromatic-Stainless-Steel-WRT541SZDM/205658494 | Yes
Refrigerator | Non-French Door |  | Top Freezer Refrigerator |  |  | 13.5 | 4 | 20 | 399 | 809 | [6 empty] | Home Depot | 2023 | https://www.homedepot.com/p/GE-17-5-cu-ft-Top-Freezer-Refrigerator-in-Stainless-Steel-GTS18GSNRSS/311936897 | Yes
Refrigerator | Non-French Door |  | Top Freezer Refrigerator |  |  | 13.5 | 4 | 20 | 399 | 764 | [6 empty] | Home Depot | 2023 | https://www.homedepot.com/p/GE-17-5-cu-ft-Top-Freezer-Refrigerator-in-White-GTS18DTNRWW/311102124 | Yes
Refrigerator | Non-French Door |  | Top Freezer Refrigerator |  |  | 13.5 | 4 | 20 | 399 | 674 | [6 empty] | Home Depot | 2023 | https://www.homedepot.com/p/Hotpoint-17-5-cu-ft-Top-Freezer-Refrigerator-in-White-HPS18BTNRWW/311102771 | Yes
Refrigerator | Non-French Door |  | Top Freezer Refrigerator |  |  | 13.5 | 4 | 20 | 399 | 628 | [6 empty] | Home Depot | 2023 | https://www.homedepot.com/p/GE-17-5-cu-ft-Top-Freezer-Refrigerator-in-White-GTS18HGNRWW/311947563 | Yes
Refrigerator | Non-French Door |  | Top Freezer Refrigerator |  |  | 9.9 | 2.9 | 14.6 | 400 | 1600 | [6 empty] | Home Depot | 2023 | https://www.homedepot.com/p/Summit-Appliance-27-in-12-6-cu-ft-Top-Freezer-Refrigerator-in-Stainless-Steel-Counter-Depth-FF1512SSIM/300188238 | Yes
Refrigerator | Non-French Door |  | Top Freezer Refrigerator |  |  | 9.7 | 2.9 | 14.4 | 400 | 1597.86 | [6 empty] | Home Depot | 2023 | https://www.homedepot.com/p/Summit-Appliance-27-63-in-12-6-cu-ft-Top-Freezer-Refrigerator-in-Stainless-Steel-Counter-Depth-FF1512SSIMLHDE/317555886 | Yes
Refrigerator | Non-French Door |  | Top Freezer Refrigerator |  |  | 9.7 | 2.9 | 14.4 | 400 | 1500 | [6 empty] | Home Depot | 2023 | https://www.homedepot.com/p/Summit-Appliance-27-in-12-6-cu-ft-Top-Freezer-Refrigerator-in-Stainless-Steel-Counter-Depth-FF1512SSIMLHD/300188246 | Yes
Refrigerator | Non-French Door | Whirlpool 17.6-cu ft Top-Freezer Refrigerator (Monochromatic Stainless Steel) | Top Freezer | Frost Free | None | 13.7 | 3.9 | 20.057 | 400 | 729 | [6 empty] | Lowe's | 2023 | https://www.lowes.com/pd/Whirlpool-17-6-cu-ft-Top-Freezer-Refrigerator-with-Optional-sold-separately-Compatible-EZ-Connect-Ice-Maker-Kit-Stainless-Steel/5013699489 | Yes
Refrigerator | Non-French Door |  | Top Freezer Refrigerator |  |  | 13.7 | 4 | 20.2 | 400 | 728 | [6 empty] | Home Depot | 2023 | https://www.homedepot.com/p/Whirlpool-18-cu-ft-Top-Freezer-Refrigerator-in-Stainless-Steel-WRT518SZFM/300159571 | Yes
Refrigerator | Non-French Door |  | Bottom Freezer Refrigerator |  |  | 7.7 | 4.2 | 14.5 | 405 | 1754 | [6 empty] | Home Depot | 2023 | https://www.homedepot.com/p/GE-11-9-cu-ft-Bottom-Freezer-Refrigerator-in-Stainless-Steel-Counter-Depth-GLE12HSPSS/314849213 | Yes
Refrigerator | Non-French Door |  | Top Freezer Refrigerator |  |  | 15.3 | 6.7 | 26.2 | 405 | 1299 | [6 empty] | Home Depot | 2023 | https://www.homedepot.com/p/GE-21-9-cu-ft-Top-Freezer-Refrigerator-in-White-ENERGY-STAR-GTE22JTNRWW/312648538 | Yes
Refrigerator | Non-French Door |  | Bottom Freezer Refrigerator |  |  | 9.3 | 3.4 | 14.8 | 410 | 1169 | [6 empty] | Home Depot | 2023 | https://www.homedepot.com/p/Whirlpool-24-in-12-7-cu-ft-Bottom-Freezer-Refrigerator-in-Fingerprint-Resistant-Stainless-Counter-Depth-WRB533CZJZ/312842235 | Yes
Refrigerator | Non-French Door | Frigidaire 18.3-cu ft Top-Freezer Refrigerator (Easycare Stainless Steel) | Top Freezer | Frost Free | None | 13.4 | 4.9 | 21.387 | 410 | 699 | [6 empty] | Lowe's | 2023 | https://www.lowes.com/pd/Frigidaire-18-3-cu-ft-Top-Freezer-Refrigerator-Easycare-Stainless-Steel/1001165036 | Yes
Refrigerator | Non-French Door | Frigidaire 18.3-cu ft Top-Freezer Refrigerator (White) | Top Freezer | Frost Free | None | 13.4 | 4.9 | 21.387 | 410 | 679 | [6 empty] | Lowe's | 2023 | https://www.lowes.com/pd/Frigidaire-18-3-Cu-Ft-Top-Freezer-Refrigerator/5013015811 | Yes
Refrigerator | Non-French Door |  | Refrigerator |  |  | 5.5 | 1.9 | 8.6 |  | 459 | [6 empty] | Home Depot | 2023 | https://www.homedepot.com/p/Avanti-7-4-cu-ft-Apartment-Size-Top-Freezer-Refrigerator-in-Black-and-Platinum-RA7316PST/301078478 | No
Refrigerator | Non-French Door |  | Top Freezer Refrigerator |  |  | 13.4 | 4.9 | 21.4 | 410 | 638 | [6 empty] | Home Depot | 2023 | https://www.homedepot.com/p/Frigidaire-18-3-Cu-Ft-Top-Freezer-Refrigerator-in-White-FFTR1814WW/318850475 | Yes
Refrigerator | Non-French Door |  | Top Freezer Refrigerator |  |  | 13.4 | 4.9 | 21.4 | 410 | 638 | [6 empty] | Home Depot | 2023 | https://www.homedepot.com/p/Frigidaire-18-3-Cu-Ft-Top-Freezer-Refrigerator-in-Black-FFTR1814WB/318850585 | Yes
Refrigerator | Non-French Door |  | Top Freezer Refrigerator |  |  | 8.4 | 3.2 | 13.6 | 410 | 598 | [6 empty] | Home Depot | 2023 | https://www.homedepot.com/p/Frigidaire-11-6-cu-ft-Top-Freezer-Refrigerator-in-Brushed-Steel-ENERGY-STAR-FFET1222UV/307481470 | Yes
Refrigerator | Non-French Door |  | Top Freezer Refrigerator |  |  | 13.1 | 5.1 | 21.4 | 411 | 899 | [6 empty] | Home Depot | 2023 | https://www.homedepot.com/p/Whirlpool-18-25-cu-ft-Top-Freezer-Built-In-and-Standard-Refrigerator-in-Monochromatic-Stainless-Steel-WRT108FFDM/317995318 | Yes
Refrigerator | Non-French Door |  | Top Freezer Refrigerator |  |  | 13.1 | 5.1 | 21.4 | 411 | 809 | [6 empty] | Home Depot | 2023 | https://www.homedepot.com/p/Whirlpool-18-25-cu-ft-Top-Freezer-Built-In-and-Standard-Refrigerator-in-White-WRT108FFDW/317995258 | Yes
Refrigerator | Non-French Door |  | Top Freezer Refrigerator |  |  | 13.1 | 5.1 | 21.4 | 411 | 728 | [6 empty] | Home Depot | 2023 | https://www.homedepot.com/p/Whirlpool-18-2-cu-ft-Top-Freezer-Refrigerator-in-Monochromatic-Stainless-Steel-WRT318FZDM/205730331 | Yes
Refrigerator | Non-French Door | Whirlpool 18.2-cu ft Top-Freezer Refrigerator (White) | Top Freezer | Frost Free | None | 13.1 | 5.1 | 21.413 | 411 | 699 | [6 empty] | Lowe's | 2023 | https://www.lowes.com/pd/Whirlpool-18-2-cu-ft-Top-Freezer-Refrigerator-White/50285239 | Yes
Refrigerator | Non-French Door |  | Top Freezer Refrigerator |  |  | 13.1 | 5.1 | 21.4 | 411 | 698 | [6 empty] | Home Depot | 2023 | https://www.homedepot.com/p/Maytag-18-cu-ft-Top-Freezer-Refrigerator-in-White-MRT118FFFH/300011269 | Yes
Refrigerator | Non-French Door |  | Top Freezer Refrigerator |  |  | 17.6 | 6.2 | 27.7 | 417 | 998 | [6 empty] | Home Depot | 2023 | https://www.homedepot.com/p/LG-33-in-W-24-cu-ft-Top-Freezer-Refrigerator-w-LED-Lighteing-and-Multi-Air-Flow-in-Stainless-Steel-ENERGY-STAR-LRTLS2403S/317450098 | Yes
Refrigerator | Non-French Door |  | Top Freezer Refrigerator |  |  | 17.6 | 6.2 | 27.7 | 417 | 898 | [6 empty] | Home Depot | 2023 | https://www.homedepot.com/p/LG-24-cu-ft-Top-Mount-Freezer-Refrigerator-with-Multi-Flow-Air-System-in-Stainless-Steel-Garage-Ready-LHTNS2403S/321887244 | Yes
Refrigerator | Non-French Door |  | Top Freezer Refrigerator |  |  | 14.1 | 5.2 | 22.6 | 420 | 828 | [6 empty] | Home Depot | 2023 | https://www.homedepot.com/p/Whirlpool-19-2-cu-ft-Top-Freezer-Refrigerator-in-Monochromatic-Stainless-Steel-WRT519SZDM/205730775 | Yes
Refrigerator | Non-French Door |  | Top Freezer Refrigerator |  |  | 13.59 | 5.57 | 22.7 | 422 | 698 | [6 empty] | Home Depot | 2023 | https://www.homedepot.com/p/GE-19-2-Cu-Ft-Top-Freezer-Refrigerator-in-Fingerprint-Resistant-Stainless-Steel-Garage-Ready-GTS19KYNRFS/319881478 | Yes
Refrigerator | Non-French Door |  | Bottom Freezer Refrigerator |  |  | 10 | 4.7 | 17.7 | 425 | 1299 | [6 empty] | Home Depot | 2023 | https://www.homedepot.com/p/LG-27-4-in-W-15-cu-ft-Bottom-Freezer-Refrigerator-w-Door-Cooling-Multi-Air-Flow-and-SmartDiagnosis-in-Platinum-Silver-LBNC15231V/309480550 | Yes
Refrigerator | Non-French Door | Frigidaire 20-cu ft Top-Freezer Refrigerator (EasyCare Stainless Steel) | Top Freezer | Frost Free | None | 14.6 | 5.4 | 23.402 | 427 | 729 | [6 empty] | Lowe's | 2023 | https://www.lowes.com/pd/Frigidaire-20-cu-ft-Top-Freezer-Refrigerator-EasyCare-Stainless-Steel/5001424439 | Yes
Refrigerator | Non-French Door |  | Bottom Freezer Refrigerator |  |  | 11.1 | 3.9 | 17.5 | 428 | 1259 | [6 empty] | Home Depot | 2023 | https://www.homedepot.com/p/Haier-15-0-cu-ft-Counter-Depth-Bottom-Freezer-Refrigerator-in-Stainless-Steel-HRB15N3BGS/300859005 | Yes
Refrigerator | Non-French Door |  | Top Freezer Refrigerator |  |  | 14.7 | 5.5 | 23.7 | 430 | 798 | [6 empty] | Home Depot | 2023 | https://www.homedepot.com/p/LG-30-in-W-20-cu-ft-Top-Freezer-Refrigerator-w-Multi-Air-Flow-and-Reversible-Door-in-Stainless-Steel-ENERGY-STAR-LTCS20020S/311231763 | Yes
Refrigerator | Non-French Door |  | Top Freezer Refrigerator |  |  | 15.3 | 5.15 | 23.7 | 430 | 758 | [6 empty] | Home Depot | 2023 | https://www.homedepot.com/p/Frigidaire-30-in-20-4-cu-ft-Top-Freezer-Refrigerator-in-Stainless-Steel-FRTD2021AS/318833857 | Yes
Refrigerator | Non-French Door | Frigidaire 20.5-cu ft Top-Freezer Refrigerator (White) | Top Freezer | Frost Free | None | 15.3 | 5.15 | 23.6945 | 430 | 749 | [6 empty] | Lowe's | 2023 | https://www.lowes.com/pd/Frigidaire-20-5-Cu-Ft-Top-Freezer-Refrigerator/5013015825 | Yes
Refrigerator | Non-French Door |  | Top Freezer Refrigerator |  |  | 12.6 | 4 | 19.1 | 436 | 908 | [6 empty] | Home Depot | 2023 | https://www.homedepot.com/p/GE-16-6-cu-ft-Top-Freezer-Refrigerator-in-Stainless-Steel-GIE17GSNRSS/311102031 | Yes
Refrigerator | Non-French Door |  | Top Freezer Refrigerator |  |  | 15.1 | 6.1 | 25 | 436 | 898 | [6 empty] | Home Depot | 2023 | https://www.homedepot.com/p/Maytag-21-cu-ft-Top-Freezer-Refrigerator-in-Fingerprint-Resistant-Stainless-Steel-MRT711SMFZ/300015404 | Yes
Refrigerator | Non-French Door | Whirlpool 20.5-cu ft Top-Freezer Refrigerator (White) | Top Freezer | Frost Free | None | 14.4 | 6.1 | 24.343 | 436 | 779 | [6 empty] | Lowe's | 2023 | https://www.lowes.com/pd/Whirlpool-20-5-cu-ft-Top-Freezer-Refrigerator-White/50297737 | Yes
Refrigerator | Non-French Door |  | Top Freezer Refrigerator |  |  | 14.4 | 6.1 | 24.3 | 436 | 698 | [6 empty] | Home Depot | 2023 | https://www.homedepot.com/p/Whirlpool-20-cu-ft-Top-Freezer-Refrigerator-in-White-WRT311FZDW/205658420 | Yes
Refrigerator | Non-French Door |  | Top Freezer Refrigerator |  |  | 5.1 | 1.9 | 8.2 | 436 | 559.99 | [6 empty] | Home Depot | 2023 | https://www.homedepot.com/p/Premium-LEVELLA-7-0-cu-ft-Frost-Free-Top-Freezer-Refrigerator-in-White-PRN7005HW/308485163 | Yes
Refrigerator | Non-French Door |  | Side-by-Side Refrigerator |  |  | 3 | 2.4 | 6.9 | 440 | 2685.9 | [6 empty] | Home Depot | 2023 | https://www.homedepot.com/p/Summit-Appliance-30-in-5-4-cu-ft-Built-In-Side-by-Side-Refrigerator-in-Stainless-Steel-Counter-Depth-FFRF3070BSS/302174415 | Yes
Refrigerator | Non-French Door |  | Side-by-Side Refrigerator |  |  | 3 | 2.4 | 6.9 | 440 | 2007.44 | [6 empty] | Home Depot | 2023 | https://www.homedepot.com/p/Summit-Appliance-30-in-5-4-cu-ft-Built-In-Side-by-Side-Refrigerator-in-Black-Counter-Depth-FFRF3070BK/317196634 | Yes
Refrigerator | Non-French Door |  | Side-by-Side Refrigerator |  |  | 3 | 2.4 | 6.9 | 440 | 1996.18 | [6 empty] | Home Depot | 2023 | https://www.homedepot.com/p/Summit-Appliance-30-in-5-4-cu-ft-Built-In-Side-by-Side-Refrigerator-in-Black-Counter-Depth-FFRF3070B/302174326 | Yes
Refrigerator | Non-French Door |  | Top Freezer Refrigerator |  |  | 15.2 | 6.1 | 25.1 | 443 | 1124 | [6 empty] | Home Depot | 2023 | https://www.homedepot.com/p/Whirlpool-21-3-cu-ft-Top-Freezer-Refrigerator-in-Monochromatic-Stainless-Steel-WRT511SZDM/205658424 | Yes
Refrigerator | Non-French Door |  | Top Freezer Refrigerator |  |  | 13.5 | 4 | 20 | 443 | 971 | [6 empty] | Home Depot | 2023 | https://www.homedepot.com/p/GE-17-5-cu-ft-Top-Freezer-Refrigerator-in-Stainless-Steel-ENERGY-STAR-GIE18GSNRSS/312036565 | Yes
Refrigerator | Non-French Door |  | Top Freezer Refrigerator |  |  | 13.5 | 4 | 20 | 443 | 863 | [6 empty] | Home Depot | 2023 | https://www.homedepot.com/p/GE-17-5-cu-ft-Top-Freezer-Refrigerator-in-White-GIE18DTNRWW/311102059 | Yes
Refrigerator | Non-French Door |  | Bottom Freezer Refrigerator |  |  | 11.7 | 5.1 | 20 | 445 | 1929.74 | [6 empty] | Home Depot | 2023 | https://www.homedepot.com/p/Summit-Appliance-27-in-W-16-8-cu-ft-Bottom-Freezer-Refrigerator-in-White-Counter-Depth-FFBF281WLHDE/317556231 | Yes
Refrigerator | Non-French Door |  | Bottom Freezer Refrigerator |  |  | 11.7 | 5.1 | 20 | 445 | 1866.14 | [6 empty] | Home Depot | 2023 | https://www.homedepot.com/p/Summit-Appliance-27-in-16-8-cu-ft-Bottom-Freezer-Refrigerator-in-White-Counter-Depth-FFBF281WLHD/300199656 | Yes
Refrigerator | Non-French Door |  | Bottom Freezer Refrigerator |  |  | 11.7 | 5.1 | 20 | 445 | 1822.11 | [6 empty] | Home Depot | 2023 | https://www.homedepot.com/p/Summit-Appliance-27-in-16-8-cu-ft-Bottom-Freezer-Refrigerator-in-White-Counter-Depth-FFBF281WH/316950356 | Yes
Refrigerator | Non-French Door |  | Bottom Freezer Refrigerator |  |  | 11.7 | 5.1 | 20 | 445 | 1802.56 | [6 empty] | Home Depot | 2023 | https://www.homedepot.com/p/Summit-Appliance-27-in-16-8-cu-ft-Bottom-Freezer-Refrigerator-in-White-Counter-Depth-FFBF281W/300199646 | Yes
Refrigerator | Non-French Door |  | Top Freezer Refrigerator |  |  | 9 | 3.9 | 15.4 | 445 | 1629.88 | [6 empty] | Home Depot | 2023 | https://www.homedepot.com/p/Summit-Appliance-12-9-cu-ft-Top-Freezer-Refrigerator-in-Stainless-Steel-FF1427SSIME/317555496 | Yes
Refrigerator | Non-French Door |  | Top Freezer Refrigerator |  |  | 9 | 3.9 | 15.4 | 445 | 1480.99 | [6 empty] | Home Depot | 2023 | https://www.homedepot.com/p/Summit-Appliance-12-9-cu-ft-Top-Freezer-Refrigerator-in-White-FF1427WIM/308904849 | Yes
Refrigerator | Non-French Door |  | Top Freezer Refrigerator |  |  | 12.7 | 4.9 | 20.7 | 448 | 1048 | [6 empty] | Home Depot | 2023 | https://www.homedepot.com/p/Samsung-29-in-17-6-cu-ft-Top-Freezer-Refrigerator-with-FlexZone-and-Ice-Maker-in-Fingerprint-Resistant-Stainless-Steel-RT18M6215SR/301367478 | Yes
Refrigerator | Non-French Door | Hisense 17.2-cu ft Counter-depth Bottom-Freezer Refrigerator (Fingerprint Resistant Stainless Steel) ENERGY STAR | Bottom Freezer | Frost Free | None | 12.1 | 5.1 | 20.413 | 453 | 1049 | [6 empty] | Lowe's | 2023 | https://www.lowes.com/pd/Hisense-17-2-cu-ft-Bottom-Freezer-Refrigerator-Stainless-steel-ENERGY-STAR/5001252387 | Yes
Refrigerator | Non-French Door |  | Bottom Freezer Refrigerator |  |  | 7.1 | 3.5 | 12.8 | 454 | 2079.16 | [6 empty] | Home Depot | 2023 | https://www.homedepot.com/p/Summit-Appliance-24-in-W-10-6-cu-ft-Bottom-Freezer-Refrigerator-in-Stainless-Steel-Counter-Depth-FFBF249SS2IMLHD/324584140 | Yes
Refrigerator | Non-French Door |  | Bottom Freezer Refrigerator |  |  | 7.1 | 3.5 | 12.8 | 454 | 1615.24 | [6 empty] | Home Depot | 2023 | https://www.homedepot.com/p/Summit-Appliance-24-in-10-6-cu-ft-Bottom-Freezer-Refrigerator-in-Stainless-Steel-Counter-Depth-LBF249/325372307 | Yes
Refrigerator | Non-French Door |  | Top Freezer Refrigerator |  |  | 13.1 | 5.1 | 21.4 | 455 | 989 | [6 empty] | Home Depot | 2023 | https://www.homedepot.com/p/Whirlpool-18-2-cu-ft-Top-Freezer-Refrigerator-in-Stainless-Steel-WRT348FMES/206488350 | Yes
Refrigerator | Non-French Door |  | Side-by-Side Refrigerator |  |  | 9.5 | 6.08 | 19.4 | 460 | 999 | [6 empty] | Home Depot | 2023 | https://www.homedepot.com/p/Forno-Salerno-33-in-Side-by-side-built-in-refrigerator-15-6-cu-ft-Stainless-Steel-Color-FFRBI1805-33SB/314431916 | Yes
Refrigerator | Non-French Door |  | Top Freezer Refrigerator |  |  | 13.6 | 5.6 | 22.7 | 463 | 1196 | [6 empty] | Home Depot | 2023 | https://www.homedepot.com/p/GE-19-2-cu-ft-Top-Freezer-Refrigerator-in-Stainless-Steel-with-Reversible-Door-Hinge-GIE19JSNRSS/312293333 | Yes
Refrigerator | Non-French Door |  | Bottom Freezer Refrigerator |  |  | 8.31 | 3.41 | 13.9 | 464 | 2293.59 | [6 empty] | Home Depot | 2023 | https://www.homedepot.com/p/Summit-Appliance-24-in-W-11-7-cu-ft-Bottom-Freezer-Refrigerator-in-Stainless-Steel-Counter-Depth-FFBF181ES2IMLHD/324584133 | Yes
Refrigerator | Non-French Door |  | Bottom Freezer Refrigerator |  |  | 8.31 | 3.41 | 13.9 | 464 | 2293.59 | [6 empty] | Home Depot | 2023 | https://www.homedepot.com/p/Summit-Appliance-24-in-W-11-7-cu-ft-Bottom-Freezer-Refrigerator-in-Stainless-Steel-Counter-Depth-FFBF181ES2IM/324583972 | Yes
Refrigerator | Non-French Door |  | Bottom Freezer Refrigerator |  |  | 11.5 | 4 | 18 | 470 | 8999 | [6 empty] | Home Depot | 2023 | https://www.homedepot.com/p/Bosch-Benchmark-Benchmark-Series-30-in-W-16-cu-ft-Built-In-Smart-Bottom-Freezer-Refrigerator-in-Stainless-Steel-Counter-Depth-B30BB935SS/315174238 | Yes
Refrigerator | Non-French Door |  | Bottom Freezer Refrigerator |  |  | 11.5 | 4 | 18 | 470 | 7999 | [6 empty] | Home Depot | 2023 | https://www.homedepot.com/p/Bosch-Benchmark-Benchmark-Series-30-in-W-16-cu-ft-Built-In-Smart-Bottom-Freezer-Refrigerator-Custom-Panel-Ready-Counter-Depth-B30IB905SP/315174236 | Yes
Refrigerator | Non-French Door |  | Top Freezer Refrigerator |  |  | 15.4 | 5.7 | 24.7 | 478 | 1248 | [6 empty] | Home Depot | 2023 | https://www.homedepot.com/p/Samsung-33-in-21-cu-ft-Top-Freezer-Refrigerator-with-FlexZone-and-Ice-Maker-in-Fingerprint-Resistant-Stainless-Steel-RT21M6215SR/301367483 | Yes
Refrigerator | Non-French Door |  | Refrigerator |  |  | 8.2 | 3.8 | 14.4 | 486 | 1999 | [6 empty] | Home Depot | 2023 | https://www.homedepot.com/p/LG-12-cu-ft-Bottom-Freezer-Refrigerator-with-Ice-Maker-Multi-Air-Flow-and-Reversible-Door-in-PrintProof-Stainless-Steel-LRBCC1204S/313910489 | Yes
Refrigerator | Non-French Door |  | Refrigerator |  |  | 14.8 | 6 | 24.6 | 488 | 1394 | [6 empty] | Home Depot | 2023 | https://www.homedepot.com/p/GE-21-0-cu-ft-Bottom-Freezer-Refrigerator-in-Fingerprint-Resistant-Stainless-Steel-Standard-Depth-ENERGY-STAR-GBE21DYKFS/319236591 | Yes
Refrigerator | Non-French Door |  | Top Freezer Refrigerator |  |  | 15.25 | 6.68 | 26.1 | 489 | 1699 | [6 empty] | Home Depot | 2023 | https://www.homedepot.com/p/GE-21-9-cu-ft-Top-Freezer-Refrigerator-in-Slate-Fingerprint-Resistant-ENERGY-STAR-GIE22JMNRES/320206516 | Yes
Refrigerator | Non-French Door |  | Top Freezer Refrigerator |  |  | 15.3 | 6.7 | 26.2 | 489 | 1549 | [6 empty] | Home Depot | 2023 | https://www.homedepot.com/p/GE-21-9-cu-ft-Top-Freezer-Refrigerator-in-Stainless-Steel-ENERGY-STAR-GIE22JSNRSS/312648527 | Yes
Refrigerator | Non-French Door |  | Bottom Freezer Refrigerator |  |  | 9.3 | 3.4 | 14.8 | 494 | 1349 | [6 empty] | Home Depot | 2023 | https://www.homedepot.com/p/Whirlpool-24-in-12-7-cu-ft-Bottom-Freezer-Refrigerator-in-Fingerprint-Resistant-Stainless-Counter-Depth-WRB543CMJZ/312842804 | Yes
Refrigerator | Non-French Door |  | Top Freezer Refrigerator |  |  | 13.6 | 5.1 | 21.9 | 495 | 854 | [6 empty] | Home Depot | 2023 | https://www.homedepot.com/p/Whirlpool-18-2-cu-ft-Top-Freezer-Refrigerator-in-Black-WRT318FMDB/205721798 | Yes
Refrigerator | Non-French Door |  | Side-by-Side Refrigerator |  |  | 12.3 | 6.5 | 22.9 | 497 | 1198 | [6 empty] | Home Depot | 2023 | https://www.homedepot.com/p/Frigidaire-36-in-18-8-cu-ft-Side-by-Side-Refrigerator-in-Brushed-Steel-Counter-Depth-FRSG1915AV/321802409 | Yes
Refrigerator | Non-French Door |  | Side-by-Side Refrigerator |  |  | 12.3 | 6.5 | 22.9 | 497 | 1184.37 | [6 empty] | Home Depot | 2023 | https://www.homedepot.com/p/Impecca-36-in-18-8-cu-ft-Side-by-Side-Refrigerator-Frost-Free-Defrost-LED-Lighting-Recessed-Handle-in-Stainless-Steel-M-RS1963STG-974/323583101 | Yes
Refrigerator | Non-French Door |  | Side-by-Side Refrigerator |  |  | 2.9 | 2.9 | 7.6 | 504 | 1979.53 | [6 empty] | Home Depot | 2023 | https://www.homedepot.com/p/Summit-Appliance-36-in-5-8-cu-ft-Built-In-Side-by-Side-Refrigerator-with-Freezer-in-Stainless-Steel-Counter-Depth-FFRF36/313375322 | Yes
Refrigerator | Non-French Door |  | Refrigerator |  |  | 12.43 | 5.26 | 21 | 512 | 2999.99 | [6 empty] | Home Depot | 2023 | https://www.homedepot.com/p/Unique-Appliances-Classic-Retro-30-in-17-7-cu-ft-Frost-Free-Retro-Bottom-Freezer-Refrigerator-in-Marshmallow-White-ENERGY-STAR-UGP-510L-W-AC/321261066 | Yes
Refrigerator | Non-French Door |  | Side-by-Side Refrigerator |  |  | 14.7 | 7.07 | 26.2 | 528 | 1439 | [6 empty] | Home Depot | 2023 | https://www.homedepot.com/p/Whirlpool-22-cu-Ft-Side-by-Side-Refrigerator-in-White-WRS312SNHW/302994260 | Yes
Refrigerator | Non-French Door |  | Bottom Freezer Refrigerator |  |  | 7.9 | 4.3 | 14.9 | 536 | 1499.99 | [6 empty] | Home Depot | 2023 | https://www.homedepot.com/p/Galanz-24-4-in-W-12-4-cu-ft-Frost-Free-Bottom-Freezer-Refrigerator-in-Stainless-Steel-with-Ice-Maker-GLR12BS2K16/314320059 | Yes
Refrigerator | Non-French Door |  | Refrigerator |  |  | 11.5 | 5.8 | 21 | 551 | 5610 | [6 empty] | Home Depot | 2023 | https://www.homedepot.com/p/Kucht-30-in-Width-16-cu-ft-Built-In-Bottom-Freezer-Refrigerator-in-Custom-Panel-Ready-Counter-Depth-KR300SD/321826228 | Yes
Refrigerator | Non-French Door |  | Bottom Freezer Refrigerator |  |  | 17.2 | 8.3 | 30.7 | 562 | 1598 | [6 empty] | Home Depot | 2023 | https://www.homedepot.com/p/LG-33-in-W-26-cu-ft-Bottom-Freezer-Refrigerator-w-Multi-Air-Flow-and-Smart-Cooling-in-PrintProof-Stainless-Steel-LRDCS2603S/312284005 | Yes
Refrigerator | Non-French Door |  | Side-by-Side Refrigerator |  |  | 15.5 | 9.61 | 31.2 | 570 | 1148 | [6 empty] | Home Depot | 2023 | https://www.homedepot.com/p/Whirlpool-25-cu-ft-Side-by-Side-Refrigerator-in-Monochromatic-Stainless-Steel-WRS315SNHM/303115494 | Yes
Refrigerator | Non-French Door |  | Side-by-Side Refrigerator |  |  | 15.3 | 9.61 | 31 | 574 | 1148 | [6 empty] | Home Depot | 2023 | https://www.homedepot.com/p/Maytag-36-in-24-9-cu-ft-Side-by-Side-Refrigerator-in-Fingerprint-Resistant-Stainless-Steel-MSS25N4MKZ/312471145 | Yes
Refrigerator | Non-French Door |  | Bottom Freezer Refrigerator |  |  | 15.6 | 6.5 | 26.2 | 584 | 1999 | [6 empty] | Home Depot | 2023 | https://www.homedepot.com/p/Whirlpool-22-cu-ft-Bottom-Freezer-Refrigerator-in-Stainless-Steel-with-Spill-Guard-Glass-Shelves-WRB322DMBM/205065350 | Yes
Refrigerator | Non-French Door |  | Refrigerator |  |  | 14.2 | 5.8 | 23.7 | 590 | 7437.5 | [6 empty] | Home Depot | 2023 | https://www.homedepot.com/p/Kucht-36-in-Width-16-cu-ft-Built-In-Bottom-Freezer-Refrigerator-in-Custom-Panel-Ready-Counter-Depth-KR360SD/321927198 | Yes
Refrigerator | Non-French Door |  | Bottom Freezer Refrigerator |  |  | 14.2 | 5.6 | 23.3 | 590 | 6799 | [6 empty] | Home Depot | 2023 | https://www.homedepot.com/p/36-in-Built-in-Single-Top-Door-Refrigerator-Bottom-Freezer-with-Automatic-Icemaker-Total-19-8-cu-ft-Panel-Ready-HRBISBM36PR/326215231 | Yes
Refrigerator | Non-French Door |  | Bottom Freezer Refrigerator |  |  | 15.3 | 5.6 | 24.4 | 599 | 8599 | [6 empty] | Home Depot | 2023 | https://www.homedepot.com/p/KitchenAid-20-9-cu-ft-Built-In-Bottom-Freezer-Refrigerator-in-Stainless-Steel-with-Platinum-Interior-KBBL306ESS/205848179 | Yes
Refrigerator | Non-French Door |  | Bottom Freezer Refrigerator |  |  | 15.3 | 5.6 | 24.4 | 599 | 8144 | [6 empty] | Home Depot | 2023 | https://www.homedepot.com/p/KitchenAid-20-9-cu-ft-Built-In-Bottom-Freezer-Refrigerator-in-Stainless-Steel-Platinum-Interior-KBBR306ESS/205850432 | Yes
Refrigerator | Non-French Door |  | Refrigerator |  |  | 17.55 | 7.28 | 29.4 | 610 | 1298 | [6 empty] | Home Depot | 2023 | https://www.homedepot.com/p/GE-24-8-cu-ft-Bottom-Freezer-Refrigerator-in-Fingerprint-Resistant-Stainless-Steel-Standard-Depth-ENERGY-STAR-GDE25EYKFS/319240123 | Yes
Refrigerator | Non-French Door |  | Side-by-Side Refrigerator |  |  | 23 | 6.94 | 34.3 | 615 | 1709 | [6 empty] | Home Depot | 2023 | https://www.homedepot.com/p/GE-23-0-cu-ft-Side-by-Side-Refrigerator-in-Fingerprint-Resistant-Stainless-Steel-Standard-Depth-ENERGY-STAR-GSE23GYPFS/318427836 | Yes
Refrigerator | Non-French Door |  | Side-by-Side Refrigerator |  |  | 14.4 | 7.94 | 27.3 | 615 | 1228 | [6 empty] | Home Depot | 2023 | https://www.homedepot.com/p/FRIGIDAIRE-GALLERY-22-3-cu-ft-33-in-Standard-Depth-Side-by-Side-Refrigerator-in-Smudge-Proof-Stainless-Steel-GRSS2352AF/316300759 | Yes
Refrigerator | Non-French Door |  | Side-by-Side Refrigerator |  |  | 14.2 | 7.94 | 27.1 | 615 | 1178 | [6 empty] | Home Depot | 2023 | https://www.homedepot.com/p/Frigidaire-33-in-22-3-cu-ft-Side-by-Side-Refrigerator-in-Stainless-Steel-Standard-Depth-FRSS2323AS/320928142 | Yes
Refrigerator | Non-French Door |  | Side-by-Side Refrigerator |  |  | 14.36 | 7.94 | 27.3 | 615 | 1158 | [6 empty] | Home Depot | 2023 | https://www.homedepot.com/p/Frigidaire-22-3-cu-ft-33-in-Side-by-Side-Refrigerator-in-Black-Standard-Depth-FRSS2323AB/320929671 | Yes
Refrigerator | Non-French Door |  | Side-by-Side Refrigerator |  |  | 14.6 | 7.4 | 26.7 | 640 | 1777 | [6 empty] | Home Depot | 2023 | https://www.homedepot.com/p/Samsung-36-in-22-cu-ft-Smart-Side-by-Side-Refrigerator-in-Fingerprint-Resistant-Stainless-Steel-Counter-Depth-RS22T5201SR/312283478 | Yes
Refrigerator | Non-French Door |  | Side-by-Side Refrigerator |  |  | 15.4 | 9.11 | 30.2 | 640 | 1619 | [6 empty] | Home Depot | 2023 | https://www.homedepot.com/p/Whirlpool-25-cu-ft-Side-by-Side-Refrigerator-in-Monochromatic-Stainless-Steel-WRS335SDHM/305518511 | Yes
Refrigerator | Non-French Door |  | Side-by-Side Refrigerator |  |  | 25.3 | 9.03 | 40 | 643 | 2249 | [6 empty] | Home Depot | 2023 | https://www.homedepot.com/p/GE-Profile-Profile-25-3-cu-ft-Side-by-Side-Refrigerator-in-Fingerprint-Resistant-Stainless-Steel-ENERGY-STAR-PSE25KYHFS/315544398 | Yes
Refrigerator | Non-French Door |  | Side-by-Side Refrigerator |  |  | 16.1 | 9.25 | 31.2 | 646 | 1619 | [6 empty] | Home Depot | 2023 | https://www.homedepot.com/p/GE-25-3-cu-ft-Side-by-Side-Refrigerator-in-Black-Standard-Depth-ENERGY-STAR-GSE25GGPBB/318454875 | Yes
Refrigerator | Non-French Door | Frigidaire 25.6-cu ft Side-by-Side Refrigerator with Ice Maker (Smudge-proof Stainless Steel) ENERGY STAR | Side by Side | Frost Free | Both | 16.6 | 9 | 31.27 | 647 | 1299 | [6 empty] | Lowe's | 2023 | https://www.lowes.com/pd/Frigidaire-Side-by-Side-Refrigerator/5001788543 | Yes
Refrigerator | Non-French Door | Frigidaire 25.6-cu ft Side-by-Side Refrigerator with Ice Maker (Easycare Stainless Steel) ENERGY STAR | Side by Side | Frost Free | Both | 16.6 | 9 | 31.27 | 647 | 1199 | [6 empty] | Lowe's | 2023 | https://www.lowes.com/pd/Frigidaire/5013537917 | Yes
Refrigerator | Non-French Door |  | Side-by-Side Refrigerator |  |  | 16.6 | 9 | 31.3 | 647 | 1198 | [6 empty] | Home Depot | 2023 | https://www.homedepot.com/p/FRIGIDAIRE-GALLERY-25-6-Cu-Ft-36-Standard-Depth-Side-by-Side-Refrigerator-in-Smudge-Proof-Stainless-Steel-GRSS2652AF/316379807 | Yes
Refrigerator | Non-French Door |  | Side-by-Side Refrigerator |  |  | 16.6 | 9 | 31.3 | 647 | 1098 | [6 empty] | Home Depot | 2023 | https://www.homedepot.com/p/Frigidaire-36-in-25-6-cu-ft-Side-by-Side-Refrigerator-in-Stainless-Steel-Standard-Depth-FRSS2623AS/320970662 | Yes
Refrigerator | Non-French Door |  | Side-by-Side Refrigerator |  |  | 13.6 | 6.97 | 25 | 654 | 1979 | [6 empty] | Home Depot | 2023 | https://www.homedepot.com/p/Whirlpool-21-cu-ft-Side-by-Side-Refrigerator-in-Fingerprint-Resistant-Stainless-Steel-Counter-Depth-WRSA71CIHZ/302967695 | Yes
Refrigerator | Non-French Door |  | Side-by-Side Refrigerator |  |  | 17.9 | 10.1 | 34.4 | 655 | 1778 | [6 empty] | Home Depot | 2023 | https://www.homedepot.com/p/Samsung-Bespoke-36-in-W-28-0-cu-ft-Side-by-Side-Refrigerator-in-White-with-Beverage-Center-Standard-Depth-RS28CB760012/324168283 | Yes
Refrigerator | Non-French Door |  | Side-by-Side Refrigerator |  |  | 14.6 | 6.77 | 25.6 | 658 | 1098 | [6 empty] | Home Depot | 2023 | https://www.homedepot.com/p/Amana-21-4-cu-ft-Side-by-Side-Refrigerator-in-Stainless-Steel-ASI2175GRS/304775091 | Yes
Refrigerator | Non-French Door |  | Side-by-Side Refrigerator |  |  | 15.5 | 9.11 | 30.3 | 658 | 1098 | [6 empty] | Home Depot | 2023 | https://www.homedepot.com/p/Amana-24-6-cu-ft-Side-by-Side-Refrigerator-with-Dual-Pad-External-Ice-and-Water-Dispenser-in-Stainless-Steel-ASI2575GRS/304288748 | Yes
Refrigerator | Non-French Door | Whirlpool 21.4-cu ft Side-by-Side Refrigerator with Ice Maker (Fingerprint Resistant Stainless Steel) | Side by Side | Frost Free | Both | 14.6 | 6.8 | 25.684 | 659 | 1299 | [6 empty] | Lowe's | 2023 | https://www.lowes.com/pd/Whirlpool-21-4-cu-ft-Side-By-Side-Refrigerator-with-Ice-and-Water-Dispenser-and-Can-Caddy-Fingerprint-Resistant-Stainless-Steel/5013699701 | Yes
Refrigerator | Non-French Door |  | Side-by-Side Refrigerator |  |  | 14.6 | 6.77 | 25.6 | 659 | 1198 | [6 empty] | Home Depot | 2023 | https://www.homedepot.com/p/Whirlpool-21-4-cu-ft-Side-by-Side-Refrigerator-in-Fingerprint-Resistant-Stainless-Steel-WRS321SDHZ/302786603 | Yes
Refrigerator | Non-French Door |  | Side-by-Side Refrigerator |  |  | 14.2 | 7.56 | 26.5 | 667 | 1398 | [6 empty] | Home Depot | 2023 | https://www.homedepot.com/p/GE-21-8-cu-ft-Side-by-Side-Refrigerator-in-Fingerprint-Resistant-Stainless-Steel-Counter-Depth-GZS22IYNFS/309004718 | Yes
Refrigerator | Non-French Door |  | Side-by-Side Refrigerator |  |  | 14.24 | 7.7 | 26.8 | 669 | 3059 | [6 empty] | Home Depot | 2023 | https://www.homedepot.com/p/Cafe-21-9-cu-ft-Side-by-Side-Refrigerator-in-Stainless-Steel-Counter-Depth-CZS22MP2NS1/309035904 | Yes
Refrigerator | Non-French Door |  | Side-by-Side Refrigerator |  |  | 14.1 | 7.79 | 26.8 | 669 | 2429 | [6 empty] | Home Depot | 2023 | https://www.homedepot.com/p/GE-21-9-cu-ft-Side-by-Side-Refrigerator-in-Stainless-Steel-Counter-Depth-GZS22DSJSS/206114941 | Yes
Refrigerator | Non-French Door |  | Side-by-Side Refrigerator |  |  | 16.7 | 8.93 | 31.3 | 674 | 2099 | [6 empty] | Home Depot | 2023 | https://www.homedepot.com/p/Whirlpool-26-cu-ft-Side-by-Side-Refrigerator-in-Monochromatic-Stainless-Steel-WRS586FIEM/205869871 | Yes
Refrigerator | Non-French Door |  | Side-by-Side Refrigerator |  |  | 17.5 | 10.1 | 34 | 682 | 1198 | [6 empty] | Home Depot | 2023 | https://www.homedepot.com/p/LG-28-cu-ft-Side-by-Side-Refrigerator-with-External-Water-in-Stainless-Standard-Depth-LRSWS2806S/325158289 | Yes
Refrigerator | Non-French Door |  | Side-by-Side Refrigerator |  |  | 12.8 | 19.8 | 45.1 | 685 | 2799 | [6 empty] | Home Depot | 2023 | https://www.homedepot.com/p/Whirlpool-36-in-19-8-cu-ft-Side-by-Side-Refrigerator-in-Fingerprint-Resistant-Stainless-Steel-Counter-Depth-WRS970CIHZ/311774553 | Yes
Refrigerator | Non-French Door |  | Side-by-Side Refrigerator |  |  | 13.7 | 9 | 28.4 | 685 | 2398 | [6 empty] | Home Depot | 2023 | https://www.homedepot.com/p/KitchenAid-36-in-W-22-6-cu-ft-Side-by-Side-Refrigerator-in-Stainless-Steel-with-PrintShield-Finish-Counter-Depth-KRSC703HPS/310828100 | Yes
Refrigerator | Non-French Door |  | Side-by-Side Refrigerator |  |  | 12.8 | 7 | 24.2 | 685 | 2198 | [6 empty] | Home Depot | 2023 | https://www.homedepot.com/p/KitchenAid-19-8-cu-ft-Side-by-Side-Refrigerator-in-Stainless-Steel-with-PrintShield-Finish-Counter-Depth-KRSC700HPS/311345807 | Yes
Refrigerator | Non-French Door |  | Side-by-Side Refrigerator |  |  | 17.9 | 10.1 | 34.4 | 685 | 1348 | [6 empty] | Home Depot | 2023 | https://www.homedepot.com/p/Samsung-36-in-28-cu-ft-Smart-Side-by-Side-Refrigerator-in-Fingerprint-Resistant-Stainless-Steel-Standard-Depth-RS28A500ASR/315423162 | Yes
Refrigerator | Non-French Door |  | Side-by-Side Refrigerator |  |  | 17.2 | 9.5 | 32.7 | 691 | 2332 | [6 empty] | Home Depot | 2023 | https://www.homedepot.com/p/Samsung-36-in-26-7-cu-ft-Smart-Side-by-Side-Refrigerator-with-Family-Hub-in-Stainless-Steel-Standard-Depth-RS27T5561SR/312283539 | Yes
Refrigerator | Non-French Door |  | Side-by-Side Refrigerator |  |  | 17.5 | 9.6 | 33.1 | 694 | 2221 | [6 empty] | Home Depot | 2023 | https://www.homedepot.com/p/LG-27-cu-ft-Side-by-Side-Refrigerator-w-Door-in-Door-Pocket-Handles-and-Craft-Ice-in-PrintProof-Stainless-Steel-LRSDS2706S/317645356 | Yes
Refrigerator | Non-French Door |  | Side-by-Side Refrigerator |  |  | 17.5 | 9.6 | 33.1 | 694 | 1798 | [6 empty] | Home Depot | 2023 | https://www.homedepot.com/p/LG-27-cu-ft-Side-by-Side-Smart-Refrigerator-w-InstaView-and-Craft-Ice-in-PrintProof-Stainless-Steel-LRSOS2706S/317445728 | Yes
Refrigerator | Non-French Door |  | Side-by-Side Refrigerator |  |  | 15.4 | 9.07 | 30.2 | 701 | 1398 | [6 empty] | Home Depot | 2023 | https://www.homedepot.com/p/Whirlpool-24-5-cu-ft-Side-by-Side-Refrigerator-in-Fingerprint-Resistant-Stainless-Steel-WRS555SIHZ/303419575 | Yes
Refrigerator | Non-French Door |  | Side-by-Side Refrigerator |  |  | 15.5 | 9.11 | 30.3 | 702 | 1439 | [6 empty] | Home Depot | 2023 | https://www.homedepot.com/p/Whirlpool-36-in-24-6-cu-ft-Side-by-Side-Refrigerator-in-Biscuit-WRS315SDHT/310813210 | Yes
Refrigerator | Non-French Door | Whirlpool 24.6-cu ft Side-by-Side Refrigerator with Ice Maker (Fingerprint Resistant Stainless Steel) | Side by Side | Frost Free | Both | 15.5 | 9.1 | 30.333 | 702 | 1199 | [6 empty] | Lowe's | 2023 | https://www.lowes.com/pd/Whirlpool-24-6-cu-ft-Side-by-Side-Refrigerator-with-Ice-Maker-Fingerprint-Resistant-Stainless-Steel/1000422565 | Yes
Refrigerator | Non-French Door |  | Side-by-Side Refrigerator |  |  | 16.2 | 8.91 | 30.7 | 704 | 1298 | [6 empty] | Home Depot | 2023 | https://www.homedepot.com/p/GE-25-1-cu-ft-Side-by-Side-Refrigerator-in-Fingerprint-Resistant-Stainless-Steel-GSS25IYNFS/309003622 | Yes
Refrigerator | Non-French Door | GE 25.3-cu ft Side-by-Side Refrigerator with Ice Maker (Stainless Steel) | Side by Side | Frost Free | Both | 16.07 | 9.25 | 31.1475 | 708 | 1299 | [6 empty] | Lowe's | 2023 | https://www.lowes.com/pd/GE-25-3-Cu-Ft-Side-By-Side-Refrigerator/5001986439 | Yes
Refrigerator | Non-French Door |  | Side-by-Side Refrigerator |  |  | 25.3 | 9.25 | 40.4 | 708 | 1098 | [6 empty] | Home Depot | 2023 | https://www.homedepot.com/p/GE-25-3-cu-ft-Side-by-Side-Refrigerator-in-Fingerprint-Resistant-Stainless-Steel-Standard-Depth-GSS25GYPFS/317987099 | Yes
Refrigerator | Non-French Door |  | Side-by-Side Refrigerator |  |  | 14.8 | 7.74 | 27.4 | 716 | 1498 | [6 empty] | Home Depot | 2023 | https://www.homedepot.com/p/LG-23-cu-ft-Side-by-Side-Refrigerator-with-External-Ice-andWater-Dispenser-in-PrintProof-Stainless-Steel-Counter-Depth-LRSXC2306S/317437106 | Yes
Refrigerator | Non-French Door | LG 27.2-cu ft Side-by-Side Refrigerator with Ice Maker (Stainless Steel Look) | Side by Side | Frost Free | Both | 17.52 | 9.64 | 33.2332 | 726 | 1399 | [6 empty] | Lowe's | 2023 | https://www.lowes.com/pd/LG-Side-by-Side-Ref-LRSXS2706V/5001920887 | Yes
Refrigerator | Non-French Door |  | Side-by-Side Refrigerator |  |  | 9.64 | 9.64 | 25.4 | 726 | 1398 | [6 empty] | Home Depot | 2023 | https://www.homedepot.com/p/LG-27-cu-ft-Side-by-Side-Smart-Refrigerator-w-Craft-Ice-External-Ice-and-Water-Dispenser-in-PrintProof-Stainless-Steel-LHSXS2706S/320484893 | Yes
Refrigerator | Non-French Door |  | Side-by-Side Refrigerator |  |  | 17.9 | 9.5 | 33.4 | 728 | 1666 | [6 empty] | Home Depot | 2023 | https://www.homedepot.com/p/Samsung-36-in-27-4-cu-ft-Side-by-Side-Refrigerator-in-Fingerprint-Resistant-Stainless-Steel-Standard-Depth-RS27T5200SR/312283386 | Yes
Refrigerator | Non-French Door | Samsung 27.4-cu ft Side-by-Side Refrigerator with Ice Maker (Fingerprint Resistant Stainless Steel) | Side by Side | Frost Free | Both | 17.9 | 9.5 | 33.385 | 728 | 1217 | [6 empty] | Lowe's | 2023 | https://www.lowes.com/pd/Samsung-27-4-cu-ft-Side-by-Side-Refrigerator-with-Ice-Maker-Fingerprint-Resistant-Stainless-Steel/1002238294 | Yes
Refrigerator | Non-French Door |  | Bottom Freezer Refrigerator |  |  | 15 | 7.18 | 26.7 | 730 | 3599 | [6 empty] | Home Depot | 2023 | https://www.homedepot.com/p/GE-Profile-Profile-22-1-cu-ft-French-Door-Refrigerator-with-Door-in-Door-in-Fingerprint-Resistant-Stainless-Steel-Counter-Depth-PYD22KYNFS/312648544 | Yes
Refrigerator | Non-French Door | Whirlpool 28.4-cu ft Side-by-Side Refrigerator with Ice Maker (Fingerprint Resistant Stainless Steel) | Side by Side | Frost Free | Both | 17.5 | 10.9 | 35.267 | 747 | 1599 | [6 empty] | Lowe's | 2023 | https://www.lowes.com/pd/Whirlpool-28-4-cu-ft-Side-by-Side-Refrigerator-with-Ice-Maker-Fingerprint-Resistant-Stainless-Steel/1000236845 | Yes
Refrigerator | Non-French Door |  | Side-by-Side Refrigerator |  |  | 17.6 | 10.93 | 35.4 | 747 | 1598 | [6 empty] | Home Depot | 2023 | https://www.homedepot.com/p/Whirlpool-28-cu-ft-Side-by-Side-Refrigerator-in-Fingerprint-Resistant-Stainless-Steel-WRS588FIHZ/301991272 | Yes
Refrigerator | Non-French Door |  | Side-by-Side Refrigerator |  |  | 16.25 | 9.35 | 31.5 | 762 | 7699 | [6 empty] | Home Depot | 2023 | https://www.homedepot.com/p/LG-STUDIO-42-in-W-26-5-cu-ft-Built-in-Side-by-Side-Refrigerator-with-SpacePlus-In-Door-ice-in-Stainless-Steel-Cabinet-Depth-SRSXB2622S/318302718 | Yes
Refrigerator | Non-French Door |  | Side-by-Side Refrigerator |  |  | 16.4 | 9.07 | 31.2 | 772 | 9899 | [6 empty] | Home Depot | 2023 | https://www.homedepot.com/p/KitchenAid-25-5-cu-ft-Built-In-Side-By-Side-Refrigerator-in-Black-Stainless-with-PrintShield-KBSN602EBS/301732610 | Yes
Refrigerator | Non-French Door |  | Side-by-Side Refrigerator |  |  | 13.8 | 13.8 | 36.3 | 788 | 2999 | [6 empty] | Home Depot | 2023 | https://www.homedepot.com/p/Forno-60-in-W-27-6-cu-ft-Free-Standing-Side-by-Side-Style-2-Doors-Refrigerator-and-Freezer-in-Stainless-Steel-FFFFD1933-60S/312272215 | Yes
Refrigerator | Non-French Door |  | Side-by-Side Refrigerator |  |  | 17.2 | 11.52 | 36 | 885 | 9836 | [6 empty] | Home Depot | 2023 | https://www.homedepot.com/p/GE-Profile-Profile-28-7-cu-ft-Smart-Built-In-Side-by-Side-Refrigerator-in-Stainless-Steel-PSB48YSNSS/312648540 | Yes
Refrigerator | Non-French Door |  | Side-by-Side Refrigerator |  |  | 17.2 | 11.44 | 35.8 | 885 | 9829 | [6 empty] | Home Depot | 2023 | https://www.homedepot.com/p/Cafe-28-7-cu-ft-Built-In-Smart-Side-by-Side-Refrigerator-in-Stainless-Steel-CSB48YP2RS1/318450178 | Yes
Refrigerator | French Door |  | French Door Refrigerator |  |  | 17 | 13 | 38.2 | 799 | 3999 | [6 empty] | Home Depot | 2023 | https://www.homedepot.com/p/LG-30-cu-ft-4-Door-French-Door-Refrigerator-Full-Convert-Drawer-Smart-Cooling-and-Craft-Ice-PrintProof-Stainless-Steel-LRMXS3006S/320050190 | Yes
Refrigerator | Non-French Door |  | Top Freezer Refrigerator |  |  | 7.53 | 3.76 | 13.7 | 170 | 489 | [6 empty] | Home Depot | 2023 | https://www.homedepot.com/p/Whirlpool-11-3-cu-ft-Built-in-Top-Freezer-Refrigerator-in-Silver-WT1133M/324905103 | No
Refrigerator | Non-French Door |  | Top Freezer Refrigerator |  |  | 7.53 | 3.76 | 13.7 | 170 | 479 | [6 empty] | Home Depot | 2023 | https://www.homedepot.com/p/Whirlpool-11-3-cu-ft-Built-in-Top-Freezer-Refrigerator-in-Silver-WT1130M/324907742 | No
Refrigerator | French Door |  | French Door Refrigerator |  |  | 18.8 | 12 | 38.4 | 807 | 7999 | [6 empty] | Home Depot | 2023 | https://www.homedepot.com/p/LG-SIGNATURE-30-cu-ft-French-Door-Refrigerator-w-InstaView-Glide-N-Serve-Auto-Open-Door-and-Voice-Activation-in-Textured-Steel-URNTS3106N/312962399 | Yes
Refrigerator | Non-French Door |  | Top Freezer Refrigerator |  |  | 6.21 | 1.49 | 8.6 | 366 | 467.51 | [6 empty] | Home Depot | 2023 | https://www.homedepot.com/p/Commercial-Cool-7-7-cu-ft-Top-Freezer-Refrigerator-in-Stainless-Look-CCR77LBS/322679989 | No
Refrigerator | Non-French Door |  | Top Freezer Refrigerator |  |  | 6 | 1.4 | 8.3 | 345 | 429.99 | [6 empty] | Home Depot | 2023 | https://www.homedepot.com/p/Avanti-7-4-cu-ft-Built-in-Top-Freezer-Refrigerator-in-Stainless-Steel-RA75V3S/321465981 | No

## Refrigerator Analysis
Table of Contents
Machine Readable Results
Component & Class |  |  | Retail Price Regression, Performance metric 1 | [6 empty] | Retail Price Regression, Performance metric 2 | [6 empty] | Retail Price Regression, Intercepts |  |  | Installation Multiplier |  | Installation Adder |  | Additional Data
Component | Class | Output Units | Coefficient-Low | Coefficient-Mid | Coefficient-High | Metric | Unit | Lower Bound | Upper Bound | Coefficient-Low | Coefficient-Mid | Coefficient-High | Metric | Unit | Lower Bound | Upper Bound | Int-Low | Int-Mid | Int-High | New Construction | Retrofit | New Construction | Retrofit | Lifetime | Cost Variation Considerations | Data Sources | Qualitative Rank | Notes
Refrigerator | French Door | 2023$ | -25.7884 | -63.2622 | -16.3582 | Volume | Cubic ft | 17.7 | 43 | 4.3683 | 8.0844 | 2.2744 | Energy Consumption | kWh/yr | 321 | 807 | -337.218 | -641.5093 | 3437.7449 |  |  | 194.4981 | 420.1056 | 14.6 | Prevailing local wages, Drive time, Access, Need for condensate line/drain, Condition of existing electrical system, Type of equipment | 1, 2, 4, 6 | High SS, Low R2, Medium Source Diversity
Refrigerator | Non-French Door | 2023$ | -1.8147 | -18.6788 | -68.0312 | Volume | Cubic ft | 5.5 | 45.1 | 1.7774 | 2.8394 | 7.4125 | Energy Consumption | kWh/yr | 115 | 885 | 6.3415 | 222.7705 | 789.6711 |  |  | 194.4981 | 420.1056 | 16.8 | Prevailing local wages, Drive time, Access, Need for condensate line/drain, Condition of existing electrical system, Type of equipment | 1, 2, 4, 6 | High SS, Medium R2, Medium Source Diversity
Quantile Regression Results
French Door
Bounds Metric 1 (Volume): | 17.7 - 43
Bounds Metric 2 (Annual Energy Consumption): | 321 - 807
Sample Size: | 118
Median R2: | 0.04126
Non-French Door
Bounds Metric 1 (Volume): | 5.5 - 45.1
Bounds Metric 2 (Annual Energy Consumption): | 115 - 885
Sample Size: | 246
Median R2: | 0.1041

## Room AC Data
Table of Contents
Raw Data |  |  |  | Performance Metric 1 | Performance Metric 2 |  | Cost Metric | [11 empty] | Labor Calculations | [5 empty] | Labor % multiplier (of Materials & Equipment)
Component | Brand | Model | Individual Model #2 | BTU/h | CEER | Heating Btu/h | Material Cost | Labor Hours | Install Labor ($) | Installed Cost (O&P) | Removal Labor | Removal Hours | Date of Data | Notes | Source | Link | Regression | Lifetime (years) | Component | Product Class | Install | Removal | Total New Construction | Total Retrofit | New Construction (%) | Retrofit (%) | Date of Data | Source
Room AC | [12 empty] | 2020 |  | Standards TSD |  | No | 10 | Room AC | No Heat |  |  | 199.5577 | 352.6077 | 100% | 100% | 2023 | Homewyse
Room AC |  |  |  | 10000 | 11.3 |  | 530 | 3.8 | 793 | 1323 | 274 | 1.1 | 2023 | High, NY - 10162 | Homewyse | https://www.homewyse.com/services/cost_to_install_room_air_conditioner.html | No
Room AC |  |  |  | 10000 | 11.3 |  | 454 | 3.8 | 284 | 738 | 122 | 1.1 | 2023 | Low, NY - 10162 | Homewyse | https://www.homewyse.com/services/cost_to_install_room_air_conditioner.html | No
Room AC |  |  |  | 10000 | 11.3 |  | 495 | 3.8 | 543 | 1038 | 198 | 1.1 | 2023 | High, NY - 13045 | Homewyse | https://www.homewyse.com/services/cost_to_install_room_air_conditioner.html | No
Room AC |  |  |  | 10000 | 11.3 |  | 424 | 3.8 | 197 | 621 | 95 | 1.1 | 2023 | Low, NY - 13045 | Homewyse | https://www.homewyse.com/services/cost_to_install_room_air_conditioner.html | No
Room AC |  |  |  | 10000 | 11.3 |  | 510 | 3.8 | 649 | 1159 | 231 | 1.1 | 2023 | High, IL - 60654 | Homewyse | https://www.homewyse.com/services/cost_to_install_room_air_conditioner.html | No
Room AC |  |  |  | 10000 | 11.3 |  | 437 | 3.8 | 233 | 670 | 106 | 1.1 | 2023 | Low, IL - 60654 | Homewyse | https://www.homewyse.com/services/cost_to_install_room_air_conditioner.html | No
Room AC |  |  |  | 10000 | 11.3 |  | 498 | 3.8 | 566 | 1064 | 206 | 1.1 | 2023 | High, IL - 62824 | Homewyse | https://www.homewyse.com/services/cost_to_install_room_air_conditioner.html | No
Room AC |  |  |  | 10000 | 11.3 |  | 427 | 3.8 | 205 | 632 | 97 | 1.1 | 2023 | Low, IL - 62824 | Homewyse | https://www.homewyse.com/services/cost_to_install_room_air_conditioner.html | No
Room AC |  |  |  | 10000 | 11.3 |  | 489 | 3.8 | 502 | 991 | 187 | 1.1 | 2023 | High, TX - 77081 | Homewyse | https://www.homewyse.com/services/cost_to_install_room_air_conditioner.html | No
Room AC |  |  |  | 10000 | 11.3 |  | 419 | 3.8 | 182 | 601 | 89 | 1.1 | 2023 | Low, TX - 77081 | Homewyse | https://www.homewyse.com/services/cost_to_install_room_air_conditioner.html | No
Room AC |  |  |  | 10000 | 11.3 |  | 489 | 3.8 | 501 | 990 | 186 | 1.1 | 2023 | High, TX - 75803 | Homewyse | https://www.homewyse.com/services/cost_to_install_room_air_conditioner.html | No
Room AC |  |  |  | 10000 | 11.3 |  | 419 | 3.8 | 182 | 601 | 89 | 1.1 | 2023 | Low, TX - 75803 | Homewyse | https://www.homewyse.com/services/cost_to_install_room_air_conditioner.html | No
Room AC |  |  |  | 10000 | 11.3 |  | 490 | 3.8 | 511 | 1001 | 189 | 1.1 | 2023 | High, GA - 30332 | Homewyse | https://www.homewyse.com/services/cost_to_install_room_air_conditioner.html | No
Room AC |  |  |  | 10000 | 11.3 |  | 420 | 3.8 | 185 | 605 | 90 | 1.1 | 2023 | Low, GA - 30332 | Homewyse | https://www.homewyse.com/services/cost_to_install_room_air_conditioner.html | No
Room AC |  |  |  | 10000 | 11.3 |  | 484 | 3.8 | 470 | 954 | 176 | 1.1 | 2023 | High, GA - 31021 | Homewyse | https://www.homewyse.com/services/cost_to_install_room_air_conditioner.html | No
Room AC |  |  |  | 10000 | 11.3 |  | 415 | 3.8 | 171 | 586 | 86 | 1.1 | 2023 | Low, GA - 31021 | Homewyse | https://www.homewyse.com/services/cost_to_install_room_air_conditioner.html | No
Room AC |  |  |  | 10000 | 11.3 |  | 506 | 3.8 | 623 | 1129 | 223 | 1.1 | 2023 | High, CA - 90057 | Homewyse | https://www.homewyse.com/services/cost_to_install_room_air_conditioner.html | No
Room AC |  |  |  | 10000 | 11.3 |  | 434 | 3.8 | 225 | 659 | 103 | 1.1 | 2023 | Low, CA - 90057 | Homewyse | https://www.homewyse.com/services/cost_to_install_room_air_conditioner.html | No
Room AC |  |  |  | 10000 | 11.3 |  | 502 | 3.8 | 595 | 1097 | 214 | 1.1 | 2023 | High, CA - 95482 | Homewyse | https://www.homewyse.com/services/cost_to_install_room_air_conditioner.html | No
Room AC |  |  |  | 10000 | 11.3 |  | 430 | 3.8 | 215 | 645 | 100 | 1.1 | 2023 | Low, CA - 95482 | Homewyse | https://www.homewyse.com/services/cost_to_install_room_air_conditioner.html | No
Room AC | Koldfront | 25,000 BTU 230-Volt Window Air Conditioner with Heat and Remote in White |  | 25000 | 9.4 |  | 849 | [5 empty] | 2023 | With Heat | Home Depot | https://www.homedepot.com/p/Koldfront-25-000-BTU-230-Volt-Window-Air-Conditioner-with-Heat-and-Remote-in-White-WAC25001W/309204561 | No
Room AC | Keystone | 25,000 BTU 230V Window Wall AC, 16,000 BTU Supplemental Heating, Sleep Mode, 24H Timer, Auto-Restart,1500 Sq. Ft |  | 25000 | 9.4 |  | 824 | [5 empty] | 2023 | With Heat | Home Depot | https://www.homedepot.com/p/Keystone-25-000-BTU-230V-Window-Wall-AC-16-000-BTU-Supplemental-Heating-Sleep-Mode-24H-Timer-Auto-Restart-1500-Sq-Ft-KSTHW25A/310037845 | No
Room AC | Frigidaire | 28,000 BTU Window-Mounted Room Air Conditioner in White with Remote |  | 28000 | 9.4 |  | 853 | [5 empty] | 2023 |  | Home Depot | https://www.homedepot.com/p/Frigidaire-28-000-BTU-Window-Mounted-Room-Air-Conditioner-in-White-with-Remote-FHWC282WB2/315950934 | Yes
Room AC | LG | 23,000 BTU 230/208-Volt Window Air Conditioner LW2421HRSM Cools 1,400 Sq. Ft. with Cool and Heat, Wi-Fi Enabled | LW2421HRSM | 23000 | 9.8 |  | 849 | [5 empty] | 2023 | With Heat | Home Depot | https://www.homedepot.com/p/LG-Electronics-23-000-BTU-230-208-Volt-Window-Air-Conditioner-LW2421HRSM-Cools-1-400-Sq-Ft-with-Cool-and-Heat-Wi-Fi-Enabled-LW2421HRSM/314714282 | No
Room AC | Frigidaire | 8,000 BTU Window Air Conditioner with Supplemental Heat and Slide Out Chassis in White |  | 8000 | 9.8 |  | 553 | [5 empty] | 2023 | With Heat | Home Depot | https://www.homedepot.com/p/Frigidaire-8-000-BTU-Window-Air-Conditioner-with-Supplemental-Heat-and-Slide-Out-Chassis-in-White-FHWH082WA1/316032221 | No
Room AC | Frigidaire | 25,000 BTU Window-Mounted Room Air Conditioner in White with Remote |  | 25000 | 10.3 |  | 655 | [5 empty] | 2023 |  | Home Depot | https://www.homedepot.com/p/Frigidaire-25-000-BTU-Window-Mounted-Room-Air-Conditioner-in-White-with-Remote-FHWC253WB2/315950739 | Yes
Room AC | Frigidaire | 10,000 BTU Window Air Conditioner in White with Electronic Control, Slider/Casement |  | 10000 | 10.8 |  | 561 | [5 empty] | 2023 |  | Home Depot | https://www.homedepot.com/p/Frigidaire-10-000-BTU-Window-Air-Conditioner-in-White-with-Electronic-Control-Slider-Casement-FFRS1022RE/312589883 | Yes
Room AC | Koldfront | 8,000 BTU 115-Volt Window Air Conditioner with Heat and Remote in White |  | 8000 | 10.9 |  | 459 | [5 empty] | 2023 | With Heat | Home Depot | https://www.homedepot.com/p/Koldfront-8-000-BTU-115-Volt-Window-Air-Conditioner-with-Heat-and-Remote-in-White-WAC8001W/309204560 | No
Room AC | Koldfront | 12,000 BTU Window Air Conditioner with Heat and Remote in White |  | 12000 | 10.9 |  | 659 | [5 empty] | 2023 |  | Home Depot | https://www.homedepot.com/p/Koldfront-12-000-BTU-Window-Air-Conditioner-with-Heat-and-Remote-in-White-WAC12001W/309204557 | Yes
Room AC | Toshiba | 5,000 BTU 115-Volt Window Air Conditioner in White |  | 5000 | 11 |  | 179 | [5 empty] | 2023 |  | Home Depot | https://www.homedepot.com/p/Toshiba-5-000-BTU-115-Volt-Window-Air-Conditioner-in-White-RAC-WK0512CMRU/311290375 | Yes
Room AC | LG | 5,000 BTU 115-Volt Window Air Conditioner LW5016 in White | LW5016 | 5000 | 11 |  | 169 | [5 empty] | 2023 |  | Home Depot | https://www.homedepot.com/p/LG-Electronics-5-000-BTU-115-Volt-Window-Air-Conditioner-LW5016-in-White-LW5016/206520593 | Yes
Room AC | Frigidaire | 5,000 BTU 115-Volt Window-Mounted Mini-Compact Air Conditioner with Mechanical Controls |  | 5000 | 11 |  | 159 | [5 empty] | 2023 |  | Home Depot | https://www.homedepot.com/p/Frigidaire-5-000-BTU-115-Volt-Window-Mounted-Mini-Compact-Air-Conditioner-with-Mechanical-Controls-FFRA051WAE/308328843 | Yes
Room AC | Toshiba | 6,000 BTU 115-Volt Window Air Conditioner with Remote in White |  | 6000 | 11 |  | 249 | [5 empty] | 2023 |  | Home Depot | https://www.homedepot.com/p/Toshiba-6-000-BTU-115-Volt-Window-Air-Conditioner-with-Remote-in-White-RAC-WK0612CRRU/311290372 | Yes
Room AC | LG | 7,500 BTU 115-Volt Window Air Conditioner LW8021HRSM Cools 320 Sq. Ft. with Cool and Heat, Wi-Fi Enabled | LW8021HRSM | 7500 | 11 |  | 529 | [5 empty] | 2023 | With Heat | Home Depot | https://www.homedepot.com/p/LG-Electronics-7-500-BTU-115-Volt-Window-Air-Conditioner-LW8021HRSM-Cools-320-Sq-Ft-with-Cool-and-Heat-Wi-Fi-Enabled-LW8021HRSM/314714288 | No
Room AC | Vissani | 5000 BTU Window Air Conditioner |  | 5000 | 11 |  | 159 | [5 empty] | 2023 |  | Home Depot | https://www.homedepot.com/p/Vissani-5000-BTU-Window-Air-Conditioner-VWA05/319166748 | Yes
Room AC | LG | 18,000 BTU 230/208-Volt Window Air Conditioner LW1821HRSM Cools 1,000 Sq. Ft. with Cool and Heat, Wi-Fi Enabled | LW1821HRSM | 18000 | 11.1 |  | 749 | [5 empty] | 2023 | With Heat | Home Depot | https://www.homedepot.com/p/LG-Electronics-18-000-BTU-230-208-Volt-Window-Air-Conditioner-LW1821HRSM-Cools-1-000-Sq-Ft-with-Cool-and-Heat-Wi-Fi-Enabled-LW1821HRSM/314714287 | No
Room AC | LG | 18,000 BTU 230-Volt Window Air Conditioner LW1816HR with Cool, Heat and Remote in White | LW1816HR | 18000 | 11.1 |  | 699 | [5 empty] | 2023 | With Heat | Home Depot | https://www.homedepot.com/p/LG-Electronics-18-000-BTU-230-Volt-Window-Air-Conditioner-LW1816HR-with-Cool-Heat-and-Remote-in-White-LW1816HR/206520610 | No
Room AC | Windmill | 6,000 (DOE) BTU 115 Volts Quiet/ECO/Smart Window Air Conditioner with Wi-Fi/App Remote and Easy Install No Pre-Assembly |  | 6000 | 11.1 |  | 339 | [5 empty] | 2023 |  | Home Depot | https://www.homedepot.com/p/Windmill-6-000-DOE-BTU-115-Volts-Quiet-ECO-Smart-Window-Air-Conditioner-with-Wi-Fi-App-Remote-and-Easy-Install-No-Pre-Assembly-W1W12/319772228 | Yes
Room AC | LG | 12,000 BTU 230/208-Volt Window Air Conditioner LW1221HRSM Cools 550 Sq. Ft. with Cool and Heat, Wi-Fi Enabled | LW1221HRSM | 12000 | 11.2 |  | 599 | [5 empty] | 2023 | With Heat | Home Depot | https://www.homedepot.com/p/LG-Electronics-12-000-BTU-230-208-Volt-Window-Air-Conditioner-LW1221HRSM-Cools-550-Sq-Ft-with-Cool-and-Heat-Wi-Fi-Enabled-LW1221HRSM/314714284 | No
Room AC | LG | 12,000 BTU 230-Volt Window Air Conditioner LW1216HR with Cool, Heat and Remote in White | LW1216HR | 12000 | 11.2 |  | 549 | [5 empty] | 2023 | With Heat | Home Depot | https://www.homedepot.com/p/LG-Electronics-12-000-BTU-230-Volt-Window-Air-Conditioner-LW1216HR-with-Cool-Heat-and-Remote-in-White-LW1216HR/206520620 | No
Room AC | LG | 6,000 BTU 115-Volt Window Air Conditioner LW6017R Cools 250 Sq. Ft. with Remote | LW6017R | 6000 | 11.3 |  | 239 | [5 empty] | 2023 |  | Home Depot | https://www.homedepot.com/p/LG-Electronics-6-000-BTU-115-Volt-Window-Air-Conditioner-LW6017R-Cools-250-Sq-Ft-with-Remote-LW6017R/300422895 | Yes
Room AC | GE | 6,100 BTU 115-Volt ClearView Ultra Quiet Window Air Conditioner for Small Rooms, Full Window View, Easy Install |  | 6100 | 11.5 |  | 428 | [5 empty] | 2023 |  | Home Depot | https://www.homedepot.com/p/GE-Profile-6-100-BTU-115-Volt-ClearView-Ultra-Quiet-Window-Air-Conditioner-for-Small-Rooms-Full-Window-View-Easy-Install-AHTT06BC/319294010 | Yes
Room AC | LG | 15,000 BTU 115-Volt Window Air Conditioner LW1516ER with ENERGY STAR and Remote in White | LW1516ER | 15000 | 11.8 |  | 529 | [5 empty] | 2023 |  | Home Depot | https://www.homedepot.com/p/LG-Electronics-15-000-BTU-115-Volt-Window-Air-Conditioner-LW1516ER-with-ENERGY-STAR-and-Remote-in-White-LW1516ER/206520622 | Yes
Room AC | Frigidaire | 15,000 BTU Connected Window-Mounted Room Air Conditioner in White |  | 15100 | 11.8 |  | 554 | [5 empty] | 2023 |  | Home Depot | https://www.homedepot.com/p/Frigidaire-15-000-BTU-Connected-Window-Mounted-Room-Air-Conditioner-in-White-FHWW153WBE/315707284 | Yes
Room AC | LG | 18,000 BTU 230/208-Volt Window Air Conditioner LW1816ER with ENERGY STAR and Remote in White | LW1816ER | 18000 | 11.8 |  | 548 | [5 empty] | 2023 |  | Home Depot | https://www.homedepot.com/p/LG-Electronics-18-000-BTU-230-208-Volt-Window-Air-Conditioner-LW1816ER-with-ENERGY-STAR-and-Remote-in-White-LW1816ER/206520618 | Yes
Room AC | Frigidaire | 18,000 BTU Window Mounted Room Air Conditioner in White with Remote |  | 18000 | 11.8 |  | 610 | [5 empty] | 2023 |  | Home Depot | https://www.homedepot.com/p/Frigidaire-18-000-BTU-Window-Mounted-Room-Air-Conditioner-in-White-with-Remote-FHWC183WB2/315949746 | Yes
Room AC | Toshiba | 18,000 BTU 230-Volt Touch Control Window Air Conditioner with Remote and ENERGY STAR in White |  | 18000 | 11.8 |  | 599 | [5 empty] | 2023 |  | Home Depot | https://www.homedepot.com/p/Toshiba-18-000-BTU-230-Volt-Touch-Control-Window-Air-Conditioner-with-Remote-and-ENERGY-STAR-in-White-RAC-WK1823ESCWR/318519287 | Yes
Room AC | Toshiba | 18,000 BTU 230-Volt Touch Control Window Air Conditioner with Remote and ENERGY STAR in White |  | 18000 | 11.8 |  | 599 | [5 empty] | 2023 |  | Home Depot | https://www.homedepot.com/p/Toshiba-18-000-BTU-230-Volt-Touch-Control-Window-Air-Conditioner-with-Remote-and-ENERGY-STAR-in-White-RAC-WK1823ESCWR/318519287 | Yes
Room AC | Frigidaire | 18,000 BTU Connected Window Air Conditioner with Slide Out Chassis in White |  | 18000 | 11.8 |  | 630 | [5 empty] | 2023 |  | Home Depot | https://www.homedepot.com/p/Frigidaire-18-000-BTU-Connected-Window-Air-Conditioner-with-Slide-Out-Chassis-in-White-FHWW183WC2/316106166 | Yes
Room AC | LG | 18,000 BTU 230/208-Volt Window Air Conditioner LW1821ERSM Cools 1,000 Sq. Ft. with ENERGY STAR and Remote, Wi-Fi Enabled | LW1821ERSM | 18000 | 11.8 |  | 599 | [5 empty] | 2023 |  | Home Depot | https://www.homedepot.com/p/LG-Electronics-18-000-BTU-230-208-Volt-Window-Air-Conditioner-LW1821ERSM-Cools-1-000-Sq-Ft-with-ENERGY-STAR-and-Remote-Wi-Fi-Enabled-LW1821ERSM/315545508 | Yes
Room AC | Toshiba | 8,000 BTU 115-Volt Smart Wi-Fi Touch Control Window Air Conditioner with Remote and ENERGY STAR in White |  | 8000 | 12 |  | 319 | [5 empty] | 2023 |  | Home Depot | https://www.homedepot.com/p/Toshiba-8-000-BTU-115-Volt-Smart-Wi-Fi-Touch-Control-Window-Air-Conditioner-with-Remote-and-ENERGY-STAR-in-White-RAC-WK0812ESCWR/311290366 | Yes
Room AC | LG | 8,000 BTU 115-Volt Window Air Conditioner LW8016ER with ENERGY STAR and Remote in White | LW8016ER | 8000 | 12 |  | 289 | [5 empty] | 2023 |  | Home Depot | https://www.homedepot.com/p/LG-Electronics-8-000-BTU-115-Volt-Window-Air-Conditioner-LW8016ER-with-ENERGY-STAR-and-Remote-in-White-LW8016ER/206520588 | Yes
Room AC | Toshiba | 10,000 BTU 115-Volt Smart Wi-Fi Touch Control Window Air Conditioner with Remote and ENERGY STAR in White |  | 10000 | 12 |  | 389 | [5 empty] | 2023 |  | Home Depot | https://www.homedepot.com/p/Toshiba-10-000-BTU-115-Volt-Smart-Wi-Fi-Touch-Control-Window-Air-Conditioner-with-Remote-and-ENERGY-STAR-in-White-RAC-WK1012ESCWR/311290370 | Yes
Room AC | LG | 10,000 BTU 115-Volt Window Air Conditioner LW1016ER with ENERGY STAR and Remote in White | LW1016ER | 10000 | 12 |  | 339 | [5 empty] | 2023 |  | Home Depot | https://www.homedepot.com/p/LG-Electronics-10-000-BTU-115-Volt-Window-Air-Conditioner-LW1016ER-with-ENERGY-STAR-and-Remote-in-White-LW1016ER/206520616 | Yes
Room AC | LG | 12,000 BTU 115-Volt Window Air Conditioner LW1216ER Cools 550 Sq. Ft. with ENERGY STAR and Remote | LW1216ER | 12000 | 12 |  | 395 | [5 empty] | 2023 |  | Home Depot | https://www.homedepot.com/p/LG-Electronics-12-000-BTU-115-Volt-Window-Air-Conditioner-LW1216ER-Cools-550-Sq-Ft-with-ENERGY-STAR-and-Remote-LW1216ER/206520589 | Yes
Room AC | Toshiba | 12,000 BTU 115-Volt Smart Wi-Fi Touch Control Window Air Conditioner with Remote and ENERGY STAR in White |  | 12000 | 12 |  | 459 | [5 empty] | 2023 |  | Home Depot | https://www.homedepot.com/p/Toshiba-12-000-BTU-115-Volt-Smart-Wi-Fi-Touch-Control-Window-Air-Conditioner-with-Remote-and-ENERGY-STAR-in-White-RAC-WK1212ESCWR/311290365 | Yes
Room AC | LG | 8,000 BTU 115-Volt Window Air Conditioner LW8017ERSM Cools 350 Sq. Ft. with ENERGY STAR and Remote, Wi-Fi Enabled | LW8017ERSM | 8000 | 12 |  | 329 | [5 empty] | 2023 |  | Home Depot | https://www.homedepot.com/p/LG-Electronics-8-000-BTU-115-Volt-Window-Air-Conditioner-LW8017ERSM-Cools-350-Sq-Ft-with-ENERGY-STAR-and-Remote-Wi-Fi-Enabled-LW8017ERSM/300422887 | Yes
Room AC | Frigidaire | 8,000 BTU 115-Volt Window-Mounted Mini-Compact Air Conditioner with Temperature-Sensing Remote Control |  | 8000 | 12 |  | 299 | [5 empty] | 2023 |  | Home Depot | https://www.homedepot.com/p/Frigidaire-8-000-BTU-115-Volt-Window-Mounted-Mini-Compact-Air-Conditioner-with-Temperature-Sensing-Remote-Control-FFRE083WAE/308410846 | Yes
Room AC | LG | 8,000 BTU Window Smart Air Conditioner LW8022ERSM Cools 350 Sq. Ft. with ENERGY STAR and Remote, Wi-Fi Enabled | LW8022ERSM | 8000 | 12 |  | 329 | [5 empty] | 2023 |  | Home Depot | https://www.homedepot.com/p/LG-Electronics-8-000-BTU-Window-Smart-Air-Conditioner-LW8022ERSM-Cools-350-Sq-Ft-with-ENERGY-STAR-and-Remote-Wi-Fi-Enabled-LW8022ERSM/318461624 | Yes
Room AC | Frigidaire | 10,000 BTU Window-Mounted Room Air Conditioner |  | 10000 | 12 |  | 379 | [5 empty] | 2023 |  | Home Depot | https://www.homedepot.com/p/Frigidaire-10-000-BTU-Window-Mounted-Room-Air-Conditioner-FFRE103WAE/312547625 | Yes
Room AC | Frigidaire | 12,000 BTU Window-Mounted Room Air Conditioner with Wi-Fi |  | 12000 | 12 |  | 468 | [5 empty] | 2023 |  | Home Depot | https://www.homedepot.com/p/Frigidaire-12-000-BTU-Window-Mounted-Room-Air-Conditioner-with-Wi-Fi-FHWW123WBE/312538756 | Yes
Room AC | LG | 12,000 BTU 115-Volt Window Air Conditioner LW1217ERSM Cools 550 Sq. Ft. with ENERGY STAR and Remote, Wi-Fi Enabled | LW1217ERSM | 12000 | 12 |  | 443 | [5 empty] | 2023 |  | Home Depot | https://www.homedepot.com/p/LG-Electronics-12-000-BTU-115-Volt-Window-Air-Conditioner-LW1217ERSM-Cools-550-Sq-Ft-with-ENERGY-STAR-and-Remote-Wi-Fi-Enabled-LW1217ERSM/300422888 | Yes
Room AC | Frigidaire | 6,000 BTU 115-Volt Window-Mounted Mini-Compact Air Conditioner with Full-Function Remote Control |  | 6000 | 12.1 |  | 259 | [5 empty] | 2023 |  | Home Depot | https://www.homedepot.com/p/Frigidaire-6-000-BTU-115-Volt-Window-Mounted-Mini-Compact-Air-Conditioner-with-Full-Function-Remote-Control-FFRE063WAE/308410555 | Yes
Room AC | LG | 14,000 BTU 115-Volt Dual Inverter Smart Window Air Conditioner LW1522IVSM Cools 800 Sq. Ft. with Remote, Wi-Fi Enabled | LW1522IVSM | 14000 | 14.7 |  | 569 | [5 empty] | 2023 |  | Home Depot | https://www.homedepot.com/p/LG-Electronics-14-000-BTU-115-Volt-Dual-Inverter-Smart-Window-Air-Conditioner-LW1522IVSM-Cools-800-Sq-Ft-with-Remote-Wi-Fi-Enabled-LW1522IVSM/318461619 | Yes
Room AC | Midea | 8,000 BTU U-Shaped Inverter Window Air Conditioner Wi-Fi, 9X Quieter, Over 35% Energy Savings ENERGY STAR MOST EFFICIENT |  | 8000 | 15 |  | 399 | [5 empty] | 2023 |  | Home Depot | https://www.homedepot.com/p/Midea-8-000-BTU-U-Shaped-Inverter-Window-Air-Conditioner-Wi-Fi-9X-Quieter-Over-35-Energy-Savings-ENERGY-STAR-MOST-EFFICIENT-MAW08V1QWT/315241074 | Yes
Room AC | Frigidaire | 15,000 BTU 115-Volt Window-Mounted Median Air Conditioner with Temperature Sensing Remote Control |  | 15100 | 15 |  | 482 | [5 empty] | 2023 |  | Home Depot | https://www.homedepot.com/p/Frigidaire-15-000-BTU-115-Volt-Window-Mounted-Median-Air-Conditioner-with-Temperature-Sensing-Remote-Control-FFRE153WAE/308410985 | Yes
Room AC | Hisense | Hisense 1500-sq ft Window Air Conditioner with Heater (230-Volt; 24000-BTU) |  | 24000 | 9.4 |  | 799 | [5 empty] | 2023 | With Heat | Lowe's | https://www.lowes.com/pd/Hisense-Hisense-24000-BTU-Window-Room-Air-Conditioner-W-Heat/5005522295 | No
Room AC | Koldfront | Koldfront 1500-sq ft Window Air Conditioner with Heater (240-Volt; 25000-BTU) |  | 25000 | 9.4 |  | 849 | [5 empty] | 2023 | With Heat | Lowe's | https://www.lowes.com/pd/Koldfront-25000-BTU-208-230V-Window-Air-Conditioner-with-16000-BTU-Heater-and-Remote-Control-White/5002040413 | No
Room AC | Keystone | Keystone 1500-sq ft Window Air Conditioner with Heater (230-Volt; 25000-BTU) |  | 25000 | 9.4 |  | 849 | [5 empty] | 2023 | With Heat | Lowe's | https://www.lowes.com/pd/Keystone-Keystone-25-000-24-700-BTU-230V-Window-Wall-Air-Conditioner-with-16-000-BTU-Supplemental-Heat-Capability-KSTHW25A/5001593803 | No
Room AC | Hisense | Hisense 1500-sq ft Window Air Conditioner (230-Volt; 24000-BTU) ENERGY STAR |  | 24000 | 9.8 |  | 749 | [5 empty] | 2023 |  | Lowe's | https://www.lowes.com/pd/Hisense-Hisense-24000-BTU-Window-Room-Air-Conditioner-WIFI/5005522255 | Yes
Room AC | LG | LG Electronics 24500 BTU Electronic, Remote, E/S |  | 24500 | 10.3 |  | 661 | [5 empty] | 2023 |  | Lowe's | https://www.lowes.com/pd/LG-Electronics-24500-BTU-Electronic-Remote-E-S/5013070223 | Yes
Room AC | Frigidaire | Frigidaire 450-sq ft Window Air Conditioner (115-Volt; 10000-BTU) |  | 10000 | 10.4 |  | 650 | [5 empty] | 2023 |  | Lowe's | https://www.lowes.com/pd/Frigidaire-10-000-BTU-Window-Mounted-Slider-Casement-Air-Conditioner-FFRS1022RE/5001055799 | Yes
Room AC | Hisense | Hisense 1000-sq ft Window Air Conditioner with Heater (230-Volt; 18000-BTU) |  | 18000 | 10.7 |  | 699 | [5 empty] | 2023 | With Heat | Lowe's | https://www.lowes.com/pd/Hisense-Hisense-18000-BTU-Window-Room-Air-Conditioner-W-Heat/5005522485 | No
Room AC | Koldfront | Koldfront 1000 Sq. Window Air Conditioner with Heater (240-Volt; 18500-BTU) |  | 18500 | 10.7 |  | 699 | [5 empty] | 2023 | With Heat | Lowe's | https://www.lowes.com/pd/Koldfront-18-500-BTU-208-230V-Window-Air-Conditioner-with-16-000-BTU-Heater-with-Remote-Control-White/5005374849 | No
Room AC | Keystone | Keystone 1000-sq ft Window Air Conditioner with Heater (230-Volt; 18500-BTU) |  | 18500 | 10.7 |  | 688 | [5 empty] | 2023 | With Heat | Lowe's | https://www.lowes.com/pd/Keystone-Keystone-18-500-18-200-BTU-230V-Window-Wall-Air-Conditioner-with-16-000-BTU-Supplemental-Heat-Capability-KSTHW18A/5001593795 | No
Room AC | Hisense | Hisense 350-sq ft Window Air Conditioner with Heater (115-Volt; 8000-BTU) |  | 8000 | 10.9 |  | 489 | [5 empty] | 2023 | With Heat | Lowe's | https://www.lowes.com/pd/Hisense-Hisense-8000-BTU-Window-Room-Air-Conditioner-W-Heat/5005522289 | No
Room AC | Hisense | Hisense 550-sq ft Window Air Conditioner with Heater (230-Volt; 11500-BTU) |  | 11500 | 10.9 |  | 599 | [5 empty] | 2023 | With Heat | Lowe's | https://www.lowes.com/pd/Hisense-550-sq-ft-Window-Air-Conditioner-with-Heater-230-Volt-11500-BTU/5005521749 | No
Room AC | Keystone | Keystone 350-sq ft Window Air Conditioner with Heater (115-Volt; 8000-BTU) |  | 8000 | 10.9 |  | 423 | [5 empty] | 2023 | With Heat | Lowe's | https://www.lowes.com/pd/Keystone-350-sq-ft-Window-Air-Conditioner-with-Heater-115-Volt-8000-BTU/1000929242 | No
Room AC | Keystone | Keystone 550-sq ft Window Air Conditioner with Heater (230-Volt; 12000-BTU) |  | 12000 | 10.9 |  | 561 | [5 empty] | 2023 | With Heat | Lowe's | https://www.lowes.com/pd/Keystone-550-sq-ft-Window-Air-Conditioner-with-Heater-230-Volt-12000-BTU/1000929268 | No
Room AC | GE | GE 250-sq ft Window Air Conditioner (115-Volt; 6000-BTU) |  | 6000 | 11 |  | 229 | [5 empty] | 2023 |  | Lowe's | https://www.lowes.com/pd/GE-250-Sq-Window-Air-Conditioner-115-Volt-6000-BTU/5005533537 | Yes
Room AC | GE | GE 150-sq ft Window Air Conditioner (115-Volt; 5000-BTU) |  | 5000 | 11 |  | 169 | [5 empty] | 2023 |  | Lowe's | https://www.lowes.com/pd/GE-150-sq-ft-Window-Air-Conditioner-115-Volt-5000-BTU/1001340152 | Yes
Room AC | GE | GE 150-sq ft Window Air Conditioner (115-Volt; 5050-BTU) |  | 5050 | 11 |  | 169 | [5 empty] | 2023 |  | Lowe's | https://www.lowes.com/pd/GE-150-sq-ft-Window-Air-Conditioner-115-Volt-5000-BTU/1000761906 | Yes
Room AC | GE | GE 150-sq ft Window Air Conditioner (115-Volt; 5000-BTU) |  | 5000 | 11 |  | 169 | [5 empty] | 2023 |  | Lowe's | https://www.lowes.com/pd/GE-150-sq-ft-Window-Air-Conditioner-115-Volt-5000-BTU/1001307542 | Yes
Room AC | GE | GE 150-sq ft Window Air Conditioner (115-Volt; 5050-BTU) |  | 5050 | 11 |  | 169 | [5 empty] | 2023 |  | Lowe's | https://www.lowes.com/pd/GE-150-sq-ft-Window-Air-Conditioner-115-Volt-5000-BTU/1000380431 | Yes
Room AC | GE | GE 150-sq ft Window Air Conditioner (115-Volt; 5000-BTU) |  | 5000 | 11 |  | 199 | [5 empty] | 2023 |  | Lowe's | https://www.lowes.com/pd/GE/5013810025 | Yes
Room AC | LG | LG 320-sq ft Window Air Conditioner with Heater (115-Volt; 7500-BTU) |  | 7500 | 11 |  | 528 | [5 empty] | 2023 | With Heat | Lowe's | https://www.lowes.com/pd/LG-320-sq-ft-Window-Air-Conditioner-with-Heater-115-Volt-7500-BTU/1000776726 | No
Room AC | GE | GE 350-sq ft Window Air Conditioner (115-Volt; 8100-BTU) |  | 8100 | 11.1 |  | 399 | [5 empty] | 2023 |  | Lowe's | https://www.lowes.com/pd/GE-8000-BTU-Premium-Quite-Air-Conditioner/1001824506 | Yes
Room AC | Hisense | Hisense 700-sq ft Window Air Conditioner (115-Volt; 14000-BTU) ENERGY STAR |  | 14000 | 11.2 |  | 599 | [5 empty] | 2023 |  | Lowe's | https://www.lowes.com/pd/Hisense-Hisense-14000-BTU-Window-Room-Air-Conditioner-WIFI/5005522253 | Yes
Room AC | LG | LG Electronics 250-sq ft Window Air Conditioner (115-Volt; 6000-BTU) |  | 6000 | 11.3 |  | 219 | [5 empty] | 2023 |  | Lowe's | https://www.lowes.com/pd/LG-Electronics-260-sq-ft-Window-Air-Conditioner-115-Volt-6000-BTU/5001462705 | Yes
Room AC | Hisense | Hisense 350-sq ft Window Air Conditioner (115-Volt; 8000-BTU) ENERGY STAR |  | 8000 | 11.4 |  | 319 | [5 empty] | 2023 |  | Lowe's | https://www.lowes.com/pd/Hisense-Hisense-8000-BTU-Window-Room-Air-Conditioner-WIFI/5005522461 | Yes
Room AC | Hisense | Hisense 450-sq ft Window Air Conditioner (115-Volt; 10000-BTU) ENERGY STAR |  | 10000 | 11.4 |  | 389 | [5 empty] | 2023 |  | Lowe's | https://www.lowes.com/pd/Hisense-Hisense-10000-BTU-Window-Room-Air-Conditioner-WIFI/5005522471 | Yes
Room AC | Hisense | Hisense 550-sq ft Window Air Conditioner (115-Volt; 12000-BTU) ENERGY STAR |  | 12000 | 11.4 |  | 459 | [5 empty] | 2023 |  | Lowe's | https://www.lowes.com/pd/Hisense-Hisense-12000-BTU-Window-Room-Air-Conditioner-WIFI/5005522219 | Yes
Room AC | GE | GE 350-sq ft Window Air Conditioner (115-Volt; 8300-BTU) ENERGY STAR |  | 8300 | 11.4 |  | 475 | [5 empty] | 2023 |  | Lowe's | https://www.lowes.com/pd/GE/5013366699 | Yes
Room AC | LG | LG 260-sq ft Window Air Conditioner (115-Volt; 6000-BTU) |  | 6000 | 11.5 |  | 239 | [5 empty] | 2023 |  | Lowe's | https://www.lowes.com/pd/LG-260-sq-ft-Window-Air-Conditioner-115-Volt-6000-BTU/1000926278 | Yes
Room AC | GE | GE 250-sq ft Window Air Conditioner (115-Volt; 6100-BTU) ENERGY STAR |  | 6100 | 11.5 |  | 433 | [5 empty] | 2023 |  | Lowe's | https://www.lowes.com/pd/GE/5013366701 | Yes
Room AC | LG | LG Electronics 15000 BTU Electronic, Remote, E/S |  | 15000 | 11.8 |  | 519 | [5 empty] | 2023 |  | Lowe's | https://www.lowes.com/pd/LG-Electronics-15000-BTU-Electronic-Remote-E-S/5013070235 | Yes
Room AC | LG | LG Electronics 18000 BTU Electronic, Remote, E/S |  | 18000 | 11.8 |  | 579 | [5 empty] | 2023 |  | Lowe's | https://www.lowes.com/pd/LG-Electronics-18000-BTU-Electronic-Remote-E-S/5013070271 | Yes
Room AC | Hisense | Hisense 700-sq ft Window Air Conditioner (115-Volt; 15000-BTU) ENERGY STAR |  | 15000 | 11.8 |  | 500 | [5 empty] | 2023 |  | Lowe's | https://www.lowes.com/pd/Hisense-Hisense-700-Sq-Ft-WIFI-Window-Air-Conditioner-115-Volt-15000-BTU-ENERGY-STAR/5000087113 | Yes
Room AC | Hisense | Hisense 1000-sq ft Window Air Conditioner (230-Volt; 18000-BTU) ENERGY STAR |  | 18000 | 11.8 |  | 550 | [5 empty] | 2023 |  | Lowe's | https://www.lowes.com/pd/Hisense-Hisense-1000-Sq-Ft-WIFI-Window-Air-Conditioner-with-Remote-230-Volt-18000-BTU-ENERGY-STAR/5000085875 | Yes
Room AC | Hisense | Hisense 1000-sq ft Window Air Conditioner (230-Volt; 18000-BTU) ENERGY STAR |  | 18000 | 11.8 |  | 550 | [5 empty] | 2023 |  | Lowe's | https://www.lowes.com/pd/Hisense-Hisense-1000-Sq-Ft-WIFI-Window-Air-Conditioner-with-Remote-230-Volt-18000-BTU-ENERGY-STAR/5000085875 | Yes
Room AC | Whirlpool | Whirlpool 700-sq ft Window Air Conditioner (115-Volt; 15000-BTU) ENERGY STAR |  | 15000 | 11.9 |  | 650 | [5 empty] | 2023 |  | Lowe's | https://www.lowes.com/pd/Whirlpool-700-sq-ft-Window-Air-Conditioner-115-Volt-15000-BTU-ENERGY-STAR/1000777218 | Yes
Room AC | GE | GE 250-sq ft Window Air Conditioner (115-Volt; 6150-BTU) ENERGY STAR |  | 6150 | 12.1 |  | 349 | [5 empty] | 2023 |  | Lowe's | https://www.lowes.com/pd/GE-250-sq-ft-Window-Air-Conditioner-115-Volt-6150-BTU-ENERGY-STAR/1000380503 | Yes
Room AC | GE | GE 250-sq ft Window Air Conditioner (115-Volt; 6400-BTU) EN |  | 6400 | 12.1 |  | 349 | [5 empty] | 2023 |  | Lowe's | https://www.lowes.com/pd/GE-250-sq-ft-Window-Air-Conditioner-115-Volt-6200-BTU-ENERGY-STAR/1001824476 | Yes
Room AC | LG | LG 550-sq ft Window Air Conditioner (115-Volt; 12000-BTU) E |  | 12000 | 12.1 |  | 439 | [5 empty] | 2023 |  | Lowe's | https://www.lowes.com/pd/LG-550-sq-ft-Window-Air-Conditioner-115-Volt-12000-BTU-ENERGY-STAR/1000925326 | Yes
Room AC | Frigidaire | Frigidaire 250-sq ft Window Air Conditioner (115-Volt; 6000-BTU) ENERGY STAR |  | 6000 | 12.1 |  | 299 | [5 empty] | 2023 |  | Lowe's | https://www.lowes.com/pd/Frigidaire-6-000-BTU-Connected-Window-Mounted-Room-Air-Conditioner-FHWW063WBE/5013064401 | Yes
Room AC | Hisense | Hisense 450-sq ft Window Air Conditioner (115-Volt; 10000-B |  | 10000 | 15 |  | 449 | [5 empty] | 2023 |  | Lowe's | https://www.lowes.com/pd/Hisense-Hisense-10000-BTU-Window-Room-Air-Conditioner-Inverter-WIFI/5005522475 | Yes
Room AC | Hisense | Hisense 350-sq ft Window Air Conditioner (115-Volt; 8000-BTU) ENERGY STAR |  | 8000 | 15 |  | 429 | [5 empty] | 2023 |  | Lowe's | https://www.lowes.com/pd/Hisense-Hisense-8000-BTU-Window-Room-Air-Conditioner-Inverter-WIFI/5005522257 | Yes
Room AC | Hisense | Hisense 700-sq ft Window Air Conditioner (115-Volt; 14000-BTU) ENERGY STAR |  | 14000 | 15 |  | 579 | [5 empty] | 2023 |  | Lowe's | https://www.lowes.com/pd/Hisense-Hisense-14000-BTU-Window-Room-Air-Conditioner-Inverter-WIFI/5005522259 | Yes
Room AC | LG | 12,000 BTU 115-Volt Window Air Conditioner LW1217ERSM Cools 550 Sq. Ft. with ENERGY STAR and Remote, Wi-Fi Enabled | LW1217ERSM | 12000 | 12 |  | 443 | [5 empty] | 2023 |  | Home Depot | https://www.homedepot.com/p/LG-Electronics-12-000-BTU-115-Volt-Window-Air-Conditioner-LW1217ERSM-Cools-550-Sq-Ft-with-ENERGY-STAR-and-Remote-Wi-Fi-Enabled-LW1217ERSM/300422888 | Yes
Room AC | Frigidaire | 10,000 BTU Window-Mounted Room Air Conditioner |  | 10000 | 12 |  | 379 | [5 empty] | 2023 |  | Home Depot | https://www.homedepot.com/p/Frigidaire-10-000-BTU-Window-Mounted-Room-Air-Conditioner-FFRE103WAE/312547625 | Yes
Room AC | Frigidaire | 10,000 BTU Window-Mounted Room Air Conditioner in White with Wi-Fi |  | 10000 | 12 |  | 379 | [5 empty] | 2023 |  | Home Depot | https://www.homedepot.com/p/Frigidaire-10-000-BTU-Window-Mounted-Room-Air-Conditioner-in-White-with-Wi-Fi-FHWW103WBE/312538278 | Yes
Room AC | Frigidaire | 25,000 BTU Window Air Conditioner with Supplemental Heat and Slide Out Chassis in White |  | 25000 | 9.4 |  | 807 | [5 empty] | 2023 | With Heat | Home Depot | https://www.homedepot.com/p/Frigidaire-25-000-BTU-Window-Air-Conditioner-with-Supplemental-Heat-and-Slide-Out-Chassis-in-White-FHWE252WA2/316028590 | No
Room AC | Frigidaire | 8,000 BTU Window-Mounted Room Air Conditioner in White |  | 8000 | 10.9 |  | 299 | [5 empty] | 2023 |  | Home Depot | https://www.homedepot.com/p/Frigidaire-8-000-BTU-Window-Mounted-Room-Air-Conditioner-in-White-FFRA082WAE/315509218 | Yes
Room AC | LG | 18,000 BTU 230/208-Volt Dual Inverter Window Air Conditioner LW1817IVSM Cools 1,000 Sq Ft, Wi-Fi Enabled with Remote | LW1817IVSM | 18000 | 14.7 |  | 649 | [5 empty] | 2023 |  | Home Depot | https://www.homedepot.com/p/LG-Electronics-18-000-BTU-230-208-Volt-Dual-Inverter-Window-Air-Conditioner-LW1817IVSM-Cools-1-000-Sq-Ft-Wi-Fi-Enabled-with-Remote-LW1817IVSM/303324999 | Yes
Room AC | Impecca | 8,000 BTU 115-Volt Electronic Controlled Window Air Conditioner with Remote, ENERGY STAR |  | 8000 | 12 |  | 251 | [5 empty] | 2023 |  | Home Depot | https://www.homedepot.com/p/Impecca-8-000-BTU-115-Volt-Electronic-Controlled-Window-Air-Conditioner-with-Remote-ENERGY-STAR-IWA08-KS30/304473982 | Yes
Room AC | GE | 18,300/17,800 BTU 230/208-Volt Window Air Conditioner for 1000 sq ft Rooms with WiFi and Remote in White, ENERGY STAR |  | 18300 | 11.3 |  | 599 | [5 empty] | 2023 |  | Home Depot | https://www.homedepot.com/p/GE-18-300-17-800-BTU-230-208-Volt-Window-Air-Conditioner-for-1000-sq-ft-Rooms-with-WiFi-and-Remote-in-White-ENERGY-STAR-AHTK18BA/319690929 | Yes
Room AC | Frigidaire | 5,000 BTU Window-Mounted Room Air Conditioner |  | 5000 | 12.2 |  | 229 | [5 empty] | 2023 |  | Home Depot | https://www.homedepot.com/p/Frigidaire-5-000-BTU-Window-Mounted-Room-Air-Conditioner-FFRE053WAE/312546094 | Yes
Room AC | GE | Profile 6,150 BTU 115-Volt Ultra Quiet Smart Window Room Air Conditioner for Small Rooms with Wi-Fi and Remote in White |  | 6150 | 11.5 |  | 349 | [5 empty] | 2023 |  | Home Depot | https://www.homedepot.com/p/GE-Profile-Profile-6-150-BTU-115-Volt-Ultra-Quiet-Smart-Window-Room-Air-Conditioner-for-Small-Rooms-with-Wi-Fi-and-Remote-in-White-PHC06LY/309539676 | Yes
Room AC | GE | Profile 8,100 BTU 115-Volt Ultra Quiet Smart Window Room Air Conditioner for Medium Rooms with Wi-Fi and Remote in White |  | 8100 | 11.4 |  | 353 | [5 empty] | 2023 |  | Home Depot | https://www.homedepot.com/p/GE-Profile-Profile-8-100-BTU-115-Volt-Ultra-Quiet-Smart-Window-Room-Air-Conditioner-for-Medium-Rooms-with-Wi-Fi-and-Remote-in-White-PHC08LY/309539688 | Yes
Room AC | Keystone | 18,000 BTU 230V Window Air Conditioner, 16,000 BTU Supplemental Heating, Sleep Mode, Remote, 24H Timer,1000 Sq. Ft. |  | 18500 | 10.7 |  | 667 | [5 empty] | 2023 | With Heat | Home Depot | https://www.homedepot.com/p/Keystone-18-000-BTU-230V-Window-Air-Conditioner-16-000-BTU-Supplemental-Heating-Sleep-Mode-Remote-24H-Timer-1000-Sq-Ft-KSTHW18A/310037848 | No
Room AC | Arctic King | 10,000 BTU 110-Volt Slide Casement Window Air Conditioner and Remote |  | 10000 | 9.5 |  | 416 | [5 empty] | 2023 |  | Home Depot | https://www.homedepot.com/p/Arctic-King-10-000-BTU-110-Volt-Slide-Casement-Window-Air-Conditioner-and-Remote-AKC10CR71/302110825 | Yes
Room AC | Frigidaire | 8,000 BTU Slider and Casement Window Air Conditioner |  | 8000 | 10.8 |  | 565 | [5 empty] | 2023 |  | Home Depot | https://www.homedepot.com/p/Frigidaire-8-000-BTU-Slider-and-Casement-Window-Air-Conditioner-FFRS0822SE/312549549 | Yes
Room AC | Frigidaire | 6,000 BTU Window-Mounted Room Air Conditioner in White |  | 6000 | 11.2 |  | 249 | [5 empty] | 2023 |  | Home Depot | https://www.homedepot.com/p/Frigidaire-6-000-BTU-Window-Mounted-Room-Air-Conditioner-in-White-FFRA062WAE/312537755 | Yes
Room AC | Frigidaire | 10,000 BTU Inverter Quiet Temp Smart Room Air Conditioner in White |  | 10000 | 15 |  | 549 | [5 empty] | 2023 |  | Home Depot | https://www.homedepot.com/p/FRIGIDAIRE-GALLERY-10-000-BTU-Inverter-Quiet-Temp-Smart-Room-Air-Conditioner-in-White-GHWQ103WC1/316106249 | Yes
Room AC | Frigidaire | 6,000 BTU Window-Mounted Room Air Conditioner in White with Wi-Fi |  | 6000 | 12.2 |  | 281 | [5 empty] | 2023 |  | Home Depot | https://www.homedepot.com/p/Frigidaire-6-000-BTU-Window-Mounted-Room-Air-Conditioner-in-White-with-Wi-Fi-FHWW063WBE/312536072 | Yes
Room AC | Amana | 11,600 BTU R-410A Window Heat Pump Air Conditioner with 3.5 kW Electric Heat and Remote |  | 11200 | 9.8 |  | 1181 | [5 empty] | 2023 | With Heat | Home Depot | https://www.homedepot.com/p/Amana-11-600-BTU-R-410A-Window-Heat-Pump-Air-Conditioner-with-3-5-kW-Electric-Heat-and-Remote-AH123G35AX/206140959 | No
Room AC | Frigidaire | 8,000 BTU Window-Mounted Room Air Conditioner in White with Wi-Fi |  | 8000 | 12 |  | 346 | [5 empty] | 2023 |  | Home Depot | https://www.homedepot.com/p/Frigidaire-8-000-BTU-Window-Mounted-Room-Air-Conditioner-in-White-with-Wi-Fi-FHWW083WBE/312538090 | Yes
Room AC | Danby | 12000 BTU 550 sq.ft. ENERGY STAR Compliant Window AC with Remote in White |  | 12000 | 12 |  | 453 | [5 empty] | 2023 |  | Home Depot | https://www.homedepot.com/p/Danby-12000-BTU-550-sq-ft-ENERGY-STAR-Compliant-Window-AC-with-Remote-in-White-DAC120EB9WDB-6/320770310 | Yes
Room AC | Frigidaire | 8,000 BTU Inverter Quiet Temp Smart Room Air Conditioner in White |  | 8000 | 12 |  | 499 | [5 empty] | 2023 |  | Home Depot | https://www.homedepot.com/p/FRIGIDAIRE-GALLERY-8-000-BTU-Inverter-Quiet-Temp-Smart-Room-Air-Conditioner-in-White-GHWQ083WC1/316106228 | Yes
Room AC | Amana | 17,300 BTU R-410A Window Heat Pump Air Conditioner with 3.5 kW Electric Heat and Remote |  | 17200 | 9.8 |  | 1995 | [5 empty] | 2023 | With Heat | Home Depot | https://www.homedepot.com/p/Amana-17-300-BTU-R-410A-Window-Heat-Pump-Air-Conditioner-with-3-5-kW-Electric-Heat-and-Remote-AH183G35AX/206140960 | No
Room AC | Vissani | 6000 BTU Window Air Conditioner |  | 6000 | 11 |  | 223 | [5 empty] | 2023 |  | Home Depot | https://www.homedepot.com/p/Vissani-6000-BTU-Window-Air-Conditioner-VWA06/319166851 | Yes
Room AC |  | Window unit air conditioner, portable, grounded receptacle required, 15 amp 125 V, 8,000 BTUH |  | 8000 |  |  | 410 | 1.333 | 51.5 | 534 |  |  | 2023 |  | RSMeans
|  | Window unit air conditioner, portable, grounded receptacle required, 15 amp 125 V, 10,000 BTUH |  | 10000 |  |  | 540 | 1.333 | 51.5 | 679 |  |  | 2023 |  | RSMeans
|  | Window unit air conditioner, portable, grounded receptacle required, 15 amp 125 V, 12,000 BTUH |  | 12000 |  |  | 2300 | 2 | 68.5 | 2637 |  |  | 2023 |  | RSMeans
|  | Window unit air conditioner, portable, grounded receptacle required, 15 amp 125 V, 6,000 BTUH |  | 6000 |  |  | 370 | 1 | 38.5 | 473 |  |  | 2023 |  | RSMeans
|  | Window unit air conditioner, portable, grounded receptacle required, 15 amp 125 V, 5,000 BTUH |  | 5000 |  |  | 330 | 1 | 38.5 | 428 |  |  | 2023 |  | RSMeans
| LG | LP0621WSR |  | 10000 |  |  | 315.76 | [8 empty] | https://www.homedepot.com/p/LG-6-000-BTU-DOE-115-Volt-Portable-Air-Conditioner-LP0621WSR-Cools-250-Sq-Ft-with-Dehumidifier-Function-and-LCD-Remote-LP0621WSR/314714112
| Toshiba | RAC-PD0812CRRU |  | 8000 | 9.5 |  | 329 | [8 empty] | https://www.homedepot.com/p/Toshiba-8-000-BTU-6-000-BTU-DOE-115-Volt-Portable-Air-Conditioner-with-Dehumidifier-Mode-and-Remote-for-rooms-up-to-250-sf-RAC-PD0812CRRU/311290367
| waykar | HDCX-A019E-8K |  | 7000 | 6.5 |  | 469.38 | [8 empty] | https://www.homedepot.com/p/waykar-9-000-BTU-Portable-Air-Conditioner-up-to-450-sq-ft-with-Dehumidifier-and-Fan-Mode-3-in-1-Room-AC-with-Drain-Hose-HDCX-A019E-8K/326893199
| Gymax | GYMHD0123 |  | 10000 |  |  | 348.72 | [8 empty] | https://www.homedepot.com/p/Gymax-10000-BTU-3-in-1-Portable-Air-Conditioner-with-Remote-Control-Cools-Room-up-to-350-Sq-ft-GYMHD0123/325392055
| Edendirect | JHSBL002C |  | 2500 | 6.2 |  | 599.4 | [8 empty] | https://www.homedepot.com/p/Edendirect-Portable-Air-Conditioners-Home-AC-Cooling-Unit-2-500-BTU-100-240-Volt-AC-3-Fan-Speeds-for-Camping-Room-Car-and-RV-JHSBL002C/325901801
| Tosot | GPC06AP-A3NNA1A |  | 10000 | 9.9 |  | 369.99 | [8 empty] | https://www.homedepot.com/p/Tosot-Aovia-10-000-BTU-5-900-BTU-DOE-Portable-Air-Conditioner-3-in-1-AC-Dehumidifier-Fan-for-Rooms-up-to-300-sq-ft-GPC06AP-A3NNA1A/320743805
| Amana | AMAP14HAW |  | 13000 |  |  | 629.99 | [8 empty] | https://www.homedepot.com/p/Amana-Portable-Air-Conditioner-with-Heat-for-Rooms-up-to-450-Sq-Ft-AMAP14HAW/322982545
| Amana | AMAP141AW |  | 13000 |  |  | 489.99 | [8 empty] | https://www.homedepot.com/p/Amana-Portable-Air-Conditioner-with-Remote-Control-for-Rooms-up-to-450-Sq-Ft-AMAP141AW/322991002
| Ivation | IVAPACWIFI12K |  | 12000 | 2.73 |  | 549.99 | [8 empty] | https://www.homedepot.com/p/Ivation-12-000-BTU-Portable-Air-Conditioner-with-Wi-Fi-for-Rooms-Up-to-450-Sq-Ft-8-000-BTU-SACC-IVAPACWIFI12K/317374177
| cadeninc | Mid-LQEX-2AAA |  | 8000 | 6.5 |  | 347.56 | [8 empty] | https://www.homedepot.com/p/cadeninc-8-000-BTU-5-300-BTU-SACC-3-in-1-Portable-Air-Conditioner-for-Rooms-up-to-150-sq-ft-with-Dehumidifier-and-Fan-in-White-Mid-LQEX-2AAA/323083362
| Aoibox | HDSA17IN008 |  | 8000 | 9.5 |  | 633.48 | [8 empty] | https://www.homedepot.com/p/Aoibox-8-000-BTU-110-120-Volt-Portable-Air-Conditioner-with-Dehumidifier-Mode-and-Remote-for-Rooms-up-to-200-sf-HDSA17IN008/326339081
| HOMCOM | 823-041V80CW |  | 8000 | 6.2 |  | 288.86 | [8 empty] | https://www.homedepot.com/p/HOMCOM-8-000-BTU-Portable-Air-Conditioner-Fan-with-Remote-for-Rooms-Up-to-150-Sq-Ft-with-Dehumidifier-Fan-Wheels-White-823-041V80CW/325147325
| HOMCOM | 823-041V81CW |  | 10000 | 6.2 |  | 304.88 | [8 empty] | https://www.homedepot.com/p/HOMCOM-10-000-BTU-Portable-Air-Conditioner-Fan-with-Remote-for-Rooms-Up-to-170-Sq-Ft-with-Dehumidifier-Fan-Wheels-White-823-041V81CW/325147332
| TURBRO | GLP05AC |  | 8000 | 2.9 |  | 269.99 | [8 empty] | https://www.homedepot.com/p/TURBRO-Greenland-8-000-BTU-ASHRAE-5-000-BTU-DOE-3-in-1-Portable-Air-Conditioner-for-Room-Up-to-300-sq-ft-with-Dehumidifier-GLP05AC/319990208
| Honeywell | HM2CESAWK8 |  | 11000 |  |  | 469.99 | [8 empty] | https://www.homedepot.com/p/Honeywell-11-000-BTU-Portable-Air-Conditioner-Fan-and-Dehumidifier-Cools-Rooms-Up-to-500-Square-Feet-HM2CESAWK8/318821512
| Tosot | GPC05AK-A3NNA2B |  | 8000 | 5.9 |  | 325 | [8 empty] | https://www.homedepot.com/p/Tosot-5-000-BTU-DOE-BTU-Portable-Air-Conditioner-with-Built-In-Dehumidifier-in-Black-GPC05AK-A3NNA2B/314265751
| Shinco | SPF1-08C |  |  |  |  | 307.75 | [8 empty] | https://www.homedepot.com/p/Shinco-8000-BTU-Portable-AC-Unit-Dehumidifier-and-Fan-for-200-SqFt-Rooms-SPF1-08C/322676110
| Westinghouse | WPac10000 |  | 9500 | 10.1 |  | 309 | [8 empty] | https://www.homedepot.com/p/Westinghouse-10000-BTU-6000-BTU-DOE-Standard-Portable-Air-Conditioner-3-in-1-Operation-For-Rooms-Up-to-300-sq-ft-White-WPac10000/321630509
| SereneLife | SLPAC8 |  | 4000 |  |  | 311.26 | [8 empty] | https://www.homedepot.com/p/SereneLife-8-000-BTU-4-000-BTU-DOE-Portable-3-in-1-Floor-Air-Conditioner-with-Dehumidifier-in-White-for-Rooms-Up-to-225-Sq-Ft-SLPAC8/314599799
| Amana | AMAP101AW-2 |  | 10000 | 8.87 |  | 529.99 | [8 empty] | https://www.homedepot.com/p/Amana-10000-BTU-6-500-BTU-DOE-Portable-AC-with-Remote-350-sq-ft-Timer-3-Speed-LCD-Display-Auto-Restart-Wheels-Silver-Gray-AMAP101AW-2/309625494
| Toshiba | RAC-PD1013CWRU |  | 10000 | 9 |  | 361.9 | [8 empty] | https://www.homedepot.com/p/Toshiba-10-000-BTU-7-000-BTU-DOE-115-Volt-Wi-Fi-Portable-Air-Conditioner-with-Dehumidifier-Mode-and-Remote-for-up-to-300-sf-RAC-PD1013CWRU/314620248
| Costway | EP24619US |  | 8000 | 8.2 |  | 290.24 | [8 empty] | https://www.homedepot.com/p/Costway-8-000-BTU-Portable-Air-Conditioner-with-Dehumidifier-in-White-EP24619US/314169933
| GE | APCD08JALW |  | 12000 | 10.7 |  | 449 | [8 empty] | https://www.homedepot.com/p/GE-8-000-BTU-3-in-1-Portable-Air-Conditioner-for-350-sq-ft-Medium-Rooms-with-Dehumidifier-and-Remote-in-White-APCD08JALW/315196737
| Whynter | ARC-14S |  | 14000 | 11.2 |  | 499.99 | [8 empty] | https://www.homedepot.com/p/Whynter-14-000-BTU-Portable-Air-Conditioner-with-Dehumidifier-and-Remote-ARC-14S/202555704
| Amana | AMAP121AW-2 |  | 12000 | 8.87 |  | 569.99 | [8 empty] | https://www.homedepot.com/p/Amana-12000-BTU-7-500-BTU-DOE-Portable-AC-with-Remote-450-sq-ft-Timer-3-Speed-LCD-Display-Auto-Restart-Wheels-Silver-Gray-AMAP121AW-2/309625493
| Vissani | VAP09R1AWT |  | 8000 | 9.5 |  | 299 | [8 empty] | https://www.homedepot.com/p/Vissani-5-000-BTU-115-Volt-Portable-Air-Conditioner-with-Dehumidifier-Mode-and-Remote-in-White-VAP09R1AWT/322824438
| Toshiba | RAC-PT1412HVWRU |  | 14000 | 9.5 |  | 649 | [8 empty] | https://www.homedepot.com/p/Toshiba-14-000-BTU-12-000-BTU-DOE-115-Volt-Inverter-Wi-Fi-Quiet-47-dB-Portable-Air-Conditioner-w-Heat-up-to-550-sq-ft-White-RAC-PT1412HVWRU/318747168
| Honeywell | MN4HFS9 |  | 14000 |  |  | 599.99 | [8 empty] | https://www.homedepot.com/p/Honeywell-14-000-BTU-9-000-BTU-DOE-Portable-Air-Conditioner-with-Heat-and-Dehumidifier-in-Black-and-Silver-MN4HFS9/318097420
| Amana | AMAP121AD-2 |  | 12000 | 8.87 |  | 399.99 | [8 empty] | https://www.homedepot.com/p/Amana-12000-BTU-7-500-BTU-DOE-Portable-AC-with-Remote-450-sq-ft-Timer-3-Speed-LCD-Display-Auto-Restart-Wheels-Gold-Black-AMAP121AD-2/309625492
| Gymax | GYM06925 |  | 8000 |  |  | 118.95 | [8 empty] | https://www.homedepot.com/p/Gymax-8000-BTU-DOE-Portable-Air-Conditioner-Cooler-Evaporative-Air-Cooler-Fan-and-Humidifier-with-Remote-Control-Wheels-White-GYM06925/324967868
| Keystone | KSTAP05PHA |  | 9000 | 6.1 |  | 319.99 | [8 empty] | https://www.homedepot.com/p/Keystone-9000-BTU-ASHRAE-5000-BTU-DOE-Portable-Air-Conditioner-w-Remote-200-Sq-Ft-LED-Display-Timer-Wheels-in-in-White-KSTAP05PHA/317953459
| LG | LP1021BSSM |  | 14000 |  |  | 549 | [8 empty] | https://www.homedepot.com/p/LG-10-000-BTU-DOE-115-Volt-Portable-Air-Conditioner-LP1021BSSM-Cools-450-Sq-Ft-with-Dehumidifier-Function-Wi-Fi-Enabled-LP1021BSSM/314714102
| Whynter | ARC-122DS |  | 12000 | 12 |  | 499 | [8 empty] | https://www.homedepot.com/p/Whynter-Elite-12-000-BTU-Dual-Hose-Digital-Portable-Air-Conditioner-with-Dehumidifier-ARC-122DS/206409459
| Costway | GHM0542 |  | 12000 | 10 |  | 640.45 | [8 empty] | https://www.homedepot.com/p/Costway-12000-DOE-BTU-Mini-Split-Air-Conditioner-Cools-750-Sq-Ft-with-Heater-Dehumidifier-with-Remote-in-White-GHM0542/325318816
| Amana | AMAP121AB-2 |  | 12000 | 8.87 |  | 399.99 | [8 empty] | https://www.homedepot.com/p/Amana-12000-BTU-7-500-BTU-DOE-Portable-AC-with-Remote-450-sq-ft-Timer-3-Speed-LCD-Display-Auto-Restart-Wheels-White-Black-AMAP121AB-2/309625496
| Whynter | ARC-143MX |  | 14000 | 11.2 |  | 582.35 | [8 empty] | https://www.homedepot.com/p/Whynter-14000-BTU-Portable-Air-Conditioner-with-Dehumidifier-and-3M-Filter-ARC-143MX/203356405
| Whynter | ARC-148MS |  | 14000 | 8.86 |  | 603 | [8 empty] | https://www.homedepot.com/p/Whynter-14-000-BTU-Portable-Air-Conditioner-with-Dehumidifier-and-Silvershield-Filter-ARC-148MS/205952083
| Whirlpool | WHAP13HBWC |  | 13000 | 10.3 |  | 399.99 | [8 empty] | https://www.homedepot.com/p/Whirlpool-13000-BTU-8000-BTU-DOE-Portable-Heat-Cool-Air-Conditioner-with-Remote-Digital-Display-Timer-Auto-Restart-in-White-WHAP13HBWC/316341976
| Keystone | KSTAP07PHA |  | 10000 | 6.9 |  | 249.99 | [8 empty] | https://www.homedepot.com/p/Keystone-7000-BTU-DOE-10000-BTU-ASHRAE-Portable-Air-Conditioner-w-Remote-300-Sq-Ft-LED-Display-Timer-Wheels-in-White-KSTAP07PHA/317955262
| LG | LP1419IVSM |  | 14000 |  |  | 577.14 | [8 empty] | https://www.homedepot.com/p/LG-14-000-BTU-10-000-BTU-DOE-Portable-Air-Conditioner-Dual-Inverter-Quiet-Energy-Eff-Wi-Fi-with-LCD-Remote-in-White-LP1419IVSM/307296364
| Honeywell | MN1CFSWW8 |  | 11000 |  |  | 499.99 | [8 empty] | https://www.homedepot.com/p/Honeywell-11-000-BTU-8-000-BTU-DOE-Portable-Air-Conditioner-with-Dehumidifier-in-White-MN1CFSWW8/318084563
| Frigidaire | FHPC082AC1 |  | 8000 | 9.1 |  | 349 | [8 empty] | https://www.homedepot.com/p/Frigidaire-8-000-BTU-Portable-Air-Conditioner-in-White-FHPC082AC1/315690443
| Costway | FP10233US-WH |  | 8000 | 6.2 |  | 287.99 | [8 empty] | https://www.homedepot.com/p/Costway-8-000-BTU-DOE-Portable-Air-Conditioner-Cools-250-Sq-Ft-with-Dehumidifier-Remote-in-White-FP10233US-WH/325537878
| AIRO COMFORT | AIRO-AirCond-8K |  | 8000 | 9 |  | 269.95 | [8 empty] | https://www.homedepot.com/p/AIRO-COMFORT-8-000-BTU-115-Volt-Portable-Air-Conditioner-Cools-350-sq-ft-with-Dehumidifier-Function-and-LCD-Remote-White-AIRO-AirCond-8K/323110508
| OLIMPIA SPLENDID | 2150 |  | 10000 | 8.47 |  | 345 | [8 empty] | https://www.homedepot.com/p/OLIMPIA-SPLENDID-10-000-BTU-350-sq-ft-Portable-Compact-Air-Conditioner-3-in-1-AC-Fan-Dehumidifier-with-Remote-in-White-2150/315994543
| Whynter | ARC-12SD |  | 12000 | 10.91 |  | 470 | [8 empty] | https://www.homedepot.com/p/Whynter-12-000-BTU-Portable-Air-Conditioner-with-Dehumidifier-and-Remote-ARC-12SD/202555714
| AIREMAX | APO110C |  | 10000 | 8.9 |  | 299.99 | [8 empty] | https://www.homedepot.com/p/AIREMAX-10-000-BTU-5-000-BTU-DOE-Portable-AC-w-Remote-300-Sq-Ft-Timer-LED-Display-Wheels-Dehumidifer-in-White-APO110C/310616321
| Honeywell | HW4CEDAWW0 |  | 14500 |  |  | 619.99 | [8 empty] | https://www.homedepot.com/p/Honeywell-14-500-BTU-Portable-Air-Condition-with-Dehumidifier-and-Fan-White-HW4CEDAWW0/322011161
| Honeywell | MO0CESWK7 |  | 10000 |  |  | 388 | [8 empty] | https://www.homedepot.com/p/Honeywell-10-000-BTU-Portable-Air-Conditioner-with-Dehumidifier-and-Fan-MO0CESWK7/321346383
| Costway | FP10116US-WH |  | 14000 | 7.6 |  | 501.94 | [8 empty] | https://www.homedepot.com/p/Costway-14-000-BTU-8-800-BTU-DOE-Portable-Air-Conditioner-4-in-1-Air-Cooler-with-App-and-Wi-Fi-Smart-Control-FP10116US-WH/321646117
| Whynter | ARC-110WD |  | 11000 | 10.57 |  | 455.25 | [8 empty] | https://www.homedepot.com/p/Whynter-Eco-Friendly-11-000-BTU-Dual-Hose-Portable-Air-Conditioner-with-Dehumidifier-ARC-110WD/204146581
| JHS | A016B1-06KR |  | 10000 | 7.8 |  | 308.75 | [8 empty] | https://www.homedepot.com/p/JHS-3-in-1-Portable-Air-Conditioner-w-Dehumidifer-Fan-Remote-350-Sq-Ft-LED-Display-Timer-Wheels-in-White-A016B1-06KR/317955242
|  | USPC01W |  | 12000 | 8.7 |  | 348.42 | [8 empty] | https://www.homedepot.com/p/12-000-BTU-7-000-BTU-DOE-Wi-Fi-Portable-Air-Conditioner-with-Heat-Dehumidifier-in-White-Works-with-Alexa-USPC01W/320190178
| Honeywell | MN4CFSBB0 |  | 14000 |  |  | 589.99 | [8 empty] | https://www.homedepot.com/p/Honeywell-14000-BTU-10-000-BTU-DOE-Portable-Air-Conditioner-with-Dehumidifier-in-Black-MN4CFSBB0/318084559
| LG | LP0623WSR |  | 10000 |  |  | 329 | [8 empty] | https://www.homedepot.com/p/LG-6-000-BTU-DOE-115-Volt-Portable-Air-Conditioner-Cools-250-sq-ft-with-Dehumidifier-Function-and-Remote-in-White-LP0623WSR/322847863
| Whirlpool | WHAP101BWC |  | 10000 | 10 |  | 329.99 | [8 empty] | https://www.homedepot.com/p/Whirlpool-10000-BTU-6500-BTU-DOE-Portable-Air-Conditioner-with-Remote-Timer-Auto-Restart-Wheels-Dehumidifier-Fan-in-White-WHAP101BWC/316341914
| LG | LP0823GSSM |  | 13000 |  |  | 449 | [8 empty] | https://www.homedepot.com/p/LG-8-000-BTU-DOE-115-Volt-Portable-Air-Conditioner-Cools-350-sq-ft-with-Dehumidifier-Function-Wi-Fi-Enabled-in-Gray-LP0823GSSM/322847862
| Amana | AMAP101AB-2 |  | 10000 | 8.87 |  | 569.99 | [8 empty] | https://www.homedepot.com/p/Amana-10000-BTU-6-500-BTU-DOE-Portable-AC-with-Remote-350-sq-ft-Timer-Auto-Restart-LCD-Display-Wheels-White-Black-AMAP101AB-2/309625473
| EQK | EAPC10RC1 |  | 14000 |  |  | 559.99 | [8 empty] | https://www.homedepot.com/p/EQK-14000-BTU-10-000-BTU-DOE-Portable-Air-Conditioner-Dehumidifier-Fan-w-Remote-550-Sq-Ft-Digital-Display-in-White-EAPC10RC1/318068810
| Costway | EP24618US |  | 9000 | 8.9 |  | 291.85 | [8 empty] | https://www.homedepot.com/p/Costway-9-000-BTU-Portable-Air-Conditioner-with-Dehumidifier-in-Black-and-White-EP24618US/314295836
| Whynter | ARC-12SDH |  | 12000 | 10.91 |  | 554.42 | [8 empty] | https://www.homedepot.com/p/Whynter-12-000-BTU-Portable-Air-Conditioner-with-Dehumidifier-Heat-and-Remote-ARC-12SDH/202555718
| EQK | EAPH10RC1 |  | 14000 |  |  | 599.99 | [8 empty] | https://www.homedepot.com/p/EQK-14-000-BTU-10-000-BTU-DOE-Portable-Air-Conditioner-Dehumidifier-Fan-Heater-w-Remote-550-sq-ft-Timer-in-White-EAPH10RC1/318087721
| BLACK+DECKER | BPP08HWTB |  | 12000 | 9.32 |  | 388.01 | [8 empty] | https://www.homedepot.com/p/BLACK-DECKER-8-000-BTU-Cool-SACC-CEC-10-500-BTU-Heat-12-000-BTU-Cool-ASHRAE-128-Portable-Air-Conditioner-Dehumidifier-Heater-White-BPP08HWTB/316567900
| EcoFlow | ZYDKT210-US |  | 5100 |  |  | 1299 | [8 empty] | https://www.homedepot.com/p/EcoFlow-5100-BTU-Portable-Air-Conditioner-WAVE-2-Cools-100-sq-ft-with-Heater-and-Dehumidifier-for-Indoor-Outdoor-ZYDKT210-US/325437427
| Costway | EP22783 |  | 8000 | 8.7 |  | 276.18 | [8 empty] | https://www.homedepot.com/p/Costway-8000-BTU-Portable-Air-Conditioner-and-Dehumidifier-Function-Remote-in-White-with-Window-Kit-EP22783/307318967
| Whynter | ARC-122DHP |  | 12000 | 12.2 |  | 505.72 | [8 empty] | https://www.homedepot.com/p/Whynter-Elite-12-000-BTU-Dual-Hose-Digital-Portable-Air-Conditioner-with-Heat-Drain-Pump-and-Dehumidifier-ARC-122DHP/206409460
| Honeywell | MN4CFSWW9 |  | 14000 |  |  | 469.99 | [8 empty] | https://www.homedepot.com/p/Honeywell-14-000-BTU-9-000-BTU-DOE-Portable-Air-Conditioner-with-Dehumidifier-in-White-MN4CFSWW9/318084560
| Honeywell | HF0CESVWK6 |  | 10000 |  |  | 399.99 | [8 empty] | https://www.homedepot.com/p/Honeywell-10-000-BTU-Portable-Air-Conditioner-with-Dehumidifier-in-Black-and-White-HF0CESVWK6/316403520
| BLACK+DECKER | BPP05WTB |  | 8000 | 8.7 |  | 374.5 | [8 empty] | https://www.homedepot.com/p/BLACK-DECKER-5-000-BTU-SACC-CEC-8-000-BTU-ASHRAE-128-Portable-Air-Conditioner-with-Double-Motor-Dehumidifier-and-Remote-in-White-BPP05WTB/316566452
| Gymax | GYM09408 |  | 10000 | 6.8 |  | 305.95 | [8 empty] | https://www.homedepot.com/p/Gymax-3-in-1-Portable-Air-Conditioner-10-000-BTU-Air-Cooler-w-24H-Timer-GYM09408/321878982
| SereneLife | SLPAC805W |  | 8000 |  |  | 432.99 | [8 empty] | https://www.homedepot.com/p/SereneLife-8-000-BTU-5000-BTU-DOE-Portable-Air-Conditioner-A-C-Cooling-Unit-with-Dehumidifier-and-Fan-Window-Mount-Kit-in-White-SLPAC805W/317574394
| Honeywell | MO08CESWB6 |  | 9000 |  |  | 346.25 | [8 empty] | https://www.homedepot.com/p/Honeywell-9-100-BTU-ASHRAE-6-100-BTU-SACC-Portable-Air-Conditioner-in-White-and-Blue-MO08CESWB6/316403517
| OLIMPIA SPLENDID | 2149 |  | 14000 | 9.9 |  | 525 | [8 empty] | https://www.homedepot.com/p/OLIMPIA-SPLENDID-14-000-BTU-Portable-Air-Conditioner-4-in-1-AC-Heating-Fan-Dehumidifier-with-Remote-in-White-2149/315994792
| Honeywell | MN4CFS0 |  | 14000 |  |  | 589.99 | [8 empty] | https://www.homedepot.com/p/Honeywell-14-000-BTU-10-000-BTU-DOE-Portable-Air-Conditioner-with-Dehumidifier-in-Black-and-Silver-MN4CFS0/318084555
| LG | LP1021BHSM |  | 14000 | 9 |  | 559.99 | [8 empty] | https://www.homedepot.com/p/LG-10-000-BTU-DOE-115-Volt-Portable-Air-Conditioner-LP1021BHSM-Cools-500-Sq-Ft-with-Heat-Dehumidifier-Wi-Fi-Enabled-LP1021BHSM/315545444
| Whynter | ARC-12S |  | 12000 | 11.1 |  | 424.36 | [8 empty] | https://www.homedepot.com/p/Whynter-12-000-BTU-Portable-Air-Conditioner-with-Dehumidifier-and-Remote-ARC-12S/202555720
| Honeywell | MO08CESWK6 |  | 9000 |  |  | 346.25 | [8 empty] | https://www.homedepot.com/p/Honeywell-9-100-BTU-ASHRAE-6-100-BTU-SACC-Portable-Air-Conditioner-in-White-and-Black-MO08CESWK6/316403410
| Honeywell | HJ0CESWK7 |  | 10000 |  |  | 449.99 | [8 empty] | https://www.homedepot.com/p/Honeywell-10-000-BTU-Portable-Air-Conditioner-with-Dehumidifier-in-White-and-Black-HJ0CESWK7/316403409
| Whynter | ARC-14SH |  | 14000 | 11.2 |  | 563.93 | [8 empty] | https://www.homedepot.com/p/Whynter-14-000-BTU-Portable-Air-Conditioner-with-Dehumidifier-Heat-and-Remote-ARC-14SH/202555706
| Whynter | ARC-148MHP |  | 14000 | 8.86 |  | 612.77 | [8 empty] | https://www.homedepot.com/p/Whynter-14-000-BTU-Portable-Air-Conditioner-and-Heater-with-Dehumidifier-and-Silvershield-Filter-Plus-Autopump-ARC-148MHP/205952138
| Whynter | ARC-102CS |  | 10000 | 9 |  | 335.77 | [8 empty] | https://www.homedepot.com/p/Whynter-Compact-Size-10000-BTU-Portable-Air-Conditioner-with-Dehumidifier-Activated-Carbon-Air-Filter-and-Washable-Pre-Filter-ARC-102CS/303496766
[9 empty] | 100.6784 | [5 empty] | Federal TSD
[9 empty] | 122.8295 | [5 empty] | Federal TSD
[9 empty] | 175.2559 | [5 empty] | Federal TSD
[9 empty] | 214.3961 | [5 empty] | Federal TSD
[9 empty] | 292.0931 | [5 empty] | Federal TSD
[9 empty] | 292.0931 | [5 empty] | Federal TSD

## Room AC Analysis
Table of Contents
Machine Readable Results
Component & Class |  |  | Retail Price Regression, Performance metric 1 | [6 empty] | Retail Price Regression, Performance metric 2 | [6 empty] | Retail Price Regression, Intercepts |  |  | Installation Multiplier |  | Installation Adder |  | Additional Data
Component | Class | Output Units | Coefficient-Low | Coefficient-Mid | Coefficient-High | Metric | Unit | Lower Bound | Upper Bound | Coefficient-Low | Coefficient-Mid | Coefficient-High | Metric | Unit | Lower Bound | Upper Bound | Int-Low | Int-Mid | Int-High | New Construction | Retrofit | New Construction | Retrofit | Lifetime | Cost Variation Considerations | Data Sources | Qualitative Rank | Notes
Room AC | N/A | 2023$ | 350.16 | 364.332 | 311.64 | Capacity | Tons | 0.41667 | 2.3333 | 2.0825 | 6.0694 | 25.4784 | CEER | Unitless | 9.4 | 15 | 0.19477 | 13.2775 | 2.0019 |  |  | 199.5577 | 352.6077 | 10 | Prevailing local wages, Drive time, Local code requirements, Need for condensate line/drain, Condition of existing electrical system, Need for additional wiring/switching, Type of equipment | 1, 4 | Medium SS, High R2, Medium Source Diversity | CEER metric does not scale well with predicted cost.
Quantile Regression Results
Room AC
Bounds Metric 1 (Cooling Capacity): | 5000 - 28000
Bounds Metric 2 (CEER): | 9.4 - 15
Sample Size: | 86
Median R2: | 0.5118
Notes:
Lower confidence in predictive price of CEER metric due to possible overfitting of the data.

## Solar PV Data
Table of Contents
Raw Data | [6 empty] | Performance Metric 1 | [8 empty] | Cost Metric | [7 empty] | Labor Calculations |  |  |  |  | Labor % multiplier (of Materials & Equipment)
Component | Product Class | Description | Length (in) | Width (in) | Area (in^2) | Power (W) | Wattage Array | W/in^2 | Material Cost | Array Material Cost | Labor Hours | Install Labor ($) | Installed Cost (O&P) | Removal Labor ($) | Removal Hours | Material Cost $/W | Labor Cost/W | Total Cost/W | Year | Notes | Source | Link | Regression | Component | Product Class | Install ($/W) | Removal | Total New Construction ($/W) | New Construction (%) | Total Retrofit | Retrofit (%) | Date of Data | Source
PV |  | Low |  |  |  |  | 0 |  |  | 0 |  |  | 17430 | [5 empty] | 2023 |  | Energy Sage | https://www.energysage.com/local-data/solar-panel-cost/ | No | PV |  | 2.0883 | N/A | 2.0883 | 202.2% | 202.2% | N/A | 2023 | Homewyse
PV |  | Average |  |  |  |  | 0 |  |  | 0 |  |  | 20650 |  |  |  |  | 2.95 | 2023 |  | Energy Sage | https://www.energysage.com/local-data/solar-panel-cost/ | No
PV |  | High |  |  |  |  | 0 |  |  | 0 |  |  | 23870 | [5 empty] | 2023 |  | Energy Sage | https://www.energysage.com/local-data/solar-panel-cost/ | No
PV |  | Arkansas |  |  |  |  | 0 |  |  | 0 | [7 empty] | 3.06 | 2023 |  | Energy Sage | https://www.energysage.com/local-data/solar-panel-cost/ | No
PV |  | Arizona |  |  |  |  | 0 |  |  | 0 | [7 empty] | 2.44 | 2023 |  | Energy Sage | https://www.energysage.com/local-data/solar-panel-cost/ | No
PV |  | California |  |  |  |  | 0 |  |  | 0 | [7 empty] | 2.86 | 2023 |  | Energy Sage | https://www.energysage.com/local-data/solar-panel-cost/ | No
PV |  | Colorado |  |  |  |  | 0 |  |  | 0 | [7 empty] | 3.44 | 2023 |  | Energy Sage | https://www.energysage.com/local-data/solar-panel-cost/ | No
PV |  | Connecticut |  |  |  |  | 0 |  |  | 0 | [7 empty] | 3.22 | 2023 |  | Energy Sage | https://www.energysage.com/local-data/solar-panel-cost/ | No
PV |  | Washington D.C. |  |  |  |  | 0 |  |  | 0 | [7 empty] | 3.5 | 2023 |  | Energy Sage | https://www.energysage.com/local-data/solar-panel-cost/ | No
PV |  | Delaware |  |  |  |  | 0 |  |  | 0 | [7 empty] | 2.75 | 2023 |  | Energy Sage | https://www.energysage.com/local-data/solar-panel-cost/ | No
PV |  | Florida |  |  |  |  | 0 |  |  | 0 | [7 empty] | 2.58 | 2023 |  | Energy Sage | https://www.energysage.com/local-data/solar-panel-cost/ | No
PV |  | Georgia |  |  |  |  | 0 |  |  | 0 | [7 empty] | 3.2 | 2023 |  | Energy Sage | https://www.energysage.com/local-data/solar-panel-cost/ | No
PV |  | Iowa |  |  |  |  | 0 |  |  | 0 | [7 empty] | 3.45 | 2023 |  | Energy Sage | https://www.energysage.com/local-data/solar-panel-cost/ | No
PV |  | Idaho |  |  |  |  | 0 |  |  | 0 | [7 empty] | 2.93 | 2023 |  | Energy Sage | https://www.energysage.com/local-data/solar-panel-cost/ | No
PV |  | Illinois |  |  |  |  | 0 |  |  | 0 | [7 empty] | 3.16 | 2023 |  | Energy Sage | https://www.energysage.com/local-data/solar-panel-cost/ | No
PV |  | Indiana |  |  |  |  | 0 |  |  | 0 | [7 empty] | 3.63 | 2023 |  | Energy Sage | https://www.energysage.com/local-data/solar-panel-cost/ | No
PV |  | Louisiana |  |  |  |  | 0 |  |  | 0 | [7 empty] | 3.17 | 2023 |  | Energy Sage | https://www.energysage.com/local-data/solar-panel-cost/ | No
PV |  | Massachusetts |  |  |  |  | 0 |  |  | 0 | [7 empty] | 3.54 | 2023 |  | Energy Sage | https://www.energysage.com/local-data/solar-panel-cost/ | No
PV |  | Maryland |  |  |  |  | 0 |  |  | 0 | [7 empty] | 3.13 | 2023 |  | Energy Sage | https://www.energysage.com/local-data/solar-panel-cost/ | No
PV |  | Maine |  |  |  |  | 0 |  |  | 0 | [7 empty] | 3.45 | 2023 |  | Energy Sage | https://www.energysage.com/local-data/solar-panel-cost/ | No
PV |  | Michigan |  |  |  |  | 0 |  |  | 0 | [7 empty] | 3.78 | 2023 |  | Energy Sage | https://www.energysage.com/local-data/solar-panel-cost/ | No
PV |  | Minnesota |  |  |  |  | 0 |  |  | 0 | [7 empty] | 3.45 | 2023 |  | Energy Sage | https://www.energysage.com/local-data/solar-panel-cost/ | No
PV |  | Missouri |  |  |  |  | 0 |  |  | 0 | [7 empty] | 2.85 | 2023 |  | Energy Sage | https://www.energysage.com/local-data/solar-panel-cost/ | No
PV |  | North Carolina |  |  |  |  | 0 |  |  | 0 | [7 empty] | 3.04 | 2023 |  | Energy Sage | https://www.energysage.com/local-data/solar-panel-cost/ | No
PV |  | New Hampshire |  |  |  |  | 0 |  |  | 0 | [7 empty] | 3.61 | 2023 |  | Energy Sage | https://www.energysage.com/local-data/solar-panel-cost/ | No
PV |  | New Jersey |  |  |  |  | 0 |  |  | 0 | [7 empty] | 2.95 | 2023 |  | Energy Sage | https://www.energysage.com/local-data/solar-panel-cost/ | No
PV |  | New Mexico |  |  |  |  | 0 |  |  | 0 | [7 empty] | 3.39 | 2023 |  | Energy Sage | https://www.energysage.com/local-data/solar-panel-cost/ | No
PV |  | Nevada |  |  |  |  | 0 |  |  | 0 | [7 empty] | 2.6 | 2023 |  | Energy Sage | https://www.energysage.com/local-data/solar-panel-cost/ | No
PV |  | New York |  |  |  |  | 0 |  |  | 0 | [7 empty] | 3.48 | 2023 |  | Energy Sage | https://www.energysage.com/local-data/solar-panel-cost/ | No
PV |  | Ohio |  |  |  |  | 0 |  |  | 0 | [7 empty] | 2.98 | 2023 |  | Energy Sage | https://www.energysage.com/local-data/solar-panel-cost/ | No
PV |  | Oklahoma |  |  |  |  | 0 |  |  | 0 | [7 empty] | 2.62 | 2023 |  | Energy Sage | https://www.energysage.com/local-data/solar-panel-cost/ | No
PV |  | Oregon |  |  |  |  | 0 |  |  | 0 | [7 empty] | 3.02 | 2023 |  | Energy Sage | https://www.energysage.com/local-data/solar-panel-cost/ | No
PV |  | Pennsylvania |  |  |  |  | 0 |  |  | 0 | [7 empty] | 3.06 | 2023 |  | Energy Sage | https://www.energysage.com/local-data/solar-panel-cost/ | No
PV |  | Rhode Island |  |  |  |  | 0 |  |  | 0 | [7 empty] | 3.61 | 2023 |  | Energy Sage | https://www.energysage.com/local-data/solar-panel-cost/ | No
PV |  | South Carolina |  |  |  |  | 0 |  |  | 0 | [7 empty] | 2.89 | 2023 |  | Energy Sage | https://www.energysage.com/local-data/solar-panel-cost/ | No
PV |  | Tennessee |  |  |  |  | 0 |  |  | 0 | [7 empty] | 2.97 | 2023 |  | Energy Sage | https://www.energysage.com/local-data/solar-panel-cost/ | No
PV |  | Texas |  |  |  |  | 0 |  |  | 0 | [7 empty] | 2.77 | 2023 |  | Energy Sage | https://www.energysage.com/local-data/solar-panel-cost/ | No
PV |  | Utah |  |  |  |  | 0 |  |  | 0 | [7 empty] | 2.69 | 2023 |  | Energy Sage | https://www.energysage.com/local-data/solar-panel-cost/ | No
PV |  | Virginia |  |  |  |  | 0 |  |  | 0 | [7 empty] | 3.04 | 2023 |  | Energy Sage | https://www.energysage.com/local-data/solar-panel-cost/ | No
PV |  | Vermont |  |  |  |  | 0 |  |  | 0 | [7 empty] | 3.14 | 2023 |  | Energy Sage | https://www.energysage.com/local-data/solar-panel-cost/ | No
PV |  | Washington |  |  |  |  | 0 |  |  | 0 | [7 empty] | 3.25 | 2023 |  | Energy Sage | https://www.energysage.com/local-data/solar-panel-cost/ | No
PV |  | Wisconsin |  |  |  |  | 0 |  |  | 0 | [7 empty] | 3.41 | 2023 |  | Energy Sage | https://www.energysage.com/local-data/solar-panel-cost/ | No
PV |  | West Virginia |  |  |  |  | 0 |  |  | 0 | [7 empty] | 2.92 | 2023 |  | Energy Sage | https://www.energysage.com/local-data/solar-panel-cost/ | No
PV |  | Residential Average |  |  |  |  | 0 |  |  | 0 | [5 empty] | 1.2467 | 2.0883 | 3.335 | 2022 | Inflated to 2023$ | SEIA | https://www.seia.org/solar-industry-research-data | No
PV |  | Low |  |  |  |  | 0 |  |  | 0 | [7 empty] | 3.303 | 2020 | Inflated to 2023$ | NIST | https://www.nist.gov/publications/developing-cost-functions-estimating-solar-photovoltaic-system-installed-and-life-cycle | No
PV |  | Average |  |  |  |  | 0 |  |  | 0 | [7 empty] | 3.4581 | 2020 | Inflated to 2023$ | NIST | https://www.nist.gov/publications/developing-cost-functions-estimating-solar-photovoltaic-system-installed-and-life-cycle | No
PV |  | High |  |  |  |  | 0 |  |  | 0 | [7 empty] | 3.6132 | 2020 | Inflated to 2023$ | NIST | https://www.nist.gov/publications/developing-cost-functions-estimating-solar-photovoltaic-system-installed-and-life-cycle | No
PV | Monocrystalline | Renogy 2-Module 65.6-in x 39.4-in 640-Watt Solar Panel | 65.6 | 39.4 | 2584.64 | 640 | 14080 | 0.12381 | 644 | 14168 | [5 empty] | 1.0063 |  |  | 2023 |  | Lowe's | https://www.lowes.com/pd/Renogy-Renogy-320-W-24-V-Monocrystalline-Solar-Panel-Off-Grid-for-Shed-Farm-Home-Residential-Commercial-House-One-Pallet-2-Pcs-2-Pieces/5013900979 | Yes
PV | Monocrystalline | 2Pcs 550-Watt Monocrystalline Solar Panel for RV Boat Shed Farm Home House Rooftop Residential Commercial House | 89.7 | 44.6 | 4000.62 | 550 | 12100 | 0.13748 | 500 | 11000 | [5 empty] | 0.90909 |  |  | 2023 |  | Home Depot | https://www.homedepot.com/p/Renogy-2Pcs-550-Watt-Monocrystalline-Solar-Panel-for-RV-Boat-Shed-Farm-Home-House-Rooftop-Residential-Commercial-House-RSP550D-144x2-US/320692891 | Yes
PV | Monocrystalline | 2Pcs 450-Watt Monocrystalline Solar Panel for RV Boat Shed Farm Home House Rooftop Residential Commercial House | 75.2 | 44.6 | 3353.92 | 450 | 9900 | 0.13417 | 517 | 11374 | [5 empty] | 1.1489 |  |  | 2023 |  | Home Depot | https://www.homedepot.com/p/Renogy-2Pcs-450-Watt-Monocrystalline-Solar-Panel-for-RV-Boat-Shed-Farm-Home-House-Rooftop-Residential-Commercial-House-RSP450D-120x2-US/320645971 | Yes
PV | Monocrystalline | 400-Watt Monocrystalline Silicon Portable Solar Panel with 48-Volt Output for Power Station/Generator, IP68 | 94.1 | 42 | 3952.2 | 400 | 8800 | 0.10121 | 999 | 21978 | [5 empty] | 2.4975 |  |  | 2023 |  | Home Depot | https://www.homedepot.com/p/EcoFlow-400-Watt-Monocrystalline-Silicon-Portable-Solar-Panel-with-48-Volt-Output-for-Power-Station-Generator-IP68-SOLAR400W/323573124?ITC=AUC-211591-23-12070 | Yes
PV | Monocrystalline | 400-Watt Monocrystalline Silicon Portable Solar Panel with 48-Volt Output for Power Station/Generator, IP68 | 94.1 | 42 | 3952.2 | 400 | 8800 | 0.10121 | 999 | 21978 | [5 empty] | 2.4975 |  |  | 2023 |  | Home Depot | https://www.homedepot.com/p/EcoFlow-400-Watt-Monocrystalline-Silicon-Portable-Solar-Panel-with-48-Volt-Output-for-Power-Station-Generator-IP68-SOLAR400W/323573124?ITC=AUC-211591-23-12070 | Yes
PV | Monocrystalline | Renogy Renogy 400 Watt 12 Volt Solar Premium Kit with 40A MPPT Charge Controller | 41.8 | 20.9 | 873.62 | 400 | 8800 | 0.11447 | 660 | 14520 | [5 empty] | 1.65 |  |  | 2023 |  | Lowe's | https://www.lowes.com/pd/Renogy-4-Module-42-2-in-x-19-6-in400-Watt-Solar-Panel/1001482968 | Yes
PV | Monocrystalline | Renogy 4-Module 41.8-in x 20.9-in 400-Watt Solar Panel | 41.8 | 20.9 | 873.62 | 400 | 8800 | 0.11447 | 560 | 12320 | [5 empty] | 1.4 |  |  | 2023 |  | Lowe's | https://www.lowes.com/pd/Renogy-4-Module-42-2-in-x-19-6-in-400-Watt-Solar-Panel/1001462674 | Yes
PV | Monocrystalline | 370-Watt Monocrystalline Solar Panel (31-Pack) | 69.09 | 40.87 | 2823.7083 | 370 | 8140 | 0.13103 | 462.5161 | 10175.3548 | [5 empty] | 1.25 |  |  | 2023 |  | Home Depot | https://www.homedepot.com/p/Grape-Solar-370-Watt-Monocrystalline-Solar-Panel-31-Pack-GS-M120-370-PALLET/323765553 | Yes
PV | Thin Film | BougeRV 1-Module 44.3-in x 26-in 200-Watt Solar Panel | 44.3 | 26 | 1151.8 | 200 | 4400 | 0.17364 | 580 | 12760 | [5 empty] | 2.9 |  |  | 2023 |  | Lowe's | https://www.lowes.com/pd/BougeRV-1-Module-44-3-in-x-26-in-200-Watt-Solar-Panel/5014328323 | Yes
PV | Thin Film | 200-Watt 12-Volt CIGS Thin-Film Flexible Lightweight Solar Panel for Camper, RV and Other Off-Grid | 86.2 | 27.1 | 2336.02 | 200 | 4400 | 0.085616 | 570 | 12540 | [5 empty] | 2.85 |  |  | 2023 |  | Home Depot | https://www.homedepot.com/p/BougeRV-200-Watt-12-Volt-CIGS-Thin-Film-Flexible-Lightweight-Solar-Panel-for-Camper-RV-and-Other-Off-Grid-HD154/323558877 | Yes
PV | Thin Film | BougeRV 1-Module 86.2-in x 27.1-in 200-Watt Solar Panel | 86.2 | 27.1 | 2336.02 | 200 | 4400 | 0.085616 | 570 | 12540 | [5 empty] | 2.85 |  |  | 2023 |  | Lowe's | https://www.lowes.com/pd/BougeRV-1-Module-86-2-in-x-27-1-in-200-Watt-Solar-Panel/5014328321 | Yes
PV | Thin Film | Renogy 2-Module 48-in x 21.5-in 100-Watt Solar Panel | 48 | 21.5 | 1032 | 200 | 4400 | 0.096899 | 517 | 11374 | [5 empty] | 2.585 |  |  | 2023 |  | Lowe's | https://www.lowes.com/pd/Renogy-Renogy-200W-Solar-Flexible-Kit/1003265068 | Yes
PV | Monocrystalline | 200-Watt 12-Volt Monocrystalline Solar Panel for Camper, RV and Other Off-Grid Applications | 57.8 | 26.3 | 1520.14 | 200 | 4400 | 0.13157 | 510 | 11220 | [5 empty] | 2.55 |  |  | 2023 |  | Home Depot | https://www.homedepot.com/p/NATURE-POWER-200-Watt-12-Volt-Monocrystalline-Solar-Panel-for-Camper-RV-and-Other-Off-Grid-Applications-50202/314965624 | Yes
PV | Monocrystalline | 200-Watt 12-Volt Monocrystalline Complete Solar Panel Kit with 12-Volt Charge Controller and 400-Watt Inverter | 57.8 | 26.3 | 1520.14 | 200 | 4400 | 0.13157 | 495 | 10890 | [5 empty] | 2.475 |  |  | 2023 |  | Home Depot | https://www.homedepot.com/p/NATURE-POWER-200-Watt-12-Volt-Monocrystalline-Complete-Solar-Panel-Kit-with-12-Volt-Charge-Controller-and-400-Watt-Inverter-50201/314965645 | Yes
PV | Monocrystalline | 200-Watt Flexible Lightweight Monocrystalline Solar Panel for Boat, Cabin, RV, Camper | 63.2 | 29.4 | 1858.08 | 200 | 4400 | 0.10764 | 438 | 9636 | [5 empty] | 2.19 |  |  | 2023 |  | Home Depot | https://www.homedepot.com/p/Renogy-200-Watt-Flexible-Lightweight-Monocrystalline-Solar-Panel-for-Boat-Cabin-RV-Camper-RSP200DB-72-US/323175725 | Yes
PV | Monocrystalline | Renogy 2-Module 41.8-in x 20.9-in 200-Watt Solar Panel | 41.8 | 20.9 | 873.62 | 200 | 4400 | 0.11447 | 350 | 7700 | [5 empty] | 1.75 |  |  | 2023 |  | Lowe's | https://www.lowes.com/pd/Renogy-Renogy-200-Watt-12-Volt-Monocrystalline-Starter-Kit-with-40A-Rover-MPPT-Charge-Controller/5013900975 | Yes
PV | Monocrystalline | 200-Watt Flexible Lightweight Monocrystalline Solar Panel for Boat, Cabin, RV, Camper | 63.2 | 29.4 | 1858.08 | 200 | 4400 | 0.10764 | 330 | 7260 | [5 empty] | 1.65 |  |  | 2023 |  | Home Depot | https://www.homedepot.com/p/Renogy-200-Watt-Flexible-Lightweight-Monocrystalline-Solar-Panel-for-Boat-Cabin-RV-Camper-RSP200DB-72-US/323175725 | Yes
PV | Monocrystalline | Renogy 2-Module 41.8-in x 20.9-in 200-Watt Solar Panel | 41.8 | 20.9 | 873.62 | 200 | 4400 | 0.11447 | 300 | 6600 | [5 empty] | 1.5 |  |  | 2023 |  | Lowe's | https://www.lowes.com/pd/Renogy-1-Module-22-in-x-48-in-200-Watt-Solar-Panel/1001277168 | Yes
PV | Monocrystalline | 200-Watt Monocrystalline PV Solar Panel for Cabins, RV's and Back-Up Power Systems | 61.42 | 28.15 | 1728.973 | 200 | 4400 | 0.11568 | 265 | 5830 | [5 empty] | 1.325 |  |  | 2023 |  | Home Depot | https://www.homedepot.com/p/Grape-Solar-200-Watt-Monocrystalline-PV-Solar-Panel-for-Cabins-RV-s-and-Back-Up-Power-Systems-GS-STAR-200W/318640058 | Yes
PV | Monocrystalline | Renogy 1-Module 58.7-in x 27.5-in 200-Watt Solar Panel | 58.7 | 27.5 | 1614.25 | 200 | 4400 | 0.1239 | 240 | 5280 | [5 empty] | 1.2 |  |  | 2023 |  | Lowe's | https://www.lowes.com/pd/Renogy-Renogy-200-Watt-12-Volt-Monocrystalline-Solar-Panel/1003265074 | Yes
PV | Monocrystalline | 200-Watt 12-Volt Monocrystalline Solar Panel for RV Camping Home Boat Marine Off-Grid | 54.72 | 27.76 | 1519.0272 | 200 | 4400 | 0.13166 | 239 | 5258 | [5 empty] | 1.195 |  |  | 2023 |  | Home Depot | https://www.homedepot.com/p/200-Watt-12-Volt-Monocrystalline-Solar-Panel-for-RV-Camping-Home-Boat-Marine-Off-Grid-HD114/324748407 | Yes
PV | Monocrystalline | 200-Watt 12-Volt Monocrystalline Solar Panel for RV Camping Home Boat Marine Off-Grid | 54.27 | 27.76 | 1506.5352 | 200 | 4400 | 0.13275 | 239 | 5258 | [5 empty] | 1.195 |  |  | 2023 |  | Home Depot | https://www.homedepot.com/p/200-Watt-12-Volt-Monocrystalline-Solar-Panel-for-RV-Camping-Home-Boat-Marine-Off-Grid-HD114/324748407 | Yes
PV | Monocrystalline | Renogy 1-Module 47.3-in x 21.3-in 200-Watt Solar Panel | 41.8 | 20.9 | 873.62 | 200 | 4400 | 0.11447 | 235 | 5170 | [5 empty] | 1.175 |  |  | 2023 |  | Lowe's | https://www.lowes.com/pd/Renogy-1-Module-47-3-in-x-21-3-in-200-Watt-Solar-Panel/1001277100 | Yes
PV | Monocrystalline | BougeRV 1-Module 54.72-in x 27.76-in 200-Watt Solar Panel | 54.72 | 27.76 | 1519.0272 | 200 | 4400 | 0.13166 | 230 | 5060 | [5 empty] | 1.15 |  |  | 2023 |  | Lowe's | https://www.lowes.com/pd/BougeRV-1-Module-54-72-in-x-27-76-in-200-Watt-Solar-Panel/5014328347 | Yes
PV | Monocrystalline | 180-Watt Monocrystalline Solar Panel with Charge Controller | 57.8 | 26.3 | 1520.14 | 180 | 3960 | 0.11841 | 541 | 11902 | [5 empty] | 3.0056 |  |  | 2023 |  | Home Depot | https://www.homedepot.com/p/NATURE-POWER-180-Watt-Monocrystalline-Solar-Panel-with-Charge-Controller-53180/313097480 | Yes
PV | Monocrystalline | BougeRV 1-Module 58.27-in x 26.38-in 180-Watt Solar Panel | 58.27 | 26.38 | 1537.1626 | 180 | 3960 | 0.1171 | 229 | 5038 | [5 empty] | 1.2722 |  |  | 2023 |  | Lowe's | https://www.lowes.com/pd/BougeRV-BougeRV-180-Watts-Mono-Solar-Panel/5014118241 | Yes
PV | Monocrystalline | 180-Watt Monocrystalline Solar Panel High-Efficiency | 58.27 | 26.38 | 1537.1626 | 180 | 3960 | 0.1171 | 190 | 4180 | [5 empty] | 1.0556 |  |  | 2023 |  | Home Depot | https://www.homedepot.com/p/BougeRV-180-Watt-Monocrystalline-Solar-Panel-High-Efficiency-HD048/323126885 | Yes
PV | Monocrystalline | 165-watt Monocrystalline Solar Panel for 12- volt Charging | 57.8 | 26.3 | 1520.14 | 165 | 3630 | 0.10854 | 440 | 9680 | [5 empty] | 2.6667 |  |  | 2023 |  | Home Depot | https://www.homedepot.com/p/NATURE-POWER-165-watt-Monocrystalline-Solar-Panel-for-12-volt-Charging-50162/206345539 | Yes
PV | Monocrystalline | 120-Watt E. Flex Portable Monocrystalline Solar Panel, Foldable Solar Charger for Power Station/Generator, Waterproof | 43.4 | 26.4 | 1145.76 | 120 | 2640 | 0.10473 | 409 | 8998 | [5 empty] | 3.4083 |  |  | 2023 |  | Home Depot | https://www.homedepot.com/p/Renogy-120-Watt-E-Flex-Portable-Monocrystalline-Solar-Panel-Foldable-Solar-Charger-for-Power-Station-Generator-Waterproof-RSP120EF-US/323470384 | Yes
PV | Polycrystalline | 110-Watt Polycrystalline Solar Panel with 300-Watt Power Inverter and 11 Amp Charge Controller | 39.7 | 26.6 | 1056.02 | 110 | 2420 | 0.10416 | 401 | 8822 | [5 empty] | 3.6455 |  |  | 2023 |  | Home Depot | https://www.homedepot.com/p/NATURE-POWER-110-Watt-Polycrystalline-Solar-Panel-with-300-Watt-Power-Inverter-and-11-Amp-Charge-Controller-53110/311140967 | Yes
PV | Thin Film | Renogy 1-Module 48-in x 21.6-in 100-Watt Solar Panel | 48 | 21.6 | 1036.8 | 100 | 2200 | 0.096451 | 454 | 9988 | [5 empty] | 4.54 |  |  | 2023 |  | Lowe's | https://www.lowes.com/pd/Renogy-12V-30A-Dual-Battery-Charging-100W-Solar-Flex-Bundle/5013900905 | Yes
PV | Thin Film | 100-Watt CIGS Thin-film Flexible Solar Panel for Boat, Cabin, RV, Camper | 85.6 | 13.7 | 1172.72 | 100 | 2200 | 0.085272 | 290 | 6380 | [5 empty] | 2.9 |  |  | 2023 |  | Home Depot | https://www.homedepot.com/p/BougeRV-100-Watt-CIGS-Thin-film-Flexible-Solar-Panel-for-Boat-Cabin-RV-Camper-HD137/324077849 | Yes
PV | Thin Film | BougeRV 1-Module 44.3-in x 26-in 100-Watt Solar Panel | 44.3 | 26 | 1151.8 | 100 | 2200 | 0.086821 | 290 | 6380 | [5 empty] | 2.9 |  |  | 2023 |  | Lowe's | https://www.lowes.com/pd/BougeRV-1-Module-44-3-in-x-26-in-100-Watt-Solar-Panel/5014328319 | Yes
PV | Thin Film | BougeRV 1-Module 13.7-in x 85.6-in 100-Watt Solar Panel | 85.6 | 13.7 | 1172.72 | 100 | 2200 | 0.085272 | 290 | 6380 | [5 empty] | 2.9 |  |  | 2023 |  | Lowe's | https://www.lowes.com/pd/BougeRV-1-Module-13-7-in-x-85-6-in-100-Watt-Solar-Panel/5014328327 | Yes
PV | Thin Film | BougeRV 1-Module 44.9-in x 27.1-in 100-Watt Solar Panel | 44.9 | 27.1 | 1216.79 | 100 | 2200 | 0.082183 | 280 | 6160 | [5 empty] | 2.8 |  |  | 2023 |  | Lowe's | https://www.lowes.com/pd/BougeRV-1-Module-44-9-in-x-27-1-in-100-Watt-Solar-Panel/5014328317 | Yes
PV | Thin Film | BougeRV 1-Module 86.2-in x 14.6-in 100-Watt Solar Panel | 86.2 | 14.6 | 1258.52 | 100 | 2200 | 0.079458 | 280 | 6160 | [5 empty] | 2.8 |  |  | 2023 |  | Lowe's | https://www.lowes.com/pd/BougeRV-1-Module-86-2-in-x-14-6-in-100-Watt-Solar-Panel/5014328325 | Yes
PV | Monocrystalline | 100-Watt Flexible Monocrystalline Solar Panel | 45.87 | 22.4 | 1027.488 | 100 | 2200 | 0.097325 | 223 | 4906 | [5 empty] | 2.23 |  |  | 2023 |  | Home Depot | https://www.homedepot.com/p/Grape-Solar-100-Watt-Flexible-Monocrystalline-Solar-Panel-GS-FLEX-100-SP/304390016 | Yes
PV | Monocrystalline | 100-Watt 12-Volt Off-Grid Solar Starter Kit w/ 1-Piece 100W Monocrystalline Panel and 10A PWM Wanderer Charge Controller | 42.4 | 20 | 848 | 100 | 2200 | 0.11792 | 200 | 4400 | [5 empty] | 2 |  |  | 2023 |  | Home Depot | https://www.homedepot.com/p/Renogy-100-Watt-12-Volt-Off-Grid-Solar-Starter-Kit-w-1-Piece-100W-Monocrystalline-Panel-and-10A-PWM-Wanderer-Charge-Controller-RNG-KIT-STARTER100D-WND10/310544560 | Yes
PV | Monocrystalline | 100-Watt 12-Volt Off-Grid Solar Starter Kit w/ 1-Piece 100W Monocrystalline Panel and 10A PWM Wanderer Charge Controller | 42.4 | 20 | 848 | 100 | 2200 | 0.11792 | 200 | 4400 | [5 empty] | 2 |  |  | 2023 |  | Home Depot | https://www.homedepot.com/p/Renogy-100-Watt-12-Volt-Off-Grid-Solar-Starter-Kit-w-1-Piece-100W-Monocrystalline-Panel-and-10A-PWM-Wanderer-Charge-Controller-RNG-KIT-STARTER100D-WND10/310544560?ITC=AUC-40235-23-12070 | Yes
PV | Monocrystalline | Renogy 1-Module 42.2-in x 19.6-in 100-Watt Solar Panel | 42.2 | 19.6 | 827.12 | 100 | 2200 | 0.1209 | 200 | 4400 | [5 empty] | 2 |  |  | 2023 |  | Lowe's | https://www.lowes.com/pd/Renogy-1-Module-42-2-in-x-19-6-in-100-Watt-Solar-Panel/1001277158 | Yes
PV | Monocrystalline | Renogy 1-Module 41.8-in x 20.9-in 100-Watt Solar Panel | 41.8 | 20.9 | 873.62 | 100 | 2200 | 0.11447 | 152 | 3344 | [5 empty] | 1.52 |  |  | 2023 |  | Lowe's | https://www.lowes.com/pd/Renogy-1-Module-40-in-x-20-in-100-Watt-Solar-Panel/1001277108 | Yes
PV | Thin Film | Renogy 1-Module 48-in x 21.6-in 100-Watt Solar Panel | 48 | 21.6 | 1036.8 | 100 | 2200 | 0.096451 | 144 | 3168 | [5 empty] | 1.44 |  |  | 2023 |  | Lowe's | https://www.lowes.com/pd/Renogy-1-Module-48-in-x-21-5-in-100-Watt-Solar-Panel/1001276948 | Yes
PV | Monocrystalline | 100-Watt Solar Panel Off-Grid Charging Kit | 31.89 | 28.15 | 897.7035 | 100 | 2200 | 0.1114 | 138 | 3036 | [5 empty] | 1.38 |  |  | 2023 |  | Home Depot | https://www.homedepot.com/p/Grape-Solar-100-Watt-Solar-Panel-Off-Grid-Charging-Kit-GS-100-KIT-IP68/321070963 | Yes
PV | Monocrystalline | 100-Watt Solar Panel Off-Grid Charging Kit | 31.98 | 28.15 | 900.237 | 100 | 2200 | 0.11108 | 138 | 3036 | [5 empty] | 1.38 |  |  | 2023 |  | Home Depot | https://www.homedepot.com/p/Grape-Solar-100-Watt-Solar-Panel-Off-Grid-Charging-Kit-GS-100-KIT-IP68/321070963 | Yes
PV | Monocrystalline | Black Division 100-Watt Flexible Lightweight Monocrystalline Solar Panel for Boat, Cabin, RV, Camper | 43 | 22.9 | 984.7 | 100 | 2200 | 0.10155 | 136 | 2992 | [5 empty] | 1.36 |  |  | 2023 |  | Home Depot | https://www.homedepot.com/p/Renogy-Black-Division-100-Watt-Flexible-Lightweight-Monocrystalline-Solar-Panel-for-Boat-Cabin-RV-Camper-RSP100DL-36-US/320645537 | Yes
PV | Thin Film | Renogy 1-Module 43-in x 22.9-in 100-Watt Solar Panel | 43 | 22.9 | 984.7 | 100 | 2200 | 0.10155 | 136 | 2992 | [5 empty] | 1.36 |  |  | 2023 |  | Lowe's | https://www.lowes.com/pd/Renogy-Renogy-Black-Division-100W-Lightweight-Monocrystalline-Solar-Panel/5013900981 | Yes
PV | Monocrystalline | BougeRV 1-Module 39.2-in x 23.26-in 100-Watt Solar Panel | 39.2 | 23.26 | 911.792 | 100 | 2200 | 0.10967 | 129 | 2838 | [5 empty] | 1.29 |  |  | 2023 |  | Lowe's | https://www.lowes.com/pd/BougeRV/5014123241 | Yes
PV | Monocrystalline | 100-Watt Monocrystalline Solar Panel for RV's, Boats and Off Grid Applications | 48 | 22.25 | 1068 | 100 | 2200 | 0.093633 | 114 | 2508 | [5 empty] | 1.14 |  |  | 2023 |  | Home Depot | https://www.homedepot.com/p/MIGHTY-MAX-BATTERY-100-Watt-Monocrystalline-Solar-Panel-for-RV-s-Boats-and-Off-Grid-Applications-MLS-100WM/309662316 | Yes
PV | Polycrystalline | 100-Watt 12-Volt Polycrystalline Solar Panel for RV's, Boats and Off Grid Applications | 40 | 27 | 1080 | 100 | 2200 | 0.092593 | 112 | 2464 | [5 empty] | 1.12 |  |  | 2023 |  | Home Depot | https://www.homedepot.com/p/MIGHTY-MAX-BATTERY-100-Watt-12-Volt-Polycrystalline-Solar-Panel-for-RV-s-Boats-and-Off-Grid-Applications-MLS-100WP/308920724 | Yes
PV | Monocrystalline | 100-Watt Monocrystalline Solar Panel for RV's, Boats and 12-V Systems | 31.89 | 28.15 | 897.7035 | 100 | 2200 | 0.1114 | 103 | 2266 | [5 empty] | 1.03 |  |  | 2023 |  | Home Depot | https://www.homedepot.com/p/Grape-Solar-100-Watt-Monocrystalline-Solar-Panel-for-RV-s-Boats-and-12-V-Systems-GS-Star-100W/204211365 | Yes
PV | Monocrystalline | Grape Solar 1-Module 31.89-in x 28.15-in 100-Watt Solar Panel | 31.89 | 28.15 | 897.7035 | 100 | 2200 | 0.1114 | 103 | 2266 | [5 empty] | 1.03 |  |  | 2023 |  | Lowe's | https://www.lowes.com/pd/Grape-Solar-1-Module-41-0-in-x-27-0-in100-Watt-Solar-Panel/1000597657 | Yes
PV | Monocrystalline | 100-Watt 12-Volt Monocrystalline Solar Panel with High-Efficiency Module for RV Battery Boat Caravan Solar System | 41.8 | 20.9 | 873.62 | 100 | 2200 | 0.11447 | 90 | 1980 | [5 empty] | 0.9 |  |  | 2023 |  | Home Depot | https://www.homedepot.com/p/Renogy-100-Watt-12-Volt-Monocrystalline-Solar-Panel-with-High-Efficiency-Module-for-RV-Battery-Boat-Caravan-Solar-System-RNG-100D-SS/307642178 | Yes
PV | Monocrystalline | 100-Watt 12 Volt Waterproof Monocrystalline Solar Panel Charger | 48 | 22.25 | 1068 | 100 | 2200 | 0.093633 | 90 | 1980 | [5 empty] | 0.9 |  |  | 2023 |  | Home Depot | https://www.homedepot.com/p/MIGHTY-MAX-BATTERY-100-Watt-12-Volt-Waterproof-Monocrystalline-Solar-Panel-Charger-MAX3526127/324234091 | Yes
PV | Monocrystalline | Renogy 1-Module 41.8-in x 20.9-in 100-Watt Solar Panel | 41.8 | 20.9 | 873.62 | 100 | 2200 | 0.11447 | 90 | 1980 | [5 empty] | 0.9 |  |  | 2023 |  | Lowe's | https://www.lowes.com/pd/Renogy-1-Module-42-2-in-x-19-6-in-100-Watt-Solar-Panel/1001276940 | Yes
PV | Monocrystalline | Nature Power 4-Module 30-in x 12.8-in 72-Watt Solar Panel | 30 | 12.8 | 384 | 72 | 1584 | 0.046875 | 282 | 6204 | [5 empty] | 3.9167 |  |  | 2023 |  | Lowe's | https://www.lowes.com/pd/Nature-Power-72-Watt-Mini-Solar-Farm-Kit/1002866216 | Yes
PV | Monocrystalline | 72-Watt Mini-Amorphous Solar Power Farm with (4) 18-Watt Solar Panels | 36 | 12 | 432 | 72 | 1584 | 0.041667 | 264 | 5808 | [5 empty] | 3.6667 |  |  | 2023 |  | Home Depot | https://www.homedepot.com/p/NATURE-POWER-72-Watt-Mini-Amorphous-Solar-Power-Farm-with-4-18-Watt-Solar-Panels-40060/203913809 | Yes
PV | Monocrystalline | 72-Watt Mini-Amorphous Solar Power Farm with (4) 18-Watt Solar Panels | 36 | 12 | 432 | 72 | 1584 | 0.041667 | 264 | 5808 | [5 empty] | 3.6667 |  |  | 2023 |  | Home Depot | https://www.homedepot.com/p/NATURE-POWER-72-Watt-Mini-Amorphous-Solar-Power-Farm-with-4-18-Watt-Solar-Panels-40060/203913809 | Yes
PV | Monocrystalline | 66-Watt Amorphous Solar Panel Kit | 30 | 12.8 | 384 | 66 | 1452 | 0.057292 | 261 | 5742 | [5 empty] | 3.9545 |  |  | 2023 |  | Home Depot | https://www.homedepot.com/p/NATURE-POWER-66-Watt-Amorphous-Solar-Panel-Kit-40066/310716850 | Yes
PV | Monocrystalline | 60-Watt SemiFlex Monocrystalline Solar Panel for 12-Volt Systems | 32.9 | 17.3 | 569.17 | 60 | 1320 | 0.10542 | 189 | 4158 | [5 empty] | 3.15 |  |  | 2023 |  | Home Depot | https://www.homedepot.com/p/NATURE-POWER-60-Watt-SemiFlex-Monocrystalline-Solar-Panel-for-12-Volt-Systems-56760/317709713 | Yes
PV | Monocrystalline | 50-Watt 12V Portable Monocrystalline Solar Panel Starter Kit with Solar Charge Controller SAE Connectors | 22.9 | 20 | 458 | 50 | 1100 | 0.10917 | 145 | 3190 | [5 empty] | 2.9 |  |  | 2023 |  | Home Depot | https://www.homedepot.com/p/Renogy-50-Watt-12V-Portable-Monocrystalline-Solar-Panel-Starter-Kit-with-Solar-Charge-Controller-SAE-Connectors-RKIT50DST-G1/312647115 | Yes
PV | Monocrystalline | 50-Watt 12V Portable Monocrystalline Solar Panel Starter Kit with Solar Charge Controller SAE Connectors | 22.9 | 20 | 458 | 50 | 1100 | 0.10917 | 145 | 3190 | [5 empty] | 2.9 |  |  | 2023 |  | Home Depot | https://www.homedepot.com/p/Renogy-50-Watt-12V-Portable-Monocrystalline-Solar-Panel-Starter-Kit-with-Solar-Charge-Controller-SAE-Connectors-RKIT50DST-G1/312647115#ratings-and-reviews | Yes
PV | Monocrystalline | Renogy 1-Module 22.9-in x 20-in 50-Watt Solar Panel | 22.9 | 20 | 458 | 50 | 1100 | 0.10917 | 56 | 1232 | [5 empty] | 1.12 |  |  | 2023 |  | Lowe's | https://www.lowes.com/pd/Renogy-1-Module-23-7-in-x-19-6-in-50-Watt-Solar-Panel/1001276964 | Yes
PV | Monocrystalline | 40-Watt 1 ft. H Monocrystalline Solar Panel, Single Panel and Charger, Foldable and Portable | 56.69 | 11.42 | 647.3998 | 40 | 880 | 0.061786 | 99 | 2178 | [5 empty] | 2.475 |  |  | 2023 |  | Home Depot | https://www.homedepot.com/p/40-Watt-1-ft-H-Monocrystalline-Solar-Panel-Single-Panel-and-Charger-Foldable-and-Portable-SP-FOLD-0040/319284283 | Yes
PV |  | Install PV |  |  |  | 1920 | 42240 |  |  | 0 |  |  | 4756 |  |  |  |  | 2.4771 |  |  | LBNL Cost of Decarbonization |  | No
PV |  | Install PV |  |  |  | 2300 | 50600 |  |  | 0 |  |  | 5511 |  |  |  |  | 2.3961 |  |  | LBNL Cost of Decarbonization |  | No
PV |  | Install PV |  |  |  | 6700 | 147400 |  |  | 0 |  |  | 6582 |  |  |  |  | 0.98239 |  |  | LBNL Cost of Decarbonization |  | No
PV |  | Install PV |  |  |  | 4300 | 94600 |  |  | 0 |  |  | 9000 |  |  |  |  | 2.093 |  |  | LBNL Cost of Decarbonization |  | No
PV |  | Install PV |  |  |  | 3840 | 84480 |  |  | 0 |  |  | 11000 |  |  |  |  | 2.8646 |  |  | LBNL Cost of Decarbonization |  | No
PV |  | Install PV |  |  |  | 4000 | 88000 |  |  | 0 |  |  | 11175 |  |  |  |  | 2.7938 |  |  | LBNL Cost of Decarbonization |  | No
PV |  | Install PV |  |  |  | 6000 | 132000 |  |  | 0 |  |  | 12000 |  |  |  |  | 2 |  |  | LBNL Cost of Decarbonization |  | No
PV |  | Install PV |  |  |  | 4200 | 92400 |  |  | 0 |  |  | 12000 |  |  |  |  | 2.8571 |  |  | LBNL Cost of Decarbonization |  | No
PV |  | Install PV |  |  |  | 3250 | 71500 |  |  | 0 |  |  | 13000 |  |  |  |  | 4 |  |  | LBNL Cost of Decarbonization |  | No
PV |  | Install PV |  |  |  | 3250 | 71500 |  |  | 0 |  |  | 13600 |  |  |  |  | 4.1846 |  |  | LBNL Cost of Decarbonization |  | No
PV |  | Install PV |  |  |  | 4620 | 101640 |  |  | 0 |  |  | 16563 |  |  |  |  | 3.5851 |  |  | LBNL Cost of Decarbonization |  | No
PV |  | Install PV |  |  |  | 4620 | 101640 |  |  | 0 |  |  | 16563 |  |  |  |  | 3.5851 |  |  | LBNL Cost of Decarbonization |  | No
PV |  | Install PV |  |  |  | 3800 | 83600 |  |  | 0 |  |  | 17000 |  |  |  |  | 4.4737 |  |  | LBNL Cost of Decarbonization |  | No
PV |  | Install PV |  |  |  | 3120 | 68640 |  |  | 0 |  |  | 17585 |  |  |  |  | 5.6362 |  |  | LBNL Cost of Decarbonization |  | No
PV |  | Install PV |  |  |  | 6000 | 132000 |  |  | 0 |  |  | 18000 |  |  |  |  | 3 |  |  | LBNL Cost of Decarbonization |  | No
PV |  | Install PV |  |  |  | 3960 | 87120 |  |  | 0 |  |  | 18532 |  |  |  |  | 4.6798 |  |  | LBNL Cost of Decarbonization |  | No
PV |  | Install PV |  |  |  | 3960 | 87120 |  |  | 0 |  |  | 18532 |  |  |  |  | 4.6798 |  |  | LBNL Cost of Decarbonization |  | No
PV |  | Install PV |  |  |  | 4640 | 102080 |  |  | 0 |  |  | 18612 |  |  |  |  | 4.0112 |  |  | LBNL Cost of Decarbonization |  | No
PV |  | Install PV |  |  |  | 4800 | 105600 |  |  | 0 |  |  | 18975 |  |  |  |  | 3.9531 |  |  | LBNL Cost of Decarbonization |  | No
PV |  | Install PV |  |  |  | 5560 | 122320 |  |  | 0 |  |  | 19456 |  |  |  |  | 3.4993 |  |  | LBNL Cost of Decarbonization |  | No
PV |  | Install PV |  |  |  | 4800 | 105600 |  |  | 0 |  |  | 19500 |  |  |  |  | 4.0625 |  |  | LBNL Cost of Decarbonization |  | No
PV |  | Install PV |  |  |  | 11020 | 242440 |  |  | 0 |  |  | 19562 |  |  |  |  | 1.7751 |  |  | LBNL Cost of Decarbonization |  | No
PV |  | Install PV |  |  |  | 5520 | 121440 |  |  | 0 |  |  | 19600 |  |  |  |  | 3.5507 |  |  | LBNL Cost of Decarbonization |  | No
PV |  | Install PV |  |  |  | 5520 | 121440 |  |  | 0 |  |  | 19600 |  |  |  |  | 3.5507 |  |  | LBNL Cost of Decarbonization |  | No
PV |  | Install PV |  |  |  | 5900 | 129800 |  |  | 0 |  |  | 20641 |  |  |  |  | 3.4985 |  |  | LBNL Cost of Decarbonization |  | No
PV |  | Install PV |  |  |  | 5500 | 121000 |  |  | 0 |  |  | 21600 |  |  |  |  | 3.9273 |  |  | LBNL Cost of Decarbonization |  | No
PV |  | Install PV |  |  |  | 6750 | 148500 |  |  | 0 |  |  | 22000 |  |  |  |  | 3.2593 |  |  | LBNL Cost of Decarbonization |  | No
PV |  | Install PV |  |  |  | 9000 | 198000 |  |  | 0 |  |  | 22500 |  |  |  |  | 2.5 |  |  | LBNL Cost of Decarbonization |  | No
PV |  | Install PV |  |  |  | 5000 | 110000 |  |  | 0 |  |  | 23140 |  |  |  |  | 4.628 |  |  | LBNL Cost of Decarbonization |  | No
PV |  | Install PV |  |  |  | 6700 | 147400 |  |  | 0 |  |  | 23650 |  |  |  |  | 3.5299 |  |  | LBNL Cost of Decarbonization |  | No
PV |  | Install PV |  |  |  | 7810 | 171820 |  |  | 0 |  |  | 24000 |  |  |  |  | 3.073 |  |  | LBNL Cost of Decarbonization |  | No
PV |  | Install PV |  |  |  | 10000 | 220000 |  |  | 0 |  |  | 24050 |  |  |  |  | 2.405 |  |  | LBNL Cost of Decarbonization |  | No
PV |  | Install PV |  |  |  | 8100 | 178200 |  |  | 0 |  |  | 24560 |  |  |  |  | 3.0321 |  |  | LBNL Cost of Decarbonization |  | No
PV |  | Install PV |  |  |  | 6400 | 140800 |  |  | 0 |  |  | 24562 |  |  |  |  | 3.8378 |  |  | LBNL Cost of Decarbonization |  | No
PV |  | Install PV |  |  |  | 7850 | 172700 |  |  | 0 |  |  | 26783 |  |  |  |  | 3.4118 |  |  | LBNL Cost of Decarbonization |  | No
PV |  | Install PV |  |  |  | 7680 | 168960 |  |  | 0 |  |  | 27648 |  |  |  |  | 3.6 |  |  | LBNL Cost of Decarbonization |  | No
PV |  | Install PV |  |  |  | 7560 | 166320 |  |  | 0 |  |  | 27873 |  |  |  |  | 3.6869 |  |  | LBNL Cost of Decarbonization |  | No
PV |  | Install PV |  |  |  | 6100 | 134200 |  |  | 0 |  |  | 28312 |  |  |  |  | 4.6413 |  |  | LBNL Cost of Decarbonization |  | No
PV |  | Install PV |  |  |  | 6300 | 138600 |  |  | 0 |  |  | 28810 |  |  |  |  | 4.573 |  |  | LBNL Cost of Decarbonization |  | No
PV |  | Install PV |  |  |  | 9380 | 206360 |  |  | 0 |  |  | 29100 |  |  |  |  | 3.1023 |  |  | LBNL Cost of Decarbonization |  | No
PV |  | Install PV |  |  |  | 6200 | 136400 |  |  | 0 |  |  | 29850 |  |  |  |  | 4.8145 |  |  | LBNL Cost of Decarbonization |  | No
PV |  | Install PV |  |  |  | 6200 | 136400 |  |  | 0 |  |  | 29850 |  |  |  |  | 4.8145 |  |  | LBNL Cost of Decarbonization |  | No
PV |  | Install PV |  |  |  | 7280 | 160160 |  |  | 0 |  |  | 30576 |  |  |  |  | 4.2 |  |  | LBNL Cost of Decarbonization |  | No
PV |  | Install PV |  |  |  | 11200 | 246400 |  |  | 0 |  |  | 30700 |  |  |  |  | 2.7411 |  |  | LBNL Cost of Decarbonization |  | No
PV |  | Install PV |  |  |  | 9450 | 207900 |  |  | 0 |  |  | 30829 |  |  |  |  | 3.2623 |  |  | LBNL Cost of Decarbonization |  | No
PV |  | Install PV |  |  |  | 9670 | 212740 |  |  | 0 |  |  | 31274 |  |  |  |  | 3.2341 |  |  | LBNL Cost of Decarbonization |  | No
PV |  | Install PV |  |  |  | 7890 | 173580 |  |  | 0 |  |  | 31800 |  |  |  |  | 4.0304 |  |  | LBNL Cost of Decarbonization |  | No
PV |  | Install PV |  |  |  | 7980 | 175560 |  |  | 0 |  |  | 31800 |  |  |  |  | 3.985 |  |  | LBNL Cost of Decarbonization |  | No
PV |  | Install PV |  |  |  | 9540 | 209880 |  |  | 0 |  |  | 32784 |  |  |  |  | 3.4365 |  |  | LBNL Cost of Decarbonization |  | No
PV |  | Install PV |  |  |  | 8280 | 182160 |  |  | 0 |  |  | 33500 |  |  |  |  | 4.0459 |  |  | LBNL Cost of Decarbonization |  | No
PV |  | Install PV |  |  |  | 11890 | 261580 |  |  | 0 |  |  | 35000 |  |  |  |  | 2.9437 |  |  | LBNL Cost of Decarbonization |  | No
PV |  | Install PV |  |  |  | 9600 | 211200 |  |  | 0 |  |  | 35240 |  |  |  |  | 3.6708 |  |  | LBNL Cost of Decarbonization |  | No
PV |  | Install PV |  |  |  | 9200 | 202400 |  |  | 0 |  |  | 36464 |  |  |  |  | 3.9635 |  |  | LBNL Cost of Decarbonization |  | No
PV |  | Install PV |  |  |  | 4300 | 94600 |  |  | 0 |  |  | 37810 |  |  |  |  | 8.793 |  |  | LBNL Cost of Decarbonization |  | No
PV |  | Install PV |  |  |  | 14330 | 315260 |  |  | 0 |  |  | 38995 |  |  |  |  | 2.7212 |  |  | LBNL Cost of Decarbonization |  | No
PV |  | Install PV |  |  |  | 12350 | 271700 |  |  | 0 |  |  | 39197 |  |  |  |  | 3.1738 |  |  | LBNL Cost of Decarbonization |  | No
PV |  | Install PV |  |  |  | 13000 | 286000 |  |  | 0 |  |  | 39555 |  |  |  |  | 3.0427 |  |  | LBNL Cost of Decarbonization |  | No
PV |  | Install PV |  |  |  | 7820 | 172040 |  |  | 0 |  |  | 39775 |  |  |  |  | 5.0863 |  |  | LBNL Cost of Decarbonization |  | No
PV |  | Install PV |  |  |  | 12400 | 272800 |  |  | 0 |  |  | 39844 |  |  |  |  | 3.2132 |  |  | LBNL Cost of Decarbonization |  | No
PV |  | Install PV |  |  |  | 15960 | 351120 |  |  | 0 |  |  | 42000 |  |  |  |  | 2.6316 |  |  | LBNL Cost of Decarbonization |  | No
PV |  | Install PV |  |  |  | 12290 | 270380 |  |  | 0 |  |  | 46385 |  |  |  |  | 3.7742 |  |  | LBNL Cost of Decarbonization |  | No
PV |  | Install PV |  |  |  | 16400 | 360800 |  |  | 0 |  |  | 46683 |  |  |  |  | 2.8465 |  |  | LBNL Cost of Decarbonization |  | No
PV |  | Install PV |  |  |  | 10800 | 237600 |  |  | 0 |  |  | 47500 |  |  |  |  | 4.3981 |  |  | LBNL Cost of Decarbonization |  | No
PV |  | Install PV |  |  |  | 8500 | 187000 |  |  | 0 |  |  | 48821 |  |  |  |  | 5.7436 |  |  | LBNL Cost of Decarbonization |  | No
PV |  | Install PV |  |  |  | 15680 | 344960 |  |  | 0 |  |  | 53997 |  |  |  |  | 3.4437 |  |  | LBNL Cost of Decarbonization |  | No
PV |  | Install PV |  |  |  | 11600 | 255200 |  |  | 0 |  |  | 57370 |  |  |  |  | 4.9457 |  |  | LBNL Cost of Decarbonization |  | No
PV |  | Install PV |  |  |  | 11600 | 255200 |  |  | 0 |  |  | 57370 |  |  |  |  | 4.9457 |  |  | LBNL Cost of Decarbonization |  | No
PV |  | Install PV |  |  |  | 14820 | 326040 |  |  | 0 |  |  | 71283 |  |  |  |  | 4.8099 |  |  | LBNL Cost of Decarbonization |  | No
PV | [6 empty] | 0 |  |  | 0 | [12 empty] | No
2200

## Solar PV Analysis
Table of Contents
Machine Readable Results
Component & Class |  |  | Retail Price Regression, Performance metric 1 | [6 empty] | Retail Price Regression, Performance metric 2 | [6 empty] | Retail Price Regression, Intercepts |  |  | Installation Multiplier |  | Installation Adder |  | Additional Data
Component | Class | Output Units | Coefficient-Low | Coefficient-Mid | Coefficient-High | Metric | Unit | Lower Bound | Upper Bound | Coefficient-Low | Coefficient-Mid | Coefficient-High | Metric | Unit | Lower Bound | Upper Bound | Int-Low | Int-Mid | Int-High | New Construction | Retrofit | New Construction | Retrofit | Lifetime | Cost Variation Considerations | Data Sources | Qualitative Rank | Notes
Solar PV | N/A | 2023$/Watt | -1.8e-05 | -9.1e-05 | -0.000162 | Power | Wattage | 880 | 14080 | N/A | N/A | N/A | N/A | N/A | N/A | N/A | 1.1268 | 2.2 | 3.9233 | 2.022 | 2.022 | N/A | N/A | 30 | Prevailing local wages, Drive time, Local code requirements, Access, Existing construction and materials, Condition of existing electrical system, Need for additional wiring/switching | 1, 6, 7 | Medium SS, Medium R2, Medium Source Diversity
Quantile Regression Results
Solar PV
Bounds Metric 1 (Power): | 880 - 14080
Sample Size: | 63 | [7 empty] | Quantile 0.1:
Median R2: | 0.06176 | [7 empty] | Intercept 1.126802 |  | 1.126802
[9 empty] | Metric_1 -0.000018 |  | -0.000018
[9 empty] | Metric_2 0.000000 |  | 0.000000
Quantile 0.5:
[9 empty] | Intercept 2.200001 |  | 2.200001
[9 empty] | Metric_1 -0.000091 |  | -0.000091
[9 empty] | Metric_2 0.000000 |  | 0.000000
Quantile 0.9:
[9 empty] | Intercept 3.923317 |  | 3.923317
[9 empty] | Metric_1 -0.000162 |  | -0.000162
[9 empty] | Metric_2 0.000000 |  | 0.000000

## Thermostat Data
Table of Contents
Raw Data |  |  |  | Cost Metric | [10 empty] | Labor Calculations | [5 empty] | Labor % multiplier (of Materials & Equipment)
Component | Product Class | Name | Operation Type | Material Cost ($) | Labor Hours | Install Labor ($) | Total Install (O&P) | Removal Labor ($) | Removal Hours | Year | Notes | Source | Link | Regression | Component | Product Class | Install | Removal | Total New Construction | Total Retrofit | New Construction (%) | Retrofit (%) | Date of Data | Source
Thermostat | Manual (low) |  |  | 15 |  | 65 | 80 |  |  | 2023 |  | Home Guide | https://homeguide.com/costs/thermostat-installation-cost | No | Thermostat | Digital | 157.9 | 3 | 157.9 | 160.9 | 221% | 223.3% | 2023 | Homewyse
Thermostat | Manual (high) |  |  | 40 |  | 150 | 190 |  |  | 2023 |  | Home Guide | https://homeguide.com/costs/thermostat-installation-cost | No
Thermostat | Digital (low) |  |  | 60 |  | 80 | 140 |  |  | 2023 |  | Home Guide | https://homeguide.com/costs/thermostat-installation-cost | No
Thermostat | Digital (high) |  |  | 140 |  | 200 | 340 |  |  | 2023 |  | Home Guide | https://homeguide.com/costs/thermostat-installation-cost | No
Thermostat | Smart (low) |  |  | 150 |  | 100 | 250 |  |  | 2023 |  | Home Guide | https://homeguide.com/costs/thermostat-installation-cost | No
Thermostat | Smart (high) |  |  | 320 |  | 200 | 520 |  |  | 2023 |  | Home Guide | https://homeguide.com/costs/thermostat-installation-cost | No
Thermostat | Digital Programmable, single/multi stage H&C |  |  | 149 | 1.2 | 238 | 387 | 3 | 0.8 | 2023 | High, NY - 10162 | Homewyse |  | No
Thermostat | Digital Programmable, single/multi stage H&C |  |  | 128 | 1.2 | 197 | 325 | 3 | 0.8 | 2023 | Low, NY - 10162 | Homewyse |  | No
Thermostat | Digital Programmable, single/multi stage H&C |  |  | 139 | 1.2 | 163 | 302 | 3 | 0.8 | 2023 | High, NY - 13045 | Homewyse |  | No
Thermostat | Digital Programmable, single/multi stage H&C |  |  | 119 | 1.2 | 135 | 254 | 3 | 0.8 | 2023 | Low, NY - 13045 | Homewyse |  | No
Thermostat | Digital Programmable, single/multi stage H&C |  |  | 144 | 1.2 | 195 | 339 | 3 | 0.8 | 2023 | High, IL - 60654 | Homewyse |  | No
Thermostat | Digital Programmable, single/multi stage H&C |  |  | 123 | 1.2 | 161 | 284 | 3 | 0.8 | 2023 | Low, IL - 60654 | Homewyse |  | No
Thermostat | Digital Programmable, single/multi stage H&C |  |  | 140 | 1.2 | 170 | 310 | 3 | 0.8 | 2023 | High, IL - 62824 | Homewyse |  | No
Thermostat | Digital Programmable, single/multi stage H&C |  |  | 120 | 1.2 | 141 | 261 | 3 | 0.8 | 2023 | Low, IL - 62824 | Homewyse |  | No
Thermostat | Digital Programmable, single/multi stage H&C |  |  | 138 | 1.2 | 151 | 289 | 3 | 0.8 | 2023 | High, TX - 77081 | Homewyse |  | No
Thermostat | Digital Programmable, single/multi stage H&C |  |  | 118 | 1.2 | 125 | 243 | 3 | 0.8 | 2023 | Low, TX - 77081 | Homewyse |  | No
Thermostat | Digital Programmable, single/multi stage H&C |  |  | 138 | 1.2 | 151 | 289 | 3 | 0.8 | 2023 | High, TX - 75803 | Homewyse |  | No
Thermostat | Digital Programmable, single/multi stage H&C |  |  | 118 | 1.2 | 124 | 242 | 3 | 0.8 | 2023 | Low, TX - 75803 | Homewyse |  | No
Thermostat | Digital Programmable, single/multi stage H&C |  |  | 138 | 1.2 | 154 | 292 | 3 | 0.8 | 2023 | High, GA - 30332 | Homewyse |  | No
Thermostat | Digital Programmable, single/multi stage H&C |  |  | 118 | 1.2 | 127 | 245 | 3 | 0.8 | 2023 | Low, GA - 30332 | Homewyse |  | No
Thermostat | Digital Programmable, single/multi stage H&C |  |  | 136 | 1.2 | 140 | 276 | 3 | 0.8 | 2023 | High, GA - 31021 | Homewyse |  | No
Thermostat | Digital Programmable, single/multi stage H&C |  |  | 117 | 1.2 | 117 | 234 | 3 | 0.8 | 2023 | Low, GA - 31021 | Homewyse |  | No
Thermostat | Digital Programmable, single/multi stage H&C |  |  | 143 | 1.2 | 187 | 330 | 3 | 0.8 | 2023 | High, CA - 90057 | Homewyse |  | No
Thermostat | Digital Programmable, single/multi stage H&C |  |  | 122 | 1.2 | 155 | 277 | 3 | 0.8 | 2023 | Low, CA - 90057 | Homewyse |  | No
Thermostat | Digital Programmable, single/multi stage H&C |  |  | 141 | 1.2 | 179 | 320 | 3 | 0.8 | 2023 | High, CA - 95482 | Homewyse |  | No
Thermostat | Digital Programmable, single/multi stage H&C |  |  | 121 | 1.2 | 148 | 269 | 3 | 0.8 | 2023 | Low, CA - 95482 | Homewyse |  | No
Thermostat | Smart | Google Nest Learning Thermostat - Smart Wi-Fi Thermostat - Stainless Steel |  | 249 | [5 empty] | 2023 |  | Home Depot | https://www.homedepot.com/p/Google-Nest-Learning-Thermostat-Smart-Wi-Fi-Thermostat-Stainless-Steel-T3007ES/206391087 | No
Thermostat | Smart | Google Nest Thermostat - Smart Programmable Wi-Fi Thermostat - Snow |  | 130 | [5 empty] | 2023 |  | Home Depot | https://www.homedepot.com/p/Google-Nest-Thermostat-Smart-Programmable-Wi-Fi-Thermostat-Snow-GA01334-US/314573006 | No
Thermostat | Smart | ecobee Smart Thermostat Enhanced Programmable Smart Wi-Fi Thermostat with ENERGY STAR |  | 189 | [5 empty] | 2023 |  | Home Depot | https://www.homedepot.com/p/ecobee-Smart-Thermostat-Enhanced-Programmable-Smart-Wi-Fi-Thermostat-with-ENERGY-STAR-EB-STATE6L-01/319479265 | No
Thermostat | Smart | ecobee Smart Thermostat Premium Programmable Smart Wi-Fi Thermostat with ENERGY STAR with Smart Sensor and Air Quality Monitor |  | 262 | [5 empty] | 2023 |  | Home Depot | https://www.homedepot.com/p/ecobee-Smart-Thermostat-Premium-Programmable-Smart-Wi-Fi-Thermostat-with-ENERGY-STAR-with-Smart-Sensor-and-Air-Quality-Monitor-EB-STATE6-01/319478899 | No
Thermostat | Smart | ecobee 3 Lite Smart Thermostat Wi-Fi Thermostat |  | 150 | [5 empty] | 2023 |  | Home Depot | https://www.homedepot.com/p/ecobee-3-Lite-Smart-Thermostat-Wi-Fi-Thermostat-EB-STATE3LT-02/301500584 | No
Thermostat | Smart | Google Nest Learning Thermostat - Smart Wi-Fi Thermostat Stainless Steel and Nest Temperature Sensor 2 Pack |  | 150 | [5 empty] | 2023 |  | Home Depot | https://www.homedepot.com/p/Google-Nest-Learning-Thermostat-Smart-Wi-Fi-Thermostat-Stainless-Steel-and-Nest-Temperature-Sensor-2-Pack-BH1252-US/305092902 | No
Thermostat | Smart | Honeywell T9 WiFi 7-Day Programmable Smart Thermostat with Touchscreen Display and Smart Room Sensor |  | 219 | [5 empty] | 2023 |  | Home Depot | https://www.homedepot.com/p/Honeywell-T9-WiFi-7-Day-Programmable-Smart-Thermostat-with-Touchscreen-Display-and-Smart-Room-Sensor-RCHT9610WFSW2003/312604036 | No
Thermostat | Smart | Emerson Sensi 7-day Programmable Wi-Fi Smart Thermostat, No C-Wire Required for Most Systems |  | 129 | [5 empty] | 2023 |  | Home Depot | https://www.homedepot.com/p/Emerson-Sensi-7-day-Programmable-Wi-Fi-Smart-Thermostat-No-C-Wire-Required-for-Most-Systems-ST55/301231478 | No
Thermostat | Smart | Bosch BCC100 Connected Control 7-Day Wi-Fi Internet 4-Stage Programmable Color Touchscreen Thermostat with Weather Access |  | 157 | [5 empty] | 2023 |  | Home Depot | https://www.homedepot.com/p/Bosch-BCC100-Connected-Control-7-Day-Wi-Fi-Internet-4-Stage-Programmable-Color-Touchscreen-Thermostat-with-Weather-Access-BCC-100/303207443 | No
Thermostat | Smart | Emerson Sensi Touch 7-day Programmable Wi-Fi Smart Thermostat with Touchscreen Color Display, C-wire Required |  | 169 | [5 empty] | 2023 |  | Home Depot | https://www.homedepot.com/p/Emerson-Sensi-Touch-7-day-Programmable-Wi-Fi-Smart-Thermostat-with-Touchscreen-Color-Display-C-wire-Required-ST75/301231587 | No
Thermostat | Smart | Honeywell Home Wi-Fi Smart Color 7-Day Programmable Smart Thermostat with Color-Changing Touchscreen Display (2-Pack) |  | 156 | [5 empty] | 2023 |  | Home Depot | https://www.homedepot.com/p/Honeywell-Home-Wi-Fi-Smart-Color-7-Day-Programmable-Smart-Thermostat-with-Color-Changing-Touchscreen-Display-2-Pack-RTH9585WF10042PK/310224715 | No
Thermostat | Smart | Honeywell Home Wi-Fi 7-Day Programmable Smart Thermostat with Digital Backlit Display |  | 100 | [5 empty] | 2023 |  | Home Depot | https://www.homedepot.com/p/Honeywell-Home-Wi-Fi-7-Day-Programmable-Smart-Thermostat-with-Digital-Backlit-Display-RTH6580WF/203556922 | No
Thermostat | Smart | T5 7-Day Smart Wi-Fi Programmable Thermostat with Geofence Technology |  | 100 | [5 empty] | 2023 |  | Home Depot | https://www.homedepot.com/p/T5-7-Day-Smart-Wi-Fi-Programmable-Thermostat-with-Geofence-Technology-RTH8800WF2022/322082212 | No
Thermostat | Smart | Honeywell Home RTH9585 Wi-Fi Smart Color Thermostat |  | 140 | [5 empty] | 2023 |  | Lowe's | https://www.lowes.com/pd/Honeywell-Home-Wi-Fi-Smart-Color-Silver-Thermostat-with-Wi-Fi-Compatibility/5002420259 | No
Thermostat | Smart | Google Nest Learning Smart Thermostat with WiFi Compatibility (3rd Generation) - Stainless Steel |  | 249 | [5 empty] | 2023 |  | Lowe's | https://www.lowes.com/pd/Google-Nest-Learning-3rd-Gen-Stainless-Steel-Smart-Thermostat-with-Wi-Fi-Compatibility/1001080012 | No
Thermostat | Smart | Google Nest Smart Thermostat for Home in Snow |  | 130 | [5 empty] | 2023 |  | Lowe's | https://www.lowes.com/pd/Google-G1/1003140002 | No
Thermostat | Smart | Honeywell Home Honeywell Home RTH8800 T5 Smart Thermostat Black/White Thermostat with Wi-Fi Compatibility |  | 100 | [5 empty] | 2023 |  | Lowe's | https://www.lowes.com/pd/Honeywell-Home/5013904465 | No
Thermostat | Smart | Honeywell Home Wi-Fi 7-Day Programmable White Thermostat with Wi-Fi Compatibility |  | 100 | [5 empty] | 2023 |  | Lowe's | https://www.lowes.com/pd/Honeywell-7-Day-Programmable-Thermostat-with-Built-In-Wifi/3850713 | No
Thermostat | Smart | ecobee ecobee Smart Thermostat Enhanced Black Smart Thermostat with Wi-Fi Compatibility |  | 190 | [5 empty] | 2023 |  | Lowe's | https://www.lowes.com/pd/ecobee/5013023217 | No
Thermostat | Smart | Amazon Smart Thermostat ENERGY STAR Certified, DIY install, Works with Alexa - C-Wire Required |  | 65 | [5 empty] | 2023 |  | Lowe's | https://www.lowes.com/pd/Amazon-AMAZON-SMART-THERMOSTAT/5012514969 | No
Thermostat | Smart | ecobee ecobee Smart Thermostat Premium Black Thermostat and Room Sensor with Wi-Fi Compatibility |  | 250 | [5 empty] | 2023 |  | Lowe's | https://www.lowes.com/pd/ecobee/5013023185 | No
Thermostat | Smart | Honeywell Home White Thermostat with Wi-Fi Compatibility |  | 169 | [5 empty] | 2023 |  | Lowe's | https://www.lowes.com/pd/Honeywell-Home-T9-Smart-Thermostat-Without-Sensor-Gray-White-Smart-Thermostat-with-Wi-Fi-Compatibility/5005309787 | No
Thermostat | Smart | GE Cync Smart Thermostat with Wi-Fi Compatibility |  | 120 | [5 empty] | 2023 |  | Lowe's | https://www.lowes.com/pd/GE-GE-CYNC-Thermostat-1CT/5001996183 | No
Thermostat | Smart | Google Nest Learning Smart Thermostat with WiFi Compatibility (3rd Generation) - Copper |  | 299 | [5 empty] | 2023 |  | Lowe's | https://www.lowes.com/pd/Google-Nest-Learning-3rd-Gen-Copper-Smart-Thermostat-with-Wi-Fi-Compatibility/1001080080 | No
Thermostat | Smart | ecobee ecobee3 lite Smart Thermostat US |  | 169 | [5 empty] | 2023 |  | Lowe's | https://www.lowes.com/pd/ecobee-Black-Thermostat-with-Wi-Fi-Compatibility/5001640415 | No
Thermostat | Smart | Mysa White Thermostat For Electric Baseboard Heaters with Wi-Fi Compatibility |  | 149 | [5 empty] | 2023 |  | Lowe's | https://www.lowes.com/pd/Mysa/5013550137 | No
Thermostat | Smart | Lux Kono Smart White Thermostat with Wi-Fi Compatibility |  | 129 | [5 empty] | 2023 |  | Lowe's | https://www.lowes.com/pd/Lux-Kono-Smart-White-Smart-Thermostat-with-Wi-Fi-Compatibility/1000663267 | No
Thermostat | Smart | KING Hoot WiFi Line Voltage DP Thermostat Thermostat in Black |  | 347 | [5 empty] | 2023 |  | Lowe's | https://www.lowes.com/pd/KING-Hoot-WiFi-Line-Voltage-DP-Thermostat-Thermostat-in-Black/5002133599 | No
Thermostat | Smart | Emerson Sensi White Smart Thermostat with Wi-Fi Compatibility |  | 140 | [5 empty] | 2023 |  | Lowe's | https://www.lowes.com/pd/Emerson-Sensi-White-Thermostat-with-Wi-Fi-Compatibility/1002778662 | No
Thermostat | Programmable | Honeywell Home 5-2 Day 24-Volt Programmable Thermostat Rectangle | Digital | 31 | [5 empty] | 2023 |  | Lowe's | https://www.lowes.com/pd/Honeywell-Home-5-2-Day-5-2-Day-Programmable-Thermostat/5002578231 | No
Thermostat | Programmable | Honeywell Home 1-Week Programmable Thermostat Basic Schedule 24-Volt Programmable Thermostat Rectangle | Digital | 30 | [5 empty] | 2023 |  | Lowe's | https://www.lowes.com/pd/Honeywell-Home-1-Week-Programmable-Thermostat/5002570451 | No
Thermostat | Programmable | Honeywell Home 5-2 Day 24-Volt Programmable Thermostat Rectangle | Digital | 55 | [5 empty] | 2023 |  | Lowe's | https://www.lowes.com/pd/Honeywell-Home-5-2-Day-5-2-Day-Programmable-Thermostat/5013054697 | No
Thermostat | Programmable | Honeywell Home Programmable Thermostats 7-day 24-Volt Programmable Thermostat Rectangle | Digital | 50 | [5 empty] | 2023 |  | Lowe's | https://www.lowes.com/pd/Honeywell-Home-Programmable-Thermostats-7-day-Programmable-Thermostat/5002569653 | No
Thermostat | Programmable | Honeywell Home T5 Selectable-flexible 24-Volt Programmable Thermostat Rectangle | Digital | 85 | [5 empty] | 2023 |  | Lowe's | https://www.lowes.com/pd/Honeywell-Home-T5-Selectable-Flexible-Programmable-Thermostat/5002398251 | No
Thermostat | Programmable | Honeywell Home Line Volt Programmable Thermostat 5-2 Day Programmable Thermostat Rectangle | Digital | 55 | [5 empty] | 2023 |  | Lowe's | https://www.lowes.com/pd/Honeywell-Line-Volt-Programmable-Thermostat-5-2-Day-Programmable-Thermostat-Rectangle/5002646273 | No
Thermostat | Programmable | Braeburn 5-2 Day Programmable Thermostat Rectangle | Digital | 53 | [5 empty] | 2023 |  | Lowe's | https://www.lowes.com/pd/Braeburn-5-2-day-Programmable-Thermostat/1002777700 | No
Thermostat | Programmable | ProSelect 5-2 Day 24-Volt Programmable Thermostat Rectangle | Digital | 72 | [5 empty] | 2023 |  | Lowe's | https://www.lowes.com/pd/ProSelect-5-2-Day-24-Volt-Programmable-Thermostat-Rectangle/5014280121 | No
Thermostat | Programmable | KING 7-day 120-Volt Programmable Thermostat Rectangle | Digital | 208 | [5 empty] | 2023 |  | Lowe's | https://www.lowes.com/pd/KING-Hydronic-120-Volt-2-Circuit-12-5-Amp-Programmable-Thermostat/5002106771 | No
Thermostat | Programmable | Honeywell Home 5-2 Day Programmable Thermostat with Digital Backlit Display |  | 30 | [5 empty] | 2023 |  | Home Depot | https://www.homedepot.com/p/Honeywell-Home-5-2-Day-Programmable-Thermostat-with-Digital-Backlit-Display-RTH2300B/203539496 | No
Thermostat | Programmable | Honeywell Home 5-1-1 Day Programmable Thermostat with Digital Backlit Display |  | 40 | [5 empty] | 2023 |  | Home Depot | https://www.homedepot.com/p/Honeywell-Home-5-1-1-Day-Programmable-Thermostat-with-Digital-Backlit-Display-RTH2410B/203539465 | No
Thermostat | Programmable | Honeywell Home |  | 30 | [5 empty] | 2023 |  | Home Depot | https://www.homedepot.com/p/Honeywell-Home-1-Week-Programmable-Thermostat-with-Digital-Display-RTH221B/203539508 | No
Thermostat | Programmable | Honeywell Home T5 7-Day Programmable Thermostat with Digital Backlit Display |  | 85 | [5 empty] | 2023 |  | Home Depot | https://www.homedepot.com/p/Honeywell-Home-T5-7-Day-Programmable-Thermostat-with-Digital-Backlit-Display-RTH7560E/300612321 | No
Thermostat | Programmable | Honeywell Home T3 5-2 Day Programmable Thermostat with 2H/2C Multistage Heating and Cooling | Touchscreen | 50 | [5 empty] | 2023 |  | Home Depot | https://www.homedepot.com/p/Honeywell-Home-T3-5-2-Day-Programmable-Thermostat-with-2H-2C-Multistage-Heating-and-Cooling-RTH6360/301888511 | No
Thermostat | Programmable | Honeywell Home T5 7-Day Programmable Thermostat with Touchscreen Display | Touchscreen | 109 | [5 empty] | 2023 |  | Home Depot | https://www.homedepot.com/p/Honeywell-Home-T5-7-Day-Programmable-Thermostat-with-Touchscreen-Display-RTH8560D/304826299 | No
Thermostat | Programmable | SunTouch SunStat Command 7-day Touch Screen Programmable Thermostat Rectangle | Touchscreen | 212 | [5 empty] | 2023 |  | Lowe's | https://www.lowes.com/pd/SunTouch-SunStat-Command-Floor-Heating-Thermostat-Programmable/5001753159 | No
Thermostat | Non-Programmable | Honeywell Home Horizontal Non-Programmable Thermostat | Digital | 25 | [5 empty] | 2023 |  | Home Depot | https://www.homedepot.com/p/Honeywell-Home-Horizontal-Non-Programmable-Thermostat-RTH111B/203539510 | No
Thermostat | Non-Programmable | Honeywell Home Horizontal Non-Programmable Thermostat with Digital Backlit Display | Digital | 55 | [5 empty] | 2023 |  | Home Depot | https://www.homedepot.com/p/Honeywell-Home-Horizontal-Non-Programmable-Thermostat-with-Digital-Backlit-Display-RTH5160/303334358 | No
Thermostat | Non-Programmable | Honeywell Home Horizontal Non-Programmable Thermostat (6-Pack) | Digital | 21 | [5 empty] | 2023 |  | Home Depot | https://www.homedepot.com/p/Honeywell-Home-Horizontal-Non-Programmable-Thermostat-6-Pack-RTH111B24-6PK/314279416 | No
Thermostat | Non-Programmable | Cadet Double-pole 15 Amp Line Voltaage 120/240/208-volt TEN Non-programmable Electronic Wall Thermostat in White | Digital | 56 | [5 empty] | 2023 |  | Home Depot | https://www.homedepot.com/p/Cadet-Double-pole-15-Amp-Line-Voltaage-120-240-208-volt-TEN-Non-programmable-Electronic-Wall-Thermostat-in-White-TEN362DW/314010695 | No
Thermostat | Non-Programmable | Emerson Non-programmable Digital Thermostat, Vertical Profile | Digital | 30 | [5 empty] | 2023 |  | Home Depot | https://www.homedepot.com/p/Emerson-Non-programmable-Digital-Thermostat-Vertical-Profile-1E78-140/300771432 | No
Thermostat | Non-Programmable | King Electric Electronic Line Voltage Single Pole Thermostat Non Programmable 208/240-Volt 22 Amp | Digital | 116 | [5 empty] | 2023 |  | Home Depot | https://www.homedepot.com/p/King-Electric-Electronic-Line-Voltage-Single-Pole-Thermostat-Non-Programmable-208-240-Volt-22-Amp-ES230-R/309128385 | No
Thermostat | Non-Programmable | Honeywell Home Horizontal Non-Programmable Thermostat (3-Pack) | Digital | 23 | [5 empty] | 2023 |  | Home Depot | https://www.homedepot.com/p/Honeywell-Home-Horizontal-Non-Programmable-Thermostat-3-Pack-RTH111B24-3PK/314279453 | No
Thermostat | Non-Programmable | Emerson Blue Easy Set Non-Programmable Thermostat | Digital | 48 | [5 empty] | 2023 |  | Home Depot | https://www.homedepot.com/p/Emerson-Blue-Easy-Set-Non-Programmable-Thermostat-1F86EZ-0251/301597582 | No
Thermostat | Non-Programmable | Emerson 80 Series Non-Programmable Single Stage Thermostat | Digital | 40 | [5 empty] | 2023 |  | Home Depot | https://www.homedepot.com/p/Emerson-80-Series-Non-Programmable-Single-Stage-Thermostat-1F86-344/300771434 | No
Thermostat | Non-Programmable | Cadet Double-pole 10.4 Amp Line Voltage 120/240/208-volt TEN Non-programmable Electronic Wall Thermostat in White | Digital | 59 | [5 empty] | 2023 |  | Home Depot | https://www.homedepot.com/p/Cadet-Double-pole-10-4-Amp-Line-Voltage-120-240-208-volt-TEN-Non-programmable-Electronic-Wall-Thermostat-in-White-TEN252DW/314010694 | No
Thermostat | Non-Programmable | Lux Digital Mechanical Thermostat with Light | Digital | 21 | [5 empty] | 2023 |  | Home Depot | https://www.homedepot.com/p/Lux-Digital-Mechanical-Thermostat-with-Light-DMH110-010/204356282 | No
Thermostat | Non-Programmable | Emerson Non-Programmable Digital Thermostat | Digital | 21 | [5 empty] | 2023 |  | Home Depot | https://www.homedepot.com/p/Emerson-Non-Programmable-Digital-Thermostat-NP110/207173210 | No
Thermostat | Non-Programmable | King Electric 120/208/240-Volt 15 Amp Non-Programmable Thermostat | Digital | 115 | [5 empty] | 2023 |  | Home Depot | https://www.homedepot.com/p/King-Electric-120-208-240-Volt-15-Amp-Non-Programmable-Thermostat-K322E/315200678 | No
Thermostat | Non-Programmable | Emerson Digital Non-Programmable Thermostat | Digital | 46 | [5 empty] | 2023 |  | Home Depot | https://www.homedepot.com/p/Emerson-Digital-Non-Programmable-Thermostat-1F83H-21NP/300773228 | No
Thermostat | Non-Programmable | King Electric 1-Day 2-Pole Line Voltage 240-Volt Electronic Thermostat w/ Personalized Presets | Digital | 116 | [5 empty] | 2023 |  | Home Depot | https://www.homedepot.com/p/King-Electric-1-Day-2-Pole-Line-Voltage-240-Volt-Electronic-Thermostat-w-Personalized-Presets-K702E-2/309128375 | No
Thermostat | Non-Programmable | Emerson Digital Non-Programmable Thermostat | Digital | 58 | [5 empty] | 2023 |  | Home Depot | https://www.homedepot.com/p/Emerson-Digital-Non-Programmable-Thermostat-1F85U-22NP/300773230 | No
Thermostat | Non-Programmable | Honeywell Home Digital Non-Programmable Thermostat Electronic 24-Volt Non-Programmable Thermostat | Digital | 29 | [5 empty] | 2023 |  | Lowe's | https://www.lowes.com/pd/Honeywell-Home-Digital-Non-Programmable-Thermostat-Electronic/5002570463 | No
Thermostat | Non-Programmable | Honeywell Home Digital Non-Programmable Thermostat Electronic 24-Volt Non-Programmable Thermostat | Digital | 53 | [5 empty] | 2023 |  | Lowe's | https://www.lowes.com/pd/Honeywell-Home-Digital-Non-Programmable-Thermostat-Electronic/5002459253 | No
Thermostat | Non-Programmable | Honeywell Home Non-programmable line Volt thermostat Electronic 24-Volt Non-Programmable Thermostat Use with Electric Baseboard 120v-240v | Digital | 32 | [5 empty] | 2023 |  | Lowe's | https://www.lowes.com/pd/Honeywell-Home-Non-Programmable-Line-Volt-Thermostat-Electronic-Non-Programmable-Thermostat/5002221199 | No
Thermostat | Non-Programmable | Emerson Electronic Non-Programmable Thermostat | Digital | 32 | [5 empty] | 2023 |  | Lowe's | https://www.lowes.com/pd/Emerson-Electronic-Non-Programmable-Thermostat/1000004550 | No
Thermostat | Non-Programmable | ProSelect Mechanical 24-Volt Non-Programmable Thermostat | Digital | 44 | [5 empty] | 2023 |  | Lowe's | https://www.lowes.com/pd/ProSelect-Mechanical-24-Volt-Non-Programmable-Thermostat/5014280173 | No
Thermostat | Non-Programmable | Cadet Double-pole 22 Amp Line Voltage 120/240-volt Mechanical Electric Baseboard Heater Mounted Thermostat in White | Manual | 39 | [5 empty] | 2023 |  | Home Depot | https://www.homedepot.com/p/Cadet-Double-pole-22-Amp-Line-Voltage-120-240-volt-Mechanical-Electric-Baseboard-Heater-Mounted-Thermostat-in-White-BTF2W/100023275 | No
Thermostat | Non-Programmable | Cadet Double-pole 22 Amp Line Voltage 120/240/208-volt Mechanical Wall-mount Non-programmable Thermostat in White | Manual | 32 | [5 empty] | 2023 |  | Home Depot | https://www.homedepot.com/p/Cadet-Double-pole-22-Amp-Line-Voltage-120-240-208-volt-Mechanical-Wall-mount-Non-programmable-Thermostat-in-White-T522-W/303733757 | No
Thermostat | Non-Programmable | Cadet Double-pole 25 Amp Line Voltage 120/240-volt End-cap Thermostat Kit in White for SoftHeat Hydronic Electric Baseboards | Manual | 51 | [5 empty] | 2023 |  | Home Depot | https://www.homedepot.com/p/Cadet-Double-pole-25-Amp-Line-Voltage-120-240-volt-End-cap-Thermostat-Kit-in-White-for-SoftHeat-Hydronic-Electric-Baseboards-EBKNW/100120925 | No
Thermostat | Non-Programmable | Cadet Single-pole 22 Amp Line Voltage 120/240/208-volt Mechanical Wall-mount Non-programmable Thermostat in White | Manual | 25 | [5 empty] | 2023 |  | Home Depot | https://www.homedepot.com/p/Cadet-Single-pole-22-Amp-Line-Voltage-120-240-208-volt-Mechanical-Wall-mount-Non-programmable-Thermostat-in-White-T521-W/303733857 | No
Thermostat | Non-Programmable | Cadet Single-pole 22 Amp Line Voltage 120/240-volt Mechanical Electric Baseboard Heater Mounted Thermostat in White | Manual | 35 | [5 empty] | 2023 |  | Home Depot | https://www.homedepot.com/p/Cadet-Single-pole-22-Amp-Line-Voltage-120-240-volt-Mechanical-Electric-Baseboard-Heater-Mounted-Thermostat-in-White-BTF1W/202247920 | No
Thermostat | Non-Programmable | Honeywell Home Round Non-Programmable Thermostat with 1H Single Stage Heating | Manual | 30 | [5 empty] | 2023 |  | Home Depot | https://www.homedepot.com/p/Honeywell-Home-Round-Non-Programmable-Thermostat-with-1H-Single-Stage-Heating-CT87K/100476730 | No
Thermostat | Non-Programmable | Honeywell Home Non-Programmable Mechanical Electric Baseboard Heater Thermostat | Manual | 25 | [5 empty] | 2023 |  | Home Depot | https://www.homedepot.com/p/Honeywell-Home-Non-Programmable-Mechanical-Electric-Baseboard-Heater-Thermostat-CT410B/100574426 | No
Thermostat | Non-Programmable | Honeywell Home Economy Non-Programmable Thermostat with 1H/1C Single Stage Heating and Cooling | Manual | 22 | [5 empty] | 2023 |  | Home Depot | https://www.homedepot.com/p/Honeywell-Home-Economy-Non-Programmable-Thermostat-with-1H-1C-Single-Stage-Heating-and-Cooling-CT31A/100400017 | No
Thermostat | Non-Programmable | Honeywell Home Round Non-Programmable Thermostat with 1H/1C Single Stage Heating and Cooling | Manual | 50 | [5 empty] | 2023 |  | Home Depot | https://www.homedepot.com/p/Honeywell-Home-Round-Non-Programmable-Thermostat-with-1H-1C-Single-Stage-Heating-and-Cooling-CT87N/202219050 | No
Thermostat | Non-Programmable | King Line Voltage Double Pole Mechanical Bi-Metal Thermostat in White | Manual | 44 | [5 empty] | 2023 |  | Home Depot | https://www.homedepot.com/p/KING-Line-Voltage-Double-Pole-Mechanical-Bi-Metal-Thermostat-in-White-K102/307675482 | No
Thermostat | Non-Programmable | Honeywell Home Vertical Non-Programmable Thermostat with Low Temperature Range | Manual | 38 | [5 empty] | 2023 |  | Home Depot | https://www.homedepot.com/p/Honeywell-Home-Vertical-Non-Programmable-Thermostat-with-Low-Temperature-Range-CT50K1028/202039852 | No
Thermostat | Non-Programmable | Cadet Btf Mechanical Non-Programmable Thermostat Use with Electric Baseboard 120v-240v | Manual | 37 | [5 empty] | 2023 |  | Lowe's | https://www.lowes.com/pd/Cadet-Btf-Mechanical-Non-Programmable-Thermostat-Use-with-Electric-Baseboard-120v-240v/5013889045 | No
Thermostat | Non-Programmable | Honeywell Home Mechanical Thermostats Mechanical 24-Volt Non-Programmable Thermostat Use with Electric Baseboard 120v-240v | Manual | 28 | [5 empty] | 2023 |  | Lowe's | https://www.lowes.com/pd/Honeywell-Mechanical-Thermostats-Mechanical-24-Volt-Non-Programmable-Thermostat-Use-with-Electric-Baseboard-120v-240v/5002586769 | No
Thermostat | Non-Programmable | Honeywell Home Round Mechanical 24-Volt Non-Programmable Thermostat | Manual | 32 | [5 empty] | 2023 |  | Lowe's | https://www.lowes.com/pd/Honeywell-Round-Mechanical-24-Volt-Non-Programmable-Thermostat/5004044545 | No
Thermostat | Non-Programmable | Honeywell Home Manual Electric Baseboard Heat Thermostat Mechanical 24-Volt Non-Programmable Thermostat Use with Electric Baseboard 120v-240v | Manual | 27 | [5 empty] | 2023 |  | Lowe's | https://www.lowes.com/pd/Honeywell-Home-Manual-Electric-Baseboard-Heat-Thermostat-Mechanical-Non-Programmable-Thermostat/5002675703 | No
Thermostat | Non-Programmable | Honeywell Home The Round Mechanical 24-Volt Non-Programmable Thermostat | Manual | 43 | [5 empty] | 2023 |  | Lowe's | https://www.lowes.com/pd/Honeywell-The-Round-Mechanical-24-Volt-Non-Programmable-Thermostat/5004044255 | No
Thermostat | Non-Programmable | Cadet T521w Mechanical Non-Programmable Thermostat Use with Electric Baseboard 120v-240v | Manual | 25 | [5 empty] | 2023 |  | Lowe's | https://www.lowes.com/pd/Cadet-T521w-Mechanical-Non-Programmable-Thermostat-Use-with-Electric-Baseboard-120v-240v/5013834471 | No
Thermostat | Non-Programmable | Cadet T522-W Mechanical Non-Programmable Thermostat Use with Electric Baseboard 120v-240v | Manual | 32 | [5 empty] | 2023 |  | Lowe's | https://www.lowes.com/pd/Cadet-T522-W-Mechanical-Non-Programmable-Thermostat-Use-with-Electric-Baseboard-120v-240v/5013834473 | No
Thermostat | Non-Programmable | KING Mechanical Non-Programmable Thermostat Use with Electric Baseboard 120v-240v | Manual | 50 | [5 empty] | 2023 |  | Lowe's | https://www.lowes.com/pd/KING-Mechanical-Non-Programmable-DP-Line-Voltage-Thermostat-in-White/5002106751 | No
Thermostat | Connected Thermostat | [5 empty] | 133 |  |  | 2020 |  | LBNL Cost of Decarb |  | No
Thermostat | Connected Thermostat | [5 empty] | 150 |  |  | 2020 |  | LBNL Cost of Decarb |  | No
Thermostat | Connected Thermostat | [5 empty] | 150 |  |  | 2020 |  | LBNL Cost of Decarb |  | No
Thermostat | Connected Thermostat | [5 empty] | 150 |  |  | 2020 |  | LBNL Cost of Decarb |  | No
Thermostat | Connected Thermostat | [5 empty] | 150 |  |  | 2020 |  | LBNL Cost of Decarb |  | No
Thermostat | Connected Thermostat | [5 empty] | 150 |  |  | 2020 |  | LBNL Cost of Decarb |  | No
Thermostat | Connected Thermostat | [5 empty] | 150 |  |  | 2020 |  | LBNL Cost of Decarb |  | No
Thermostat | Connected Thermostat | [5 empty] | 175 |  |  | 2020 |  | LBNL Cost of Decarb |  | No
Thermostat | Connected Thermostat | [5 empty] | 191.48 |  |  | 2020 |  | LBNL Cost of Decarb |  | No
Thermostat | Connected Thermostat | [5 empty] | 200 |  |  | 2020 |  | LBNL Cost of Decarb |  | No
Thermostat | Connected Thermostat | [5 empty] | 200 |  |  | 2020 |  | LBNL Cost of Decarb |  | No
Thermostat | Connected Thermostat | [5 empty] | 200 |  |  | 2020 |  | LBNL Cost of Decarb |  | No
Thermostat | Connected Thermostat | [5 empty] | 200 |  |  | 2020 |  | LBNL Cost of Decarb |  | No
Thermostat | Connected Thermostat | [5 empty] | 200 |  |  | 2020 |  | LBNL Cost of Decarb |  | No
Thermostat | Connected Thermostat | [5 empty] | 200 |  |  | 2020 |  | LBNL Cost of Decarb |  | No
Thermostat | Connected Thermostat | [5 empty] | 200 |  |  | 2020 |  | LBNL Cost of Decarb |  | No
Thermostat | Connected Thermostat | [5 empty] | 200 |  |  | 2020 |  | LBNL Cost of Decarb |  | No
Thermostat | Connected Thermostat | [5 empty] | 200 |  |  | 2020 |  | LBNL Cost of Decarb |  | No
Thermostat | Connected Thermostat | [5 empty] | 200 |  |  | 2020 |  | LBNL Cost of Decarb |  | No
Thermostat | Connected Thermostat | [5 empty] | 200 |  |  | 2020 |  | LBNL Cost of Decarb |  | No
Thermostat | Connected Thermostat | [5 empty] | 200 |  |  | 2020 |  | LBNL Cost of Decarb |  | No
Thermostat | Connected Thermostat | [5 empty] | 200 |  |  | 2020 |  | LBNL Cost of Decarb |  | No
Thermostat | Connected Thermostat | [5 empty] | 200 |  |  | 2020 |  | LBNL Cost of Decarb |  | No
Thermostat | Connected Thermostat | [5 empty] | 200 |  |  | 2020 |  | LBNL Cost of Decarb |  | No
Thermostat | Connected Thermostat | [5 empty] | 200 |  |  | 2020 |  | LBNL Cost of Decarb |  | No
Thermostat | Connected Thermostat | [5 empty] | 200 |  |  | 2020 |  | LBNL Cost of Decarb |  | No
Thermostat | Connected Thermostat | [5 empty] | 200 |  |  | 2020 |  | LBNL Cost of Decarb |  | No
Thermostat | Connected Thermostat | [5 empty] | 200 |  |  | 2020 |  | LBNL Cost of Decarb |  | No
Thermostat | Connected Thermostat | [5 empty] | 200 |  |  | 2020 |  | LBNL Cost of Decarb |  | No
Thermostat | Connected Thermostat | [5 empty] | 200 |  |  | 2020 |  | LBNL Cost of Decarb |  | No
Thermostat | Connected Thermostat | [5 empty] | 200 |  |  | 2020 |  | LBNL Cost of Decarb |  | No
Thermostat | Connected Thermostat | [5 empty] | 200 |  |  | 2020 |  | LBNL Cost of Decarb |  | No
Thermostat | Connected Thermostat | [5 empty] | 200 |  |  | 2020 |  | LBNL Cost of Decarb |  | No
Thermostat | Connected Thermostat | [5 empty] | 200 |  |  | 2020 |  | LBNL Cost of Decarb |  | No
Thermostat | Connected Thermostat | [5 empty] | 200 |  |  | 2020 |  | LBNL Cost of Decarb |  | No
Thermostat | Connected Thermostat | [5 empty] | 200 |  |  | 2020 |  | LBNL Cost of Decarb |  | No
Thermostat | Connected Thermostat | [5 empty] | 200 |  |  | 2020 |  | LBNL Cost of Decarb |  | No
Thermostat | Connected Thermostat | [5 empty] | 200 |  |  | 2020 |  | LBNL Cost of Decarb |  | No
Thermostat | Connected Thermostat | [5 empty] | 200 |  |  | 2020 |  | LBNL Cost of Decarb |  | No
Thermostat | Connected Thermostat | [5 empty] | 200 |  |  | 2020 |  | LBNL Cost of Decarb |  | No
Thermostat | Connected Thermostat | [5 empty] | 219.99 |  |  | 2020 |  | LBNL Cost of Decarb |  | No
Thermostat | Connected Thermostat | [5 empty] | 225 |  |  | 2020 |  | LBNL Cost of Decarb |  | No
Thermostat | Connected Thermostat | [5 empty] | 249 |  |  | 2020 |  | LBNL Cost of Decarb |  | No
Thermostat | Connected Thermostat | [5 empty] | 250 |  |  | 2020 |  | LBNL Cost of Decarb |  | No
Thermostat | Connected Thermostat | [5 empty] | 250 |  |  | 2020 |  | LBNL Cost of Decarb |  | No
Thermostat | Connected Thermostat | [5 empty] | 250 |  |  | 2020 |  | LBNL Cost of Decarb |  | No
Thermostat | Connected Thermostat | [5 empty] | 250 |  |  | 2020 |  | LBNL Cost of Decarb |  | No
Thermostat | Connected Thermostat | [5 empty] | 250 |  |  | 2020 |  | LBNL Cost of Decarb |  | No
Thermostat | Connected Thermostat | [5 empty] | 250 |  |  | 2020 |  | LBNL Cost of Decarb |  | No
Thermostat | Connected Thermostat | [5 empty] | 250 |  |  | 2020 |  | LBNL Cost of Decarb |  | No
Thermostat | Connected Thermostat | [5 empty] | 250 |  |  | 2020 |  | LBNL Cost of Decarb |  | No
Thermostat | Connected Thermostat | [5 empty] | 259 |  |  | 2020 |  | LBNL Cost of Decarb |  | No
Thermostat | Connected Thermostat | [5 empty] | 266 |  |  | 2020 |  | LBNL Cost of Decarb |  | No
Thermostat | Connected Thermostat | [5 empty] | 280 |  |  | 2020 |  | LBNL Cost of Decarb |  | No
Thermostat | Connected Thermostat | [5 empty] | 280 |  |  | 2020 |  | LBNL Cost of Decarb |  | No
Thermostat | Connected Thermostat | [5 empty] | 290 |  |  | 2020 |  | LBNL Cost of Decarb |  | No
Thermostat | Connected Thermostat | [5 empty] | 299 |  |  | 2020 |  | LBNL Cost of Decarb |  | No
Thermostat | Connected Thermostat | [5 empty] | 299 |  |  | 2020 |  | LBNL Cost of Decarb |  | No
Thermostat | Connected Thermostat | [5 empty] | 299 |  |  | 2020 |  | LBNL Cost of Decarb |  | No
Thermostat | Connected Thermostat | [5 empty] | 299 |  |  | 2020 |  | LBNL Cost of Decarb |  | No
Thermostat | Connected Thermostat | [5 empty] | 299 |  |  | 2020 |  | LBNL Cost of Decarb |  | No
Thermostat | Connected Thermostat | [5 empty] | 299 |  |  | 2020 |  | LBNL Cost of Decarb |  | No
Thermostat | Connected Thermostat | [5 empty] | 299 |  |  | 2020 |  | LBNL Cost of Decarb |  | No
Thermostat | Connected Thermostat | [5 empty] | 299 |  |  | 2020 |  | LBNL Cost of Decarb |  | No
Thermostat | Connected Thermostat | [5 empty] | 299 |  |  | 2020 |  | LBNL Cost of Decarb |  | No
Thermostat | Connected Thermostat | [5 empty] | 299 |  |  | 2020 |  | LBNL Cost of Decarb |  | No
Thermostat | Connected Thermostat | [5 empty] | 299 |  |  | 2020 |  | LBNL Cost of Decarb |  | No
Thermostat | Connected Thermostat | [5 empty] | 299 |  |  | 2020 |  | LBNL Cost of Decarb |  | No
Thermostat | Connected Thermostat | [5 empty] | 299 |  |  | 2020 |  | LBNL Cost of Decarb |  | No
Thermostat | Connected Thermostat | [5 empty] | 299 |  |  | 2020 |  | LBNL Cost of Decarb |  | No
Thermostat | Connected Thermostat | [5 empty] | 299 |  |  | 2020 |  | LBNL Cost of Decarb |  | No
Thermostat | Connected Thermostat | [5 empty] | 299 |  |  | 2020 |  | LBNL Cost of Decarb |  | No
Thermostat | Connected Thermostat | [5 empty] | 299 |  |  | 2020 |  | LBNL Cost of Decarb |  | No
Thermostat | Connected Thermostat | [5 empty] | 299 |  |  | 2020 |  | LBNL Cost of Decarb |  | No
Thermostat | Connected Thermostat | [5 empty] | 299 |  |  | 2020 |  | LBNL Cost of Decarb |  | No
Thermostat | Connected Thermostat | [5 empty] | 300 |  |  | 2020 |  | LBNL Cost of Decarb |  | No
Thermostat | Connected Thermostat | [5 empty] | 300 |  |  | 2020 |  | LBNL Cost of Decarb |  | No
Thermostat | Connected Thermostat | [5 empty] | 300 |  |  | 2020 |  | LBNL Cost of Decarb |  | No
Thermostat | Connected Thermostat | [5 empty] | 300 |  |  | 2020 |  | LBNL Cost of Decarb |  | No
Thermostat | Connected Thermostat | [5 empty] | 300 |  |  | 2020 |  | LBNL Cost of Decarb |  | No
Thermostat | Connected Thermostat | [5 empty] | 300 |  |  | 2020 |  | LBNL Cost of Decarb |  | No
Thermostat | Connected Thermostat | [5 empty] | 300 |  |  | 2020 |  | LBNL Cost of Decarb |  | No
Thermostat | Connected Thermostat | [5 empty] | 300 |  |  | 2020 |  | LBNL Cost of Decarb |  | No
Thermostat | Connected Thermostat | [5 empty] | 300 |  |  | 2020 |  | LBNL Cost of Decarb |  | No
Thermostat | Connected Thermostat | [5 empty] | 300 |  |  | 2020 |  | LBNL Cost of Decarb |  | No
Thermostat | Connected Thermostat | [5 empty] | 300 |  |  | 2020 |  | LBNL Cost of Decarb |  | No
Thermostat | Connected Thermostat | [5 empty] | 300 |  |  | 2020 |  | LBNL Cost of Decarb |  | No
Thermostat | Connected Thermostat | [5 empty] | 300 |  |  | 2020 |  | LBNL Cost of Decarb |  | No
Thermostat | Connected Thermostat | [5 empty] | 300 |  |  | 2020 |  | LBNL Cost of Decarb |  | No
Thermostat | Connected Thermostat | [5 empty] | 300 |  |  | 2020 |  | LBNL Cost of Decarb |  | No
Thermostat | Connected Thermostat | [5 empty] | 300 |  |  | 2020 |  | LBNL Cost of Decarb |  | No
Thermostat | Connected Thermostat | [5 empty] | 300 |  |  | 2020 |  | LBNL Cost of Decarb |  | No
Thermostat | Connected Thermostat | [5 empty] | 300 |  |  | 2020 |  | LBNL Cost of Decarb |  | No
Thermostat | Connected Thermostat | [5 empty] | 300 |  |  | 2020 |  | LBNL Cost of Decarb |  | No
Thermostat | Connected Thermostat | [5 empty] | 300 |  |  | 2020 |  | LBNL Cost of Decarb |  | No
Thermostat | Connected Thermostat | [5 empty] | 300 |  |  | 2020 |  | LBNL Cost of Decarb |  | No
Thermostat | Connected Thermostat | [5 empty] | 300 |  |  | 2020 |  | LBNL Cost of Decarb |  | No
Thermostat | Connected Thermostat | [5 empty] | 300 |  |  | 2020 |  | LBNL Cost of Decarb |  | No
Thermostat | Connected Thermostat | [5 empty] | 300 |  |  | 2020 |  | LBNL Cost of Decarb |  | No
Thermostat | Connected Thermostat | [5 empty] | 300 |  |  | 2020 |  | LBNL Cost of Decarb |  | No
Thermostat | Connected Thermostat | [5 empty] | 300 |  |  | 2020 |  | LBNL Cost of Decarb |  | No
Thermostat | Connected Thermostat | [5 empty] | 300 |  |  | 2020 |  | LBNL Cost of Decarb |  | No
Thermostat | Connected Thermostat | [5 empty] | 300 |  |  | 2020 |  | LBNL Cost of Decarb |  | No
Thermostat | Connected Thermostat | [5 empty] | 300 |  |  | 2020 |  | LBNL Cost of Decarb |  | No
Thermostat | Connected Thermostat | [5 empty] | 300 |  |  | 2020 |  | LBNL Cost of Decarb |  | No
Thermostat | Connected Thermostat | [5 empty] | 300 |  |  | 2020 |  | LBNL Cost of Decarb |  | No
Thermostat | Connected Thermostat | [5 empty] | 300 |  |  | 2020 |  | LBNL Cost of Decarb |  | No
Thermostat | Connected Thermostat | [5 empty] | 300 |  |  | 2020 |  | LBNL Cost of Decarb |  | No
Thermostat | Connected Thermostat | [5 empty] | 300 |  |  | 2020 |  | LBNL Cost of Decarb |  | No
Thermostat | Connected Thermostat | [5 empty] | 300 |  |  | 2020 |  | LBNL Cost of Decarb |  | No
Thermostat | Connected Thermostat | [5 empty] | 300 |  |  | 2020 |  | LBNL Cost of Decarb |  | No
Thermostat | Connected Thermostat | [5 empty] | 300 |  |  | 2020 |  | LBNL Cost of Decarb |  | No
Thermostat | Connected Thermostat | [5 empty] | 300 |  |  | 2020 |  | LBNL Cost of Decarb |  | No
Thermostat | Connected Thermostat | [5 empty] | 300 |  |  | 2020 |  | LBNL Cost of Decarb |  | No
Thermostat | Connected Thermostat | [5 empty] | 300 |  |  | 2020 |  | LBNL Cost of Decarb |  | No
Thermostat | Connected Thermostat | [5 empty] | 300 |  |  | 2020 |  | LBNL Cost of Decarb |  | No
Thermostat | Connected Thermostat | [5 empty] | 300 |  |  | 2020 |  | LBNL Cost of Decarb |  | No
Thermostat | Connected Thermostat | [5 empty] | 300 |  |  | 2020 |  | LBNL Cost of Decarb |  | No
Thermostat | Connected Thermostat | [5 empty] | 300 |  |  | 2020 |  | LBNL Cost of Decarb |  | No
Thermostat | Connected Thermostat | [5 empty] | 300 |  |  | 2020 |  | LBNL Cost of Decarb |  | No
Thermostat | Connected Thermostat | [5 empty] | 300 |  |  | 2020 |  | LBNL Cost of Decarb |  | No
Thermostat | Connected Thermostat | [5 empty] | 300 |  |  | 2020 |  | LBNL Cost of Decarb |  | No
Thermostat | Connected Thermostat | [5 empty] | 300 |  |  | 2020 |  | LBNL Cost of Decarb |  | No
Thermostat | Connected Thermostat | [5 empty] | 300 |  |  | 2020 |  | LBNL Cost of Decarb |  | No
Thermostat | Connected Thermostat | [5 empty] | 300 |  |  | 2020 |  | LBNL Cost of Decarb |  | No
Thermostat | Connected Thermostat | [5 empty] | 300 |  |  | 2020 |  | LBNL Cost of Decarb |  | No
Thermostat | Connected Thermostat | [5 empty] | 300 |  |  | 2020 |  | LBNL Cost of Decarb |  | No
Thermostat | Connected Thermostat | [5 empty] | 300 |  |  | 2020 |  | LBNL Cost of Decarb |  | No
Thermostat | Connected Thermostat | [5 empty] | 300 |  |  | 2020 |  | LBNL Cost of Decarb |  | No
Thermostat | Connected Thermostat | [5 empty] | 300 |  |  | 2020 |  | LBNL Cost of Decarb |  | No
Thermostat | Connected Thermostat | [5 empty] | 300 |  |  | 2020 |  | LBNL Cost of Decarb |  | No
Thermostat | Connected Thermostat | [5 empty] | 300 |  |  | 2020 |  | LBNL Cost of Decarb |  | No
Thermostat | Connected Thermostat | [5 empty] | 300 |  |  | 2020 |  | LBNL Cost of Decarb |  | No
Thermostat | Connected Thermostat | [5 empty] | 300 |  |  | 2020 |  | LBNL Cost of Decarb |  | No
Thermostat | Connected Thermostat | [5 empty] | 300 |  |  | 2020 |  | LBNL Cost of Decarb |  | No
Thermostat | Connected Thermostat | [5 empty] | 300 |  |  | 2020 |  | LBNL Cost of Decarb |  | No
Thermostat | Connected Thermostat | [5 empty] | 300 |  |  | 2020 |  | LBNL Cost of Decarb |  | No
Thermostat | Connected Thermostat | [5 empty] | 300 |  |  | 2020 |  | LBNL Cost of Decarb |  | No
Thermostat | Connected Thermostat | [5 empty] | 300 |  |  | 2020 |  | LBNL Cost of Decarb |  | No
Thermostat | Connected Thermostat | [5 empty] | 300 |  |  | 2020 |  | LBNL Cost of Decarb |  | No
Thermostat | Connected Thermostat | [5 empty] | 300 |  |  | 2020 |  | LBNL Cost of Decarb |  | No
Thermostat | Connected Thermostat | [5 empty] | 300 |  |  | 2020 |  | LBNL Cost of Decarb |  | No
Thermostat | Connected Thermostat | [5 empty] | 300 |  |  | 2020 |  | LBNL Cost of Decarb |  | No
Thermostat | Connected Thermostat | [5 empty] | 300 |  |  | 2020 |  | LBNL Cost of Decarb |  | No
Thermostat | Connected Thermostat | [5 empty] | 300 |  |  | 2020 |  | LBNL Cost of Decarb |  | No
Thermostat | Connected Thermostat | [5 empty] | 300 |  |  | 2020 |  | LBNL Cost of Decarb |  | No
Thermostat | Connected Thermostat | [5 empty] | 300 |  |  | 2020 |  | LBNL Cost of Decarb |  | No
Thermostat | Connected Thermostat | [5 empty] | 300 |  |  | 2020 |  | LBNL Cost of Decarb |  | No
Thermostat | Connected Thermostat | [5 empty] | 300 |  |  | 2020 |  | LBNL Cost of Decarb |  | No
Thermostat | Connected Thermostat | [5 empty] | 300 |  |  | 2020 |  | LBNL Cost of Decarb |  | No
Thermostat | Connected Thermostat | [5 empty] | 300 |  |  | 2020 |  | LBNL Cost of Decarb |  | No
Thermostat | Connected Thermostat | [5 empty] | 300 |  |  | 2020 |  | LBNL Cost of Decarb |  | No
Thermostat | Connected Thermostat | [5 empty] | 313.77 |  |  | 2020 |  | LBNL Cost of Decarb |  | No
Thermostat | Connected Thermostat | [5 empty] | 329 |  |  | 2020 |  | LBNL Cost of Decarb |  | No
Thermostat | Connected Thermostat | [5 empty] | 350 |  |  | 2020 |  | LBNL Cost of Decarb |  | No
Thermostat | Connected Thermostat | [5 empty] | 350 |  |  | 2020 |  | LBNL Cost of Decarb |  | No
Thermostat | Connected Thermostat | [5 empty] | 350 |  |  | 2020 |  | LBNL Cost of Decarb |  | No
Thermostat | Connected Thermostat | [5 empty] | 350 |  |  | 2020 |  | LBNL Cost of Decarb |  | No
Thermostat | Connected Thermostat | [5 empty] | 350 |  |  | 2020 |  | LBNL Cost of Decarb |  | No
Thermostat | Connected Thermostat | [5 empty] | 350 |  |  | 2020 |  | LBNL Cost of Decarb |  | No
Thermostat | Connected Thermostat | [5 empty] | 350 |  |  | 2020 |  | LBNL Cost of Decarb |  | No
Thermostat | Connected Thermostat | [5 empty] | 350 |  |  | 2020 |  | LBNL Cost of Decarb |  | No
Thermostat | Connected Thermostat | [5 empty] | 350 |  |  | 2020 |  | LBNL Cost of Decarb |  | No
Thermostat | Connected Thermostat | [5 empty] | 350 |  |  | 2020 |  | LBNL Cost of Decarb |  | No
Thermostat | Connected Thermostat | [5 empty] | 350 |  |  | 2020 |  | LBNL Cost of Decarb |  | No
Thermostat | Connected Thermostat | [5 empty] | 350 |  |  | 2020 |  | LBNL Cost of Decarb |  | No
Thermostat | Connected Thermostat | [5 empty] | 350 |  |  | 2020 |  | LBNL Cost of Decarb |  | No
Thermostat | Connected Thermostat | [5 empty] | 350 |  |  | 2020 |  | LBNL Cost of Decarb |  | No
Thermostat | Connected Thermostat | [5 empty] | 350 |  |  | 2020 |  | LBNL Cost of Decarb |  | No
Thermostat | Connected Thermostat | [5 empty] | 350 |  |  | 2020 |  | LBNL Cost of Decarb |  | No
Thermostat | Connected Thermostat | [5 empty] | 350 |  |  | 2020 |  | LBNL Cost of Decarb |  | No
Thermostat | Connected Thermostat | [5 empty] | 350 |  |  | 2020 |  | LBNL Cost of Decarb |  | No
Thermostat | Connected Thermostat | [5 empty] | 350 |  |  | 2020 |  | LBNL Cost of Decarb |  | No
Thermostat | Connected Thermostat | [5 empty] | 350 |  |  | 2020 |  | LBNL Cost of Decarb |  | No
Thermostat | Connected Thermostat | [5 empty] | 350 |  |  | 2020 |  | LBNL Cost of Decarb |  | No
Thermostat | Connected Thermostat | [5 empty] | 350 |  |  | 2020 |  | LBNL Cost of Decarb |  | No
Thermostat | Connected Thermostat | [5 empty] | 350 |  |  | 2020 |  | LBNL Cost of Decarb |  | No
Thermostat | Connected Thermostat | [5 empty] | 350 |  |  | 2020 |  | LBNL Cost of Decarb |  | No
Thermostat | Connected Thermostat | [5 empty] | 350 |  |  | 2020 |  | LBNL Cost of Decarb |  | No
Thermostat | Connected Thermostat | [5 empty] | 350 |  |  | 2020 |  | LBNL Cost of Decarb |  | No
Thermostat | Connected Thermostat | [5 empty] | 350 |  |  | 2020 |  | LBNL Cost of Decarb |  | No
Thermostat | Connected Thermostat | [5 empty] | 350 |  |  | 2020 |  | LBNL Cost of Decarb |  | No
Thermostat | Connected Thermostat | [5 empty] | 350 |  |  | 2020 |  | LBNL Cost of Decarb |  | No
Thermostat | Connected Thermostat | [5 empty] | 350 |  |  | 2020 |  | LBNL Cost of Decarb |  | No
Thermostat | Connected Thermostat | [5 empty] | 350 |  |  | 2020 |  | LBNL Cost of Decarb |  | No
Thermostat | Connected Thermostat | [5 empty] | 350 |  |  | 2020 |  | LBNL Cost of Decarb |  | No
Thermostat | Connected Thermostat | [5 empty] | 350 |  |  | 2020 |  | LBNL Cost of Decarb |  | No
Thermostat | Connected Thermostat | [5 empty] | 350 |  |  | 2020 |  | LBNL Cost of Decarb |  | No
Thermostat | Connected Thermostat | [5 empty] | 350 |  |  | 2020 |  | LBNL Cost of Decarb |  | No
Thermostat | Connected Thermostat | [5 empty] | 350 |  |  | 2020 |  | LBNL Cost of Decarb |  | No
Thermostat | Connected Thermostat | [5 empty] | 350 |  |  | 2020 |  | LBNL Cost of Decarb |  | No
Thermostat | Connected Thermostat | [5 empty] | 350 |  |  | 2020 |  | LBNL Cost of Decarb |  | No
Thermostat | Connected Thermostat | [5 empty] | 350 |  |  | 2020 |  | LBNL Cost of Decarb |  | No
Thermostat | Connected Thermostat | [5 empty] | 375 |  |  | 2020 |  | LBNL Cost of Decarb |  | No
Thermostat | Connected Thermostat | [5 empty] | 375 |  |  | 2020 |  | LBNL Cost of Decarb |  | No
Thermostat | Connected Thermostat | [5 empty] | 395 |  |  | 2020 |  | LBNL Cost of Decarb |  | No
Thermostat | Connected Thermostat | [5 empty] | 395 |  |  | 2020 |  | LBNL Cost of Decarb |  | No
Thermostat | Connected Thermostat | [5 empty] | 395 |  |  | 2020 |  | LBNL Cost of Decarb |  | No
Thermostat | Connected Thermostat | [5 empty] | 395 |  |  | 2020 |  | LBNL Cost of Decarb |  | No
Thermostat | Connected Thermostat | [5 empty] | 395 |  |  | 2020 |  | LBNL Cost of Decarb |  | No
Thermostat | Connected Thermostat | [5 empty] | 395 |  |  | 2020 |  | LBNL Cost of Decarb |  | No
Thermostat | Connected Thermostat | [5 empty] | 395 |  |  | 2020 |  | LBNL Cost of Decarb |  | No
Thermostat | Connected Thermostat | [5 empty] | 400 |  |  | 2020 |  | LBNL Cost of Decarb |  | No
Thermostat | Connected Thermostat | [5 empty] | 400 |  |  | 2020 |  | LBNL Cost of Decarb |  | No
Thermostat | Connected Thermostat | [5 empty] | 400 |  |  | 2020 |  | LBNL Cost of Decarb |  | No
Thermostat | Connected Thermostat | [5 empty] | 400 |  |  | 2020 |  | LBNL Cost of Decarb |  | No
Thermostat | Connected Thermostat | [5 empty] | 400 |  |  | 2020 |  | LBNL Cost of Decarb |  | No
Thermostat | Connected Thermostat | [5 empty] | 400 |  |  | 2020 |  | LBNL Cost of Decarb |  | No
Thermostat | Connected Thermostat | [5 empty] | 400 |  |  | 2020 |  | LBNL Cost of Decarb |  | No
Thermostat | Connected Thermostat | [5 empty] | 400 |  |  | 2020 |  | LBNL Cost of Decarb |  | No
Thermostat | Connected Thermostat | [5 empty] | 400 |  |  | 2020 |  | LBNL Cost of Decarb |  | No
Thermostat | Connected Thermostat | [5 empty] | 442 |  |  | 2020 |  | LBNL Cost of Decarb |  | No
Thermostat | Connected Thermostat | [5 empty] | 450 |  |  | 2020 |  | LBNL Cost of Decarb |  | No
Thermostat | Connected Thermostat | [5 empty] | 450 |  |  | 2020 |  | LBNL Cost of Decarb |  | No
Thermostat | Connected Thermostat | [5 empty] | 450 |  |  | 2020 |  | LBNL Cost of Decarb |  | No
Thermostat | Connected Thermostat | [5 empty] | 450 |  |  | 2020 |  | LBNL Cost of Decarb |  | No
Thermostat | Connected Thermostat | [5 empty] | 450 |  |  | 2020 |  | LBNL Cost of Decarb |  | No
Thermostat | Connected Thermostat | [5 empty] | 500 |  |  | 2020 |  | LBNL Cost of Decarb |  | No
Thermostat | Connected Thermostat | [5 empty] | 500 |  |  | 2020 |  | LBNL Cost of Decarb |  | No
Thermostat | Connected Thermostat | [5 empty] | 500 |  |  | 2020 |  | LBNL Cost of Decarb |  | No
Thermostat | Connected Thermostat | [5 empty] | 500 |  |  | 2020 |  | LBNL Cost of Decarb |  | No
Thermostat | Connected Thermostat | [5 empty] | 500 |  |  | 2020 |  | LBNL Cost of Decarb |  | No
Thermostat | Connected Thermostat | [5 empty] | 500 |  |  | 2020 |  | LBNL Cost of Decarb |  | No
Thermostat | Connected Thermostat | [5 empty] | 500 |  |  | 2020 |  | LBNL Cost of Decarb |  | No
Thermostat | Connected Thermostat | [5 empty] | 500 |  |  | 2020 |  | LBNL Cost of Decarb |  | No
Thermostat | Connected Thermostat | [5 empty] | 500 |  |  | 2020 |  | LBNL Cost of Decarb |  | No
Thermostat | Connected Thermostat | [5 empty] | 500 |  |  | 2020 |  | LBNL Cost of Decarb |  | No
Thermostat | Connected Thermostat | [5 empty] | 500 |  |  | 2020 |  | LBNL Cost of Decarb |  | No
Thermostat | Connected Thermostat | [5 empty] | 500 |  |  | 2020 |  | LBNL Cost of Decarb |  | No
Thermostat | Connected Thermostat | [5 empty] | 500 |  |  | 2020 |  | LBNL Cost of Decarb |  | No
Thermostat | Connected Thermostat | [5 empty] | 500 |  |  | 2020 |  | LBNL Cost of Decarb |  | No
Thermostat | Connected Thermostat | [5 empty] | 500 |  |  | 2020 |  | LBNL Cost of Decarb |  | No
Thermostat | Connected Thermostat | [5 empty] | 500 |  |  | 2020 |  | LBNL Cost of Decarb |  | No
Thermostat | Connected Thermostat | [5 empty] | 500 |  |  | 2020 |  | LBNL Cost of Decarb |  | No
Thermostat | Connected Thermostat | [5 empty] | 500 |  |  | 2020 |  | LBNL Cost of Decarb |  | No
Thermostat | Connected Thermostat | [5 empty] | 514 |  |  | 2020 |  | LBNL Cost of Decarb |  | No
Thermostat | Connected Thermostat | [5 empty] | 550 |  |  | 2020 |  | LBNL Cost of Decarb |  | No
Thermostat | Connected Thermostat | [5 empty] | 550 |  |  | 2020 |  | LBNL Cost of Decarb |  | No
Thermostat | Connected Thermostat | [5 empty] | 550 |  |  | 2020 |  | LBNL Cost of Decarb |  | No
Thermostat | Connected Thermostat | [5 empty] | 550 |  |  | 2020 |  | LBNL Cost of Decarb |  | No
Thermostat | Connected Thermostat | [5 empty] | 550 |  |  | 2020 |  | LBNL Cost of Decarb |  | No
Thermostat | Connected Thermostat | [5 empty] | 550 |  |  | 2020 |  | LBNL Cost of Decarb |  | No
Thermostat | Connected Thermostat | [5 empty] | 550 |  |  | 2020 |  | LBNL Cost of Decarb |  | No
Thermostat | Connected Thermostat | [5 empty] | 550 |  |  | 2020 |  | LBNL Cost of Decarb |  | No
Thermostat | Connected Thermostat | [5 empty] | 550 |  |  | 2020 |  | LBNL Cost of Decarb |  | No
Thermostat | Connected Thermostat | [5 empty] | 550 |  |  | 2020 |  | LBNL Cost of Decarb |  | No
Thermostat | Connected Thermostat | [5 empty] | 550 |  |  | 2020 |  | LBNL Cost of Decarb |  | No
Thermostat | Connected Thermostat | [5 empty] | 550 |  |  | 2020 |  | LBNL Cost of Decarb |  | No
Thermostat | Connected Thermostat | [5 empty] | 550 |  |  | 2020 |  | LBNL Cost of Decarb |  | No
Thermostat | Connected Thermostat | [5 empty] | 550 |  |  | 2020 |  | LBNL Cost of Decarb |  | No
Thermostat | Connected Thermostat | [5 empty] | 550 |  |  | 2020 |  | LBNL Cost of Decarb |  | No
Thermostat | Connected Thermostat | [5 empty] | 560 |  |  | 2020 |  | LBNL Cost of Decarb |  | No
Thermostat | Connected Thermostat | [5 empty] | 600 |  |  | 2020 |  | LBNL Cost of Decarb |  | No
Thermostat | Connected Thermostat | [5 empty] | 600 |  |  | 2020 |  | LBNL Cost of Decarb |  | No
Thermostat | Connected Thermostat | [5 empty] | 661.25 |  |  | 2020 |  | LBNL Cost of Decarb |  | No
Thermostat | Connected Thermostat | [5 empty] | 668.2 |  |  | 2020 |  | LBNL Cost of Decarb |  | No
Thermostat | Connected Thermostat | [5 empty] | 675 |  |  | 2020 |  | LBNL Cost of Decarb |  | No
Thermostat | Connected Thermostat | [5 empty] | 750 |  |  | 2020 |  | LBNL Cost of Decarb |  | No
Thermostat | Connected Thermostat | [5 empty] | 807.35 |  |  | 2020 |  | LBNL Cost of Decarb |  | No
Thermostat | Connected Thermostat | [5 empty] | 837.12 |  |  | 2020 |  | LBNL Cost of Decarb |  | No
Thermostat | Connected Thermostat | [5 empty] | 891 |  |  | 2020 |  | LBNL Cost of Decarb |  | No
Thermostat | Connected Thermostat | [5 empty] | 1000 |  |  | 2020 |  | LBNL Cost of Decarb |  | No
Thermostat | Connected Thermostat | [5 empty] | 1000 |  |  | 2020 |  | LBNL Cost of Decarb |  | No
Thermostat | Connected Thermostat | [5 empty] | 1000 |  |  | 2020 |  | LBNL Cost of Decarb |  | No
Thermostat | Connected Thermostat | [5 empty] | 1000 |  |  | 2020 |  | LBNL Cost of Decarb |  | No
Thermostat | Connected Thermostat | [5 empty] | 1000 |  |  | 2020 |  | LBNL Cost of Decarb |  | No
Thermostat | Connected Thermostat | [5 empty] | 1000 |  |  | 2020 |  | LBNL Cost of Decarb |  | No
Thermostat | Connected Thermostat | [5 empty] | 1000 |  |  | 2020 |  | LBNL Cost of Decarb |  | No
Thermostat | Connected Thermostat | [8 empty] | 2020 |  | LBNL Cost of Decarb |  | No
Thermostat | Connected Thermostat | [8 empty] | 2020 |  | LBNL Cost of Decarb |  | No
Thermostat | Connected Thermostat | [8 empty] | 2020 |  | LBNL Cost of Decarb |  | No
Thermostat | Connected Thermostat | [8 empty] | 2020 |  | LBNL Cost of Decarb |  | No
Thermostat | Connected Thermostat | [8 empty] | 2020 |  | LBNL Cost of Decarb |  | No
Thermostat | Connected Thermostat | [8 empty] | 2020 |  | LBNL Cost of Decarb |  | No
Thermostat | Connected Thermostat | [8 empty] | 2020 |  | LBNL Cost of Decarb |  | No
Thermostat | Connected Thermostat | [8 empty] | 2020 |  | LBNL Cost of Decarb |  | No
Thermostat | Connected Thermostat | [8 empty] | 2020 |  | LBNL Cost of Decarb |  | No
Thermostat | Connected Thermostat | [8 empty] | 2020 |  | LBNL Cost of Decarb |  | No
Thermostat | Connected Thermostat | [8 empty] | 2020 |  | LBNL Cost of Decarb |  | No
Thermostat | Connected Thermostat | [8 empty] | 2020 |  | LBNL Cost of Decarb |  | No
Thermostat | Connected Thermostat | [8 empty] | 2020 |  | LBNL Cost of Decarb |  | No
Thermostat | Connected Thermostat | [8 empty] | 2020 |  | LBNL Cost of Decarb |  | No
Thermostat | Connected Thermostat | [8 empty] | 2020 |  | LBNL Cost of Decarb |  | No
Thermostat | Connected Thermostat | [8 empty] | 2020 |  | LBNL Cost of Decarb |  | No
Thermostat | Connected Thermostat | [8 empty] | 2020 |  | LBNL Cost of Decarb |  | No
Thermostat | Connected Thermostat | [8 empty] | 2020 |  | LBNL Cost of Decarb |  | No
Thermostat | Connected Thermostat | [8 empty] | 2020 |  | LBNL Cost of Decarb |  | No
Thermostat | Connected Thermostat | [8 empty] | 2020 |  | LBNL Cost of Decarb |  | No
Thermostat | Connected Thermostat | [8 empty] | 2020 |  | LBNL Cost of Decarb |  | No
Thermostat | Connected Thermostat | [8 empty] | 2020 |  | LBNL Cost of Decarb |  | No
Thermostat | Connected Thermostat | [8 empty] | 2020 |  | LBNL Cost of Decarb |  | No
Thermostat | Connected Thermostat | [8 empty] | 2020 |  | LBNL Cost of Decarb |  | No
Thermostat | Connected Thermostat | [8 empty] | 2020 |  | LBNL Cost of Decarb |  | No
Thermostat | Connected Thermostat | [8 empty] | 2020 |  | LBNL Cost of Decarb |  | No
Thermostat | Programmable Thermostat | [5 empty] | 25 |  |  | 2020 |  | LBNL Cost of Decarb |  | No
Thermostat | Programmable Thermostat | [5 empty] | 39 |  |  | 2020 |  | LBNL Cost of Decarb |  | No
Thermostat | Programmable Thermostat | [5 empty] | 16.6667 |  |  | 2020 |  | LBNL Cost of Decarb |  | No
Thermostat | Programmable Thermostat | [5 empty] | 65 |  |  | 2020 |  | LBNL Cost of Decarb |  | No
Thermostat | Programmable Thermostat | [5 empty] | 75 |  |  | 2020 |  | LBNL Cost of Decarb |  | No
Thermostat | Programmable Thermostat | [5 empty] | 75 |  |  | 2020 |  | LBNL Cost of Decarb |  | No
Thermostat | Programmable Thermostat | [5 empty] | 80 |  |  | 2020 |  | LBNL Cost of Decarb |  | No
Thermostat | Programmable Thermostat | [5 empty] | 80 |  |  | 2020 |  | LBNL Cost of Decarb |  | No
Thermostat | Programmable Thermostat | [5 empty] | 80 |  |  | 2020 |  | LBNL Cost of Decarb |  | No
Thermostat | Programmable Thermostat | [5 empty] | 80 |  |  | 2020 |  | LBNL Cost of Decarb |  | No
Thermostat | Programmable Thermostat | [5 empty] | 80 |  |  | 2020 |  | LBNL Cost of Decarb |  | No
Thermostat | Programmable Thermostat | [5 empty] | 80 |  |  | 2020 |  | LBNL Cost of Decarb |  | No
Thermostat | Programmable Thermostat | [5 empty] | 80 |  |  | 2020 |  | LBNL Cost of Decarb |  | No
Thermostat | Programmable Thermostat | [5 empty] | 80 |  |  | 2020 |  | LBNL Cost of Decarb |  | No
Thermostat | Programmable Thermostat | [5 empty] | 85 |  |  | 2020 |  | LBNL Cost of Decarb |  | No
Thermostat | Programmable Thermostat | [5 empty] | 85 |  |  | 2020 |  | LBNL Cost of Decarb |  | No
Thermostat | Programmable Thermostat | [5 empty] | 85 |  |  | 2020 |  | LBNL Cost of Decarb |  | No
Thermostat | Programmable Thermostat | [5 empty] | 85 |  |  | 2020 |  | LBNL Cost of Decarb |  | No
Thermostat | Programmable Thermostat | [5 empty] | 88 |  |  | 2020 |  | LBNL Cost of Decarb |  | No
Thermostat | Programmable Thermostat | [5 empty] | 90 |  |  | 2020 |  | LBNL Cost of Decarb |  | No
Thermostat | Programmable Thermostat | [5 empty] | 90 |  |  | 2020 |  | LBNL Cost of Decarb |  | No
Thermostat | Programmable Thermostat | [5 empty] | 100 |  |  | 2020 |  | LBNL Cost of Decarb |  | No
Thermostat | Programmable Thermostat | [5 empty] | 100 |  |  | 2020 |  | LBNL Cost of Decarb |  | No
Thermostat | Programmable Thermostat | [5 empty] | 100 |  |  | 2020 |  | LBNL Cost of Decarb |  | No
Thermostat | Programmable Thermostat | [5 empty] | 100 |  |  | 2020 |  | LBNL Cost of Decarb |  | No
Thermostat | Programmable Thermostat | [5 empty] | 100 |  |  | 2020 |  | LBNL Cost of Decarb |  | No
Thermostat | Programmable Thermostat | [5 empty] | 110 |  |  | 2020 |  | LBNL Cost of Decarb |  | No
Thermostat | Programmable Thermostat | [5 empty] | 125 |  |  | 2020 |  | LBNL Cost of Decarb |  | No
Thermostat | Programmable Thermostat | [5 empty] | 125 |  |  | 2020 |  | LBNL Cost of Decarb |  | No
Thermostat | Programmable Thermostat | [5 empty] | 150 |  |  | 2020 |  | LBNL Cost of Decarb |  | No
Thermostat | Programmable Thermostat | [5 empty] | 150 |  |  | 2020 |  | LBNL Cost of Decarb |  | No
Thermostat | Programmable Thermostat | [5 empty] | 150 |  |  | 2020 |  | LBNL Cost of Decarb |  | No
Thermostat | Programmable Thermostat | [5 empty] | 150 |  |  | 2020 |  | LBNL Cost of Decarb |  | No
Thermostat | Programmable Thermostat | [5 empty] | 150 |  |  | 2020 |  | LBNL Cost of Decarb |  | No
Thermostat | Programmable Thermostat | [5 empty] | 150 |  |  | 2020 |  | LBNL Cost of Decarb |  | No
Thermostat | Programmable Thermostat | [5 empty] | 150 |  |  | 2020 |  | LBNL Cost of Decarb |  | No
Thermostat | Programmable Thermostat | [5 empty] | 150 |  |  | 2020 |  | LBNL Cost of Decarb |  | No
Thermostat | Programmable Thermostat | [5 empty] | 150 |  |  | 2020 |  | LBNL Cost of Decarb |  | No
Thermostat | Programmable Thermostat | [5 empty] | 200 |  |  | 2020 |  | LBNL Cost of Decarb |  | No
Thermostat | Programmable Thermostat | [5 empty] | 235 |  |  | 2020 |  | LBNL Cost of Decarb |  | No
Thermostat | Programmable Thermostat | [5 empty] | 245 |  |  | 2020 |  | LBNL Cost of Decarb |  | No
Thermostat | Programmable Thermostat | [5 empty] | 245 |  |  | 2020 |  | LBNL Cost of Decarb |  | No
Thermostat | Programmable Thermostat | [5 empty] | 245 |  |  | 2020 |  | LBNL Cost of Decarb |  | No
Thermostat | Programmable Thermostat | [5 empty] | 245 |  |  | 2020 |  | LBNL Cost of Decarb |  | No
Thermostat | Programmable Thermostat | [5 empty] | 245 |  |  | 2020 |  | LBNL Cost of Decarb |  | No
Thermostat | Programmable Thermostat | [5 empty] | 245 |  |  | 2020 |  | LBNL Cost of Decarb |  | No
Thermostat | Programmable Thermostat | [5 empty] | 245 |  |  | 2020 |  | LBNL Cost of Decarb |  | No
Thermostat | Programmable Thermostat | [5 empty] | 245 |  |  | 2020 |  | LBNL Cost of Decarb |  | No
Thermostat | Programmable Thermostat | [5 empty] | 250 |  |  | 2020 |  | LBNL Cost of Decarb |  | No
Thermostat | Programmable Thermostat | [5 empty] | 275 |  |  | 2020 |  | LBNL Cost of Decarb |  | No
Thermostat | Programmable Thermostat | [5 empty] | 289 |  |  | 2020 |  | LBNL Cost of Decarb |  | No
Thermostat | Programmable Thermostat | [5 empty] | 289 |  |  | 2020 |  | LBNL Cost of Decarb |  | No
Thermostat | Programmable Thermostat | [5 empty] | 300 |  |  | 2020 |  | LBNL Cost of Decarb |  | No
Thermostat | Programmable Thermostat | [5 empty] | 400 |  |  | 2020 |  | LBNL Cost of Decarb |  | No
Thermostat | Programmable Thermostat | [5 empty] | 220 |  |  | 2020 |  | LBNL Cost of Decarb |  | No
Thermostat | Programmable Thermostat | [5 empty] | 495 |  |  | 2020 |  | LBNL Cost of Decarb |  | No
Thermostat | Programmable Thermostat | [5 empty] | 495 |  |  | 2020 |  | LBNL Cost of Decarb |  | No
Thermostat | Programmable Thermostat | [5 empty] | 500 |  |  | 2020 |  | LBNL Cost of Decarb |  | No
Thermostat | Programmable Thermostat | [5 empty] | 496 |  |  | 2020 |  | LBNL Cost of Decarb |  | No
Thermostat | Programmable Thermostat | [8 empty] | 2020 |  | LBNL Cost of Decarb |  | No
Thermostat | Thermostat | [5 empty] | 212 |  |  | 2020 |  | LBNL Cost of Decarb |  | No
Thermostat | Thermostat | [5 empty] | 289 |  |  | 2020 |  | LBNL Cost of Decarb |  | No
Control component, thermostats, electric, timed, 1 set back | Programmable Thermostat |  |  | 101 | 1 | 45 | 184.5 |  |  | 2023 |  | RSMeans
Control component, thermostats, electric, timed, 2 set back | Programmable Thermostat |  |  | 251 | 1 | 45 | 349.5 |  |  | 2023 |  | RSMeans
Control component, thermostats, manual | Programmable Thermostat |  |  | 51.5 | 1 | 45 | 130.5 |  |  | 2023 |  | RSMeans

## Thermostat Analysis
Table of Contents
Machine Readable Results
Component & Class |  |  | Retail Price Regression, Performance metric 1 | [6 empty] | Retail Price Regression, Performance metric 2 | [6 empty] | Retail Price Regression, Intercepts |  |  | Installation Multiplier |  | Installation Adder |  | Additional Data
Component | Class | Output Units | Coefficient-Low | Coefficient-Mid | Coefficient-High | Metric | Unit | Lower Bound | Upper Bound | Coefficient-Low | Coefficient-Mid | Coefficient-High | Metric | Unit | Lower Bound | Upper Bound | Int-Low | Int-Mid | Int-High | New Construction | Retrofit | New Construction | Retrofit | Lifetime | Cost Variation Considerations | Data Sources | Qualitative Rank | Notes
Thermostat | Manual | 2023$ | N/A | N/A | N/A | N/A | N/A | N/A | N/A | N/A | N/A | N/A | N/A | N/A | N/A | N/A | 25 | 32 | 50 | 2.21 | 2.233 | N/A | N/A | 11 | Prevailing local wages, Drive time, Local code requirements, Need for additional wiring/switching, Type of equipment | 1, 4, 10 | No regression ran. Low SS, Medium Source Diversity
Thermostat | Digital Non-Programmable | 2023$ | N/A | N/A | N/A | N/A | N/A | N/A | N/A | N/A | N/A | N/A | N/A | N/A | N/A | N/A | 21 | 44 | 115 | 2.21 | 2.233 | N/A | N/A | 11 | Prevailing local wages, Drive time, Local code requirements, Need for additional wiring/switching, Type of equipment | 1, 4, 10 | No regression ran. Low SS, Medium Source Diversity
Thermostat | Digital Programmable | 2023$ | N/A | N/A | N/A | N/A | N/A | N/A | N/A | N/A | N/A | N/A | N/A | N/A | N/A | N/A | 30 | 54 | 158.5 | 2.21 | 2.233 | N/A | N/A | 11 | Prevailing local wages, Drive time, Local code requirements, Need for additional wiring/switching, Type of equipment | 1, 4, 10 | No regression ran. Low SS, Medium Source Diversity
Thermostat | Smart | 2023$ | N/A | N/A | N/A | N/A | N/A | N/A | N/A | N/A | N/A | N/A | N/A | N/A | N/A | N/A | 100 | 150 | 252.4 | 2.21 | 2.233 | N/A | N/A | 11 | Prevailing local wages, Drive time, Local code requirements, Need for additional wiring/switching, Type of equipment | 1, 4, 10 | No regression ran. Low SS, Medium Source Diversity
Summary | Manual | Digital | Programmable | Smart
Component Low | 15 | 21 | 30 | 100
Component High | 50 | 116 | 200 | 320
Install Low | 65 | 80 | 80 | 100
Install High | 150 | 200 | 200 | 200
Total Low | 80 | 101 | 110 | 200
Total High | 200 | 316 | 400 | 520
Sources:
Home Depot/Lowe's | Product costs for all 4 types
Home Guide | Product and Installation cost estimates for manual, digital, and smart thermostats
Homewyse | Product, installation and removal cost estimates for digital programmable thermostats
LBNL Cost of Decarb | Broad range of information
| 5th percentile | 10th percentile | Average | Median | 90th percentile | 95% percentile | [6 empty] | Summary | Component Low | Component High | Install Low | Install High | Total Low | Total High
Manual Non-Programmable | 24.7 | 25 | 35 | 32 | 50 | 50.1 |  | *Home Guide a bit higher for smart |  |  |  |  | Manual | 15 | 50 | 65 | 150 | 80 | 200
Digital Non-Programmable | 21 | 21 | 49.5238 | 44 | 115 | 116 |  | *Home Guide a bit lower for manual |  |  |  |  | Digital | 21 | 116 | 80 | 200 | 101 | 316
Digital Programmable | 30 | 30 | 74.6875 | 54 | 158.5 | 209 |  | *Home Guide a bit higher for digital |  |  |  |  | Programmable | 30 | 200 | 80 | 200 | 110 | 400
Smart | 100 | 100 | 169.1724 | 150 | 252.4 | 284.2 |  | *Homewyse much higher for digital |  |  |  |  | Smart | 100 | 320 | 100 | 200 | 200 | 520
Homeguide | [7 empty] | Install
Manual (low) |  | 15 | [5 empty] | Manual (low) | 65 | Home Guide
Manual (high) |  | 40 | [5 empty] | Manual (high) | 150 | Home Guide
Digital (low) |  | 60 | [5 empty] | Digital (low) | 80 | Home Guide
Digital (high) |  | 140 | [5 empty] | Digital (high) | 200 | Home Guide
Smart (low) |  | 150 | [5 empty] | Smart (low) | 100 | Home Guide
Smart (high) |  | 320 | [5 empty] | Smart (high) | 200 | Home Guide
[8 empty] | Digital Programmable | 142 | Homewyse
Homewyse | [7 empty] | Digital Programmable | 172 | Homewyse
Programmable (low) | Digital | 119 | [5 empty] | Digital Programmable | 233 | Homewyse
Programmable (high) | Digital | 141 | [5 empty] | Digital Programmable | 318 | Homewyse
Notes:
Thermostats have no measurable performance metric.
Product classes are divided based on commonly found features
Option to self install for no labor cost

## Water Heaters Data
Table of Contents
Raw Data |  |  |  | Performance Metric 1 | Performance Metric 2 |  |  | Cost Metric | [9 empty] | Labor Calculations | [5 empty] | Labor % multiplier (of Materials & Equipment)
Component | Product Class | Brand | Individual Model # | Efficiency (UEF) | Nominal Volume (gal) | Power Output (kW) | Heating Capacity (BTU/Hr) | Material Price | Labor Hours | Install Labor ($) | Installed Cost (O&P) | Removal Labor | Date | Notes | Source | Link | Regression | Component | Product Class | Install | Removal | Total New Construction | Total Retrofit | New Construction (%) | Retrofit (%) | Date of Data | Source
Water Heater | Heat Pump with Tank | A. O. SMITH | FPTU-50 1** | 3.24 | 50 | 4.5 |  | 1664 |  |  |  |  | 2023 |  | AC Wholesalers | https://www.acwholesalers.com/A.O.-Smith-FPTU-50/p72558.html | Yes | Water Heater | Electric Instantaneous |  |  | 788.25 | 913.1 | 100% | 100% | 2023 | DOE Rulemaking TSD, RS Means
Water Heater | Gas Storage | Rheem | XP75T06PV76U0 | 0 | 75 |  |  | 1999 | [6 empty] | Home Depot | https://www.homedepot.com/p/Rheem-Performance-75-Gal-Tall-6-Year-75-100-BTU-Liquid-Propane-Power-Vent-Tank-Water-Heater-XP75T06PV76U0/205810050 | No | Water Heater | Electric Storage |  |  | 364.1151 | 864.1151 | 100% | 100% | 2023 | DOE Rulemaking TSD, RS Means
Water Heater | Gas Instantaneous | A. O. SMITH | ATO-310U 2** | 0.82 | 0 |  | 190000 | 1273.6 |  |  |  |  | 2023 |  | AF Supply | https://www.afsupply.com/ao-smith-ato-310u-n-tankless-natural-gas-water-heater-190-000-btu-power-direct-vent-15-yr-heat-exchanger-5-parts-warranty.html | Yes | Water Heater | Heat Pump With Tank |  |  | 518.192 | 1018.192 | 100% | 300% | 2023 | DOE Rulemaking TSD, RS Means
Water Heater | Oil Storage | JOHN WOOD | JW6 F507 4** | 0.62 | 50 |  | 105000 | 2468.7 |  |  |  |  | 2023 |  | AF Supply | https://www.afsupply.com/10020922.html | No | Water Heater | Gas Instantaneous |  |  | 722.56 | 847.01 | 100% | 100% | 2023 | DOE Rulemaking TSD, RS Means
Water Heater | Heat Pump with Tank | A. O. SMITH | FPTU-80 1** | 3.45 | 80 | 4.5 |  | 2832.83 |  |  |  |  | 2023 |  | AF Supply | https://www.afsupply.com/ao-smith-fptu-80-residential-electric-water-heater-80-gallons-4-5-4-5kw-240v-6-yr-tank-pts-warranty.html | Yes | Water Heater | Gas Storage |  |  | 589.7754 | 800.9292 | 100% | 100% | 2023 | DOE Rulemaking TSD, RS Means
Water Heater | Gas Storage | Rheem | XG50T06DV36U0 | 0.51 | 50 |  |  | 1249 | [6 empty] | Home Depot | https://www.homedepot.com/p/Rheem-Performance-50-gal-Tall-6-Year-36-000-BTU-Natural-Gas-Direct-Vent-Tank-Water-Heater-XG50T06DV36U0/205810054 | No
Water Heater | Oil Storage | BOCK | 32 E | 0.68 | 32 |  | 104000 | 2153.29 |  |  |  |  | 2023 |  | Bock Water Heaters | https://www.bockwaterheaters.com/32ppc-less.html | No
Water Heater | Gas Instantaneous | AMERICAN | GT-540P-NIH 1** | 0.93 | 0 |  | 199000 | 1568.31 |  |  |  |  | 2023 |  | BR Supply | https://www.brsupplyinc.com/items/AME%20GT-540-NIH | Yes
Water Heater | Gas Instantaneous | NORITZ | EZ111DV (GQ-C3259WX-FF US) | 0.96 | 0 |  | 199900 | 1875.16 |  |  |  |  | 2023 |  | Compact Appliance | https://www.compactappliance.com/noritz-tankless-water-heaters-water-heaters/GQ-C3259WX-FF%20US%20NG.html | Yes
Water Heater | Gas Instantaneous | RELIANCE WATER HEATERS | TS-540-GIH 1** | 0.93 | 0 |  | 199000 | 2192.69 |  |  |  |  | 2023 |  | Contractor Supply Network | https://www.contractorsupplynetwork.com/TS-540-GIH-Reliance-Series-TS-540-GIH-Natural-Gas-Tankless-Water-Heater | Yes
Water Heater | Gas Instantaneous | RELIANCE WATER HEATERS | TS-540-LIH 1*1 | 0.93 | 0 |  | 199000 | 2094.28 |  |  |  |  | 2023 |  | DK Hardware | https://www.dkhardware.com/reliance-4513362-water-heater-0-gal-199-000-btu-propane-tankless-product-5570311.html | Yes
Water Heater | Gas Instantaneous | Pavilion | UT199DV (GQ-C3260WX-FF PB US) | 0.97 | 0 |  | 199000 | 1345.71 |  |  |  |  | 2023 |  | eBirdsall | https://ebirdsall.com/default/peerless-pavilion-ut199dv-ng-gq-c3260wx-ff-pb-us-residential-condensing-gas-water-heater-natural-gas.html | Yes
Water Heater | Gas Instantaneous | BRADFORD WHITE | RTG-K-199N1 | 0.96 | 0 |  | 199000 | 1536.8 |  |  |  |  | 2023 |  | Faucet Depot | https://www.faucetdepot.com/prod/Bradford-White-RTG-K-199N1-Infiniti-K-Series-Tankless-Gas-Water-Heater-Indoor-Model-192471.asp | Yes
Water Heater | Gas Storage | [8 empty] | 501.92 |  |  | 2020 |  | Federal TSD |  | No
Water Heater | Gas Storage | [8 empty] | 589.7754 |  |  | 2020 |  | Federal TSD |  | No
Water Heater | Gas Storage | [11 empty] | 2020 |  | Federal TSD |  | No
Water Heater | Gas Storage | [11 empty] | 2020 |  | Federal TSD |  | No
Water Heater | Gas Storage | [11 empty] | 2020 |  | Federal TSD |  | No
Water Heater | Gas Storage | [11 empty] | 2020 |  | Federal TSD |  | No
Water Heater | Electric Storage | [8 empty] | 309.875 |  |  | 2020 |  | Federal TSD |  | No
Water Heater | Electric Storage | [8 empty] | 364.1151 |  |  | 2020 |  | Federal TSD |  | No
Water Heater | Heat Pump with Tank | [11 empty] | 2020 |  | Federal TSD |  | No
Water Heater | Heat Pump with Tank | [8 empty] | 441 |  |  | 2020 |  | Federal TSD |  | No
Water Heater | Heat Pump with Tank | [8 empty] | 518.192 |  |  | 2020 |  | Federal TSD |  | No
Water Heater | Heat Pump with Tank | [11 empty] | 2020 |  | Federal TSD |  | No
Water Heater | Heat Pump with Tank | [11 empty] | 2020 |  | Federal TSD |  | No
Water Heater | Gas Instantaneous | [8 empty] | 614.9245 |  |  | 2020 |  | Federal TSD |  | No
Water Heater | Gas Instantaneous | [8 empty] | 722.56 |  |  | 2020 |  | Federal TSD |  | No
Water Heater | Gas Instantaneous | [11 empty] | 2020 |  | Federal TSD |  | No
Water Heater | Gas Instantaneous | [11 empty] | 2020 |  | Federal TSD |  | No
Water Heater | Gas Instantaneous | NAVIEN | NPN-199U-LP | 0.81 | 0 |  | 199900 | 1505.68 |  |  |  |  | 2023 |  | Ferguson | https://www.ferguson.com/product/navien-npn-u-series-1999-mbh-indooroutdoor-non-condensing-propane-tankless-water-heater-nnpn199ulp/_/R-8005047 | Yes
Water Heater | Gas Instantaneous | NORITZ | EZ111DV (GQ-C3260WX-FF US) | 0.95 | 0 |  | 199900 | 2596.38 |  |  |  |  | 2023 |  | Ferguson | https://www.ferguson.com/product/noritz-america-ez111-1999-mbh-indoor-outdoor-condensing-natural-gas-tankless-water-heater-nez111dvng2/_/R-8928943 | Yes
Water Heater | Heat Pump with Tank | RHEEM | PROPH50 T2 RH375-SO | 3.88 | 50 | 4.5 |  | 3066 |  |  |  |  | 2023 |  | Ferguson | https://www.ferguson.com/product/rheem-professional-prestigeproterra-50-gal-tall-45kw-residential-hybrid-electric-heat-pump-water-heater-with-leakguard-rproph50t2rh375so/_/R-9117348?fromplp=true | Yes
Water Heater | Gas Instantaneous | NAVIEN | NPE-240S2 | 0.96 | 0 |  | 199900 | 1638.78 |  |  |  |  | 2023 |  | Furnace Outlet | https://thefurnaceoutlet.com/products/navien-npe-240s2-199-000-btu-condensing-high-efficiency-gas-tankless-water-heater | Yes
Water Heater | Electric Instantaneous | A. O. SMITH | R2VA-140E 1** | 0.84 | 0 | 14 |  | 359 |  |  |  |  | 2023 |  | Lowes | https://www.lowes.com/pd/A-O-Smith-Signature-240-Volt-14-kW-1-6-GPM-Tankless-Electric-Water-Heater/1000601605 | Yes
Water Heater | Gas Storage |  |  |  | 40 |  | 40000 | 839 | 5.4 | 936 |  | 79 | 2023 | NYC 10162 Urban Low | Homewyse | https://www.homewyse.com/services/cost_to_install_tank_heater.html | No
Water Heater | Gas Storage |  |  |  | 40 |  | 40000 | 943 | 5.4 | 1131 |  | 244 | 2023 | NYC 10162 Urban High | Homewyse | https://www.homewyse.com/services/cost_to_install_tank_heater.html | No
Water Heater | Gas Storage |  |  |  | 40 |  | 40000 | 783 | 5.4 | 657 |  | 61 | 2023 | NYC 13045 Rural Low | Homewyse | https://www.homewyse.com/services/cost_to_install_tank_heater.html | No
Water Heater | Gas Storage |  |  |  | 40 |  | 40000 | 880 | 5.4 | 780 |  | 176 | 2023 | NYC 13045 Rural High | Homewyse | https://www.homewyse.com/services/cost_to_install_tank_heater.html | No
Water Heater | Gas Storage |  |  |  | 40 |  | 40000 | 806 | 5.4 | 768 |  | 69 | 2023 | Chicago 60654 Urban Low | Homewyse | https://www.homewyse.com/services/cost_to_install_tank_heater.html | No
Water Heater | Gas Storage |  |  |  | 40 |  | 40000 | 906 | 5.4 | 927 |  | 205 | 2023 | Chicago 60654 Urban High | Homewyse | https://www.homewyse.com/services/cost_to_install_tank_heater.html | No
Water Heater | Gas Storage |  |  |  | 40 |  | 40000 | 788 | 5.4 | 674 |  | 64 | 2023 | IL 62824Rural Low | Homewyse | https://www.homewyse.com/services/cost_to_install_tank_heater.html | No
Water Heater | Gas Storage |  |  |  | 40 |  | 40000 | 886 | 5.4 | 813 |  | 182 | 2023 | IL 62684 Rural High | Homewyse | https://www.homewyse.com/services/cost_to_install_tank_heater.html | No
Water Heater | Gas Storage |  |  |  | 40 |  | 40000 | 773 | 5.4 | 599 |  | 59 | 2023 | Houston 77081 Urban Low | Homewyse | https://www.homewyse.com/services/cost_to_install_tank_heater.html | No
Water Heater | Gas Storage |  |  |  | 40 |  | 40000 | 870 | 5.4 | 722 |  | 165 | 2023 | Houston 77081 Urban High | Homewyse | https://www.homewyse.com/services/cost_to_install_tank_heater.html | No
Water Heater | Gas Storage |  |  |  | 40 |  | 40000 | 773 | 5.4 | 597 |  | 59 | 2023 | TX 75803 Rural Low | Homewyse | https://www.homewyse.com/services/cost_to_install_tank_heater.html | No
Water Heater | Gas Storage |  |  |  | 40 |  | 40000 | 869 | 5.4 | 720 |  | 165 | 2023 | TX 75803 Rural High | Homewyse | https://www.homewyse.com/services/cost_to_install_tank_heater.html | No
Water Heater | Gas Storage |  |  |  | 40 |  | 40000 | 775 | 5.4 | 609 |  | 60 | 2023 | Atlanta 30332 Urban Low | Homewyse | https://www.homewyse.com/services/cost_to_install_tank_heater.html | No
Water Heater | Gas Storage |  |  |  | 40 |  | 40000 | 872 | 5.4 | 734 |  | 168 | 2023 | Atlanta 30332 Urban High | Homewyse | https://www.homewyse.com/services/cost_to_install_tank_heater.html | No
Water Heater | Gas Storage |  |  |  | 40 |  | 40000 | 766 | 5.4 | 561 |  | 58 | 2023 | GA 31021 Rural Low | Homewyse | https://www.homewyse.com/services/cost_to_install_tank_heater.html | No
Water Heater | Gas Storage |  |  |  | 40 |  | 40000 | 861 | 5.4 | 677 |  | 156 | 2023 | GA 31021 Rural High | Homewyse | https://www.homewyse.com/services/cost_to_install_tank_heater.html | No
Water Heater | Gas Storage |  |  |  | 40 |  | 40000 | 801 | 5.4 | 740 |  | 66 | 2023 | Los Angeles 90057 Urban Low | Homewyse | https://www.homewyse.com/services/cost_to_install_tank_heater.html | No
Water Heater | Gas Storage |  |  |  | 40 |  | 40000 | 900 | 5.4 | 893 |  | 198 | 2023 | Los Angeles 90057 Urban High | Homewyse | https://www.homewyse.com/services/cost_to_install_tank_heater.html | No
Water Heater | Gas Storage |  |  |  | 40 |  | 40000 | 794 | 5.4 | 707 |  | 65 | 2023 | CA 95482 Rural Low | Homewyse | https://www.homewyse.com/services/cost_to_install_tank_heater.html | No
Water Heater | Gas Storage |  |  |  | 40 |  | 40000 | 893 | 5.4 | 854 |  | 191 | 2023 | CA 95482 Rural High | Homewyse | https://www.homewyse.com/services/cost_to_install_tank_heater.html | No
Water Heater | Gas Instantaneous |  |  | 0.92 |  |  |  | 1670 | 12.7 | 2197 |  | 77 | 2023 | NYC 10162 Urban Low | Homewyse | https://www.homewyse.com/services/cost_to_install_tankless_gas_water_heater.html | No
Water Heater | Gas Instantaneous |  |  | 0.92 |  |  |  | 1878 | 12.7 | 2672 |  | 244 | 2023 | NYC 10162 Urban High | Homewyse | https://www.homewyse.com/services/cost_to_install_tankless_gas_water_heater.html | No
Water Heater | Gas Instantaneous |  |  | 0.92 |  |  |  | 1558 | 12.7 | 1511 |  | 61 | 2023 | NYC 13045 Rural Low | Homewyse | https://www.homewyse.com/services/cost_to_install_tankless_gas_water_heater.html | No
Water Heater | Gas Instantaneous |  |  | 0.92 |  |  |  | 1752 | 12.7 | 1841 |  | 176 | 2023 | NYC 13045 Rural High | Homewyse | https://www.homewyse.com/services/cost_to_install_tankless_gas_water_heater.html | No
Water Heater | Gas Instantaneous |  |  | 0.92 |  |  |  | 1605 | 12.7 | 1800 |  | 59 | 2023 | Chicago 60654 Urban Low | Homewyse | https://www.homewyse.com/services/cost_to_install_tankless_gas_water_heater.html | No
Water Heater | Gas Instantaneous |  |  | 0.92 |  |  |  | 1805 | 12.7 | 2189 |  | 205 | 2023 | Chicago 60654 Urban High | Homewyse | https://www.homewyse.com/services/cost_to_install_tankless_gas_water_heater.html | No
Water Heater | Gas Instantaneous |  |  | 0.92 |  |  |  | 1569 | 12.7 | 1576 |  | 64 | 2023 | IL 62824Rural Low | Homewyse | https://www.homewyse.com/services/cost_to_install_tankless_gas_water_heater.html | No
Water Heater | Gas Instantaneous |  |  | 0.92 |  |  |  | 1764 | 12.7 | 1918 |  | 183 | 2023 | IL 62684 Rural High | Homewyse | https://www.homewyse.com/services/cost_to_install_tankless_gas_water_heater.html | No
Water Heater | Gas Instantaneous |  |  | 0.92 |  |  |  | 1540 | 12.7 | 1399 |  | 59 | 2023 | Houston 77081 Urban Low | Homewyse | https://www.homewyse.com/services/cost_to_install_tankless_gas_water_heater.html | No
Water Heater | Gas Instantaneous |  |  | 0.92 |  |  |  | 1731 | 12.7 | 1704 |  | 165 | 2023 | Houston 77081 Urban High | Homewyse | https://www.homewyse.com/services/cost_to_install_tankless_gas_water_heater.html | No
Water Heater | Gas Instantaneous |  |  | 0.92 |  |  |  | 1540 | 12.7 | 1396 |  | 59 | 2023 | TX 75803 Rural Low | Homewyse | https://www.homewyse.com/services/cost_to_install_tankless_gas_water_heater.html | No
Water Heater | Gas Instantaneous |  |  | 0.92 |  |  |  | 1731 | 12.7 | 1699 |  | 165 | 2023 | TX 75803 Rural High | Homewyse | https://www.homewyse.com/services/cost_to_install_tankless_gas_water_heater.html | No
Water Heater | Gas Instantaneous |  |  | 0.92 |  |  |  | 1544 | 12.7 | 1423 |  | 60 | 2023 | Atlanta 30332 Urban Low | Homewyse | https://www.homewyse.com/services/cost_to_install_tankless_gas_water_heater.html | No
Water Heater | Gas Instantaneous |  |  | 0.92 |  |  |  | 1736 | 12.7 | 1732 |  | 168 | 2023 | Atlanta 30332 Urban High | Homewyse | https://www.homewyse.com/services/cost_to_install_tankless_gas_water_heater.html | No
Water Heater | Gas Instantaneous |  |  | 0.92 |  |  |  | 1526 | 12.7 | 1309 |  | 68 | 2023 | GA 31021 Rural Low | Homewyse | https://www.homewyse.com/services/cost_to_install_tankless_gas_water_heater.html | No
Water Heater | Gas Instantaneous |  |  | 0.92 |  |  |  | 1715 | 12.7 | 1595 |  | 156 | 2023 | GA 31021 Rural High | Homewyse | https://www.homewyse.com/services/cost_to_install_tankless_gas_water_heater.html | No
Water Heater | Gas Instantaneous |  |  | 0.92 |  |  |  | 1594 | 12.7 | 1732 |  | 66 | 2023 | Los Angeles 90057 Urban Low | Homewyse | https://www.homewyse.com/services/cost_to_install_tankless_gas_water_heater.html | No
Water Heater | Gas Instantaneous |  |  | 0.92 |  |  |  | 1793 | 12.7 | 2108 |  | 198 | 2023 | Los Angeles 90057 Urban High | Homewyse | https://www.homewyse.com/services/cost_to_install_tankless_gas_water_heater.html | No
Water Heater | Gas Instantaneous |  |  | 0.92 |  |  |  | 1582 | 12.7 | 1655 |  | 65 | 2023 | CA 95482 Rural Low | Homewyse | https://www.homewyse.com/services/cost_to_install_tankless_gas_water_heater.html | No
Water Heater | Gas Instantaneous |  |  | 0.92 |  |  |  | 1778 | 12.7 | 2014 |  | 191 | 2023 | CA 95482 Rural High | Homewyse | https://www.homewyse.com/services/cost_to_install_tankless_gas_water_heater.html | No
Water Heater | Electric Instantaneous |  |  | 0.92 |  |  |  | 904 | 5.4 | 962 |  | 77 | 2023 | NYC 10162 Urban Low | Homewyse | https://www.homewyse.com/services/cost_to_install_tankless_electric_water_heater.html | No
Water Heater | Electric Instantaneous |  |  | 0.92 |  |  |  | 1016 | 5.4 | 1176 |  | 244 | 2023 | NYC 10162 Urban High | Homewyse | https://www.homewyse.com/services/cost_to_install_tankless_electric_water_heater.html | No
Water Heater | Electric Instantaneous |  |  | 0.92 |  |  |  | 843 | 5.4 | 671 |  | 61 | 2023 | NYC 13045 Rural Low | Homewyse | https://www.homewyse.com/services/cost_to_install_tankless_electric_water_heater.html | No
Water Heater | Electric Instantaneous |  |  | 0.92 |  |  |  | 948 | 5.4 | 822 |  | 176 | 2023 | NYC 13045 Rural High | Homewyse | https://www.homewyse.com/services/cost_to_install_tankless_electric_water_heater.html | No
Water Heater | Electric Instantaneous |  |  | 0.92 |  |  |  | 869 | 5.4 | 793 |  | 69 | 2023 | Chicago 60654 Urban Low | Homewyse | https://www.homewyse.com/services/cost_to_install_tankless_electric_water_heater.html | No
Water Heater | Electric Instantaneous |  |  | 0.92 |  |  |  | 977 | 5.4 | 970 |  | 205 | 2023 | Chicago 60654 Urban High | Homewyse | https://www.homewyse.com/services/cost_to_install_tankless_electric_water_heater.html | No
Water Heater | Electric Instantaneous |  |  | 0.92 |  |  |  | 849 | 5.4 | 698 |  | 64 | 2023 | IL 62824Rural Low | Homewyse | https://www.homewyse.com/services/cost_to_install_tankless_electric_water_heater.html | No
Water Heater | Electric Instantaneous |  |  | 0.92 |  |  |  | 955 | 5.4 | 855 |  | 183 | 2023 | IL 62684 Rural High | Homewyse | https://www.homewyse.com/services/cost_to_install_tankless_electric_water_heater.html | No
Water Heater | Electric Instantaneous |  |  | 0.92 |  |  |  | 833 | 5.4 | 623 |  | 69 | 2023 | Houston 77081 Urban Low | Homewyse | https://www.homewyse.com/services/cost_to_install_tankless_electric_water_heater.html | No
Water Heater | Electric Instantaneous |  |  | 0.92 |  |  |  | 937 | 5.4 | 764 |  | 165 | 2023 | Houston 77081 Urban High | Homewyse | https://www.homewyse.com/services/cost_to_install_tankless_electric_water_heater.html | No
Water Heater | Electric Instantaneous |  |  | 0.92 |  |  |  | 833 | 5.4 | 621 |  | 59 | 2023 | TX 75803 Rural Low | Homewyse | https://www.homewyse.com/services/cost_to_install_tankless_electric_water_heater.html | No
Water Heater | Electric Instantaneous |  |  | 0.92 |  |  |  | 937 | 5.4 | 762 |  | 165 | 2023 | TX 75803 Rural High | Homewyse | https://www.homewyse.com/services/cost_to_install_tankless_electric_water_heater.html | No
Water Heater | Electric Instantaneous |  |  | 0.92 |  |  |  | 836 | 5.4 | 633 |  | 60 | 2023 | Atlanta 30332 Urban Low | Homewyse | https://www.homewyse.com/services/cost_to_install_tankless_electric_water_heater.html | No
Water Heater | Electric Instantaneous |  |  | 0.92 |  |  |  | 939 | 5.4 | 776 |  | 168 | 2023 | Atlanta 30332 Urban High | Homewyse | https://www.homewyse.com/services/cost_to_install_tankless_electric_water_heater.html | No
Water Heater | Electric Instantaneous |  |  | 0.92 |  |  |  | 826 | 5.4 | 584 |  | 56 | 2023 | GA 31021 Rural Low | Homewyse | https://www.homewyse.com/services/cost_to_install_tankless_electric_water_heater.html | No
Water Heater | Electric Instantaneous |  |  | 0.92 |  |  |  | 928 | 5.4 | 717 |  | 156 | 2023 | GA 31021 Rural High | Homewyse | https://www.homewyse.com/services/cost_to_install_tankless_electric_water_heater.html | No
Water Heater | Electric Instantaneous |  |  | 0.92 |  |  |  | 863 | 5.4 | 764 |  | 66 | 2023 | Los Angeles 90057 Urban Low | Homewyse | https://www.homewyse.com/services/cost_to_install_tankless_electric_water_heater.html | No
Water Heater | Electric Instantaneous |  |  | 0.92 |  |  |  | 970 | 5.4 | 936 |  | 198 | 2023 | Los Angeles 90057 Urban High | Homewyse | https://www.homewyse.com/services/cost_to_install_tankless_electric_water_heater.html | No
Water Heater | Electric Instantaneous |  |  | 0.92 |  |  |  | 856 | 5.4 | 732 |  | 65 | 2023 | CA 95482 Rural Low | Homewyse | https://www.homewyse.com/services/cost_to_install_tankless_electric_water_heater.html | No
Water Heater | Electric Instantaneous |  |  | 0.92 |  |  |  | 962 | 5.4 | 906 |  | 191 | 2023 | CA 95482 Rural High | Homewyse | https://www.homewyse.com/services/cost_to_install_tankless_electric_water_heater.html | No
Water Heater | Heat Pump with Tank |  |  | 3.5 | 50 |  |  | 1428 |  |  | 1428 |  |  |  | LBNL |  | No
Water Heater | Heat Pump with Tank |  |  | 2.4 | 80 |  |  | 2200 |  | 1260 | 3460 |  |  |  | LBNL |  | No
Water Heater | Heat Pump with Tank |  |  | 2 | 50 | [5 empty] | 4380 |  |  |  | LBNL |  | No
Water Heater | Heat Pump with Tank |  |  | 3.55 | 50 | [5 empty] | 4600 |  |  |  | LBNL |  | No
Water Heater | Heat Pump with Tank |  |  | 3.7 | 80 | [5 empty] | 6729 |  |  |  | LBNL |  | No
Water Heater | Heat Pump with Tank |  |  | 3.7 | 80 | [5 empty] | 5600 |  |  |  | LBNL |  | No
Water Heater | Heat Pump with Tank |  |  | 3.7 | 80 | [5 empty] | 5900 |  |  |  | LBNL |  | No
Water Heater | Heat Pump with Tank |  |  | 2 | 50 | [5 empty] | 2000 |  |  |  | LBNL |  | No
Water Heater | Heat Pump with Tank |  |  | 2.35 | 50 | [5 empty] | 1350 |  |  |  | LBNL |  | No
Water Heater | Heat Pump with Tank |  |  | 2.35 | 50 | [5 empty] | 1360 |  |  |  | LBNL |  | No
Water Heater | Heat Pump with Tank |  |  | 2.33 | 60 | [5 empty] | 1855 |  |  |  | LBNL |  | No
Water Heater | Heat Pump with Tank |  |  | 2.33 | 80 | [5 empty] | 2703 |  |  |  | LBNL |  | No
Water Heater | Heat Pump with Tank |  |  | 2.33 | 60 | [5 empty] | 1975 |  |  |  | LBNL |  | No
Water Heater | Heat Pump with Tank |  |  | 2.33 | 80 | [5 empty] | 2882 |  |  |  | LBNL |  | No
Water Heater | Heat Pump with Tank |  |  | 2.33 | 80 | [5 empty] | 2718 |  |  |  | LBNL |  | No
Water Heater | Heat Pump with Tank |  |  | 2.33 | 80 | [5 empty] | 2711 |  |  |  | LBNL |  | No
Water Heater | Heat Pump with Tank |  |  | 2.33 | 60 | [5 empty] | 2155 |  |  |  | LBNL |  | No
Water Heater | Heat Pump with Tank |  |  | 2.33 | 60 | [5 empty] | 1962 |  |  |  | LBNL |  | No
Water Heater | Heat Pump with Tank |  |  | 3.5 | 80 | [5 empty] | 1450 |  |  |  | LBNL |  | No
Water Heater | Heat Pump with Tank |  |  | 3.25 | 50 | [5 empty] | 1500 |  |  |  | LBNL |  | No
Water Heater | Heat Pump with Tank |  |  | 2.2 | 50 | [5 empty] | 1750 |  |  |  | LBNL |  | No
Water Heater | Heat Pump with Tank |  |  | 3.25 | 50 | [5 empty] | 2000 |  |  |  | LBNL |  | No
Water Heater | Heat Pump with Tank |  |  | 3.25 | 50 | [5 empty] | 2700 |  |  |  | LBNL |  | No
Water Heater | Heat Pump with Tank |  |  | 3.5 | 50 | [5 empty] | 2300 |  |  |  | LBNL |  | No
Water Heater | Heat Pump with Tank |  |  | 3.25 | 50 | [5 empty] | 1500 |  |  |  | LBNL |  | No
Water Heater | Heat Pump with Tank |  |  | 3.25 | 50 | [5 empty] | 2200 |  |  |  | LBNL |  | No
Water Heater | Heat Pump with Tank |  |  | 3.45 | 80 | [5 empty] | 1426 |  |  |  | LBNL |  | No
Water Heater | Heat Pump with Tank |  |  | 3.25 | 50 | [5 empty] | 2000 |  |  |  | LBNL |  | No
Water Heater | Heat Pump with Tank |  |  | 2.2 | 80 | [5 empty] | 5363 |  |  |  | LBNL |  | No
Water Heater | Heat Pump with Tank |  |  | 3.61 | 50 | [5 empty] | 2640 |  |  |  | LBNL |  | No
Water Heater | Heat Pump with Tank |  |  | 3.03 | 66 | [5 empty] | 2800 |  |  |  | LBNL |  | No
Water Heater | Heat Pump with Tank |  |  | 3.5696 | 80 | [5 empty] | 2000 |  |  |  | LBNL |  | No
Water Heater | Heat Pump with Tank |  |  | 3.6907 | 50 | [5 empty] | 2495 |  |  |  | LBNL |  | No
Water Heater | Heat Pump with Tank |  |  | 3.8722 | 80 | [5 empty] | 4450 |  |  |  | LBNL |  | No
Water Heater | Heat Pump with Tank |  |  | 3.8 | 80 | [5 empty] | 4500 |  |  |  | LBNL |  | No
Water Heater | Heat Pump with Tank |  |  | 3.55 | 50 | [5 empty] | 1600 |  |  |  | LBNL |  | No
Water Heater | Heat Pump with Tank |  |  | 3.5333 | 50 | [5 empty] | 2000 |  |  |  | LBNL |  | No
Water Heater | Heat Pump with Tank |  |  | 3.25 | 50 | [5 empty] | 3657.43 |  |  |  | LBNL |  | No
Water Heater | Heat Pump with Tank |  |  | 3.25 | 50 | [5 empty] | 2400 |  |  |  | LBNL |  | No
Water Heater | Heat Pump with Tank |  |  | 2.6984 | 80 | [5 empty] | 3000 |  |  |  | LBNL |  | No
Water Heater | Heat Pump with Tank |  |  | 3.6907 | 50 | [5 empty] | 2186.22 |  |  |  | LBNL |  | No
Water Heater | Heat Pump with Tank |  |  | 3.6907 | 50 | [5 empty] | 2000 |  |  |  | LBNL |  | No
Water Heater | Heat Pump with Tank |  |  | 2.6621 | 80 | [5 empty] | 4250 |  |  |  | LBNL |  | No
Water Heater | Heat Pump with Tank |  |  | 3.39 | 50 | [5 empty] | 3350 |  |  |  | LBNL |  | No
Water Heater | Heat Pump with Tank |  |  | 3.497 | 50 | [5 empty] | 3650 |  |  |  | LBNL |  | No
Water Heater | Heat Pump with Tank |  |  | 3.45 | 50 | [5 empty] | 3650 |  |  |  | LBNL |  | No
Water Heater | Heat Pump with Tank |  |  | 3.5696 | 66 | [5 empty] | 3550 |  |  |  | LBNL |  | No
Water Heater | Heat Pump with Tank |  |  | 3.6059 | 80 | [5 empty] | 4150 |  |  |  | LBNL |  | No
Water Heater | Heat Pump with Tank |  |  | 3.45 | 50 | [5 empty] | 2400 |  |  |  | LBNL |  | No
Water Heater | Electric Storage |  |  | 0.92 | 40 | [5 empty] | 395 |  |  |  | LBNL |  | No
Water Heater | Electric Storage |  |  | 0.92 | 50 | [5 empty] | 350 |  |  |  | LBNL |  | No
Water Heater | Electric Storage |  |  | 0.92 | 40 | [5 empty] | 350 |  |  |  | LBNL |  | No
Water Heater | Electric Storage |  |  | 0.9 | 50 | [5 empty] | 600 |  |  |  | LBNL |  | No
Water Heater | Electric Storage |  |  | 0.92 | 40 | [5 empty] | 580 |  |  |  | LBNL |  | No
Water Heater | Electric Storage |  |  | 0.92 | 50 | [5 empty] | 560 |  |  |  | LBNL |  | No
Water Heater | Electric Storage |  |  | 0.92 | 40 | [5 empty] | 600 |  |  |  | LBNL |  | No
Water Heater | Electric Storage |  |  | 0.92 | 40 | [5 empty] | 600 |  |  |  | LBNL |  | No
Water Heater | Electric Storage |  |  | 0.92 | 40 | [5 empty] | 600 |  |  |  | LBNL |  | No
Water Heater | Electric Storage |  |  | 0.92 | 40 | [5 empty] | 600 |  |  |  | LBNL |  | No
Water Heater | Electric Storage |  |  | 0.92 | 40 | [5 empty] | 600 |  |  |  | LBNL |  | No
Water Heater | Electric Storage |  |  | 0.92 | 40 | [5 empty] | 600 |  |  |  | LBNL |  | No
Water Heater | Electric Storage |  |  | 0.92 | 50 | [5 empty] | 600 |  |  |  | LBNL |  | No
Water Heater | Electric Storage |  |  | 0.92 | 40 | [5 empty] | 560 |  |  |  | LBNL |  | No
Water Heater | Electric Storage |  |  | 0.92 | 40 | [5 empty] | 450 |  |  |  | LBNL |  | No
Water Heater | Electric Storage |  |  | 0.92 | 40 | [5 empty] | 774 |  |  |  | LBNL |  | No
Water Heater | Electric Storage |  |  | 0.92 | 80 | [5 empty] | 4150 |  |  |  | LBNL |  | No
Water Heater | Electric Storage |  |  | 0.92 | 40 | [5 empty] | 600 |  |  |  | LBNL |  | No
Water Heater | Electric Storage |  |  | 0.92 | 40 | [5 empty] | 1500 |  |  |  | LBNL |  | No
Water Heater | Gas Storage |  |  | 0.67 | 60 | [5 empty] | 1300.69 |  |  |  | LBNL |  | No
Water Heater | Gas Storage | with power vent |  | 0.65 | 50 | [5 empty] | 1689.62 |  |  |  | LBNL |  | No
Water Heater | Gas Storage | with power vent |  | 0.67 | 40 | [5 empty] | 2225 |  |  |  | LBNL |  | No
Water Heater | Gas Storage | with power vent |  | 0.72 | 40 | [5 empty] | 958 |  |  |  | LBNL |  | No
Water Heater | Gas Storage | with power vent |  | 0.67 | 40 | [5 empty] | 1200 |  |  |  | LBNL |  | No
Water Heater | Gas Storage | with power vent |  | 0.67 | 40 | [5 empty] | 1888 |  |  |  | LBNL |  | No
Water Heater | Gas Storage | with power vent |  | 0.67 | 40 | [5 empty] | 774 |  |  |  | LBNL |  | No
Water Heater | Gas Storage | with power vent |  | 0.68759 | 40 | [5 empty] | 2025 |  |  |  | LBNL |  | No
Water Heater | Gas Storage | with power vent |  | 0.67 | 40 | [5 empty] | 859 |  |  |  | LBNL |  | No
Water Heater | Gas Storage | with power vent |  | 0.67 | 40 | [5 empty] | 2225 |  |  |  | LBNL |  | No
Water Heater | Gas Storage | with power vent |  | 0.67 | 40 | [5 empty] | 2090 |  |  |  | LBNL |  | No
Water Heater | Gas Storage | with power vent |  | 0.65132 | 40 | [5 empty] | 2210 |  |  |  | LBNL |  | No
Water Heater | Gas Storage | with power vent |  | 0.67 | 40 | [5 empty] | 2175 |  |  |  | LBNL |  | No
Water Heater | Gas Storage | with power vent |  | 0.68759 | 40 | [5 empty] | 2665 |  |  |  | LBNL |  | No
Water Heater | Gas Storage | with power vent |  | 0.67 | 40 | [5 empty] | 856 |  |  |  | LBNL |  | No
Water Heater | Gas Storage | with power vent |  | 0.68759 | 40 | [5 empty] | 1950 |  |  |  | LBNL |  | No
Water Heater | Gas Storage | with power vent |  | 0.68759 | 40 | [5 empty] | 2000 |  |  |  | LBNL |  | No
Water Heater | Gas Instantaneous | NAVIEN | NPN-199U-NG | 0.81 | 0 |  | 199900 | 1711 |  |  |  |  | 2023 |  | Lee Supply | https://www.gotolee.com/buy/product/npn-199u-ng/494287 | Yes
Water Heater | Electric Storage | Rheem | XE20S06ST38U0 | 0 | 20 |  |  | 489 | [6 empty] | Home Depot | https://www.homedepot.com/p/Rheem-Performance-20-Gal-Short-6-Year-3800-3800-Watt-Elements-Electric-Tank-Water-Heater-XE20S06ST38U0/204316658 | No
Water Heater | Gas Storage | Richmond | 6GDV40PF3 | 0.56 | 40 |  |  | 1199 | [6 empty] | Home Depot | https://www.homedepot.com/p/Richmond-40-Gal-Tall-6-Year-30-000-BTU-Liquid-Propane-Direct-Vent-Tank-Water-Heater-6GDV40PF3/205931475 | Yes
Water Heater | Tabletop Storage | A. O. SMITH | E6-38TT45DV 1** | 0.9 | 38 | 4.5 |  | 789 |  |  |  |  | 2023 |  | Lowes | https://www.lowes.com/pd/A-O-Smith-Signature-38-Gallon-Tabletop-6-year-Limited-4500-Watt-Double-Element-Electric-Water-Heater/1000216785 | No
Water Heater | Electric Storage | Richmond | S80U-1 | 0 | 80 |  |  | 1252.9 | [6 empty] | Home Depot | https://www.homedepot.com/p/Richmond-80-Gal-Solar-6-Year-4500-Watt-Universal-Connect-with-Element-Electric-Water-Heater-S80U-1/202959691 | No
Water Heater | Electric Storage | Richmond | S120U-1 | 0 | 120 |  |  | 1165 | [6 empty] | Home Depot | https://www.homedepot.com/p/Richmond-120-gal-Tall-6-Year-Solar-Electric-Water-Heater-with-Universal-Connect-S120U-1/202959710 | No
Water Heater | Gas Storage | Rheem | XP98T06ST76U0 | 0.57 | 98 |  |  | 2299 | [6 empty] | Home Depot | https://www.homedepot.com/p/Rheem-Performance-98-Gal-Tall-6-Year-75-100-BTU-Liquid-Propane-Tank-Water-Heater-XP98T06ST76U0/205810051 | Yes
Water Heater | Gas Storage | Rheem | XG30T06MD30U1 | 0.57 | 30 |  |  | 899 | [6 empty] | Home Depot | https://www.homedepot.com/p/Rheem-Performance-Manufactured-Housing-30-Gal-Tall-6-Year-30-000-BTU-Convertible-Natural-Gas-LP-Direct-Vent-Tank-Water-Heater-XG30T06MD30U1/205810179 | Yes
Water Heater | Heat Pump with Tank | A. O. SMITH | HP1080H45DV 1** | 3.45 | 80 | 4.5 |  | 2689 |  |  |  |  | 2023 |  | Lowes | https://www.lowes.com/pd/A-O-Smith-Signature-Premier-80-Gallon-Tall-10-year-Limited-4500-Watt-Double-Element-Electric-Water-Heater-with-Hybrid-Heat-Pump/1000213657 | Yes
Water Heater | Gas Instantaneous | A. O. SMITH | ATI-540H 1** | 0.93 | 0 |  | 199000 | 1029 |  |  |  |  | 2023 |  | Lowes | https://www.lowes.com/pl/A-o-smith--Tankless-gas-water-heaters-Water-heaters-Plumbing/4294859098?refinement=3240995607 | Yes
Water Heater | Electric Instantaneous | A. O. SMITH | R2VR-180E | 0.84 | 0 | 18 |  | 479 |  |  |  |  | 2023 |  | Lowes | https://www.lowes.com/pd/A-O-Smith-Signature-240-Volt-18-kW-1-6-GPM-Tankless-Electric-Water-Heater/1000601613 | Yes
Water Heater | Gas Storage | Rheem | XG98T06ST76U0 | 0.57 | 98 |  |  | 2299 | [6 empty] | Home Depot | https://www.homedepot.com/p/Rheem-Performance-98-Gal-Tall-6-Year-76-000-BTU-Natural-Gas-Tank-Water-Heater-XG98T06ST76U0/205811175 | Yes
Water Heater | Gas Storage | Rheem | XG98T06EN76U1 | 0.57 | 98 |  |  | 3159 | [6 empty] | Home Depot | https://www.homedepot.com/p/Rheem-Performance-98-gal-Tall-6-Year-75-100-BTU-Ultra-Low-NOx-Natural-Gas-Water-Heater-XG98T06EN76U1/300676391 | Yes
Water Heater | Electric Instantaneous | GE | GE24DNHPDG01 | 0.91 | 0 | 24 |  | 519 |  |  |  |  | 2023 |  | GE Appliances | https://www.geappliances.com/appliance/GE-Tankless-Electric-Water-Heater-GE24DNHPDG | Yes
Water Heater | Heat Pump with Tank | A. O. SMITH | HPS10-50H45DV 2** | 3.45 | 50 | 4.5 |  | 1799 |  |  |  |  | 2023 |  | Lowes | https://www.lowes.com/pd/A-O-Smith-Signature-Premier-50-Gallon-Tall-10-year-Limited-4500-Watt-Double-Element-Electric-Water-Heater-with-Hybrid-Heat-Pump/1000213655 | Yes
Water Heater | Electric Instantaneous | GE | GE08SNHPDG01 | 0.91 | 0 | 8 |  | 249 |  |  |  |  | 2023 |  | Total Home Supply | https://www.totalhomesupply.com/p/ge-ge08snhpdg-1-7-gpm-tankless-point-of-use-electric-hot-water-heater | Yes
Water Heater | Electric Instantaneous | A. O. SMITH | R4LR-280E | 0.92 | 0 | 28 |  | 629 |  |  |  |  | 2023 |  | Lowes | https://www.lowes.com/pd/A-O-Smith-Signature-240-Volt-28-kW-2-4-GPM-Tankless-Electric-Water-Heater/1000601621 | Yes
Water Heater | Electric Instantaneous | Rheem | RTEH3512 | 0.94 | 0 |  |  | 249.58 |  |  |  |  | 2023 |  | Home Depot | https://www.homedepot.com/p/Rheem-3-5-kW-120-Volt-Non-Thermostatic-Tankless-Electric-Water-Heater-Commercial-RTEH3512/315052838 | No
Water Heater | Electric Instantaneous | Rheem | RETEX-04 | 0.95 | 0 |  |  | 189 |  |  |  |  | 2023 |  | Home Depot | https://www.homedepot.com/p/Rheem-Performance-3-5-kW-0-68-GPM-Point-Of-Use-Tankless-Electric-Water-Heater-RETEX-04/300758931 | No
Water Heater | Electric Instantaneous | Rheem | RTEH35 | 0.95 | 0 |  |  | 245.8 |  |  |  |  | 2023 |  | Home Depot | https://www.homedepot.com/p/Rheem-3-5-kW-240-Volt-Non-Thermostatic-Tankless-Electric-Water-Heater-Commercial-RTEH35/315052849 | No
Water Heater | Electric Instantaneous | Rheem | ECOS 12 | 0.95 | 0 |  |  | 259 |  |  |  |  | 2023 |  | Home Depot | https://www.homedepot.com/p/Element-12-On-Demand-2-9-GPM-Residential-Tankless-Electric-Water-Heater-ECOS-12/325059161 | Yes
Water Heater | Electric Storage | Richmond | S120HE-1 | 0 | 120 |  |  | 1968 | [6 empty] | Home Depot | https://www.homedepot.com/p/Richmond-120-Gal-Tall-6-Year-4500-Watt-SE-Heat-Exchanger-Solar-Side-Connect-Electric-Water-Heater-S120HE-1/202771239 | No
Water Heater | Electric Storage | Stiebel Eltron | SHC 6 | 0 | 6 |  |  | 259 | [6 empty] | Home Depot | https://www.homedepot.com/p/Stiebel-Eltron-SHC-6-Gal-6-Year-Mini-Tank-Electric-Water-Heater-SHC-6/300908869 | No
Water Heater | Electric Storage | A. O. SMITH | E6-30J45DV 1** | 0.9 | 28 | 4.5 |  | 351 |  |  |  |  | 2023 |  | Lowes | https://www.lowes.com/pd/A-O-Smith-Signature-28-Gallon-Lowboy-6-year-Limited-4500-Watt-Double-Element-Electric-Water-Heater/1000219613 | No
Water Heater | Electric Storage | A. O. SMITH | E6-36L45DV**** | 0.92 | 36 | 4.5 |  | 391.4 |  |  |  |  | 2023 |  | Lowes | https://www.lowes.com/pd/A-O-Smith-Signature-36-Gallon-Lowboy-6-year-Limited-4500-Watt-Double-Element-Electric-Water-Heater/1000219609?cm_mmc=%20vd-_-c-_-prd-_-rpe-_-aos-_-con-_-aos_config_product | No
Water Heater | Electric Storage | Rheem | XE40M06ST38U1 | 0.93 | 40 |  |  | 427.06 | [6 empty] | Home Depot | https://www.homedepot.com/p/Rheem-Performance-40-Gal-Medium-6-Year-3800-3800-Watt-Elements-Electric-Tank-Water-Heater-XE40M06ST38U1/205810731 | No
Water Heater | Gas Storage | A. O. SMITH | G6-UDVS4036NV 1** | 0.58 | 40 |  | 38000 | 897.19 |  |  |  |  | 2023 |  | Lowes | https://www.lowes.com/pd/A-O-Smith-Signature-40-Gallon-Short-6-Year-Limited-Natural-Gas-Water-Heater/1000213695 | Yes
Water Heater | Tabletop Storage | A. O. SMITH | ENTT-38 1** | 0.88 | 38 | 9 |  | 1412 |  |  |  |  | 2023 |  | Pace Supply | https://pacesupply.com/Catalog/water-heating/tank-type-water-heaters/residential-tank-water-heaters/electric-residential-tank-water-heaters/aos40ett | No
Water Heater | Gas Instantaneous | LOCHINVAR | LTI-540P-P 1*1 | 0.95 | 0 |  | 199000 | 1895.74 |  |  |  |  | 2023 |  | Plumbers Supply Co | https://www.plumbers-supply-co.com/2777911/product/lochinvar-lti-540p-n | Yes
Water Heater | Gas Instantaneous | LOCHINVAR | LTI-540H-N 1** | 0.93 | 0 |  | 199000 | 1603.06 |  |  |  |  | 2023 |  | Plumbers Supply Co | https://www.plumbers-supply-co.com/2777909/product/lochinvar-lti-540h-n | Yes
Water Heater | Gas Instantaneous | LOCHINVAR | LTI-240H-N 1** | 0.94 | 0 |  | 160000 | 1219.94 |  |  |  |  | 2023 |  | Plumbers Supply Co | https://www.plumbers-supply-co.com/2777906/product/n/lochinvar-lti-240h-n | Yes
Water Heater | Gas Instantaneous | LOCHINVAR | LTI-240H-P 1*1 | 0.94 | 0 |  | 160000 | 1291.06 |  |  |  |  | 2023 |  | Plumbers Supply Co | https://www.plumbers-supply-co.com/2777907/product/lochinvar-lti-240h-p | Yes
Water Heater | Gas Instantaneous | LOCHINVAR | LTI-510U 2** | 0.82 | 0 |  | 190000 | 1455.98 |  |  |  |  | 2023 |  | Plumbers Supply Co | https://www.plumbers-supply-co.com/2777908/product/lochinvar-lti-510u | Yes
Water Heater | Gas Instantaneous | BOSCH | T9800 SE 160 | 0.99 | 0 |  | 160000 | 1699 |  |  |  |  | 2023 |  | Pro Water Heater Supply | https://www.prowaterheatersupply.com/bosch-greentherm-t-9800-se-160-ng-lpg-whole-house-tankless-water-heater.html | Yes
Water Heater | Gas Instantaneous | NAVIEN | NPE-180A2 | 0.95 | 0 |  | 150000 | 1244.28 |  |  |  |  | 2023 |  | Procru | https://www.procuru.com/navien-npe-180a2-tankless-water-heater/ | Yes
Water Heater | Gas Storage |  |  |  | 30 |  |  | 2100 |  | 173 | 2273 | 500 | 2023 |  | RSMeans |  | No
Water Heater | Gas Storage |  |  |  | 30 |  |  | 1900 |  | 138 | 2038 | 500 | 2023 |  | RSMeans |  | No
Water Heater | Gas Storage |  |  |  | 30 |  |  | 2650 |  | 231 | 2881 | 500 | 2023 |  | RSMeans |  | No
Water Heater | Gas Storage |  |  |  | 50 |  |  | 740 |  | 277 | 1017 | 500 | 2023 |  | RSMeans |  | No
Water Heater | Gas Storage |  |  |  | 50 |  |  | 1025 |  | 460 | 1485 | 500 | 2023 |  | RSMeans |  | No
Water Heater | Gas Storage |  |  |  | 75 |  |  | 1325 |  | 231 | 1556 | 500 | 2023 |  | RSMeans |  | No
Water Heater | Electric Boiler |  |  |  |  | 7.5 kW |  | 5150 |  | 770 | 5920 | 500 | 2023 |  | RSMeans |  | No
Water Heater | Electric Boiler |  |  |  |  | 30 kW |  | 5550 |  | 835 | 6385 | 500 | 2023 |  | RSMeans |  | No
Water Heater | Electric Boiler |  |  |  |  | 45 kW |  | 5425 |  | 835 | 6260 | 500 | 2023 |  | RSMeans |  | No
Water Heater | Electric Storage |  |  |  | 10 |  |  | 440 |  | 150 | 590 | 500 | 2023 |  | RSMeans |  | No
Water Heater | Electric Storage |  |  |  | 30 |  |  | 750 |  | 87 | 837 | 500 | 2023 |  | RSMeans |  | No
Water Heater | Electric Storage |  |  |  | 30 |  |  | 835 |  | 157 | 992 | 500 | 2023 |  | RSMeans |  | No
Water Heater | Electric Storage |  |  |  | 30 |  |  | 1050 |  | 145 | 1195 | 500 | 2023 |  | RSMeans |  | No
Water Heater | Electric Storage |  |  |  | 40 |  |  | 865 |  | 173 | 1038 | 500 | 2023 |  | RSMeans |  | No
Water Heater | Electric Storage |  |  |  | 52 |  |  | 1500 |  | 173 | 1673 | 500 | 2023 |  | RSMeans |  | No
Water Heater | Electric Storage |  |  |  | 66 |  |  | 2050 |  | 192 | 2242 | 500 | 2023 |  | RSMeans |  | No
Water Heater | Electric Storage |  |  |  | 80 |  |  | 2100 |  | 217 | 2317 | 500 | 2023 |  | RSMeans |  | No
Water Heater | Electric Storage |  |  |  | 80 |  |  | 2325 |  | 216 | 2541 | 500 | 2023 |  | RSMeans |  | No
Water Heater | Electric Storage |  |  |  | 80 |  |  | 2900 |  | 435 | 3335 | 500 | 2023 |  | RSMeans |  | No
Water Heater | Electric Storage | Rheem | XE40M06ST45U1 | 0.93 | 40 |  |  | 439 | [6 empty] | Home Depot | https://www.homedepot.com/p/Rheem-Performance-40-gal-4500-Watt-Medium-Electric-Water-Heater-with-6-Year-Tank-Warranty-and-240-volt-Connection-XE40M06ST45U1/205810725 | No
Water Heater | Gas Storage | A. O. SMITH | GCN-100* 1** | 0.58 | 98 |  | 75100 | 1374.73 |  |  |  |  | 2023 |  | Lowes | https://www.lowes.com/pd/A-O-Smith-Signature-74-Gallon-Short-6-Year-Limited-Natural-Gas-Water-Heater/1000213587?cm_mmc=%20vd-_-c-_-prd-_-rpe-_-aos-_-con-_-aos_config_product | Yes
Water Heater | Electric Storage | A. O. SMITH | E6-55H45DV 1** | 0.93 | 55 | 4.5 |  | 441.15 |  |  |  |  | 2023 |  | Lowes | https://www.lowes.com/pd/A-O-Smith-Signature-55-Gallon-Tall-6-year-Limited-4500-Watt-Double-Element-Electric-Water-Heater/1000216897 | No
Water Heater | Electric Storage | A. O. SMITH | E6-40R45DV | 0.92 | 40 | 4.5 |  | 469 |  |  |  |  | 2023 |  | Lowes | https://www.lowes.com/pd/A-O-Smith-Signature-40-Gallon-Short-6-year-Limited-4500-Watt-Double-Element-Electric-Water-Heater/1000216809 | No
Water Heater | Electric Storage | Rheem | XE36S06ST45U0 | 0.92 | 33 |  |  | 469 | [6 empty] | Home Depot | https://www.homedepot.com/p/Rheem-Performance-36-gal-Short-6-Year-4500-4500-Watt-Elements-Electric-Water-Heater-XE36S06ST45U0/205810679 | No
Water Heater | Electric Storage | Rheem | XE28S06ST45U0 | 0.92 | 28 |  |  | 469 | [6 empty] | Home Depot | https://www.homedepot.com/p/Rheem-Performance-28-gal-Short-6-Year-4500-4500-Watt-Elements-Electric-Water-Heater-XE28S06ST45U0/205810625 | No
Water Heater | Electric Storage | Rheem | XE36S06ST38U0 | 0.92 | 33 |  |  | 469 | [6 empty] | Home Depot | https://www.homedepot.com/p/Rheem-Performance-36-gal-Short-6-Year-3800-3800-Watt-Elements-Electric-Water-Heater-XE36S06ST38U0/205810728 | No
Water Heater | Gas Storage | Rheem | XG40S09HE38U0 | 0.58 | 39 |  |  | 709 | [6 empty] | Home Depot | https://www.homedepot.com/p/Rheem-Performance-Plus-40-Gal-Short-9-Year-38-000-BTU-Natural-Gas-Tank-Water-Heater-XG40S09HE38U0/204697829 | Yes
Water Heater | Gas Storage | Rheem | XG40T06TC36U1 | 0.58 | 38 |  |  | 599 | [6 empty] | Home Depot | https://www.homedepot.com/p/Rheem-Performance-40-Gal-Tall-6-Year-36-000-BTU-Natural-Gas-Tank-Water-Heater-with-Top-T-and-P-Valve-XG40T06TC36U1/307781113 | Yes
Water Heater | Gas Storage | Rheem | XP40S09HE36U0 | 0.58 | 39 |  |  | 879 | [6 empty] | Home Depot | https://www.homedepot.com/p/Rheem-Performance-Plus-40-Gal-Short-9-Year-36-000-BTU-Liquid-Propane-Tank-Water-Heater-XP40S09HE36U0/204697786 | Yes
Water Heater | Gas Storage | Rheem | XP40S12HE36U0 | 0.58 | 39 |  |  | 899 | [6 empty] | Home Depot | https://www.homedepot.com/p/Rheem-Performance-Platinum-40-Gal-Short-12-Year-36-000-BTU-Liquid-Propane-Tank-Water-Heater-XP40S12HE36U0/204697833 | Yes
Water Heater | Heat Pump with Tank | A. O. SMITH | HPTU-50N 1** | 3.24 | 50 | 4.5 |  | 1792.99 |  |  |  |  | 2023 |  | Supply House | https://www.supplyhouse.com/AO-Smith-HPTU-50N-50-Gallon-Voltex-Residential-Hybrid-Electric-Heat-Pump-Water-Heater | Yes
Water Heater | Heat Pump with Tank | A. O. SMITH | HPTU-66N 1** | 3.44 | 66 | 4.5 |  | 2262.99 |  |  |  |  | 2023 |  | Supply House | https://www.supplyhouse.com/AO-Smith-HPTU-66N-66-Gallon-Voltex-Residential-Hybrid-Electric-Heat-Pump-Water-Heater | Yes
Water Heater | Heat Pump with Tank | A. O. SMITH | HPTU-80N 1** | 3.27 | 80 | 4.5 |  | 2644.99 |  |  |  |  | 2023 |  | Supply House | https://www.supplyhouse.com/AO-Smith-HPTU-80N-80-Gallon-Voltex-Residential-Hybrid-Electric-Heat-Pump-Water-Heater | Yes
Water Heater | Gas Storage | Rheem | XG40S06HE38U0 | 0.58 | 39 |  |  | 717.55 | [6 empty] | Home Depot | https://www.homedepot.com/p/Rheem-Performance-40-Gal-Short-6-Year-38-000-BTU-Natural-Gas-Tank-Water-Heater-XG40S06HE38U0/204321639 | Yes
Water Heater | Gas Instantaneous | AMERICAN | MCT-199O-N 1** | 0.95 | 0 |  | 199000 | 1759.99 |  |  |  |  | 2023 |  | Supply House | https://www.supplyhouse.com/AO-Smith-ACT-199O-N-199000-BTU-Condensing-Ultra-Low-NOx-Outdoor-Tankless-Water-Heater-NG | Yes
Water Heater | Gas Storage | Rheem | XG40S12HE38U0 | 0.58 | 39 |  |  | 789 | [6 empty] | Home Depot | https://www.homedepot.com/p/Rheem-Performance-Platinum-40-Gal-Short-12-Year-38-000-BTU-Natural-Gas-Tank-Water-Heater-XG40S12HE38U0/204697832 | Yes
Water Heater | Gas Storage | Rheem | XG40T06EC36U1 | 0.58 | 40 |  |  | 559 | [6 empty] | Home Depot | https://www.homedepot.com/p/Rheem-Performance-40-Gal-Tall-6-Year-36-000-BTU-Natural-Gas-Tank-Water-Heater-XG40T06EC36U1/205811145 | Yes
Water Heater | Gas Storage | Rheem | XG40T06EN38U1 | 0.58 | 40 |  |  | 719 | [6 empty] | Home Depot | https://www.homedepot.com/p/Rheem-Performance-40-Gal-Tall-6-Year-38-000-BTU-Ultra-Low-NOx-ULN-Natural-Gas-Tank-Water-Heater-XG40T06EN38U1/300434508 | Yes
Water Heater | Gas Storage | Rheem | XG40S06EC34U0 | 0.58 | 40 |  |  | 569 | [6 empty] | Home Depot | https://www.homedepot.com/p/Rheem-Performance-40-Gal-Short-6-Year-34-000-BTU-Natural-Gas-Tank-Water-Heater-XG40S06EC34U0/205811152 | Yes
Water Heater | Electric Instantaneous | Rheem | RTEH55 | 0.96 | 0 |  |  | 245.8 |  |  |  |  | 2023 |  | Home Depot | https://www.homedepot.com/p/Rheem-5-5-kW-240-Volt-Non-Thermostatic-Tankless-Electric-Water-Heater-Commercial-RTEH55/315052841 | No
Water Heater | Gas Instantaneous | NORITZ | NR501-OD-LP | 0.82 | 0 |  | 120000 | 644.48 |  |  |  |  | 2023 |  | Supply House | https://www.supplyhouse.com/Noritz-NR501-OD-LP-NR501-120000-BTU-Outdoor-Residential-Tankless-Water-Heater-LP | Yes
Water Heater | Gas Instantaneous | NORITZ | NR501-OD-NG | 0.82 | 0 |  | 120000 | 674.48 |  |  |  |  | 2023 |  | Supply House | https://www.supplyhouse.com/Noritz-NR501-OD-NG-NR501-120000-BTU-Outdoor-Residential-Tankless-Water-Heater-NG | Yes
Water Heater | Gas Instantaneous | NORITZ | NRC661A-DV-LP | 0.89 | 0 |  | 120000 | 1052.69 |  |  |  |  | 2023 |  | Supply House | https://www.supplyhouse.com/Noritz-NRC661-DV-LP-NRC661-120000-BTU-Direct-Vent-Condensing-Residential-Tankless-Water-Heater-LP | Yes
Water Heater | Gas Instantaneous | NORITZ | NRC661A-DV-NG | 0.89 | 0 |  | 120000 | 1052.69 |  |  |  |  | 2023 |  | Supply House | https://www.supplyhouse.com/Noritz-NRC661-DV-NG-NRC661-120000-BTU-Direct-Vent-Condensing-Residential-Tankless-Water-Heater-NG | Yes
Water Heater | Electric Instantaneous | EEMAX | SPEX35T | 0.97 | 0 | 3.5 |  | 323.85 |  |  |  |  | 2023 |  | Supply House | https://www.supplyhouse.com/Eemax-SPEX35T-LavAdvantage-Thermostatic-Electric-Tankless-Water-Heater-3-5-kW-240V | Yes
Water Heater | Heat Pump with Tank | RUUD | PRO H40 T2 RU310BM | 3.5 | 40 | 4.2 |  | 1649.99 |  |  |  |  | 2023 |  | Supply House | https://www.supplyhouse.com/Ruud-PRO-H40-T2-RU310BM-40-Gal-EF3-5-Hybrid-Builder-Residential-Electric-Water-Heater-10-Year-240v | Yes
Water Heater | Heat Pump with Tank | RUUD | PROUH65 T2 RU375-30 | 3.85 | 65 | 4.5 |  | 2842.05 |  |  |  |  | 2023 |  | Supply House | https://www.supplyhouse.com/Ruud-PROUH65-T2-RU375-30-65-Gallon-4-5kW-30-Amp-EF3-85-Professional-Ultra-Hybrid-Electric-Water-Heater-10-Year-240v | Yes
Water Heater | Heat Pump with Tank | A. O. SMITH | HPTU-50N 1** | 3.24 | 50 | 4.5 |  | 1792.99 |  |  |  |  | 2023 |  | Supply House | https://www.supplyhouse.com/AO-Smith-HPTU-50N-50-Gallon-Voltex-Residential-Hybrid-Electric-Heat-Pump-Water-Heater | Yes
Water Heater | Heat Pump with Tank | A. O. SMITH | HPTU-66N 1** | 3.24 | 66 | 4.5 |  | 2262.89 |  |  |  |  | 2023 |  | Supply House | https://www.supplyhouse.com/AO-Smith-HPTU-66N-66-Gallon-Voltex-Residential-Hybrid-Electric-Heat-Pump-Water-Heater | Yes
Water Heater | Heat Pump with Tank | BRADFORD WHITE | RE2H80T*-***** | 3.48 | 80 | 4.5 |  | 3609.59 |  |  |  |  | 2023 |  | Supply House | https://www.supplyhouse.com/Bradford-White-RE2H80T10-1NCWT-80-Gallon-Energy-Saver-Electric-Residential-AeroTherm-Water-Heater-208-240V | Yes
Water Heater | Heat Pump with Tank | RUUD | PROUH50 T2 RU375-30 | 3.5 | 50 | 4.5 |  | 1863 |  |  |  |  | 2023 |  | Supply House | https://www.supplyhouse.com/Ruud-PROUH50-T2-RU375-30-50-Gallon-5kW-EF3-50-Tall-Professional-Ultra-Hybrid-Electric-Water-Heater-10-Year-240v | Yes
Water Heater | Heat Pump with Tank | RUUD | PROUH80 T2 RU375-30 | 3.7 | 80 | 4.5 |  | 2688.99 |  |  |  |  | 2023 |  | Supply House | https://www.supplyhouse.com/Ruud-PROUH80-T2-RU375-15-80-Gallon-2-25KW-15-Amp-EF3-70-Professional-Ultra-Hybrid-Electric-Water-Heater-10-Year-240v | Yes
Water Heater | Heat Pump with Tank | RUUD | PROUH50 T2 RU375-15 | 3.75 | 50 | 2.3 |  | 2297.53 |  |  |  |  | 2023 |  | Supply House | https://www.supplyhouse.com/Ruud-PROUH50-T2-RU375-15-50-Gallon-2-25kW-15-Amp-EF3-75-Professional-Ultra-Hybrid-Electric-Water-Heater-10-Year-240v | Yes
Water Heater | Electric Storage | Rheem | XE30T06ST45U1 | 0.92 | 27 |  |  | 479 | [6 empty] | Home Depot | https://www.homedepot.com/p/Rheem-Performance-30-gal-4500-Watt-Tall-Electric-Water-Heater-with-6-Year-Tank-Warranty-and-240-volt-Connection-XE30T06ST45U1/205810685 | No
Water Heater | Electric Instantaneous | RHEEM | RTEX-11 | 0.98 | 0 | 3.5 |  | 321.98 |  |  |  |  | 2023 |  | Supply House | https://www.supplyhouse.com/Rheem-RTEX-04-3-5-kW-Indoor-Tankless-Electric-Water-Heater-w-1-2-NPT-Connections-Digital-Temp-Display | No
Water Heater | Heat Pump with Tank | BRADFORD WHITE | RE2H50S*-***** | 3.39 | 50 | 4.5 |  | 2349 |  |  |  |  | 2023 |  | Total Home Supply | https://www.totalhomesupply.com/p/bradford-white-re2h50s6-1ncwt-50-gallon-aerotherm-heat-pump-water-heater-240-volt-4500-watts | Yes
Water Heater | Gas Instantaneous | LOCHINVAR | LTO-310U 2** | 0.82 | 0 |  | 190000 | 1095.86 |  |  |  |  | 2023 |  | WWC Supply | https://wwcsupply.com/lto-310u-loch-tankless-outdoor-ng-lp-non-condensing-ultra-low-nox-8-gpm-15000-190000-btu.html | Yes
Water Heater | Electric Storage | Rheem | XE50M06ST45U1 | 0.93 | 45 |  |  | 479 | [6 empty] | Home Depot | https://www.homedepot.com/p/Rheem-Performance-50-gal-4500-Watt-Medium-Electric-Water-Heater-with-6-Year-Tank-Warranty-and-240-volt-Connection-XE50M06ST45U1/205810732 | No
Water Heater | Gas Storage | AMERICAN | G102-40T40R 4** | 0.59 | 40 |  | 40000 | 899 |  |  |  |  | 2023 |  | Overstock Plumbing | https://www.overstockplumbingdeals.com/proline-g102-40t40-40-gal-tall-40-000-btu-natural-gas-water-heater-w-side-mount.html | Yes
Water Heater | Electric Storage | Rheem | XE30T06ST38U1 | 0.92 | 27 |  |  | 482.57 | [6 empty] | Home Depot | https://www.homedepot.com/p/Rheem-Performance-30-Gal-Tall-6-Year-3800-3800-Watt-Elements-Electric-Tank-Water-Heater-XE30T06ST38U1/205810505 | No
Water Heater | Gas Storage | A. O. SMITH | GDNL-40L 1** | 0.59 | 40 |  | 36000 | 1979.99 |  |  |  |  | 2023 |  | Supply House | https://www.supplyhouse.com/AO-Smith-GDNL-40L-NG-40-Gallon-ProLine-Ultra-Low-NOx-Direct-Vent-Water-Heater-NG | Yes
Water Heater | Electric Storage | Rheem | XE30S06ST38U1 | 0.92 | 27 |  |  | 489 | [6 empty] | Home Depot | https://www.homedepot.com/p/Rheem-Performance-30-gal-3800-Watt-Short-Electric-Water-Heater-with-6-Year-Tank-Warranty-and-240-volt-Connection-XE30S06ST38U1/205810626 | No
Water Heater | Gas Storage | Rheem | XG75T06ST76U0 | 0.59 | 75 |  |  | 1149 | [6 empty] | Home Depot | https://www.homedepot.com/p/Rheem-Performance-75-Gal-Tall-6-Year-76-000-BTU-Natural-Gas-Tank-Water-Heater-XG75T06ST76U0/205811157 | Yes
Water Heater | Electric Storage | Rheem | XE28S06ST38U0 | 0.92 | 28 |  |  | 489 | [6 empty] | Home Depot | https://www.homedepot.com/p/Rheem-Performance-28-gal-Short-6-Year-3800-3800-Watt-Elements-Electric-Water-Heater-XE28S06ST38U0/205810639 | No
Water Heater | Gas Storage | Rheem | XG39S06EN38U1 | 0.59 | 39 |  |  | 699 | [6 empty] | Home Depot | https://www.homedepot.com/p/Rheem-Performance-39-Gal-Short-6-Year-38-000-BTU-Ultra-Low-NOx-ULN-Natural-Gas-Tank-Water-Heater-XG39S06EN38U1/302284434 | Yes
Water Heater | Gas Storage | Sure Comfort | SCG40T03ST34U1 | 0.59 | 40 |  |  | 509 | [6 empty] | Home Depot | https://www.homedepot.com/p/Sure-Comfort-40-Gal-Tall-3-Year-34-000-BTU-Natural-Gas-Tank-Water-Heater-SCG40T03ST34U1/205811182 | Yes
Water Heater | Electric Storage | Rheem | XE40T06ST45U1 | 0.93 | 40 |  |  | 489 | [6 empty] | Home Depot | https://www.homedepot.com/p/Rheem-Performance-40-gal-4500-Watt-Tall-Electric-Water-Heater-with-6-Year-Tank-Warranty-and-240-volt-Connection-XE40T06ST45U1/205810668 | No
Water Heater | Gas Storage | Rheem | XG75T06PV76U0 | 0.59 | 75 |  |  | 1599 | [6 empty] | Home Depot | https://www.homedepot.com/p/Rheem-Performance-75-Gal-Tall-6-Year-76-000-BTU-Natural-Gas-Power-Vent-Tank-Water-Heater-XG75T06PV76U0/205811179 | Yes
Water Heater | Electric Instantaneous | Rheem | RTEH4208T | 0.98 | 0 |  |  | 326.96 |  |  |  |  | 2023 |  | Home Depot | https://www.homedepot.com/p/Rheem-4-1-kW-208-Volt-Thermostatic-Tankless-Electric-Water-Heater-Commercial-RTEH4208T/315052846 | Yes
Water Heater | Electric Instantaneous | EEMAX | EEM24027 | 0.99 | 0 | 27 |  | 675.48 |  |  |  |  | 2023 |  | Lowes | https://www.lowes.com/pd/Eemax-240-Volt-27-kW-5-3-GPM-Tankless-Electric-Water-Heater/999956438 | No
Water Heater | Electric Storage | Rheem | XE30T06MH45U1 | 0.92 | 30 |  |  | 509 | [6 empty] | Home Depot | https://www.homedepot.com/p/Rheem-Performance-30-Gal-Tall-6-Year-4500-4500-Watt-Elements-Manufactured-Housing-Side-Connect-Electric-Tank-Water-Heater-XE30T06MH45U1/205810648 | No
Water Heater | Hybrid Storage Water Heater | Rheem | XE50T10H45U0 | 3.88 | 45 |  |  | 1699 | [6 empty] | Home Depot | https://www.homedepot.com/p/Rheem-Performance-Platinum-50-Gal-10-Year-Hybrid-High-Efficiency-Tank-Electric-Heat-Pump-Water-Heater-XE50T10H45U0/312742081 | No
Water Heater | Gas Storage | Rheem | XG75T12ST76U0 | 0.59 | 75 |  |  | 1399.6 | [6 empty] | Home Depot | https://www.homedepot.com/p/Rheem-Performance-Platinum-75-Gal-Tall-12-Year-76-000-BTU-Natural-Gas-Tank-Water-Heater-XG75T12ST76U0/205811143 | Yes
Water Heater | Gas Storage | Rheem | XG40T06MH34U1 | 0.59 | 40 |  |  | 729 | [6 empty] | Home Depot | https://www.homedepot.com/p/Rheem-Performance-Manufactured-Housing-40-Gal-Tall-6-Year-34-000-BTU-Convertible-Natural-Gas-LP-Tank-Water-Heater-XG40T06MH34U1/205810165 | Yes
Water Heater | Gas Storage | Rheem | XG40T06MD30U1 | 0.59 | 40 |  |  | 965.21 | [6 empty] | Home Depot | https://www.homedepot.com/p/Rheem-Performance-Manufactured-Housing-40-Gal-Tall-6-Year-30-000-BTU-Convertible-Natural-Gas-LP-Direct-Vent-Tank-Water-Heater-XG40T06MD30U1/205810180 | Yes
Water Heater | Gas Storage | A. O. SMITH | G6-S7576*V* 4** | 0.6 | 74 |  | 76000 | 923.54 |  |  |  |  | 2023 |  | Lowes | https://www.lowes.com/pd/A-O-Smith-Signature-74-Gallon-Tall-6-Year-Limited-Natural-Gas-Water-Heater/1000213601 | Yes
Water Heater | Gas Instantaneous | Rheem | ECOH200DVLN-2 | 0.93 | 0 |  |  | 1469 | [6 empty] | Home Depot | https://www.homedepot.com/p/Rheem-Performance-Platinum-9-5-GPM-Natural-Gas-High-Efficiency-Indoor-Tankless-Water-Heater-ECOH200DVLN-2/304820618 | Yes
Water Heater | Electric Storage | Rheem | XE30M06ST45U1 | 0.9 | 30 |  |  | 509 | [6 empty] | Home Depot | https://www.homedepot.com/p/Rheem-Performance-30-gal-4500-Watt-Medium-Electric-Water-Heater-with-6-Year-Tank-Warranty-and-240-volt-Connection-XE30M06ST45U1/205810657 | No
Water Heater | Gas Storage | A. O. SMITH | FCG-75* 4** | 0.6 | 74 |  | 75100 | 1449.99 |  |  |  |  | 2023 |  | Supply House | https://www.supplyhouse.com/AO-Smith-FCG-75-74-Gallon-ProLine-High-Recovery-6-Yr-Warranty-Residential-Water-Heater-Nat-Gas | Yes
Water Heater | Gas Storage | BRADFORD WHITE | RG250H*N | 0.6 | 48 |  | 65000 | 1494.23 |  |  |  |  | 2023 |  | Supply House | https://www.supplyhouse.com/Bradford-White-RG250H6N-48-Gallon-65000-BTU-Defender-Safety-System-Extra-Recovery-Energy-Saver-Residential-Atmospheric-Water-Heater-Nat-Gas | Yes
Water Heater | Gas Storage | Rheem | XG29T06EN30U1 | 0.6 | 29 |  |  | 699 | [6 empty] | Home Depot | https://www.homedepot.com/p/Rheem-Performance-29-Gal-Tall-6-Year-30-000-BTU-Ultra-Low-NOx-ULN-Natural-Gas-Tank-Water-Heater-XG29T06EN30U1/300434349 | Yes
Water Heater | Gas Storage | Rheem | XG29T06EC32U1 | 0.6 | 29 |  |  | 609 | [6 empty] | Home Depot | https://www.homedepot.com/p/Rheem-Performance-29-Gal-Tall-6-Year-32-000-BTU-Natural-Gas-Tank-Water-Heater-XG29T06EC32U1/205811165 | Yes
Water Heater | Gas Storage | Rheem | XG30S06EC30U1 | 0.6 | 30 |  |  | 569 | [6 empty] | Home Depot | https://www.homedepot.com/p/Rheem-Performance-30-Gal-Short-6-Year-30-000-BTU-Natural-Gas-Tank-Water-Heater-XG30S06EC30U1/205811155 | Yes
Water Heater | Gas Storage | Rheem | XG29T06MH32U1 | 0.6 | 29 |  |  | 679 | [6 empty] | Home Depot | https://www.homedepot.com/p/Rheem-Performance-Manufactured-Housing-29-Gal-Tall-6-Year-32-000-BTU-Convertible-Natural-Gas-LP-Tank-Water-Heater-XG29T06MH32U1/205810125 | Yes
Water Heater | Electric Storage | Rheem | XE30S06ST45U1 | 0.92 | 27 |  |  | 529 | [6 empty] | Home Depot | https://www.homedepot.com/p/Rheem-Performance-30-gal-4500-Watt-Short-Electric-Water-Heater-with-6-Year-Tank-Warranty-and-240-volt-Connection-XE30S06ST45U1/205810630 | No
Water Heater | Electric Storage | Rheem | XE50T06ST45U1 | 0.93 | 50 |  |  | 529 | [6 empty] | Home Depot | https://www.homedepot.com/p/Rheem-Performance-50-gal-4500-Watt-Tall-Electric-Water-Heater-with-6-Year-Tank-Warranty-and-240-volt-Connection-XE50T06ST45U1/205810674 | No
Water Heater | Electric Storage | A. O. SMITH | E6-50H45DV | 0.92 | 50 | 4.5 |  | 549 |  |  |  |  | 2023 |  | Lowes | https://www.lowes.com/pd/A-O-Smith-Signature-50-Gallon-Tall-6-year-Limited-4500-Watt-Double-Element-Electric-Water-Heater/1000216817 | No
Water Heater | Electric Storage | Stiebel Eltron | PSH 20 Plus | 0.93 | 21 |  |  | 549 | [6 empty] | Home Depot | https://www.homedepot.com/p/Stiebel-Eltron-Wall-Mounted-21-Gal-Capacity-Compact-Point-of-Use-Electric-Tank-Water-Heater-White-PSH-20-Plus/306745509 | No
Water Heater | Electric Storage | Rheem | XE38S06ST45U1 | 0.92 | 38 |  |  | 549 | [6 empty] | Home Depot | https://www.homedepot.com/p/Rheem-Performance-38-gal-4500-Watt-Short-Electric-Water-Heater-with-6-Year-Tank-Warranty-and-240-volt-Connection-XE38S06ST45U1/205810678 | No
Water Heater | Electric Storage | Rheem | XE40M06CG45U0 | 0.93 | 36 |  |  | 579 | [6 empty] | Home Depot | https://www.homedepot.com/p/Rheem-Performance-40-Gal-Medium-6-Year-4500W-Electric-Tank-Water-Heater-WA-OR-Version-XE40M06CG45U0/318577929 | Yes
Water Heater | Gas Storage | Rheem | XP29T06EC30U1 | 0.6 | 29 |  |  | 789 | 581.61 | [5 empty] | Home Depot | https://www.homedepot.com/p/Rheem-Performance-29-Gal-Tall-6-Year-30-000-BTU-Liquid-Propane-Tank-Water-Heater-XP29T06EC30U1/205810035 | Yes
Water Heater | Gas Storage | Rheem | XG50T06TN38U1 | 0.6 | 50 |  |  | 915 | 589 | [5 empty] | Home Depot | https://www.homedepot.com/p/Rheem-Performance-50-Gal-Tall-6-Year-38-000-BTU-Ultra-Low-NOx-ULN-Natural-Gas-Tank-Water-Heater-with-Top-T-and-P-Valve-XG50T06TN38U1/307781508 | Yes
Water Heater | Electric Storage | Rheem | XE36S06CG45U0 | 0.92 | 33 |  |  | 581.61 | [6 empty] | Home Depot | https://www.homedepot.com/p/Rheem-Performance-36-gal-Short-6-Year-4500W-Electric-Water-Heater-WA-OR-Version-XE36S06CG45U0/318578035 | No
Water Heater | Gas Storage | Rheem | XG29T06MH32U1H | 0.6 | 29 |  |  | 839 | 592.22 | [5 empty] | Home Depot | https://www.homedepot.com/p/Rheem-Performance-Manufactured-Housing-High-Altitude-29-gal-Tall-6-Year-28-000-BTU-Convertible-Gas-LP-Tank-Water-Heater-XG29T06MH32U1H/206267862 | Yes
Water Heater | Gas Storage | Rheem | XG50S06EN40U1 | 0.6 | 50 |  |  | 999 | 599 | [5 empty] | Home Depot | https://www.homedepot.com/p/Rheem-Performance-50-Gal-Short-6-Year-40-000-BTU-Ultra-Low-NOx-ULN-Natural-Gas-Tank-Water-Heater-XG50S06EN40U1/300676567 | Yes
Water Heater | Electric Storage | A. O. SMITH | E6-40L45DVB | 0.92 | 38 | 4.5 |  | 589 |  |  |  |  | 2023 |  | Lowes | https://www.lowes.com/pd/A-O-Smith-Signature-38-Gallon-Lowboy-6-year-Limited-4500-Watt-Double-Element-Electric-Water-Heater/1000216793 | Yes
Water Heater | Electric Storage | Rheem | XE40T06MH45U1 | 0.93 | 36 |  |  | 589 | [6 empty] | Home Depot | https://www.homedepot.com/p/Rheem-Performance-40-Gal-Tall-6-Year-4500-4500-Watt-Elements-Manufactured-Housing-Side-Connect-Electric-Tank-Water-Heater-XE40T06MH45U1/205810643 | Yes
Water Heater | Gas Storage | A. O. SMITH | GCRT-50L 4** | 0.61 | 50 |  | 50000 | 1089.99 | 609 |  |  |  | 2023 |  | Supply House | https://www.supplyhouse.com/AO-Smith-GCRT-50L-50-Gallon-ProLine-SL-Standard-Vent-6-Yr-Warranty-Residential-Gas-Water-Heater | Yes
Water Heater | Electric Storage | Rheem | XE38S06CG38U0 | 0.92 | 35 |  |  | 592.22 | [6 empty] | Home Depot | https://www.homedepot.com/p/Rheem-Performance-38-gal-Short-6-Year-3800W-Electric-Water-Heater-WA-OR-Version-XE38S06CG38U0/318577657 | Yes
Water Heater | Gas Storage | Rheem | XP40T06EC32U1 | 0.61 | 40 |  |  | 719 | 649 | [5 empty] | Home Depot | https://www.homedepot.com/p/Rheem-Performance-40-Gal-Tall-6-Year-32-000-BTU-Liquid-Propane-Tank-Water-Heater-XP40T06EC32U1/205810048 | Yes
Water Heater | Gas Storage | Rheem | XP75T06ST76U0 | 0.61 | 75 |  |  | 1119 | 670.51 | [5 empty] | Home Depot | https://www.homedepot.com/p/Rheem-Performance-75-Gal-Tall-6-Year-75-100-BTU-Liquid-Propane-Tank-Water-Heater-XP75T06ST76U0/205810062 | Yes
Water Heater | Electric Storage | Rheem | XE30T06ST38P1 | 0.92 | 27 |  |  | 599 | [6 empty] | Home Depot | https://www.homedepot.com/p/Rheem-Performance-30-Gal-Tall-6-Year-3800-3800-Watt-Elements-Electric-Tank-Water-Heater-XE30T06ST38P1/205810727 | Yes
Water Heater | Gas Storage | A. O. SMITH | XCB-40 4** | 0.62 | 40 |  | 40000 | 1514 | 679 |  |  |  | 2023 |  | AF Supply | https://www.afsupply.com/ao-smith-xcb-40-residential-natural-gas-water-heater-40-gallons-40000-btu-atmospheric-10-yr-tank-6-pts-warranty.html | Yes
Water Heater | Electric Storage | Rheem | XE40T06CG45U0 | 0.92 | 36 |  |  | 599 | [6 empty] | Home Depot | https://www.homedepot.com/p/Rheem-Performance-40-gal-Tall-Electric-Water-Heater-6-Year-4500-Watt-WA-OR-Version-XE40T06CG45U0/318577766 | Yes
Water Heater | Gas Storage | A. O. SMITH | XCRL-40 4** | 0.62 | 40 |  | 40000 | 1019.99 | 699 |  |  |  | 2023 |  | Supply House | https://www.supplyhouse.com/AO-Smith-XCRL-40-40-Gallon-40000-BTU-ProLine-Plus-High-Efficiency-Residential-Gas-Water-Heater-Short-Model-Nat-Gas-10-Yr-Warranty | Yes
Water Heater | Electric Storage | Rheem | XE40M09EL55U1 | 0.93 | 40 |  |  | 609 | [6 empty] | Home Depot | https://www.homedepot.com/p/Rheem-Performance-Plus-40-gal-5500-Watt-Medium-Electric-Water-Heater-with-9-Year-Tank-Warranty-and-240-volt-Connection-XE40M09EL55U1/205810458 | Yes
Water Heater | Electric Storage | Rheem | XE40T09EL45U1 | 0.93 | 40 |  |  | 609 | [6 empty] | Home Depot | https://www.homedepot.com/p/Rheem-Performance-Plus-40-gal-4500-Watt-Tall-Electric-Water-Heater-with-9-Year-Tank-Warranty-and-240-volt-Connection-XE40T09EL45U1/205810462 | Yes
Water Heater | Electric Storage | Rheem | XE40M09EL45U1 | 0.93 | 40 |  |  | 629 | [6 empty] | Home Depot | https://www.homedepot.com/p/Rheem-Performance-Plus-40-gal-4500-Watt-Medium-Electric-Water-Heater-with-9-Year-Tank-Warranty-and-240-volt-Connection-XE40M09EL45U1/205810451 | Yes
Water Heater | Gas Storage | BRADFORD WHITE | RG240T*X | 0.62 | 40 |  | 40000 | 1039.79 | 729 |  |  |  | 2023 |  | Supply House | https://www.supplyhouse.com/Bradford-White-RG240T6N-40-Gallon-40000-BTU-Defender-Safety-System-Atmospheric-Vent-Energy-Saver-Residential-Water-Heater-Nat-Gas | Yes
Water Heater | Gas Storage | Rheem | XG55T06EC50U0 | 0.62 | 55 |  |  | 959 | 729 | [5 empty] | Home Depot | https://www.homedepot.com/p/Rheem-Performance-55-Gal-Tall-6-Year-50-000-BTU-Natural-Gas-Tank-Water-Heater-XG55T06EC50U0/205811156 | Yes
Water Heater | Gas Storage | Rheem | XG55T12EC50U0 | 0.62 | 55 |  |  | 1202.4 | 749 | [5 empty] | Home Depot | https://www.homedepot.com/p/Rheem-Performance-Platinum-55-Gal-Tall-12-Year-50-000-BTU-Natural-Gas-Tank-Water-Heater-XG55T12EC50U0/205811176 | Yes
Water Heater | Electric Storage | Rheem | XE50M09EL45U1 | 0.93 | 45 |  |  | 649 | [6 empty] | Home Depot | https://www.homedepot.com/p/Rheem-Performance-Plus-50-gal-4500-Watt-Medium-Electric-Water-Heater-with-9-Year-Tank-Warranty-and-240-volt-Connection-XE50M09EL45U1/205810452 | Yes
Water Heater | Electric Storage | Rheem | XE40M06CG38U0 | 0.93 | 36 |  |  | 670.51 | [6 empty] | Home Depot | https://www.homedepot.com/p/Rheem-Performance-40-gal-Medium-6-Year-3800W-Electric-Water-Heater-WA-OR-Version-XE40M06CG38U0/318577978 | Yes
Water Heater | Gas Storage | Rheem | XG40T06TN38U1 | 0.62 | 40 |  |  | 849 | 759 | [5 empty] | Home Depot | https://www.homedepot.com/p/Rheem-Performance-40-Gal-Tall-6-Year-38-000-BTU-Ultra-Low-NOx-ULN-Natural-Gas-Tank-Water-Heater-with-Top-T-and-P-Valve-XG40T06TN38U1/307781128 | Yes
Water Heater | Gas Storage | Richmond | 6G50-60F3 | 0.62 | 50 |  |  | 857.16 | 779 | [5 empty] | Home Depot | https://www.homedepot.com/p/Richmond-50-Gal-Tall-6-Year-60-000-BTU-Natural-Gas-High-Demand-Water-Heater-6G50-60F3/205931438 | Yes
Water Heater | Gas Storage | Rheem | XG50T06TC38U1 | 0.63 | 48 |  |  | 759 | 795.46 | [5 empty] | Home Depot | https://www.homedepot.com/p/Rheem-Performance-50-Gal-Tall-6-Year-38-000-BTU-Natural-Gas-Tank-Water-Heater-with-Top-T-and-P-Valve-XG50T06TC38U1/307781136 | Yes
Water Heater | Electric Storage | Rheem | XE50M06CG45U0 | 0.92 | 45 |  |  | 679 | [6 empty] | Home Depot | https://www.homedepot.com/p/Rheem-Performance-50-gal-Medium-Electric-Water-Heater-6-Year-4500-Watt-WA-OR-Version-XE50M06CG45U0/318578051 | Yes
Water Heater | Electric Storage | Rheem | XE50T09EL55U1 | 0.93 | 50 |  |  | 679 | [6 empty] | Home Depot | https://www.homedepot.com/p/Rheem-Performance-Plus-50-gal-5500-Watt-Tall-Electric-Water-Heater-with-9-Year-Tank-Warranty-and-240-volt-Connection-XE50T09EL55U1/205810449 | Yes
Water Heater | Gas Storage | Rheem | XG50T12EN38U1 | 0.63 | 50 |  |  | 979 | 839 | [5 empty] | Home Depot | https://www.homedepot.com/p/Rheem-Performance-Platinum-50-Gal-Tall-12-Year-38-000-BTU-Ultra-Low-NOx-ULN-Natural-Gas-Tank-Water-Heater-Utah-Version-XG50T12EN38U1/310331529 | Yes
Water Heater | Electric Storage | Rheem | XE40M09CG45U0 | 0.93 | 36 |  |  | 684.62 | [6 empty] | Home Depot | https://www.homedepot.com/p/Rheem-Performance-Plus-40-Gal-Medium-9-Year-4500W-Electric-Tank-Water-Heater-WA-OR-Version-XE40M09CG45U0/318577985 | Yes
Water Heater | Gas Storage | Rheem | XG50T09EN38U1 | 0.63 | 50 |  |  | 879 | 849 | [5 empty] | Home Depot | https://www.homedepot.com/p/Rheem-Performance-Plus-50-Gal-Tall-9-Year-38-000-BTU-Ultra-Low-NOx-ULN-Natural-Gas-Tank-Water-Heater-Utah-Version-XG50T09EN38U1/310331534 | Yes
Water Heater | Electric Storage | Rheem | XE50T06CG45U0 | 0.92 | 45 |  |  | 699 | [6 empty] | Home Depot | https://www.homedepot.com/p/Rheem-Performance-50-gal-Tall-Electric-Water-Heater-6-Year-4500-Watt-WA-OR-Version-XE50T06CG45U0/318577856 | Yes
Water Heater | Gas Storage | A. O. SMITH | GCF-40 1** | 0.64 | 40 |  | 40000 | 1169.99 | 849 |  |  |  | 2023 |  | Supply House | https://www.supplyhouse.com/AO-Smith-GCF-40-40-Gallon-40000-BTU-ProLine-Series-100-High-Efficiency-Residential-Water-Heater-Tall-Model-Nat-Gas | Yes
Water Heater | Gas Storage | Rheem | XG50T12HE40U0 | 0.64 | 48 |  |  | 879 | 854 | [5 empty] | Home Depot | https://www.homedepot.com/p/Rheem-Performance-Platinum-50-Gal-Tall-12-Year-40-000-BTU-Natural-Gas-Tank-Water-Heater-XG50T12HE40U0/204697785 | Yes
Water Heater | Gas Storage | Rheem | XG50T09HE40U0 | 0.64 | 48 |  |  | 718.93 | 859 | [5 empty] | Home Depot | https://www.homedepot.com/p/Rheem-Performance-Plus-50-Gal-Tall-9-Year-40-000-BTU-Natural-Gas-Tank-Water-Heater-XG50T09HE40U0/204698003 | Yes
Water Heater | Electric Storage | Rheem | XE47S06ST45U1 | 0.93 | 43 |  |  | 709 | [6 empty] | Home Depot | https://www.homedepot.com/p/Rheem-Performance-47-gal-4500-Watt-Short-Electric-Water-Heater-with-6-Year-Tank-Warranty-and-240-volt-Connection-XE47S06ST45U1/303568995 | Yes
Water Heater | Gas Storage | Rheem | XG50S12HE40U0 | 0.64 | 48 |  |  | 939 | 889.55 | [5 empty] | Home Depot | https://www.homedepot.com/p/Rheem-Performance-Platinum-50-Gal-Short-12-Year-40-000-BTU-Natural-Gas-Tank-Water-Heater-XG50S12HE40U0/312742108 | Yes
Water Heater | Electric Storage | Rheem | XE47S06CG45U0 | 0.92 | 43 |  |  | 722.55 | [6 empty] | Home Depot | https://www.homedepot.com/p/Rheem-Performance-47-gal-Short-6-Year-4500W-Electric-Water-Heater-WA-OR-Version-XE47S06CG45U0/318578291 | Yes
Water Heater | Gas Storage | Rheem | XP50T06HE36U0 | 0.64 | 48 |  |  | 800.82 | 929 | [5 empty] | Home Depot | https://www.homedepot.com/p/Rheem-Performance-50-Gal-Tall-6-Year-36-000-BTU-Liquid-Propane-High-Efficiency-Tank-Water-Heater-XP50T06HE36U0/204697748 | Yes
Water Heater | Gas Storage | Rheem | XG50T06TH40U0 | 0.64 | 48 |  |  | 877 | 929 | [5 empty] | Home Depot | https://www.homedepot.com/p/Rheem-Performance-50-Gal-Tall-6-Year-40-000-BTU-Natural-Gas-Tank-Water-Heater-with-Top-T-and-P-Valve-XG50T06TH40U0/307781506 | Yes
Water Heater | Electric Storage | Rheem | XE40T09CG55U0 | 0.92 | 36 |  |  | 724.26 | [6 empty] | Home Depot | https://www.homedepot.com/p/Rheem-Performance-Plus-40-gal-Tall-9-Year-5500W-Electric-Water-Heater-WA-OR-Version-XE40T09CG55U0/318577763 | Yes
Water Heater | Gas Storage | Rheem | XG50S06EC40U1 | 0.64 | 50 |  |  | 729 | 939 | [5 empty] | Home Depot | https://www.homedepot.com/p/Rheem-Performance-50-Gal-Short-6-Year-40-000-BTU-Natural-Gas-Tank-Water-Heater-XG50S06EC40U1/205811178 | Yes
Water Heater | Electric Storage | Rheem | XE38S06CG45U0 | 0.92 | 35 |  |  | 729 | [6 empty] | Home Depot | https://www.homedepot.com/p/Rheem-Performance-38-Gal-Short-6-Year-4500W-Electric-Tank-Water-Heater-WA-OR-Version-XE38S06CG45U0/318577697 | Yes
Water Heater | Gas Storage | Rheem | XG40T12DU38U2 | 0.64 | 40 |  |  | 1039 | 959 | [5 empty] | Home Depot | https://www.homedepot.com/p/Rheem-Performance-Platinum-40-Gal-Tall-12-Year-38-000-BTU-Ultra-Low-NOx-ULN-Natural-Gas-Power-Damper-Tank-Water-Heater-XG40T12DU38U2/300675922 | Yes
Water Heater | Gas Storage | Rheem | XP50T06EC36U1 | 0.64 | 50 |  |  | 969 | 969 | [5 empty] | Home Depot | https://www.homedepot.com/p/Rheem-Performance-50-Gal-Tall-6-Year-36-000-BTU-Liquid-Propane-Tank-Water-Heater-XP50T06EC36U1/205810047 | Yes
Water Heater | Gas Storage | Rheem | XG50T06HE40U0 | 0.64 | 50 |  |  | 829 | 969.99 | [5 empty] | Home Depot | https://www.homedepot.com/p/Rheem-Performance-50-Gal-Tall-6-Year-40-000-BTU-Natural-Gas-Tank-Water-Heater-XG50T06HE40U0/204298980 | Yes
Water Heater | Gas Storage | Rheem | XG50T06HN38U2 | 0.64 | 50 |  |  | 909 | 969.99 | [5 empty] | Home Depot | https://www.homedepot.com/p/Rheem-Performance-50-Gal-Tall-6-Year-38-000-BTU-Ultra-Low-NOx-ULN-Natural-Gas-High-Efficiency-Tank-Water-Heater-XG50T06HN38U2/300437557 | Yes
Water Heater | Gas Storage | Rheem | XG40T06PN36U1 | 0.64 | 40 |  |  | 1249 | 977.59 | [5 empty] | Home Depot | https://www.homedepot.com/p/Rheem-Performance-40-Gal-Tall-6-Year-36-000-BTU-Ultra-Low-NOx-ULN-Power-Vent-Natural-Gas-Tank-Water-Heater-XG40T06PN36U1/300676612 | Yes
Water Heater | Electric Storage | Rheem | XE40M09CG55U0 | 0.93 | 36 |  |  | 729 | [6 empty] | Home Depot | https://www.homedepot.com/p/Rheem-Performance-Plus-40-Gal-Medium-9-Year-5500W-Electric-Tank-Water-Heater-WA-OR-Version-XE40M09CG55U0/318577993 | Yes
Water Heater | Electric Storage | Rheem | XE40T09CG45U0 | 0.92 | 36 |  |  | 749 | [6 empty] | Home Depot | https://www.homedepot.com/p/Rheem-Performance-Plus-40-gal-Tall-9-Year-4500W-Electric-Water-Heater-WA-OR-Version-XE40T09CG45U0/318577865 | Yes
Water Heater | Gas Storage | Rheem | XG40T09HE40U0 | 0.65 | 38 |  |  | 689 | 1049 | [5 empty] | Home Depot | https://www.homedepot.com/p/Rheem-Performance-Plus-40-Gal-Tall-9-Year-40-000-BTU-Natural-Gas-Tank-Water-Heater-XG40T09HE40U0/204698000 | Yes
Water Heater | Tabletop Water Heater | Rheem | XE40H06TT45U0 | 0.81 | 36 |  |  | 789 | 1119.27 | [5 empty] | Home Depot | https://www.homedepot.com/p/Rheem-Performance-40-Gal-Tabletop-6-Year-4500-Watt-Element-Electric-Tank-Water-Heater-XE40H06TT45U0/204318398 | No
Water Heater | Gas Storage | Rheem | XG40T12HE40U0 | 0.65 | 38 |  |  | 719 | 1171.07 | [5 empty] | Home Depot | https://www.homedepot.com/p/Rheem-Performance-Platinum-40-Gal-Tall-12-Year-40-000-BTU-Natural-Gas-Tank-Water-Heater-XG40T12HE40U0/204697784 | Yes
Water Heater | Electric Storage | A. O. SMITH | E6-50L45DVB | 0.93 | 48 | 4.5 |  | 749 |  |  |  |  | 2023 |  | Lowes | https://www.lowes.com/pd/A-O-Smith-Signature-48-Gallon-Lowboy-6-year-Limited-4500-Watt-Double-Element-Electric-Water-Heater/1000216825 | Yes
Water Heater | Gas Storage | Rheem | XG40S12DM40U0 | 0.65 | 39 |  |  | 999 | 1289.99 | [5 empty] | Home Depot | https://www.homedepot.com/p/Rheem-Performance-Platinum-40-Gal-Short-12-Year-40-000-BTU-Natural-Gas-Tank-Water-Heater-XG40S12DM40U0/204321568 | Yes
Water Heater | Gas Storage | Rheem | XG40S06PV36U0 | 0.65 | 39 |  |  | 1199 | 1300 | [5 empty] | Home Depot | https://www.homedepot.com/p/Rheem-Performance-40-Gal-Short-6-Year-36-000-BTU-Natural-Gas-Power-Vent-Tank-Water-Heater-XG40S06PV36U0/307249443 | Yes
Water Heater | Gas Storage | Rheem | XP40S12DM36U0 | 0.65 | 39 |  |  | 1029 | 1350.69 | [5 empty] | Home Depot | https://www.homedepot.com/p/Rheem-Performance-Platinum-40-Gal-Short-12-Year-36-000-BTU-Liquid-Propane-Tank-Water-Heater-XP40S12DM36U0/204321570 | Yes
Water Heater | Gas Storage | Rheem | XG40T06TH40U0 | 0.65 | 38 |  |  | 788 | 1890 | [5 empty] | Home Depot | https://www.homedepot.com/p/Rheem-Performance-40-Gal-Tall-6-Year-40-000-BTU-Natural-Gas-Tank-Water-Heater-with-Top-T-and-P-Valve-XG40T06TH40U0/307781121 | Yes
Water Heater | Gas Storage | Rheem | XP40S06PV32U0 | 0.65 | 39 |  |  | 1149 | [6 empty] | Home Depot | https://www.homedepot.com/p/Rheem-40-Gal-Short-6-Year-32-000-BTU-Liquid-Propane-Power-Vent-Water-Heater-XP40S06PV32U0/307249453 | Yes
Water Heater | Gas Storage | Rheem | XP40T06HE36U0 | 0.65 | 40 |  |  | 698 | [6 empty] | Home Depot | https://www.homedepot.com/p/Rheem-Performance-40-Gal-Tall-6-Year-36-000-BTU-Liquid-Propane-Tank-Water-Heater-XP40T06HE36U0/204697746 | Yes
Water Heater | Electric Storage | Rheem | XE50T09EL45U1 | 0.93 | 50 |  |  | 749 | [6 empty] | Home Depot | https://www.homedepot.com/p/Rheem-Performance-Plus-50-gal-4500-Watt-Tall-Electric-Water-Heater-with-9-Year-Tank-Warranty-and-240-volt-Connection-XE50T09EL45U1/205810470 | Yes
Water Heater | Gas Storage | BRADFORD WHITE | RG1PV40S*N | 0.66 | 40 |  | 40000 | 1516.99 |  |  |  |  | 2023 |  | Supply House | https://www.supplyhouse.com/Bradford-White-RG1PV40S6N-40-Gallon-40000-BTU-TTW-Power-Vent-Energy-Saver-Residential-Water-Heater-Nat-Gas | Yes
Water Heater | Gas Storage | A. O. SMITH | G12-CADT4040NV 1** | 0.68 | 40 |  | 40000 | 688.69 |  |  |  |  | 2023 |  | Lowes | https://www.lowes.com/pd/A-O-Smith-Signature-Premier-40-Gallon-12-Year-Limited-Tall-ENERGY-STAR-Natural-Gas-Water-Heater/1002789936 | Yes
Water Heater | Gas Storage | A. O. SMITH | G12-CADT5040NV 1** | 0.68 | 50 |  | 40000 | 780.48 |  |  |  |  | 2023 |  | Lowes | https://www.lowes.com/pd/A-O-Smith-Signature-Premier-50-Gallon-12-Year-Limited-Tall-ENERGY-STAR-Natural-Gas-Water-Heater/1002789928 | Yes
Water Heater | Gas Storage | Rheem | XG50T06PV42U0 | 0.68 | 48 |  |  | 1469 | [6 empty] | Home Depot | https://www.homedepot.com/p/Rheem-Performance-50-Gal-Tall-6-Year-42-000-BTU-Natural-Gas-Power-Vent-Tank-Water-Heater-XG50T06PV42U0/204318426 | Yes
Water Heater | Gas Storage | Rheem | XP50T06PV42U0 | 0.68 | 48 |  |  | 1449 | [6 empty] | Home Depot | https://www.homedepot.com/p/Rheem-Performance-50-Gal-Tall-6-Year-42-000-BTU-Liquid-Propane-Power-Vent-Tank-Water-Heater-XP50T06PV42U0/204318427 | Yes
Water Heater | Gas Storage | Rheem | XP40T06PV36U0 | 0.68 | 38 |  |  | 1249 | [6 empty] | Home Depot | https://www.homedepot.com/p/Rheem-Performance-40-Gal-Tall-6-Year-36-000-BTU-Liquid-Propane-Power-Vent-Tank-Water-Heater-XP40T06PV36U0/204318425 | Yes
Water Heater | Electric Storage | Rheem | XE40M12CS55U1 | 0.93 | 36 |  |  | 759 | [6 empty] | Home Depot | https://www.homedepot.com/p/Rheem-Gladiator-40-Gal-Medium-12-Year-5500-5500-Watt-Smart-Electric-Water-Heater-with-Leak-Detection-and-Auto-Shutoff-XE40M12CS55U1/309627149 | Yes
Water Heater | Electric Storage | Rheem | XE40M12CS45U0 | 0.93 | 36 |  |  | 779 | [6 empty] | Home Depot | https://www.homedepot.com/p/Rheem-Gladiator-40-Gal-Medium-12-Year-4500-4500-Watt-Smart-Electric-Water-Heater-with-Leak-Detection-and-Auto-Shutoff-XE40M12CS45U0/309627138 | Yes
Water Heater | Gas Storage | Rheem | XG40T12DM40U0 | 0.68 | 37 |  |  | 949 | [6 empty] | Home Depot | https://www.homedepot.com/p/Rheem-Performance-Platinum-38-Gal-Tall-12-Year-40-000-BTU-Natural-Gas-Tank-Water-Heater-XG40T12DM40U0/204318409 | Yes
Water Heater | Gas Storage | Rheem | XP40T12DM36U0 | 0.68 | 37 |  |  | 866.39 | [6 empty] | Home Depot | https://www.homedepot.com/p/Rheem-Performance-Platinum-38-Gal-Tall-12-Year-36-000-BTU-Liquid-Propane-Tank-Water-Heater-XP40T12DM36U0/204318410 | Yes
Water Heater | Electric Storage | Rheem | XE40M12CG45U0 | 0.93 | 36 |  |  | 795.46 | [6 empty] | Home Depot | https://www.homedepot.com/p/Rheem-Gladiator-40-Gal-Medium-12-Year-4500W-Electric-Tank-Water-Heater-with-Leak-Detection-Auto-Shutoff-WA-OR-Version-XE40M12CG45U0/318578076 | Yes
Water Heater | Gas Storage | Rheem | XG50T12DU38U2 | 0.68 | 50 |  |  | 1099 | [6 empty] | Home Depot | https://www.homedepot.com/p/Rheem-Performance-Platinum-50-Gal-Tall-12-Year-38-000-BTU-Ultra-Low-NOx-ULN-Natural-Gas-Power-Damper-Tank-Water-Heater-XG50T12DU38U2/300676172 | Yes
Water Heater | Electric Storage | Rheem | XE50T09CG45U0 | 0.92 | 45 |  |  | 796.72 | [6 empty] | Home Depot | https://www.homedepot.com/p/Rheem-Performance-Plus-50-Gal-Tall-9-Year-4500W-Electric-Tank-Water-Heater-WA-OR-Version-XE50T09CG45U0/318577783 | Yes
Water Heater | Electric Storage | Rheem | XE55T06CG45U0 | 0.92 | 55 |  |  | 815 | [6 empty] | Home Depot | https://www.homedepot.com/p/Rheem-Performance-55-gal-Tall-6-Year-4500W-Electric-Water-Heater-WA-OR-Version-XE55T06CG45U0/318578351 | Yes
Water Heater | Gas Storage | Rheem | XG50T06PN38U1 | 0.68 | 50 |  |  | 1399 | [6 empty] | Home Depot | https://www.homedepot.com/p/Rheem-Performance-50-Gal-Tall-6-Year-38-000-BTU-Ultra-Low-NOx-ULN-Natural-Gas-Power-Vent-Tank-Water-Heater-XG50T06PN38U1/300676632 | Yes
Water Heater | Electric Storage | Rheem | XE50T12CS45U0 | 0.92 | 45 |  |  | 839 | [6 empty] | Home Depot | https://www.homedepot.com/p/Rheem-Gladiator-50-Gal-Tall-12-Year-4500-4500-Watt-Smart-Electric-Water-Heater-with-Leak-Detection-and-Auto-Shutoff-XE50T12CS45U0/309627166 | Yes
Water Heater | Electric Storage | Rheem | XE50M12CS45U0 | 0.92 | 45 |  |  | 839 | [6 empty] | Home Depot | https://www.homedepot.com/p/Rheem-Gladiator-50-Gal-Medium-12-Year-4500-4500-Watt-Smart-Electric-Water-Heater-with-Leak-Detection-and-Auto-Shutoff-XE50M12CS45U0/309627128 | Yes
Water Heater | Electric Storage | Rheem | XE50M09CG45U0 | 0.92 | 45 |  |  | 849 | [6 empty] | Home Depot | https://www.homedepot.com/p/Rheem-Performance-Plus-50-Gal-Medium-9-Year-4500W-Electric-Tank-Water-Heater-WA-OR-Version-XE50M09CG45U0/318578135 | No
Water Heater | Electric Storage | Rheem | XE50M09CG55U0 | 0.92 | 45 |  |  | 849 | [6 empty] | Home Depot | https://www.homedepot.com/p/Rheem-Performance-Plus-50-Gal-Medium-9-Year-5500W-Electric-Tank-Water-Heater-WA-OR-Version-XE50M09CG55U0/318578132 | No
Water Heater | Gas Storage | Rheem | XG40T06PV40U0 | 0.69 | 38 |  |  | 1219 | [6 empty] | Home Depot | https://www.homedepot.com/p/Rheem-Performance-40-Gal-Tall-6-Year-40-000-BTU-Natural-Gas-Power-Vent-Tank-Water-Heater-XG40T06PV40U0/204318424 | Yes
Water Heater | Electric Storage | Rheem | XE40M12CG55U0 | 0.93 | 36 |  |  | 849 | [6 empty] | Home Depot | https://www.homedepot.com/p/Rheem-Gladiator-40-Gal-Medium-12-Year-5500W-Electric-Tank-Water-Heater-with-Leak-Detection-Auto-Shutoff-WA-OR-Version-XE40M12CG55U0/318578014 | Yes
Water Heater | Electric Storage | Rheem | XE55T09CG45U0 | 0.92 | 55 |  |  | 854 | [6 empty] | Home Depot | https://www.homedepot.com/p/Rheem-Performance-Plus-55-gal-Tall-9-Year-4500W-Electric-Water-Heater-WA-OR-Version-XE55T09CG45U0/318578482 | Yes
Water Heater | Electric Storage | Rheem | XE50T09CG55U0 | 0.92 | 45 |  |  | 859 | [6 empty] | Home Depot | https://www.homedepot.com/p/Rheem-Performance-Plus-50-Gal-Tall-9-Year-5500W-Electric-Tank-Water-Heater-WA-OR-Version-XE50T09CG55U0/318577785 | Yes
Water Heater | Electric Storage | Rheem | XE50M12CS55U1 | 0.92 | 45 |  |  | 859 | [6 empty] | Home Depot | https://www.homedepot.com/p/Rheem-Gladiator-50-Gal-Medium-12-Year-5500-5500-Watt-Smart-Electric-Water-Heater-with-Leak-Detection-and-Auto-Shutoff-XE50M12CS55U1/309627116 | Yes
Water Heater | Electric Storage | Rheem | XE55T12CS55U0 | 0.92 | 55 |  |  | 889.55 | [6 empty] | Home Depot | https://www.homedepot.com/p/Rheem-Gladiator-55-gal-Tall-12-Year-5500-5500-Watt-Smart-Electric-Water-Heater-with-Leak-Detection-and-Auto-Shutoff-XE55T12CS55U0/309627191 | Yes
Water Heater | Electric Storage | A. O. SMITH | HNS-50 1** | 0.95 | 50 | 4.5 |  | 899.99 |  |  |  |  | 2023 |  | Supply House | https://www.supplyhouse.com/AO-Smith-HNS-50-50-Gallon-ProLine-Master-Commercial-Grade-Residential-Electric-Water-Heater-Short-Model | Yes
Water Heater | Electric Storage | Rheem | XE55T12CS45U0 | 0.92 | 55 |  |  | 929 | [6 empty] | Home Depot | https://www.homedepot.com/p/Rheem-Gladiator-55-Gal-Tall-12-Year-4500-4500-Watt-Smart-Electric-Water-Heater-with-Leak-Detection-and-Auto-Shutoff-XE55T12CS45U0/309627175 | No
Water Heater | Electric Storage | Rheem | XE50M12CG55U0 | 0.92 | 45 |  |  | 929 | [6 empty] | Home Depot | https://www.homedepot.com/p/Rheem-Gladiator-50-Gal-Medium-12-Year-5500W-Electric-Tank-Water-Heater-with-Leak-Detection-Auto-Shutoff-WA-OR-Version-XE50M12CG55U0/318578151 | No
Water Heater | Electric Storage | Rheem | XE50M12CG45U0 | 0.92 | 45 |  |  | 929 | [6 empty] | Home Depot | https://www.homedepot.com/p/Rheem-Gladiator-50-Gal-Medium-12-Year-4500W-Electric-Tank-Water-Heater-with-Leak-Detection-Auto-Shutoff-WA-OR-Version-XE50M12CG45U0/318578154 | Yes
Water Heater | Electric Storage | Rheem | XE50T12CG55U0 | 0.92 | 45 |  |  | 939 | [6 empty] | Home Depot | https://www.homedepot.com/p/Rheem-Gladiator-50-Gal-Tall-12-Year-5500W-Electric-Tank-Water-Heater-with-Leak-Detection-Auto-Shutoff-WA-OR-Version-XE50T12CG55U0/318577830 | Yes
Water Heater | Electric Storage | Rheem | XE50T12CG45U0 | 0.92 | 45 |  |  | 939 | [6 empty] | Home Depot | https://www.homedepot.com/p/Rheem-Gladiator-50-Gal-Tall-12-Year-4500W-Electric-Tank-Water-Heater-with-Leak-Detection-Auto-Shutoff-WA-OR-Version-XE50T12CG45U0/318241228 | No
Water Heater | Electric Storage | BRADFORD WHITE | RE250T*-***** | 0.92 | 50 | 4.5 |  | 959 |  |  |  |  | 2023 |  | Total Home Supply | https://www.totalhomesupply.com/p/bradford-white-re250t6-1ncww-50-gallon-upright-electric-water-heater-240-volt-4500-watts | Yes
Water Heater | Gas Storage | Rheem | XG50T12DM40U0 | 0.69 | 48 |  |  | 1069 | [6 empty] | Home Depot | https://www.homedepot.com/p/Rheem-Performance-Platinum-50-Gal-Tall-12-Year-40-000-BTU-Natural-Gas-Tank-Water-Heater-XG50T12DM40U0/204318411 | Yes
Water Heater | Electric Storage | A. O. SMITH | EE12-50H55DVF | 0.92 | 50 | 5.5 |  | 969 |  |  |  |  | 2023 |  | Lowes | https://www.lowes.com/pd/A-O-Smith-A-O-Smith-Signature-500-Series-50-Gallon-Tall-iCOMM-8482-Smart-Connectivity-12-Year-5500-Watt-Double-Element-Electric-Water-Heater/5005423731 | Yes
Water Heater | Electric Storage | A. O. SMITH | (E,P)NL-36 | 0.95 | 36 | 4.5 |  | 969.99 |  |  |  |  | 2023 |  | Supply House | https://www.supplyhouse.com/AO-Smith-PNL-36-36-Gallon-ProLine-Lowboy-Residential-Electric-Water-Heater-10-Yr-Warranty | No
Water Heater | Electric Storage | A. O. SMITH | PNL-36 2** | 0.95 | 36 | 4.5 |  | 969.99 |  |  |  |  | 2023 |  | Supply House | https://www.supplyhouse.com/AO-Smith-PNL-36-36-Gallon-ProLine-Lowboy-Residential-Electric-Water-Heater-10-Yr-Warranty | Yes
Water Heater | Electric Storage | Rheem | XE55T12CG55U0 | 0.92 | 55 |  |  | 977.59 | [6 empty] | Home Depot | https://www.homedepot.com/p/Rheem-Gladiator-55-gal-Tall-12-Year-5500W-Electric-Water-Heater-with-Leak-Detection-Auto-Shutoff-WA-OR-Version-XE55T12CG55U0/318578582 | Yes
Water Heater | Electric Storage | A. O. SMITH | ENJB-30 1** | 0.95 | 28 | 4.5 |  | 989.99 |  |  |  |  | 2023 |  | Supply House | https://www.supplyhouse.com/AO-Smith-ENJB-30-28-Gallon-ProLine-Residential-Electric-Water-Heater-Lowboy-Side-Connect-Model-With-Insulated-Blanket | Yes
Water Heater | Gas Storage | Rheem | XP50S12DM36U0 | 0.69 | 48 |  |  | 1062.32 | [6 empty] | Home Depot | https://www.homedepot.com/p/Rheem-Performance-Platinum-50-Gal-Short-12-Year-36-000-BTU-Liquid-Propane-Tank-Water-Heater-XP50S12DM36U0/204321572 | Yes
Water Heater | Electric Storage | A. O. SMITH | ENJ-40 1** | 0.95 | 38 | 4.5 |  | 999.99 |  |  |  |  | 2023 |  | Supply House | https://www.supplyhouse.com/AO-Smith-ENJ-40-40-Gallon-ProLine-Residential-Electric-Water-Heater-Lowboy-Side-Connect-Model | Yes
Water Heater | Electric Storage | Rheem | XE55T12CG45U0 | 0.92 | 55 |  |  | 1049 | [6 empty] | Home Depot | https://www.homedepot.com/p/Rheem-Gladiator-55-gal-Tall-12-Year-4500W-Electric-Water-Heater-with-Leak-Detection-Auto-Shutoff-WA-OR-Version-XE55T12CG45U0/318578490 | Yes
Water Heater | Electric Storage | Rheem | MR40245 | 0.92 | 40 |  |  | 1119.27 | [6 empty] | Home Depot | https://www.homedepot.com/p/Rheem-Marathon-40-Gal-Tall-4500-4500-Watt-Elements-Non-Metallic-Lifetime-Electric-Tank-Water-Heater-MR40245/205931673 | Yes
Water Heater | Heat Pump with Tank | Rheem | XE50T10HM00U0 | 3 | 50 |  |  | 1998 | [6 empty] | Home Depot | https://www.homedepot.com/p/Rheem-Performance-Platinum-ProTerra-50-gal-Tall-0W-Element-Residential-Electric-Water-Heater-w-Heat-Pump-10-Year-Warranty-XE50T10HM00U0/317100789 | Yes
Water Heater | Heat Pump with Tank | Rheem | XE40T10HM00U0 | 3 | 40 |  |  | 1978 | [6 empty] | Home Depot | https://www.homedepot.com/p/Rheem-Performance-Platinum-ProTerra-40-gal-Tall-0W-Element-Residential-Electric-Water-Heater-w-Heat-Pump-10-Year-Warranty-XE40T10HM00U0/317100795 | Yes
Water Heater | Gas Storage | Rheem | XP50T12DM36U0 | 0.69 | 48 |  |  | 1149 | [6 empty] | Home Depot | https://www.homedepot.com/p/Rheem-Performance-Platinum-50-Gal-Tall-12-Year-36-000-BTU-Liquid-Propane-Tank-Water-Heater-XP50T12DM36U0/204318412 | Yes
Water Heater | Heat Pump with Tank | Rheem | XE50T10HMS00U0 | 3 | 50 |  |  | 2199.99 | [6 empty] | Home Depot | https://www.homedepot.com/p/Rheem-ProTerra-50-gal-Tall-0-Watt-Element-Residential-Electric-Water-Heater-w-Leak-Detection-Auto-Shutoff-10-Year-Warranty-XE50T10HMS00U0/317100816 | Yes
Water Heater | Heat Pump with Tank | Rheem | XE40T10HMS00U0 | 3 | 40 |  |  | 2199.99 | [6 empty] | Home Depot | https://www.homedepot.com/p/Rheem-ProTerra-40-gal-Tall-0-Watt-Element-Residential-Electric-Water-Heater-w-Leak-Detection-Auto-Shutoff-10-Year-Warranty-XE40T10HMS00U0/317100818 | Yes
Water Heater | Heat Pump with Tank | Rheem | XE80T10HM00U0 | 3.5 | 80 |  |  | 2768.99 | [6 empty] | Home Depot | https://www.homedepot.com/p/Rheem-Performance-Platinum-ProTerra-80-gal-Tall-0W-Element-Residential-Electric-Water-Heater-w-Heat-Pump-10-Year-Warranty-XE80T10HM00U0/317100774 | Yes
Water Heater | Heat Pump with Tank | Rheem | XE80T10HMS00U0 | 3.5 | 80 |  |  | 2979.99 | [6 empty] | Home Depot | https://www.homedepot.com/p/Rheem-ProTerra-80-gal-Tall-0-Watt-Element-Residential-Electric-Water-Heater-w-Leak-Detection-Auto-Shutoff-10-Year-Warranty-XE80T10HMS00U0/317100803 | Yes
Water Heater | Heat Pump with Tank | Rheem | XE65T10HM00U0 | 3.6 | 65 |  |  | 2399 | [6 empty] | Home Depot | https://www.homedepot.com/p/Rheem-Performance-Platinum-ProTerra-65-gal-Tall-0W-Element-Residential-Electric-Water-Heater-w-Heat-Pump-10-Year-Warranty-XE65T10HM00U0/317100785 | Yes
Water Heater | Heat Pump with Tank | Rheem | XE65T10HMS00U0 | 3.6 | 65 |  |  | 2598 | [6 empty] | Home Depot | https://www.homedepot.com/p/Rheem-ProTerra-65-gal-Tall-0-Watt-Element-Residential-Electric-Water-Heater-w-Leak-Detection-Auto-Shutoff-10-Year-Warranty-XE65T10HMS00U0/317100806 | Yes
Water Heater | Heat Pump with Tank | Rheem | XE80T10H45U0 | 4.07 | 72 |  |  | 2689 | [6 empty] | Home Depot | https://www.homedepot.com/p/Rheem-Performance-Platinum-80-Gal-10-Year-Hybrid-High-Efficiency-Tank-Electric-Heat-Pump-Water-Heater-XE80T10H45U0/312741506 | Yes
Water Heater | Electric Storage | Rheem | XE20P06PU20U0 | 0 | 20 |  |  | 399 | [6 empty] | Home Depot | https://www.homedepot.com/p/Rheem-Performance-20-Gal-6-Year-2000-Watt-Single-Element-Electric-Point-Of-Use-Water-Heater-XE20P06PU20U0/204318374 | No
Water Heater | Gas Storage | BRADFORD WHITE | RG2PV50S*N19 | 0.7 | 50 |  | 40000 | 2316.36 |  |  |  |  | 2023 |  | Supply House | https://www.supplyhouse.com/Bradford-White-RG2PV50T6N-50-Gallon-40000-BTU-Defender-Safety-System-TTW1-Power-Vent-Energy-Saver-Residential-Water-Heater-Nat-Gas | Yes
Water Heater | Gas Storage | Rheem | XG50S06PV36U0 | 0.7 | 48 |  |  | 1299 | [6 empty] | Home Depot | https://www.homedepot.com/p/Rheem-Performance-50-Gal-Short-6-Year-36-000-BTU-Natural-Gas-Power-Vent-Tank-Water-Heater-XG50S06PV36U0/307249495 | Yes
Water Heater | Gas Storage | A. O. SMITH | GPVL-50 2*1 | 0.72 | 50 |  | 40000 | 1509.99 |  |  |  |  | 2023 |  | Supply House | https://www.supplyhouse.com/AO-Smith-GPVL-50-50-Gallon-40000-BTU-ProLine-Power-Vent-Residential-Gas-Water-Heater-NG | Yes
Water Heater | Electric Storage | Ariston | ARIER040C2X045N | 0.94 | 40 |  |  | 1171.07 | [6 empty] | Home Depot | https://www.homedepot.com/p/Ariston-40-Gal-Residential-Electric-Water-Heater-ARIER040C2X045N/317750449 | Yes
Water Heater | Electric Storage | Ariston | ARIER040C2X055N | 0.94 | 40 |  |  | 1225 | [6 empty] | Home Depot | https://www.homedepot.com/p/Ariston-40-gal-Electric-Water-Heater-Lifetime-Residential-5500-Watt-with-Durable-316-l-Stainless-Steel-Tank-ARIER040C2X055N/317828981 | Yes
Water Heater | Gas Storage | RHEEM | RHE40SP | 0.75 | 38 |  | 40000 | 2310 |  |  |  |  | 2023 |  | Appliances Connection | https://www.appliancesconnection.com/rheem-rhe40sp.html | Yes
Water Heater | Electric Storage | A. O. SMITH | PNLB-50 1** | 0.95 | 48 | 6 |  | 1289.99 |  |  |  |  | 2023 |  | Supply House | https://www.supplyhouse.com/AO-Smith-PNLB-50-48-Gallon-ProLine-Residential-Electric-Water-Heater-Lowboy-Top-Connect-Model | Yes
Water Heater | Gas Storage | Rheem | XG50T12UHN50U0 | 0.88 | 50 |  |  | 5319 | [6 empty] | Home Depot | https://www.homedepot.com/p/Rheem-Maximus-Super-High-Efficiency-50-Gal-Tall-12-Year-50-000-BTU-Natural-Gas-Water-Heater-XG50T12UHN50U0/316855586 | Yes
Water Heater | Electric Storage | Ariston | ARIER052C2X045N | 0.93 | 52 |  |  | 1300 | [6 empty] | Home Depot | https://www.homedepot.com/p/Ariston-52-gal-4500-Watt-Lifetime-Residential-Electric-Water-Heater-with-Durable-316-l-Stainless-Steel-Tank-ARIER052C2X045N/317829150 | Yes
Water Heater | Electric Storage | Rheem | MSR50245 | 0.9 | 50 |  |  | 1318.23 | [6 empty] | Home Depot | https://www.homedepot.com/p/Rheem-Marathon-50-gal-Short-4500-4500-Watt-Elements-Non-Metallic-Lifetime-Electric-Tank-Water-Heater-MSR50245/202584260 | No
Water Heater | Electric Storage | Ariston | ARIER052C2X055N | 0.93 | 52 |  |  | 1350.69 | [6 empty] | Home Depot | https://www.homedepot.com/p/Ariston-52-gal-5500-Watt-Residential-Electric-Water-Heater-with-Durable-316-l-Stainless-Steel-Tank-ARIER052C2X055N/317830485 | Yes
Water Heater | Gas Storage | Rheem | XP50T12UHC50U0 | 0.88 | 50 |  |  | 3579 | [6 empty] | Home Depot | https://www.homedepot.com/p/Rheem-Maximus-Super-High-Efficiency-50-Gal-Tall-12-Year-50-000-BTU-Liquid-Propane-Water-Heater-XP50T12UHC50U0/316855606 | Yes
Water Heater | Gas Storage | Rheem | XG50T12UHN76U0 | 0.89 | 50 |  |  | 3999 | [6 empty] | Home Depot | https://www.homedepot.com/p/Rheem-Maximus-Super-High-Efficiency-50-Gal-Tall-12-Year-76000-BTU-Natural-Gas-Tank-Water-Heater-XG50T12UHN76U0/316855619 | Yes
Water Heater | Gas Storage | Rheem | XG50T12UHN100U0 | 0.89 | 50 |  |  | 5339 | [6 empty] | Home Depot | https://www.homedepot.com/p/Rheem-Maximus-Super-High-Efficiency-50-gal-Tall-12-Year-100-000-BTU-Natural-Gas-Tank-Water-Heater-XG50T12UHN100U0/316855653 | Yes
Water Heater | Gas Storage | Rheem | XP50T12UHC100U0 | 0.89 | 50 |  |  | 5399 | [6 empty] | Home Depot | https://www.homedepot.com/p/Rheem-Maximus-Super-High-Efficiency-50-gal-Tall-12-Year-100-000-BTU-Liquid-Propane-Tank-Water-Heater-XP50T12UHC100U0/316855668 | Yes
Water Heater | Gas Storage | Rheem | XP50T12UHC76U0 | 0.89 | 50 |  |  | 4129 | [6 empty] | Home Depot | https://www.homedepot.com/p/Rheem-Maximus-Super-High-Efficiency-50-gal-Tall-12-Year-76-000-BTU-Liquid-Propane-Tank-Water-Heater-XP50T12UHC76U0/316855637 | Yes
Water Heater | Electric Storage | Rheem | MR50245 | 0.91 | 50 |  |  | 1471.87 | [6 empty] | Home Depot | https://www.homedepot.com/p/Rheem-Marathon-50-gal-4500-Watt-Tall-Electric-Water-Heater-with-Lifetime-Tank-Warranty-and-240-volt-Connection-MR50245/205466186 | No
Water Heater | Gas Storage | Rheem | XG40S12UHN50U0 | 0.9 | 40 |  |  | 3399 | [6 empty] | Home Depot | https://www.homedepot.com/p/Rheem-Maximus-Super-High-Efficiency-40-Gal-Tall-12-Year-50-000-BTU-Natural-Gas-Tank-Water-Heater-XG40S12UHN50U0/316855568 | Yes
Water Heater | Electric Storage | Ariston | SUPR055C2X055N | 0.94 | 55 |  |  | 1890 | [6 empty] | Home Depot | https://www.homedepot.com/p/Ariston-Suprema-55-gal-5500-Watt-Flexible-Capacity-Electric-Water-Heater-Lifetime-Warranty-SUPR055C2X055N/319383341 | Yes
Water Heater | Gas Instantaneous | Rheem | ECO200XLN3-1 | 0.81 | 0 |  |  | 1159 | [6 empty] | Home Depot | https://www.homedepot.com/p/Rheem-Performance-Plus-9-5-GPM-Natural-Gas-Outdoor-Tankless-Water-Heater-ECO200XLN3-1/206934797 | Yes
Water Heater | Gas Instantaneous | Rinnai | RSC199iN | 0.95 | 0 |  |  | 2019.6 | [6 empty] | Home Depot | https://www.homedepot.com/p/Rinnai-Super-High-Efficiency-Plus-11-GPM-Residential-199-000-BTU-Interior-Natural-Gas-Tankless-Water-Heater-RSC199iN/321640439 | Yes
Water Heater | Gas Instantaneous | Rheem | ECOH160DVLN-2 | 0.93 | 0 |  |  | 1279 | [6 empty] | Home Depot | https://www.homedepot.com/p/Rheem-Performance-Platinum-8-4-GPM-Natural-Gas-High-Efficiency-Indoor-Tankless-Water-Heater-ECOH160DVLN-2/304820859 | Yes
Water Heater | Gas Instantaneous | Rheem | ECO160XLN3-1 | 0.81 | 0 |  |  | 949 | [6 empty] | Home Depot | https://www.homedepot.com/p/Rheem-Performance-Plus-7-0-GPM-Natural-Gas-Outdoor-Tankless-Water-Heater-ECO160XLN3-1/303811993 | Yes
Water Heater | Gas Instantaneous | Rheem | ECO160DVLP3-1 | 0.82 | 0 |  |  | 949 | [6 empty] | Home Depot | https://www.homedepot.com/p/Rheem-Performance-Plus-7-0-GPM-Liquid-Propane-Indoor-Tankless-Water-Heater-ECO160DVLP3-1/303811994 | Yes
Water Heater | Gas Instantaneous | Rheem | ECO180DVLP3-1 | 0.82 | 0 |  |  | 1049 | [6 empty] | Home Depot | https://www.homedepot.com/p/Rheem-Performance-Plus-8-4-GPM-Liquid-Propane-Indoor-Tankless-Water-Heater-ECO180DVLP3-1/206934750 | Yes
Water Heater | Gas Instantaneous | Rheem | ECOH180DVLN-2 | 0.93 | 0 |  |  | 1349 | [6 empty] | Home Depot | https://www.homedepot.com/p/Rheem-Performance-Platinum-9-0-GPM-Natural-Gas-High-Efficiency-Indoor-Tankless-Water-Heater-ECOH180DVLN-2/304820817 | Yes
Water Heater | Gas Instantaneous | Rheem | ECO200XLP3-1 | 0.81 | 0 |  |  | 1159 | [6 empty] | Home Depot | https://www.homedepot.com/p/Rheem-Performance-Plus-9-5-GPM-Liquid-Propane-Outdoor-Tankless-Water-Heater-ECO200XLP3-1/206934809 | Yes
Water Heater | Gas Instantaneous | Rheem | ECOH200DVLP-2 | 0.93 | 0 |  |  | 1499 | [6 empty] | Home Depot | https://www.homedepot.com/p/Rheem-Performance-Platinum-9-5-GPM-Liquid-Propane-High-Efficiency-Indoor-Tankless-Water-Heater-ECOH200DVLP-2/304820627 | Yes
Water Heater | Gas Instantaneous | Rheem | RTGH-C95DVLN | 0.93 | 0 |  |  | 1515.27 | [6 empty] | Home Depot | https://www.homedepot.com/p/Rheem-Commercial-9-5-GPM-Natural-Gas-High-Efficiency-Indoor-Tankless-Water-Heater-RTGH-C95DVLN/303087018 | Yes
Water Heater | Gas Instantaneous | Rinnai | RSC199iP | 0.95 | 0 |  |  | 2019.6 | [6 empty] | Home Depot | https://www.homedepot.com/p/Rinnai-Super-High-Efficiency-Plus-11-GPM-Residential-199-000-BTU-h-Interior-Propane-Gas-Tankless-Water-Heater-RSC199iP/321640458 | Yes
Water Heater | Electric Storage | Rheem | XE55T12CS55U0PP3 | 0.92 | 55 |  |  | 2573.97 | [6 empty] | Home Depot | https://www.homedepot.com/p/Rheem-Gladiator-55-Gal-Tall-12-Year-5500-5500-Watt-Electric-Water-Heater-with-Leak-Detection-Auto-Shutoff-Plumber-ProPack-XE55T12CS55U0PP3/314310132 | No
Water Heater | Gas Instantaneous | Rheem | ECO200DVLP3-1 | 0.82 | 0 |  |  | 1159 | [6 empty] | Home Depot | https://www.homedepot.com/p/Rheem-Performance-Plus-9-5-GPM-Liquid-Propane-Indoor-Tankless-Water-Heater-ECO200DVLP3-1/206934791 | Yes
Water Heater | Gas Instantaneous | Rheem | ECO180XLP3-1 | 0.81 | 0 |  |  | 1049 | [6 empty] | Home Depot | https://www.homedepot.com/p/Rheem-Performance-Plus-8-4-GPM-Liquid-Propane-Outdoor-Tankless-Water-Heater-ECO180XLP3-1/206934781 | Yes
Water Heater | Gas Storage | Rheem | XP40S12UHC50U0 | 0.9 | 40 |  |  | 3464 | [6 empty] | Home Depot | https://www.homedepot.com/p/Rheem-Maximus-Super-High-Efficiency-40-Gal-Tall-12-Year-50000-BTU-Liquid-Propane-Tank-Water-Heater-XP40S12UHC50U0/316855577 | Yes
Water Heater | Gas Instantaneous | Rheem | RTGH-C95XLN | 0.93 | 0 |  |  | 1515.27 | [6 empty] | Home Depot | https://www.homedepot.com/p/Rheem-Commercial-9-5-GPM-Natural-Gas-High-Efficiency-Outdoor-Tankless-Water-Heater-RTGH-C95XLN/303087039 | Yes
Water Heater | Electric Instantaneous | Stiebel Eltron | TEMPRA 36 PLUS | 0.99 | 0 | 36 |  | 849 |  |  |  |  | 2023 |  | Lowes | lowes.com/pd/Stiebel-Eltron-Tempra-36-Plus-240-Volt-36-kW-7-03-GPM-Tankless-Electric-Water-Heater/1000562705 | No
Water Heater | Electric Instantaneous | Stiebel Eltron | TEMPRA 24 TREND | 0.99 | 0 | 24 |  | 649 |  |  |  |  | 2023 |  | Lowes | https://www.lowes.com/pd/Stiebel-Eltron-Tempra-24-Trend-240-Volt-24-Kilo-Watt-kW-4-68-GPM-Tankless-Electric-Water-Heater/1000562689 | Yes
Water Heater | Gas Instantaneous | Rheem | RTGH-C95XLP | 0.93 | 0 |  |  | 1515.27 | [6 empty] | Home Depot | https://www.homedepot.com/p/Rheem-Commercial-9-5-GPM-Liquid-Propane-High-Efficiency-Outdoor-Tankless-Water-Heater-RTGH-C95XLP/303087074 | Yes
Water Heater | Electric Instantaneous | Stiebel Eltron | TEMPRA 29 PLUS | 0.99 | 0 | 28.8 |  | 799 |  |  |  |  | 2023 |  | Lowes | https://www.lowes.com/pd/Stiebel-Eltron-Tempra-29-Plus-240-Volt-28-8-kW-5-62-GPM-Tankless-Electric-Water-Heater/1000562703 | Yes
Water Heater | Electric Instantaneous | EEMAX | EEM24018 | 0.998 | 0 | 18 |  | 421.58 |  |  |  |  | 2023 |  | Lowes | https://www.lowes.com/pd/Eemax-240-Volt-18-kW-3-5-GPM-Tankless-Electric-Water-Heater/1000080151 | Yes
Water Heater | Electric Instantaneous | Rheem | RETEX-13 | 0.998 | 0 |  |  | 329 |  |  |  |  | 2023 |  | Home Depot | https://www.homedepot.com/p/Rheem-Performance-13-kW-Self-Modulating-2-54-GPM-Tankless-Electric-Water-Heater-RETEX-13/300800566 | No
Water Heater | Electric Storage | Rheem | XE55T12CS45U0PP3 | 0.92 | 55 |  |  | 2574.46 | [6 empty] | Home Depot | https://www.homedepot.com/p/Rheem-Gladiator-55-Gal-Tall-12-Year-4500-4500-Watt-Electric-Water-Heater-with-Leak-Detection-Auto-Shutoff-Plumber-ProPack-XE55T12CS45U0PP3/314310138 | No
Water Heater | Electric Instantaneous | Rheem | RETEX-18 | 0.998 | 0 |  |  | 459 |  |  |  |  | 2023 |  | Home Depot | https://www.homedepot.com/p/Rheem-Performance-18-kW-Self-Modulating-3-51-GPM-Tankless-Electric-Water-Heater-RETEX-18/300800620 | Yes
Water Heater | Gas Instantaneous | Rheem | ECO180DVLN3-1 | 0.82 | 0 |  |  | 1049 | [6 empty] | Home Depot | https://www.homedepot.com/p/Rheem-Performance-Plus-8-4-GPM-Natural-Gas-Indoor-Tankless-Water-Heater-ECO180DVLN3-1/206934738 | Yes
Water Heater | Gas Instantaneous | Rheem | ECO200DVLN3-1 | 0.82 | 0 |  |  | 1159 | [6 empty] | Home Depot | https://www.homedepot.com/p/Rheem-Performance-Plus-9-5-GPM-Natural-Gas-Indoor-Tankless-Water-Heater-ECO200DVLN3-1/206934785 | Yes
Water Heater | Gas Instantaneous | Rheem | ECO180XLN3-1 | 0.81 | 0 |  |  | 953 | [6 empty] | Home Depot | https://www.homedepot.com/p/Rheem-Performance-Plus-8-4-GPM-Natural-Gas-Outdoor-Tankless-Water-Heater-ECO180XLN3-1/206934770 | Yes
Water Heater | Gas Instantaneous | Rheem | ECO160XLP3-1 | 0.81 | 0 |  |  | 804 | [6 empty] | Home Depot | https://www.homedepot.com/p/Rheem-Performance-Plus-7-0-GPM-Liquid-Propane-Outdoor-Tankless-Water-Heater-ECO160XLP3-1/303811992 | Yes

## Water Heaters Analysis
Table of Contents
Machine Readable Results
Component & Class |  |  | Retail Price Regression, Performance metric 1 | [6 empty] | Retail Price Regression, Performance metric 2 | [6 empty] | Retail Price Regression, Intercepts |  |  | Installation Multiplier |  | Installation Adder |  | Additional Data
Component | Class | Output Units | Coefficient-Low | Coefficient-Mid | Coefficient-High | Metric | Unit | Lower Bound | Upper Bound | Coefficient-Low | Coefficient-Mid | Coefficient-High | Metric | Unit | Lower Bound | Upper Bound | Int-Low | Int-Mid | Int-High | New Construction | Retrofit | New Construction | Retrofit | Lifetime | Cost Variation Considerations | Data Sources | Qualitative Rank | Notes
Water Heater | Electric Instantaneous | 2023$ | 250 | 353.5496 | 2133.3333 | UEF | Unitless | 0.84 | 0.998 | N/A | N/A | N/A | N/A | N/A | N/A | N/A | 21.5 | 103.9917 | -1313 |  |  | 788.25 | 913.1 | 20 | Prevailing local wages, Drive time, Local code requirements, Access, Moisture issues present, Condition of existing flue, Need to bring in combustion air, Condition of existing electrical system, Condition of existing plumbing, Condition of existing gas line, Presence of hazardous materials, Type of equipment | 1, 2, 3 | Low SS, Low R2, High Source Diversity
Water Heater | Electric Storage | 2023$ | 571.4235 | 10549.4996 | 19231.0345 | UEF | Unitless | 0.92 | 0.95 | 12.8571 | 17.0571 | 22.2759 | Nominal volume | gallons | 27 | 55 | -425.281 | -9666.0904 | -17743.2069 |  |  | 364.1151 | 864.1151 | 14.8 | Prevailing local wages, Drive time, Local code requirements, Access, Moisture issues present, Condition of existing flue, Need to bring in combustion air, Condition of existing electrical system, Condition of existing plumbing, Condition of existing gas line, Presence of hazardous materials, Type of equipment | 1, 2, 3 | Medium SS, Medium SS, High Source Diversity
Water Heater | HP Tank | 2023$ | 376.1462 | 511.4828 | 840.784 | UEF | Unitless | 2.4 | 4.07 | 28.3988 | 26.1968 | 12.612 | Nominal volume | gallons | 40 | 80 | -974.6515 | -1123.3044 | -826.8423 |  |  | 518.192 | 1018.192 | 14.8 | Prevailing local wages, Drive time, Local code requirements, Access, Moisture issues present, Condition of existing flue, Need to bring in combustion air, Condition of existing electrical system, Condition of existing plumbing, Condition of existing gas line, Presence of hazardous materials, Type of equipment | 1, 2, 3 | Low SS, High R2, High Source Diversity
Water Heater | HP Tank w/ Gas Capping | 2023$ | 376.1462 | 511.4828 | 840.784 | UEF | Unitless | 2.4 | 4.07 | 28.3988 | 26.1968 | 12.612 | Nominal volume | gallons | 40 | 80 | -824.6515 | -973.3044 | -676.8423 |  |  | 518.192 | 1018.192 | 14.8 | Prevailing local wages, Drive time, Local code requirements, Access, Moisture issues present, Condition of existing flue, Need to bring in combustion air, Condition of existing electrical system, Condition of existing plumbing, Condition of existing gas line, Presence of hazardous materials, Type of equipment | 1, 2, 3 | Low SS, High R2, High Source Diversity | Gas Cap as adder in Retail Price Intercepts
Water Heater | HP Tank w/ Gas Capping and 240V Wiring | 2023$ | 376.1462 | 511.4828 | 840.784 | UEF | Unitless | 2.4 | 4.07 | 28.3988 | 26.1968 | 12.612 | Nominal volume | gallons | 40 | 80 | -524.6515 | -673.3044 | -376.8423 |  |  | 518.192 | 1018.192 | 14.8 | Prevailing local wages, Drive time, Local code requirements, Access, Moisture issues present, Condition of existing flue, Need to bring in combustion air, Condition of existing electrical system, Condition of existing plumbing, Condition of existing gas line, Presence of hazardous materials, Type of equipment | 1, 2, 3 | Low SS, High R2, High Source Diversity | Gas Cap and Wiring as adder in Retail Price Intercepts
Water Heater | Gas Inst | 2023$ | 4192.3334 | 3885.5833 | 4905 | UEF | Unitless | 0.81 | 0.99 | N/A | N/A | N/A | N/A | N/A | N/A | N/A | -2720.8534 | -2098.3225 | -2467.37 |  |  | 722.56 | 847.01 | 20 | Prevailing local wages, Drive time, Local code requirements, Access, Moisture issues present, Condition of existing flue, Need to bring in combustion air, Condition of existing electrical system, Condition of existing plumbing, Condition of existing gas line, Presence of hazardous materials, Type of equipment | 1, 2, 3 | Low SS, Medium R2, High Source Diversity
Water Heater | Gas Storage | 2023$ | 5190.1403 | 8799.4249 | 13355.3134 | UEF | Unitless | 0.58 | 0.75 | 13.0935 | 13.652 | 32.7106 | Nominal volume | gallons | 38 | 98 | -3147.3652 | -5066.5643 | -8122.7962 |  |  | 589.7754 | 800.9292 | 14 | Prevailing local wages, Drive time, Local code requirements, Access, Moisture issues present, Condition of existing flue, Need to bring in combustion air, Condition of existing electrical system, Condition of existing plumbing, Condition of existing gas line, Presence of hazardous materials, Type of equipment | 1, 2, 3 | Medium SS, Medium R2, High Source Diversity
Quantile Regression Results
Electric Instantaneous (Tankless)
Bounds Metric 1 (UEF): | 0.84 - 0.998
Sample Size: | 12
Median R2: | 1.11e-16
Electric Storage (Tank)
Bounds Metric 1 (UEF): | 0.92 - 0.95
Bounds Metric 2 (Volume): | 27 - 55
Sample Size: | 52
Median R2: | 0.1978
Heat Pump (Tank)
Bounds Metric 1 (UEF): | 2.4 - 4.07
Bounds Metric 2 (Volume): | 40 - 80
Sample Size: | 26
Median R2: | 0.3977
Natural Gas Instantaneous (Tankless)
Bounds Metric 1 (UEF): | 0.81 - 0.99
Sample Size: | 45
Median R2: | 0.2868
Natural Gas Storage (Tank)
Bounds Metric 1 (UEF): | 0.56 - 0.9
Bounds Metric 2 (Volume): | 29 - 98
Sample Size: | 95
Median R2: | 0.3386
Notes:
Electric storage: High banding at UEF 0.92 and 0.93.
Lower confidence given to electric instantaneous due to low sample size and high variability.

## Fuel Switching
Table of Contents
Additional Retrofit Costs |  |  | Estimated Cost ($)
Type | Action | Estimated Labor Hours (hrs) | Low | Mid/Average | High | Notes | Source | Link
Fuel Switching (Gas to Electric Upgrade) | Capping Gas Line without removal | <1 | 75 | 125 | 150 | Most likely flat fee, need licensed plumber or licensed technician to cap gas line at meter, most municipalities need permit | Angi | https://www.angi.com/articles/how-much-would-it-cost-have-plumber-cap-gas-line-was-going-gas-dryer.htm
Fuel Switching (Gas to Electric Upgrade) | Capping Gas Line with removal | 2 |  | 250 |  |  | Angi | https://www.angi.com/articles/how-much-would-it-cost-have-plumber-cap-gas-line-was-going-gas-dryer.htm
Fuel Switching (Gas to Electric Upgrade) | Capping Gas Line without removal |  | 75 | 125 | 175 |  | Forbes | https://www.forbes.com/home-improvement/plumbing/gas-line-installation-repair-cost/
Fuel Switching (Gas to Electric Upgrade) | Capping Gas Line without removal |  | 65 | 132.5 | 200 |  | Costimates | https://www.costimates.com/costs/plumbing/remove-gas-line/
Fuel Switching (Gas to Electric Upgrade) | Capping Gas Line with removal | 2 | 230 |  | 280 | From Costimates, but sources Homewyse. Homewyse's removal cost is no longer on the current website | Homewyse
Fuel Switching (Gas to Electric Upgrade) | Capping Gas Line with removal |  |  |  |  | Can do an estimated gas line removal by zipcode from the installation cost page | Homewyse | https://www.homewyse.com/services/cost_to_install_gas_line.html
Fuel Switching (Gas to Electric Upgrade) | Capping Gas Line without removal |  | 75 | 112.5 | 150 | This is an actual installer in Colorado | Installer | https://thegasconnection.com/gas-line-installation-cost/
Fuel Switching (Gas to Electric Upgrade) | Wiring Upgrade for HP |  |  | 300 |  | These values are add-ons on top of expected contractor installation costs | Guidehouse - HP Cost Stack Estimate
Fuel Switching (Gas to Electric Upgrade) | Condensate Piping for HP |  |  | 200 |  | These values are add-ons on top of expected contractor installation costs | Guidehouse - HP Cost Stack Estimate
Fuel Switching (Gas to Electric Upgrade) | Wiring Upgrade for HP |  |  | 300 |  | Average cost of a 240V outlet wiring upgrade | A Pocket Guide to All-Electric Retrofits of Single-Family Homes | https://uploads-ssl.webflow.com/62b110a14473cb7777a50d28/6377e7c7fd6f8cc30f88afa7_Redwood%20Energy-s%20Pocket%20Guide%20to%20All-Electric%20Commercial%20Retrofits.pdf

## Lifetime
Table of Contents
Estimated Lifetime of Components
Component | Product Class | Units | Average Lifetime | Source | Source Date | Link | Notes
Water Heaters | Electric Instantaneous | Years | 20 | DOE Rulemaking TSD, Ch. 8 | 2022 | https://www.regulations.gov/document/EERE-2017-BT-STD-0019-0018 | N/A
Water Heaters | Electric Storage | Years | 15.1 | DOE Rulemaking TSD, Ch. 8 | 2022 | https://www.regulations.gov/document/EERE-2017-BT-STD-0019-0018 | N/A
Water Heaters | HP Tank | Years | 15.1 | DOE Rulemaking TSD, Ch. 8 | 2022 | https://www.regulations.gov/document/EERE-2017-BT-STD-0019-0019 | N/A
Water Heaters | Gas Inst | Years | 20 | DOE Rulemaking TSD, Ch. 8 | 2022 | https://www.regulations.gov/document/EERE-2017-BT-STD-0019-0020 | N/A
Water Heaters | Gas Storage | Years | 14.5 | DOE Rulemaking TSD, Ch. 8 | 2022 | https://www.regulations.gov/document/EERE-2017-BT-STD-0019-0021 | N/A
Air Source HP | N/A | Years | 15.6333 | DOE Rulemaking TSD, Ch. 8 | 2016 | https://www.regulations.gov/document/EERE-2014-BT-STD-0048-0098 | Average of North, Hot-dry, and Hot-humid climate estimates
Boilers | N/A | Years | 24.39 | DOE Rulemaking TSD, Ch. 8 | 2022 | https://www.regulations.gov/document/EERE-2019-BT-STD-0036-0021 | Average of water and steam
Central AC | N/A | Years | 22.3333 | DOE Rulemaking TSD, Ch. 8 | 2016 | https://www.regulations.gov/document/EERE-2014-BT-STD-0048-0098 | Average of North, Hot-dry, and Hot-humid climate estimates
Clothes Dryer | Electric | Years | 11 | DOE Rulemaking TSD, Ch. 8 | 2022 | https://www.regulations.gov/document/EERE-2014-BT-STD-0058-0034 | N/A
Clothes Dryer | Heat Pump | Years | 11 | DOE Rulemaking TSD, Ch. 8 | 2022 | https://www.regulations.gov/document/EERE-2014-BT-STD-0058-0034 | N/A
Clothes Dryer | Gas | Years | 12 | DOE Rulemaking TSD, Ch. 8 | 2022 | https://www.regulations.gov/document/EERE-2014-BT-STD-0058-0034 | N/A
Clothes Washer | N/A | Years | 11 | DOE Rulemaking TSD, Ch. 8 | 2023 | https://www.regulations.gov/document/EERE-2017-BT-STD-0014-0058 | N/A
Dishwasher | N/A | Years | 15.2 | DOE Rulemaking TSD, Ch. 8 | 2023 | https://www.regulations.gov/document/EERE-2019-BT-STD-0039-0032 | N/A
Furnace | N/A | Years | 21.4 | DOE Rulemaking TSD, Ch. 8 | 2022 | https://www.regulations.gov/document/EERE-2021-BT-STD-0031-0011 | N/A
LED Lighting | A-Type | Years | 18.6742 | DOE SSL Program, Webscraping Data | 2020 | N/A | Assumes an average residential HOU of 1095 hrs/yr
LED Lighting | Decorative | Years | 21.0322 | DOE SSL Program, Webscraping Data | 2020 | N/A | Assumes an average residential HOU of 1095 hrs/yr
LED Lighting | Downlight | Years | 41.9098 | DOE SSL Program, Webscraping Data | 2020 | N/A | Assumes an average residential HOU of 1095 hrs/yr
LED Lighting | Reflector | Years | 25.1274 | DOE SSL Program, Webscraping Data | 2020 | N/A | Assumes an average residential HOU of 1095 hrs/yr
Mini Split HP | Single-Zone | Years | 15.6333 | DOE Rulemaking TSD, Ch. 8 | 2016 | https://www.regulations.gov/document/EERE-2014-BT-STD-0048-0098 | DOE considers ducted and ductless ACs/HPs as one regulated product. Average of North, Hot-dry, and Hot-humid climate estimates
Mini Split HP | Multi-Zone | Years | 15.6333 | DOE Rulemaking TSD, Ch. 8 | 2016 | https://www.regulations.gov/document/EERE-2014-BT-STD-0048-0098 | DOE considers ducted and ductless ACs/HPs as one regulated product. Average of North, Hot-dry, and Hot-humid climate estimates
Refrigerator | N/A | Years | 14.6 | DOE Rulemaking TSD, Ch. 8 | 2023 | https://www.regulations.gov/document/EERE-2017-BT-STD-0003-0045 | N/A
Cook Top | Electric | Years | 16.8 | DOE Rulemaking TSD, Ch. 8 | 2022 | https://www.regulations.gov/document/EERE-2014-BT-STD-0005-0090 | N/A
Cook Top | Gas | Years | 14.5 | DOE Rulemaking TSD, Ch. 8 | 2022 | https://www.regulations.gov/document/EERE-2014-BT-STD-0005-0090 | N/A
Room AC | N/A | Years | 10 | DOE Rulemaking TSD, Ch. 8 | 2023 | https://www.regulations.gov/document/EERE-2014-BT-STD-0059-0053 | DOE lists multiple lifetime estimates. Many are dated, this is the most recent number provided in the rulemaking.
Air Sealing | N/A | Years | 20 | IL TRM v10 | 2022 | https://www.ilsag.info/wp-content/uploads/IL-TRM_Effective_010122_v10.0_Vol_3_Res_09242021.pdf | As recommended in Navigant ‘ComEd Effective Useful Life Research Report’, May 2018.
Electric Baseboard |  | Years | 20 | Square One | 2023 | https://www.squareone.ca/resource-centres/getting-to-know-your-home/electric-baseboard-heaters#:~:text=Electric%20baseboard%20heaters%20have%20an,much%20longer%20with%20proper%20maintenance. | N/A
Electric Panel Upgrade |  | Years | 40 | Sunso Electrical | 2021 | https://www.sunsolarelectrical.ca/blog/signs-to-replace-electrical-panel/#:~:text=Typically%2C%20electric%20panels%20last%2030,risk%20of%20an%20electrical%20fire. | N/A
Mechanical Ventilation | Energy Recovery Ventilator | Years | 20 | Attainable Home | 2022 | https://www.attainablehome.com/what-is-the-lifespan-of-ervs-and-hrvs/#:~:text=ERVs%20have%20a%20warranty%20of,%2C%20filters%2C%20and%20other%20components. | N/A
Mechanical Ventilation | Heat Recovery Ventilator | Years | 12.5 | Attainable Home | 2022 | https://www.attainablehome.com/what-is-the-lifespan-of-ervs-and-hrvs/#:~:text=ERVs%20have%20a%20warranty%20of,%2C%20filters%2C%20and%20other%20components. | N/A
PV | N/A | Years | 30 | DOE Solar Energy Technologies Office | 2022 | https://www.energy.gov/sites/default/files/2022-03/Solar-Energy-Technologies-Office-PV-End-of-Life-Action-Plan_0.pdf | N/A
Thermostat | N/A | Years | 11 | IL TRM v10 | 2022 | https://www.ilsag.info/wp-content/uploads/IL-TRM_Effective_010122_v10.0_Vol_3_Res_09242021.pdf | Based on 2017 Residential Smart Thermostat Workpaper, prepared by SCE and Nest for SCE (Work Paper SCE17HC054, Revision #0). Estimate ability of smart systems to continue providing savings after disconnection and conduct statistical survival analysis which yields 9.2-13.8 year range.
Ceiling Insulation | N/A | Years | 20 | IL TRM v11 | 2023 | https://www.ilsag.info/wp-content/uploads/IL-TRM_Effective_010122_v10.0_Vol_3_Res_09242021.pdf | As recommended in Navigant ‘ComEd Effective Useful Life Research Report’, May 2018

## CPI
CPI Index for adjusting costs to 2023$
Year | CPI | 2022$ Index
1995 | 152.4 | 0.50115
1996 | 156.9 | 0.51595
1997 | 160.5 | 0.52779
1998 | 163 | 0.53601
1999 | 166.6 | 0.54785
2000 | 172.2 | 0.56626
2001 | 177.1 | 0.58237
2002 | 179.9 | 0.59158
2003 | 184 | 0.60506
2004 | 188.9 | 0.62118
2005 | 195.3 | 0.64222
2006 | 201.6 | 0.66294
2007 | 207.342 | 0.68182
2008 | 215.303 | 0.708
2009 | 214.537 | 0.70548
2010 | 218.056 | 0.71705
2011 | 224.939 | 0.73969
2012 | 229.594 | 0.755
2013 | 232.957 | 0.76605
2014 | 236.736 | 0.77848
2015 | 237.017 | 0.7794
2016 | 240.007 | 0.78924
2017 | 245.1 | 0.80598
2018 | 251.1 | 0.82572
2019 | 255.7 | 0.84084
2020 | 258.8 | 0.85104
2021 | 271 | 0.89115
2022 | 292.7 | 0.96251
2023* | 304.1 | 1
*CPI given for May of 2023.
Source: Bureau of Labor Statistics